{"text_format":"3","workbook":"xlsx","n_sheets":10,"sheets":["Contents","UNT20","GEN20","PLNT20","ST20","BA20","SRL20","NRL20","US20","GGL20"],"not_rendered":{"external_links":1,"defined_names":17},"read":"whole","date_system":"1900"}

{"sheet":"Contents","index":0,"n_rows":53,"n_cols":17,"rows_kept":53,"merged":[[1,1,1,10],[2,1,2,10],[3,1,3,10],[4,1,4,10],[5,1,5,10],[6,4,6,10],[7,4,7,10],[8,4,8,10],[9,4,9,10],[10,4,10,10],[11,4,11,10],[12,4,12,10],[13,4,13,10],[14,4,14,10],[15,4,15,10],[18,1,18,10],[19,1,19,10],[20,1,20,10],[22,1,22,16],[23,9,23,16],[24,1,24,7],[25,1,25,7],[26,1,26,7],[27,1,27,7],[28,1,28,7],[29,1,29,7],[30,1,30,7],[31,1,31,7],[32,1,32,7],[33,1,33,7],[34,1,34,7],[35,1,35,7],[36,1,36,7],[37,1,37,7],[38,1,38,7],[39,1,39,7],[40,1,40,7],[47,1,47,2],[47,3,47,4],[48,1,48,2],[48,3,48,4],[49,1,49,2],[49,3,49,4],[50,1,50,2],[50,3,50,4],[51,1,51,2],[51,3,51,4],[52,1,52,2],[52,3,52,4]]}
[]
[null,"Table of Contents "]
[null,"for"]
[null,"eGRID2020_Data_v2.xls"]
[null,"eGRID2020 Unit, Generator, Plant, State, Balancing Authority Area, eGRID Subregion, NERC Region, U.S., and Grid Gross Loss (%) Data Files"]
[null,"2023-01-30"]
[null,"Sheet","Name",null,"Description"]
[null,1,"UNT20",null,"Unit year 2020 data"]
[null,2,"GEN20",null,"Generator year 2020 data"]
[null,3,"PLNT20",null,"Plant year 2020 data"]
[null,4,"ST20",null,"State year 2020 data"]
[null,5,"BA20",null,"Balancing authority area year 2020 data"]
[null,6,"SRL20",null,"eGRID subregion year 2020 data"]
[null,7,"NRL20",null,"NERC region year 2020 data"]
[null,8,"US20",null,"U.S. year 2020 data"]
[null,9,"GGL20",null,"Grid Gross Loss (%) year 2020 data"]
[]
[]
[null,"Feedback"]
[null,"Customer Satisfaction Survey"]
[null,"Contact EPA"]
[]
[null,"Color Coding Legend"]
[null,"Category",{"$nulls":6},"Color","Link to sheet and category"]
[null,"1) Annual Values (generation, emissions, and heat input)",{"$nulls":8},"GEN","PLNT","ST","BA","SRL","NRL","US"]
[null,"2) Unadjusted Annual Values (emissions, and heat input)",{"$nulls":7},"UNT",null,"PLNT"]
[null,"3) Adjustment Values (emissions, heat input, heat rate)",{"$nulls":9},"PLNT"]
[null,"4) Output Emission Rates (emissions per MWh)",{"$nulls":9},"PLNT","ST","BA","SRL","NRL","US"]
[null,"5) Input Emission rates (emissions per MMBtu)",{"$nulls":9},"PLNT","ST","BA","SRL","NRL","US"]
[null,"6) Combustion Output Rates (emissions per MWh)",{"$nulls":9},"PLNT","ST","BA","SRL","NRL","US"]
[null,"7) Generation by Fuel Type (MWh)",{"$nulls":9},"PLNT","ST","BA","SRL","NRL","US"]
[null,"8) Renewable and Non-Renewable Generation (MWh)",{"$nulls":9},"PLNT","ST","BA","SRL","NRL","US"]
[null,"9) Combustion and Non-Combustion Generation (MWh)",{"$nulls":9},"PLNT","ST","BA","SRL","NRL","US"]
[null,"10) Resource Mix (percentages)",{"$nulls":9},"PLNT","ST","BA","SRL","NRL","US"]
[null,"11) Renewable and Non-Renewable Resource Mix (percentages)",{"$nulls":9},"PLNT","ST","BA","SRL","NRL","US"]
[null,"12) Combustion and Non-Combustion Resource Mix (percentages)",{"$nulls":9},"PLNT","ST","BA","SRL","NRL","US"]
[null,"13) Output Emission Rates by Fuel Type (emissions by fuel type per MWh)",{"$nulls":10},"ST","BA","SRL","NRL","US"]
[null,"14) Input Emission Rates by Fuel Type (emissions by fuel type per MWh)",{"$nulls":10},"ST","BA","SRL","NRL","US"]
[null,"15) Nonbaseload Output Emission Rates (emissions per MWh)",{"$nulls":10},"ST","BA","SRL","NRL","US"]
[null,"16) Nonbaseload Generation by Fuel Type (MWh)",{"$nulls":10},"ST","BA","SRL","NRL","US"]
[null,"17) Nonbaseload Resource Mix (percentages)",{"$nulls":10},"ST","BA","SRL","NRL","US"]
[]
[null,"Notes"]
[null,"Values in parentheses are negative numbers."]
[null,"Dashes (-) are zeroes."]
[]
[null,"Conversion Factors"]
[null,"1 megawatt-hour (MWh)",null,"1,000 kilowatt-hour (kWh)"]
[null,"1 short ton",null,"2,000 pounds (lb)"]
[null,"1.10231 short ton ",null,"1 metric ton"]
[null,"2.2046 lb",null,"1 kilogram (kg)"]
[null,"0.9478 MMBtu ",null,"1 Gigajoule (GJ)"]
[null,"0.27778 MWh",null,"1 GJ"]

{"sheet":"UNT20","index":1,"n_rows":28874,"n_cols":32,"rows_kept":4500,"cut":true,"bounds":{"rows_first":2000,"rows_last":500,"rows_between":2000,"halvings":0}}
["eGRID2020 Unit file sequence number","Data Year","Plant state abbreviation","Plant name","DOE/EIA ORIS plant or facility code","Unit ID","Prime Mover","Unit Operational Status","CAMD Program flag","Program code(s)","Unit bottom and firing type","Number of associated generators","Unit primary fuel","Unit operating hours","Unit unadjusted annual heat input (MMBtu)","Unit unadjusted ozone season heat input (MMBtu)","Unit unadjusted annual NOx emissions (tons)","Unit unadjusted ozone season NOx emissions (tons)","Unit unadjusted annual SO2 emissions (tons)","Unit unadjusted annual CO2 emissions (tons)","Unit unadjusted annual Hg emissions (lbs)","Unit unadjusted annual heat input source","Unit unadjusted ozone season heat input source","Unit unadjusted annual NOx emissions source","Unit unadjusted ozone season NOx emissions source","Unit unadjusted annual SO2 emissions source","Unit unadjusted annual CO2 emissions source","Unit unadjusted annual Hg emissions source","Unit SO2 (scrubber) first control device","Unit NOx first control device","Unit Hg Activated carbon injection system flag","Unit year on-line"]
["SEQUNT20","YEAR","PSTATABB","PNAME","ORISPL","UNITID","PRMVR","UNTOPST","CAMDFLAG","PRGCODE","BOTFIRTY","NUMGEN","FUELU1","HRSOP","HTIAN","HTIOZ","NOXAN","NOXOZ","SO2AN","CO2AN","HGAN","HTIANSRC","HTIOZSRC","NOXANSRC","NOXOZSRC","SO2SRC","CO2SRC","HGSRC","SO2CTLDV","NOXCTLDV","HGCTLDV","UNTYRONL"]
[1,2020,"AK","7-Mile Ridge Wind Project",60814,"WT1","WT","CN",{"$nulls":4},"WND"]
[2,2020,"AK","Agrium Kenai Nitrogen Operations",54452,"644A","IC","RE",{"$nulls":4},"NG"]
[3,2020,"AK","Agrium Kenai Nitrogen Operations",54452,"644B","IC","RE",{"$nulls":4},"NG"]
[4,2020,"AK","Agrium Kenai Nitrogen Operations",54452,"644C","IC","RE",{"$nulls":4},"NG"]
[5,2020,"AK","Agrium Kenai Nitrogen Operations",54452,"644D","IC","RE",{"$nulls":4},"NG"]
[6,2020,"AK","Agrium Kenai Nitrogen Operations",54452,"644E","IC","RE",{"$nulls":4},"NG"]
[7,2020,"AK","Agrium Kenai Nitrogen Operations",54452,"644F","IC","RE",{"$nulls":4},"NG"]
[8,2020,"AK","Agrium Kenai Nitrogen Operations",54452,"644G","IC","RE",{"$nulls":4},"NG"]
[9,2020,"AK","Agrium Kenai Nitrogen Operations",54452,"744A","GT","OS",{"$nulls":4},"NG"]
[10,2020,"AK","Agrium Kenai Nitrogen Operations",54452,"744B","GT","OS",{"$nulls":4},"NG"]
[11,2020,"AK","Agrium Kenai Nitrogen Operations",54452,"744C","GT","OS",{"$nulls":4},"NG"]
[12,2020,"AK","Agrium Kenai Nitrogen Operations",54452,"744D","GT","OS",{"$nulls":4},"NG"]
[13,2020,"AK","Agrium Kenai Nitrogen Operations",54452,"744E","GT","OS",{"$nulls":4},"NG"]
[14,2020,"AK","Alakanuk",57053,"G309","IC","CN",{"$nulls":4},"DFO"]
[15,2020,"AK","Alakanuk",57053,"UNIT1","IC","RE",{"$nulls":4},"DFO"]
[16,2020,"AK","Alakanuk",57053,"UNIT2","IC","RE",{"$nulls":4},"DFO"]
[17,2020,"AK","Alakanuk",57053,"UNIT3","IC","RE",{"$nulls":4},"DFO"]
[18,2020,"AK","Alakanuk",57053,"UNIT4","IC","SB",{"$nulls":4},"DFO"]
[19,2020,"AK","Allison Creek Hydro",58982,"GEN1","HY","OP",{"$nulls":4},"WAT",null,{"v":182550,"d":"182,550"},{"v":83072,"d":"83,072"},{"$nulls":5},"EIA Prime Mover-level Data","EIA Prime Mover-level Data"]
[20,2020,"AK","Ambler",60243,"1","IC","RE",{"$nulls":4},"DFO",null,{"v":3081.3330078125,"d":"3,081"},{"v":1329.86694335938,"d":"1,330"},{"v":5.11999988555908,"d":"5.1"},{"v":2.20900011062622,"d":"2.2"},{"v":0.446799993515015,"d":"0.4"},{"v":251.630996704102,"d":"251.6"},null,"EIA Prime Mover-level Data","EIA Prime Mover-level Data","Estimated using emissions factor","Estimated using emissions factor","Estimated using emissions factor","Estimated using emissions factor"]
[21,2020,"AK","Ambler",60243,"1A","IC","OP",{"$nulls":4},"DFO",null,{"v":3081.3330078125,"d":"3,081"},{"v":1329.86694335938,"d":"1,330"},{"v":5.11999988555908,"d":"5.1"},{"v":2.20900011062622,"d":"2.2"},{"v":0.446799993515015,"d":"0.4"},{"v":251.630996704102,"d":"251.6"},null,"EIA Prime Mover-level Data","EIA Prime Mover-level Data","Estimated using emissions factor","Estimated using emissions factor","Estimated using emissions factor","Estimated using emissions factor"]
[22,2020,"AK","Ambler",60243,"2","IC","OP",{"$nulls":4},"DFO",null,{"v":2311,"d":"2,311"},{"v":997.400024414063,"d":"997"},{"v":3.83999991416931,"d":"3.8"},{"v":1.65699994564056,"d":"1.7"},{"v":0.335099995136261,"d":"0.3"},{"v":188.723007202148,"d":"188.7"},null,"EIA Prime Mover-level Data","EIA Prime Mover-level Data","Estimated using emissions factor","Estimated using emissions factor","Estimated using emissions factor","Estimated using emissions factor"]
[23,2020,"AK","Ambler",60243,"3","IC","OP",{"$nulls":4},"DFO",null,{"v":3081.3330078125,"d":"3,081"},{"v":1329.86694335938,"d":"1,330"},{"v":5.11999988555908,"d":"5.1"},{"v":2.20900011062622,"d":"2.2"},{"v":0.446799993515015,"d":"0.4"},{"v":251.630996704102,"d":"251.6"},null,"EIA Prime Mover-level Data","EIA Prime Mover-level Data","Estimated using emissions factor","Estimated using emissions factor","Estimated using emissions factor","Estimated using emissions factor"]
[24,2020,"AK","Anchorage 1",75,"1","GT","RE",{"$nulls":4},"NG"]
[25,2020,"AK","Anchorage 1",75,"2","GT","RE",{"$nulls":4},"NG"]
[26,2020,"AK","Anchorage 1",75,"3","GT","RE",{"$nulls":4},"NG"]
[27,2020,"AK","Anchorage 1",75,"3R","GT","OP",{"$nulls":4},"NG",null,{"v":74050.9609375,"d":"74,051"},{"v":27255.146484375,"d":"27,255"},{"v":11.5430002212524,"d":"11.5"},{"v":4.23600006103516,"d":"4.2"},{"v":0.116400003433228,"d":"0.1"},{"v":4327.8740234375,"d":"4,327.9"},null,"EIA Prime Mover-level Data","EIA Prime Mover-level Data","Estimated using emissions factor","Estimated using emissions factor","Estimated using emissions factor","Estimated using emissions factor"]
[28,2020,"AK","Anchorage 1",75,"4","GT","OP",{"$nulls":4},"NG",null,{"v":40887.03515625,"d":"40,887"},{"v":15048.853515625,"d":"15,049"},{"v":6.3730001449585,"d":"6.4"},{"v":2.33899998664856,"d":"2.3"},{"v":0.064300000667572,"d":"0.1"},{"v":2389.6240234375,"d":"2,389.6"},null,"EIA Prime Mover-level Data","EIA Prime Mover-level Data","Estimated using emissions factor","Estimated using emissions factor","Estimated using emissions factor","Estimated using emissions factor"]
[29,2020,"AK","Anchorage 1",75,"D1","IC","RE",{"$nulls":4},"DFO"]
[30,2020,"AK","Anchorage 1",75,"D2","IC","RE",{"$nulls":4},"DFO"]
[31,2020,"AK","Anchorage 1",75,"P1 BS","IC","OP",{"$nulls":4},"DFO",null,87,40,{"v":0.140000000596046,"d":"0.1"},{"v":0.0649999976158142,"d":"0.1"},{"v":0.0126000000163913,"d":"0.0"},{"v":7.10500001907349,"d":"7.1"},null,"EIA Prime Mover-level Data","EIA Prime Mover-level Data","Estimated using emissions factor","Estimated using emissions factor","Estimated using emissions factor","Estimated using emissions factor"]
[32,2020,"AK","Angoon",7462,"1","IC","RE",{"$nulls":4},"DFO"]
[33,2020,"AK","Angoon",7462,"1A","IC","OP",{"$nulls":4},"DFO",null,{"v":5502.3330078125,"d":"5,502"},{"v":2372.3330078125,"d":"2,372"},{"v":8.84099960327148,"d":"8.8"},{"v":3.81200003623962,"d":"3.8"},{"v":0.797800004482269,"d":"0.8"},{"v":449.335998535156,"d":"449.3"},null,"EIA Prime Mover-level Data","EIA Prime Mover-level Data","Estimated using emissions factor","Estimated using emissions factor","Estimated using emissions factor","Estimated using emissions factor"]
[34,2020,"AK","Angoon",7462,"2A","IC","OP",{"$nulls":4},"DFO",null,{"v":5502.3330078125,"d":"5,502"},{"v":2372.3330078125,"d":"2,372"},{"v":8.84099960327148,"d":"8.8"},{"v":3.81200003623962,"d":"3.8"},{"v":0.797800004482269,"d":"0.8"},{"v":449.335998535156,"d":"449.3"},null,"EIA Prime Mover-level Data","EIA Prime Mover-level Data","Estimated using emissions factor","Estimated using emissions factor","Estimated using emissions factor","Estimated using emissions factor"]
[35,2020,"AK","Angoon",7462,"3","IC","OP",{"$nulls":4},"DFO",null,{"v":5502.3330078125,"d":"5,502"},{"v":2372.3330078125,"d":"2,372"},{"v":8.84099960327148,"d":"8.8"},{"v":3.81200003623962,"d":"3.8"},{"v":0.797800004482269,"d":"0.8"},{"v":449.335998535156,"d":"449.3"},null,"EIA Prime Mover-level Data","EIA Prime Mover-level Data","Estimated using emissions factor","Estimated using emissions factor","Estimated using emissions factor","Estimated using emissions factor"]
[36,2020,"AK","Aniak",7182,"1","IC","OP",{"$nulls":4},"DFO",null,{"v":7806.17578125,"d":"7,806"},{"v":3368.23510742188,"d":"3,368"},{"v":13.2259998321533,"d":"13.2"},{"v":5.70699977874756,"d":"5.7"},{"v":1.13189995288849,"d":"1.1"},{"v":637.474975585938,"d":"637.5"},null,"EIA Prime Mover-level Data","EIA Prime Mover-level Data","Estimated using emissions factor","Estimated using emissions factor","Estimated using emissions factor","Estimated using emissions factor"]
[37,2020,"AK","Aniak",7182,"10","IC","OP",{"$nulls":4},"DFO",null,{"v":9367.412109375,"d":"9,367"},{"v":4041.88208007813,"d":"4,042"},{"v":15.871000289917,"d":"15.9"},{"v":6.84800004959106,"d":"6.8"},{"v":1.35829997062683,"d":"1.4"},{"v":764.969970703125,"d":"765.0"},null,"EIA Prime Mover-level Data","EIA Prime Mover-level Data","Estimated using emissions factor","Estimated using emissions factor","Estimated using emissions factor","Estimated using emissions factor"]
[38,2020,"AK","Aniak",7182,"3","IC","RE",{"$nulls":4},"DFO"]
[39,2020,"AK","Aniak",7182,"4","IC","RE",{"$nulls":4},"DFO"]
[40,2020,"AK","Aniak",7182,"5","IC","RE",{"$nulls":4},"DFO"]
[41,2020,"AK","Aniak",7182,"9","IC","OP",{"$nulls":4},"DFO",null,{"v":9367.412109375,"d":"9,367"},{"v":4041.88208007813,"d":"4,042"},{"v":15.871000289917,"d":"15.9"},{"v":6.84800004959106,"d":"6.8"},{"v":1.35829997062683,"d":"1.4"},{"v":764.969970703125,"d":"765.0"},null,"EIA Prime Mover-level Data","EIA Prime Mover-level Data","Estimated using emissions factor","Estimated using emissions factor","Estimated using emissions factor","Estimated using emissions factor"]
[42,2020,"AK","Annex Creek",62,"5","HY","OP",{"$nulls":4},"WAT",null,{"v":102493.3515625,"d":"102,493"},{"v":46641.1484375,"d":"46,641"},{"$nulls":5},"EIA Prime Mover-level Data","EIA Prime Mover-level Data"]
[43,2020,"AK","Annex Creek",62,"6","HY","OP",{"$nulls":4},"WAT",null,{"v":125269.6484375,"d":"125,270"},{"v":57005.8515625,"d":"57,006"},{"$nulls":5},"EIA Prime Mover-level Data","EIA Prime Mover-level Data"]
[44,2020,"AK","Auke Bay",7250,"13","GT","SB",{"$nulls":4},"DFO",null,{"v":394.575988769531,"d":"395"},{"v":169.496002197266,"d":"169"},{"v":0.178000003099442,"d":"0.2"},{"v":0.0769999995827675,"d":"0.1"},{"v":0.0996000021696091,"d":"0.1"},{"v":32.2220001220703,"d":"32.2"},null,"EIA Prime Mover-level Data","EIA Prime Mover-level Data","Estimated using emissions factor","Estimated using emissions factor","Estimated using emissions factor","Estimated using emissions factor"]
[45,2020,"AK","Auke Bay",7250,"14","GT","SB",{"$nulls":4},"DFO",null,{"v":4354.423828125,"d":"4,354"},{"v":1870.50402832031,"d":"1,871"},{"v":1.96899998188019,"d":"2.0"},{"v":0.846000015735626,"d":"0.8"},{"v":1.09949994087219,"d":"1.1"},{"v":355.595001220703,"d":"355.6"},null,"EIA Prime Mover-level Data","EIA Prime Mover-level Data","Estimated using emissions factor","Estimated using emissions factor","Estimated using emissions factor","Estimated using emissions factor"]
[46,2020,"AK","Auke Bay",7250,"4","IC","SB",{"$nulls":4},"DFO",null,549,238,{"v":0.903999984264374,"d":"0.9"},{"v":0.391000002622604,"d":"0.4"},{"v":0.0795999988913536,"d":"0.1"},{"v":44.8330001831055,"d":"44.8"},null,"EIA Prime Mover-level Data","EIA Prime Mover-level Data","Estimated using emissions factor","Estimated using emissions factor","Estimated using emissions factor","Estimated using emissions factor"]
[47,2020,"AK","Aurora Energy LLC Chena",79,"1","ST","OP",{"$nulls":3},5,"SUB",null,{"v":383151.6875,"d":"383,152"},{"v":141335.5,"d":"141,336"},{"v":67.052001953125,"d":"67.1"},{"v":25.5550003051758,"d":"25.6"},{"v":22.4234008789063,"d":"22.4"},{"v":40976.625,"d":"40,976.6"},null,"EIA Unit-level Data","EIA Unit-Level Data","Estimated based on unit-level NOx emission rates","Estimated using emissions factor","Estimated using emissions factor and plant-specific sulfur content","Estimated using emissions factor"]
[48,2020,"AK","Aurora Energy LLC Chena",79,"2","ST","OP",{"$nulls":3},4,"SUB",null,{"v":400932.09375,"d":"400,932"},{"v":139147.09375,"d":"139,147"},{"v":66.7170028686523,"d":"66.7"},{"v":26.7409992218018,"d":"26.7"},{"v":63.6297988891602,"d":"63.6"},{"v":42878.16796875,"d":"42,878.2"},null,"EIA Unit-level Data","EIA Unit-Level Data","Estimated using emissions factor","Estimated using emissions factor","Estimated using emissions factor and plant-specific sulfur content","Estimated using emissions factor"]
[49,2020,"AK","Aurora Energy LLC Chena",79,"3","ST","OP",{"$nulls":3},4,"SUB",null,{"v":370921.3125,"d":"370,921"},{"v":137381.09375,"d":"137,381"},{"v":61.7229995727539,"d":"61.7"},{"v":24.7399997711182,"d":"24.7"},{"v":59.4502983093262,"d":"59.5"},{"v":39668.62890625,"d":"39,668.6"},null,"EIA Unit-level Data","EIA Unit-Level Data","Estimated using emissions factor","Estimated using emissions factor","Estimated using emissions factor and plant-specific sulfur content","Estimated using emissions factor"]
[50,2020,"AK","Aurora Energy LLC Chena",79,"5","ST","OP",{"$nulls":3},1,"SUB",null,{"v":2162909.25,"d":"2,162,909"},{"v":910965.5,"d":"910,966"},{"v":359.920989990234,"d":"359.9"},{"v":144.261001586914,"d":"144.3"},{"v":344.614685058594,"d":"344.6"},{"v":231314.953125,"d":"231,315.0"},null,"EIA Unit-level Data","EIA Unit-Level Data","Estimated using emissions factor","Estimated using emissions factor","Estimated using emissions factor and plant-specific sulfur content","Estimated using emissions factor"]
[51,2020,"AK","Barrow",7173,"10","IC","OS",{"$nulls":4},"NG"]
[52,2020,"AK","Barrow",7173,"11","GT","OP",{"$nulls":4},"NG",null,{"v":209084.109375,"d":"209,084"},{"v":76739.515625,"d":"76,740"},{"v":33.4500007629395,"d":"33.5"},{"v":12.2770004272461,"d":"12.3"},{"v":0.334100008010864,"d":"0.3"},{"v":12219.822265625,"d":"12,219.8"},null,"EIA Prime Mover-level Data","EIA Prime Mover-level Data","Estimated using emissions factor","Estimated using emissions factor","Estimated using emissions factor","Estimated using emissions factor"]
[53,2020,"AK","Barrow",7173,"12","GT","OP",{"$nulls":4},"NG",null,{"v":217795.953125,"d":"217,796"},{"v":79936.9921875,"d":"79,937"},{"v":34.8440017700195,"d":"34.8"},{"v":12.7889995574951,"d":"12.8"},{"v":0.34799998998642,"d":"0.3"},{"v":12728.9814453125,"d":"12,729.0"},null,"EIA Prime Mover-level Data","EIA Prime Mover-level Data","Estimated using emissions factor","Estimated using emissions factor","Estimated using emissions factor","Estimated using emissions factor"]
[54,2020,"AK","Barrow",7173,"6","GT","OP",{"$nulls":4},"NG",null,{"v":108897.9765625,"d":"108,898"},{"v":39968.49609375,"d":"39,968"},{"v":17.4220008850098,"d":"17.4"},{"v":6.39400005340576,"d":"6.4"},{"v":0.17399999499321,"d":"0.2"},{"v":6364.4912109375,"d":"6,364.5"},null,"EIA Prime Mover-level Data","EIA Prime Mover-level Data","Estimated using emissions factor","Estimated using emissions factor","Estimated using emissions factor","Estimated using emissions factor"]
[55,2020,"AK","Barrow",7173,"7","GT","OP",{"$nulls":4},"NG",null,{"v":108897.9765625,"d":"108,898"},{"v":39968.49609375,"d":"39,968"},{"v":17.4220008850098,"d":"17.4"},{"v":6.39400005340576,"d":"6.4"},{"v":0.17399999499321,"d":"0.2"},{"v":6364.4912109375,"d":"6,364.5"},null,"EIA Prime Mover-level Data","EIA Prime Mover-level Data","Estimated using emissions factor","Estimated using emissions factor","Estimated using emissions factor","Estimated using emissions factor"]
[56,2020,"AK","Barrow",7173,"8","GT","OP",{"$nulls":4},"NG",null,{"v":108897.9765625,"d":"108,898"},{"v":39968.49609375,"d":"39,968"},{"v":17.4220008850098,"d":"17.4"},{"v":6.39400005340576,"d":"6.4"},{"v":0.17399999499321,"d":"0.2"},{"v":6364.4912109375,"d":"6,364.5"},null,"EIA Prime Mover-level Data","EIA Prime Mover-level Data","Estimated using emissions factor","Estimated using emissions factor","Estimated using emissions factor","Estimated using emissions factor"]
[57,2020,"AK","Barrow",7173,"9","IC","OS",{"$nulls":4},"NG"]
[58,2020,"AK","Battery Energy Storage System",57583,"BESS","BA","OP",{"$nulls":4},"MWH",null,0,0,{"$nulls":5},"EIA Prime Mover-level Data","EIA Prime Mover-level Data"]
[59,2020,"AK","Beaver Falls",6580,"1","HY","OP",{"$nulls":4},"WAT",null,{"v":73816.8515625,"d":"73,817"},{"v":33591.48046875,"d":"33,591"},{"$nulls":5},"EIA Prime Mover-level Data","EIA Prime Mover-level Data"]
[60,2020,"AK","Beaver Falls",6580,"3","HY","OP",{"$nulls":4},"WAT",null,{"v":162397.078125,"d":"162,397"},{"v":73901.2578125,"d":"73,901"},{"$nulls":5},"EIA Prime Mover-level Data","EIA Prime Mover-level Data"]
[61,2020,"AK","Beaver Falls",6580,"4","HY","OP",{"$nulls":4},"WAT",null,{"v":162397.078125,"d":"162,397"},{"v":73901.2578125,"d":"73,901"},{"$nulls":5},"EIA Prime Mover-level Data","EIA Prime Mover-level Data"]
[62,2020,"AK","Beluga",96,"1","GT","OP",{"$nulls":4},"NG",null,{"v":17979.154296875,"d":"17,979"},{"v":5013.8798828125,"d":"5,014"},{"v":2.87700009346008,"d":"2.9"},{"v":0.801999986171722,"d":"0.8"},{"v":0.0286999996751547,"d":"0.0"},{"v":1050.78295898438,"d":"1,050.8"},null,"EIA Prime Mover-level Data","EIA Prime Mover-level Data","Estimated using emissions factor","Estimated using emissions factor","Estimated using emissions factor","Estimated using emissions factor"]
[63,2020,"AK","Beluga",96,"2","GT","OP",{"$nulls":4},"NG",null,{"v":17979.154296875,"d":"17,979"},{"v":5013.8798828125,"d":"5,014"},{"v":2.87700009346008,"d":"2.9"},{"v":0.801999986171722,"d":"0.8"},{"v":0.0286999996751547,"d":"0.0"},{"v":1050.78295898438,"d":"1,050.8"},null,"EIA Prime Mover-level Data","EIA Prime Mover-level Data","Estimated using emissions factor","Estimated using emissions factor","Estimated using emissions factor","Estimated using emissions factor"]
[64,2020,"AK","Beluga",96,"3","GT","OP",{"$nulls":4},"NG",null,{"v":66410.5,"d":"66,411"},{"v":18520.017578125,"d":"18,520"},{"v":10.6260004043579,"d":"10.6"},{"v":2.96300005912781,"d":"3.0"},{"v":0.106100000441074,"d":"0.1"},{"v":3881.330078125,"d":"3,881.3"},null,"EIA Prime Mover-level Data","EIA Prime Mover-level Data","Estimated using emissions factor","Estimated using emissions factor","Estimated using emissions factor","Estimated using emissions factor"]
[65,2020,"AK","Beluga",96,"5","GT","OP",{"$nulls":4},"NG",null,{"v":76748.515625,"d":"76,749"},{"v":21402.998046875,"d":"21,403"},{"v":12.2799997329712,"d":"12.3"},{"v":3.42400002479553,"d":"3.4"},{"v":0.122599996626377,"d":"0.1"},{"v":4485.53076171875,"d":"4,485.5"},null,"EIA Prime Mover-level Data","EIA Prime Mover-level Data","Estimated using emissions factor","Estimated using emissions factor","Estimated using emissions factor","Estimated using emissions factor"]
[66,2020,"AK","Beluga",96,"6","GT","OP",{"$nulls":4},"NG",null,{"v":85962.8359375,"d":"85,963"},{"v":23972.611328125,"d":"23,973"},{"v":13.753999710083,"d":"13.8"},{"v":3.83599996566772,"d":"3.8"},{"v":0.13740000128746,"d":"0.1"},{"v":5024.05810546875,"d":"5,024.1"},null,"EIA Prime Mover-level Data","EIA Prime Mover-level Data","Estimated using emissions factor","Estimated using emissions factor","Estimated using emissions factor","Estimated using emissions factor"]
[67,2020,"AK","Beluga",96,"7","GT","OP",{"$nulls":4},"NG",null,{"v":85962.8359375,"d":"85,963"},{"v":23972.611328125,"d":"23,973"},{"v":13.753999710083,"d":"13.8"},{"v":3.83599996566772,"d":"3.8"},{"v":0.13740000128746,"d":"0.1"},{"v":5024.05810546875,"d":"5,024.1"},null,"EIA Prime Mover-level Data","EIA Prime Mover-level Data","Estimated using emissions factor","Estimated using emissions factor","Estimated using emissions factor","Estimated using emissions factor"]
[68,2020,"AK","Beluga",96,"8","CA","RE",{"$nulls":3},1,"NG"]
[69,2020,"AK","Bernice Lake",6292,"2","GT","OP",{"$nulls":4},"NG",null,{"v":25741.677734375,"d":"25,742"},{"v":9447.5126953125,"d":"9,448"},{"v":4.10200023651123,"d":"4.1"},{"v":1.50600004196167,"d":"1.5"},{"v":0.0410999990999699,"d":"0.0"},{"v":1504.4599609375,"d":"1,504.5"},null,"EIA Prime Mover-level Data","EIA Prime Mover-level Data","Estimated using emissions factor","Estimated using emissions factor","Estimated using emissions factor","Estimated using emissions factor"]
[70,2020,"AK","Bernice Lake",6292,"3","GT","OP",{"$nulls":4},"NG",null,{"v":35814.5078125,"d":"35,815"},{"v":13144.365234375,"d":"13,144"},{"v":5.70800018310547,"d":"5.7"},{"v":2.09500002861023,"d":"2.1"},{"v":0.0571999996900558,"d":"0.1"},{"v":2093.162109375,"d":"2,093.2"},null,"EIA Prime Mover-level Data","EIA Prime Mover-level Data","Estimated using emissions factor","Estimated using emissions factor","Estimated using emissions factor","Estimated using emissions factor"]
[71,2020,"AK","Bernice Lake",6292,"4","GT","OP",{"$nulls":4},"NG",null,{"v":33824.8125,"d":"33,825"},{"v":12414.1220703125,"d":"12,414"},{"v":5.3899998664856,"d":"5.4"},{"v":1.97800004482269,"d":"2.0"},{"v":0.0540999993681908,"d":"0.1"},{"v":1976.875,"d":"1,976.9"},null,"EIA Prime Mover-level Data","EIA Prime Mover-level Data","Estimated using emissions factor","Estimated using emissions factor","Estimated using emissions factor","Estimated using emissions factor"]
[72,2020,"AK","Bethel",6566,"1","IC","OP",{"$nulls":4},"DFO",null,{"v":68223.1640625,"d":"68,223"},{"v":29429.166015625,"d":"29,429"},{"v":113.337997436523,"d":"113.3"},{"v":48.8899993896484,"d":"48.9"},{"v":9.89239978790283,"d":"9.9"},{"v":5571.2998046875,"d":"5,571.3"},null,"EIA Prime Mover-level Data","EIA Prime Mover-level Data","Estimated using emissions factor","Estimated using emissions factor","Estimated using emissions factor","Estimated using emissions factor"]
[73,2020,"AK","Bethel",6566,"2","IC","OP",{"$nulls":4},"DFO",null,{"v":68223.1640625,"d":"68,223"},{"v":29429.166015625,"d":"29,429"},{"v":113.337997436523,"d":"113.3"},{"v":48.8899993896484,"d":"48.9"},{"v":9.89239978790283,"d":"9.9"},{"v":5571.2998046875,"d":"5,571.3"},null,"EIA Prime Mover-level Data","EIA Prime Mover-level Data","Estimated using emissions factor","Estimated using emissions factor","Estimated using emissions factor","Estimated using emissions factor"]
[74,2020,"AK","Bethel",6566,"3","IC","OP",{"$nulls":4},"DFO",null,{"v":68223.1640625,"d":"68,223"},{"v":29429.166015625,"d":"29,429"},{"v":113.337997436523,"d":"113.3"},{"v":48.8899993896484,"d":"48.9"},{"v":9.89239978790283,"d":"9.9"},{"v":5571.2998046875,"d":"5,571.3"},null,"EIA Prime Mover-level Data","EIA Prime Mover-level Data","Estimated using emissions factor","Estimated using emissions factor","Estimated using emissions factor","Estimated using emissions factor"]
[75,2020,"AK","Bethel",6566,"4","IC","OP",{"$nulls":4},"DFO",null,{"v":68223.1640625,"d":"68,223"},{"v":29429.166015625,"d":"29,429"},{"v":113.337997436523,"d":"113.3"},{"v":48.8899993896484,"d":"48.9"},{"v":9.89239978790283,"d":"9.9"},{"v":5571.2998046875,"d":"5,571.3"},null,"EIA Prime Mover-level Data","EIA Prime Mover-level Data","Estimated using emissions factor","Estimated using emissions factor","Estimated using emissions factor","Estimated using emissions factor"]
[76,2020,"AK","Bethel",6566,"6","IC","OP",{"$nulls":4},"DFO",null,{"v":68223.1640625,"d":"68,223"},{"v":29429.166015625,"d":"29,429"},{"v":113.337997436523,"d":"113.3"},{"v":48.8899993896484,"d":"48.9"},{"v":9.89239978790283,"d":"9.9"},{"v":5571.2998046875,"d":"5,571.3"},null,"EIA Prime Mover-level Data","EIA Prime Mover-level Data","Estimated using emissions factor","Estimated using emissions factor","Estimated using emissions factor","Estimated using emissions factor"]
[77,2020,"AK","Bethel",6566,"7","IC","OP",{"$nulls":4},"DFO",null,{"v":68223.1640625,"d":"68,223"},{"v":29429.166015625,"d":"29,429"},{"v":113.337997436523,"d":"113.3"},{"v":48.8899993896484,"d":"48.9"},{"v":9.89239978790283,"d":"9.9"},{"v":5571.2998046875,"d":"5,571.3"},null,"EIA Prime Mover-level Data","EIA Prime Mover-level Data","Estimated using emissions factor","Estimated using emissions factor","Estimated using emissions factor","Estimated using emissions factor"]
[78,2020,"AK","Black Bear Lake",7752,"1","HY","OP",{"$nulls":4},"WAT",null,{"v":186049,"d":"186,049"},{"v":84664,"d":"84,664"},{"$nulls":5},"EIA Prime Mover-level Data","EIA Prime Mover-level Data"]
[79,2020,"AK","Blue Lake Hydro",93,"1","HY","RE",{"$nulls":4},"WAT"]
[80,2020,"AK","Blue Lake Hydro",93,"2","HY","RE",{"$nulls":4},"WAT"]
[81,2020,"AK","Blue Lake Hydro",93,"3","HY","OP",{"$nulls":4},"WAT"]
[82,2020,"AK","Blue Lake Hydro",93,"4","HY","OP",{"$nulls":4},"WAT"]
[83,2020,"AK","Blue Lake Hydro",93,"5","HY","OP",{"$nulls":4},"WAT"]
[84,2020,"AK","Bradley Lake",7367,"1","HY","OP",{"$nulls":4},"WAT",null,{"v":2046894.5,"d":"2,046,895"},{"v":931467,"d":"931,467"},{"$nulls":5},"EIA Prime Mover-level Data","EIA Prime Mover-level Data"]
[85,2020,"AK","Bradley Lake",7367,"2","HY","OP",{"$nulls":4},"WAT",null,{"v":2046894.5,"d":"2,046,895"},{"v":931467,"d":"931,467"},{"$nulls":5},"EIA Prime Mover-level Data","EIA Prime Mover-level Data"]
[86,2020,"AK","Brevig Mission",60260,"1","IC","OP",{"$nulls":4},"DFO",null,{"v":2224.19995117188,"d":"2,224"},{"v":959.599975585938,"d":"960"},{"v":3.69400000572205,"d":"3.7"},{"v":1.59399998188019,"d":"1.6"},{"v":0.322499990463257,"d":"0.3"},{"v":181.634994506836,"d":"181.6"},null,"EIA Prime Mover-level Data","EIA Prime Mover-level Data","Estimated using emissions factor","Estimated using emissions factor","Estimated using emissions factor","Estimated using emissions factor"]
[87,2020,"AK","Brevig Mission",60260,"2","IC","OP",{"$nulls":4},"DFO",null,{"v":4448.39990234375,"d":"4,448"},{"v":1919.19995117188,"d":"1,919"},{"v":7.38899993896484,"d":"7.4"},{"v":3.18700003623962,"d":"3.2"},{"v":0.644999980926514,"d":"0.6"},{"v":363.269012451172,"d":"363.3"},null,"EIA Prime Mover-level Data","EIA Prime Mover-level Data","Estimated using emissions factor","Estimated using emissions factor","Estimated using emissions factor","Estimated using emissions factor"]
[88,2020,"AK","Brevig Mission",60260,"3","IC","RE",{"$nulls":4},"DFO"]
[89,2020,"AK","Brevig Mission",60260,"3A","IC","OP",{"$nulls":4},"DFO",null,{"v":4448.39990234375,"d":"4,448"},{"v":1919.19995117188,"d":"1,919"},{"v":7.38899993896484,"d":"7.4"},{"v":3.18700003623962,"d":"3.2"},{"v":0.644999980926514,"d":"0.6"},{"v":363.269012451172,"d":"363.3"},null,"EIA Prime Mover-level Data","EIA Prime Mover-level Data","Estimated using emissions factor","Estimated using emissions factor","Estimated using emissions factor","Estimated using emissions factor"]
[90,2020,"AK","Centennial",7112,"IC6","IC","OP",{"$nulls":4},"DFO",null,{"v":12516,"d":"12,516"},{"v":5400,"d":"5,400"},{"v":20.1119995117188,"d":"20.1"},{"v":8.67700004577637,"d":"8.7"},{"v":1.81480002403259,"d":"1.8"},{"v":1022.09301757813,"d":"1,022.1"},null,"EIA Prime Mover-level Data","EIA Prime Mover-level Data","Estimated using emissions factor","Estimated using emissions factor","Estimated using emissions factor","Estimated using emissions factor"]
[91,2020,"AK","Centennial",7112,"IC7","IC","RE",{"$nulls":4},"DFO"]
[92,2020,"AK","Chester Lake",7168,"1","HY","OP",{"$nulls":4},"WAT",null,{"v":47506,"d":"47,506"},{"v":21618,"d":"21,618"},{"$nulls":5},"EIA Prime Mover-level Data","EIA Prime Mover-level Data"]
[93,2020,"AK","Chevak",6311,"1","IC","RE",{"$nulls":4},"DFO"]
[94,2020,"AK","Chevak",6311,"1A","IC","OP",{"$nulls":4},"DFO",null,{"v":5124.1669921875,"d":"5,124"},{"v":2209.72192382813,"d":"2,210"},{"v":8.51200008392334,"d":"8.5"},{"v":3.6710000038147,"d":"3.7"},{"v":0.742999970912933,"d":"0.7"},{"v":418.454010009766,"d":"418.5"},null,"EIA Prime Mover-level Data","EIA Prime Mover-level Data","Estimated using emissions factor","Estimated using emissions factor","Estimated using emissions factor","Estimated using emissions factor"]
[95,2020,"AK","Chevak",6311,"2","IC","RE",{"$nulls":4},"DFO"]
[96,2020,"AK","Chevak",6311,"2A","IC","OP",{"$nulls":4},"DFO",null,{"v":5124.1669921875,"d":"5,124"},{"v":2209.72192382813,"d":"2,210"},{"v":8.51200008392334,"d":"8.5"},{"v":3.6710000038147,"d":"3.7"},{"v":0.742999970912933,"d":"0.7"},{"v":418.454010009766,"d":"418.5"},null,"EIA Prime Mover-level Data","EIA Prime Mover-level Data","Estimated using emissions factor","Estimated using emissions factor","Estimated using emissions factor","Estimated using emissions factor"]
[97,2020,"AK","Chevak",6311,"3","IC","RE",{"$nulls":4},"DFO"]
[98,2020,"AK","Chevak",6311,"3A","IC","OP",{"$nulls":4},"DFO",null,{"v":8198.6669921875,"d":"8,199"},{"v":3535.55590820313,"d":"3,536"},{"v":13.6190004348755,"d":"13.6"},{"v":5.87400007247925,"d":"5.9"},{"v":1.18879997730255,"d":"1.2"},{"v":669.526977539063,"d":"669.5"},null,"EIA Prime Mover-level Data","EIA Prime Mover-level Data","Estimated using emissions factor","Estimated using emissions factor","Estimated using emissions factor","Estimated using emissions factor"]
[99,2020,"AK","Cooper Lake",6291,"1","HY","OP",{"$nulls":4},"WAT",null,{"v":266935.5,"d":"266,936"},{"v":121472.5,"d":"121,473"},{"$nulls":5},"EIA Prime Mover-level Data","EIA Prime Mover-level Data"]
[100,2020,"AK","Cooper Lake",6291,"2","HY","OP",{"$nulls":4},"WAT",null,{"v":266935.5,"d":"266,936"},{"v":121472.5,"d":"121,473"},{"$nulls":5},"EIA Prime Mover-level Data","EIA Prime Mover-level Data"]
[101,2020,"AK","Craig (AK)",421,"1","IC","OP",{"$nulls":4},"DFO",null,{"v":538.825988769531,"d":"539"},{"v":231.783004760742,"d":"232"},{"v":0.861999988555908,"d":"0.9"},{"v":0.370999991893768,"d":"0.4"},{"v":0.0781000033020973,"d":"0.1"},{"v":44.0019989013672,"d":"44.0"},null,"EIA Prime Mover-level Data","EIA Prime Mover-level Data","Estimated using emissions factor","Estimated using emissions factor","Estimated using emissions factor","Estimated using emissions factor"]
[102,2020,"AK","Craig (AK)",421,"3A","IC","RE",{"$nulls":4},"DFO"]
[103,2020,"AK","Craig (AK)",421,"3B","IC","OP",{"$nulls":4},"DFO",null,{"v":1616.47802734375,"d":"1,616"},{"v":695.348022460938,"d":"695"},{"v":2.58599996566772,"d":"2.6"},{"v":1.11199998855591,"d":"1.1"},{"v":0.234400004148483,"d":"0.2"},{"v":132.005996704102,"d":"132.0"},null,"EIA Prime Mover-level Data","EIA Prime Mover-level Data","Estimated using emissions factor","Estimated using emissions factor","Estimated using emissions factor","Estimated using emissions factor"]
[104,2020,"AK","Craig (AK)",421,"5","IC","OP",{"$nulls":4},"DFO",null,{"v":987.848022460938,"d":"988"},{"v":424.934997558594,"d":"425"},{"v":1.58000004291534,"d":"1.6"},{"v":0.680000007152557,"d":"0.7"},{"v":0.143199995160103,"d":"0.1"},{"v":80.6699981689453,"d":"80.7"},null,"EIA Prime Mover-level Data","EIA Prime Mover-level Data","Estimated using emissions factor","Estimated using emissions factor","Estimated using emissions factor","Estimated using emissions factor"]
[105,2020,"AK","Craig (AK)",421,"6","IC","OP",{"$nulls":4},"DFO",null,{"v":987.848022460938,"d":"988"},{"v":424.934997558594,"d":"425"},{"v":1.58000004291534,"d":"1.6"},{"v":0.680000007152557,"d":"0.7"},{"v":0.143199995160103,"d":"0.1"},{"v":80.6699981689453,"d":"80.7"},null,"EIA Prime Mover-level Data","EIA Prime Mover-level Data","Estimated using emissions factor","Estimated using emissions factor","Estimated using emissions factor","Estimated using emissions factor"]
[106,2020,"AK","Delta Power",56325,"6","GT","SB",{"$nulls":4},"DFO",null,{"v":1899,"d":"1,899"},820,{"v":0.88400000333786,"d":"0.9"},{"v":0.381999999284744,"d":"0.4"},{"v":0.479499995708466,"d":"0.5"},{"v":155.078002929688,"d":"155.1"},null,"EIA Prime Mover-level Data","EIA Prime Mover-level Data","Estimated using emissions factor","Estimated using emissions factor","Estimated using emissions factor","Estimated using emissions factor"]
[107,2020,"AK","Delta Wind Farm",58511,"EWT1","WT","OP",{"$nulls":4},"WND",null,{"v":15994.89453125,"d":"15,995"},{"v":6016.26318359375,"d":"6,016"},{"$nulls":5},"EIA Prime Mover-level Data","EIA Prime Mover-level Data"]
[108,2020,"AK","Delta Wind Farm",58511,"EWT2","WT","OP",{"$nulls":4},"WND",null,{"v":15994.89453125,"d":"15,995"},{"v":6016.26318359375,"d":"6,016"},{"$nulls":5},"EIA Prime Mover-level Data","EIA Prime Mover-level Data"]
[109,2020,"AK","Delta Wind Farm",58511,"NW1","WT","OP",{"$nulls":4},"WND",null,{"v":1777.21105957031,"d":"1,777"},{"v":668.473999023438,"d":"668"},{"$nulls":5},"EIA Prime Mover-level Data","EIA Prime Mover-level Data"]
[110,2020,"AK","Dillingham",109,"10","IC","OP",{"$nulls":4},"DFO",null,{"v":17297.5,"d":"17,298"},{"v":7461.7998046875,"d":"7,462"},{"v":27.6520004272461,"d":"27.7"},{"v":11.9280004501343,"d":"11.9"},{"v":2.5081000328064,"d":"2.5"},{"v":1412.56396484375,"d":"1,412.6"},null,"EIA Prime Mover-level Data","EIA Prime Mover-level Data","Estimated using emissions factor","Estimated using emissions factor","Estimated using emissions factor","Estimated using emissions factor"]
[111,2020,"AK","Dillingham",109,"11","IC","OP",{"$nulls":4},"DFO",null,{"v":15725,"d":"15,725"},{"v":6783.455078125,"d":"6,783"},{"v":25.1380004882813,"d":"25.1"},{"v":10.8439998626709,"d":"10.8"},{"v":2.28010010719299,"d":"2.3"},{"v":1284.14904785156,"d":"1,284.1"},null,"EIA Prime Mover-level Data","EIA Prime Mover-level Data","Estimated using emissions factor","Estimated using emissions factor","Estimated using emissions factor","Estimated using emissions factor"]
[112,2020,"AK","Dillingham",109,"12","IC","OP",{"$nulls":4},"DFO",null,{"v":15725,"d":"15,725"},{"v":6783.455078125,"d":"6,783"},{"v":25.1380004882813,"d":"25.1"},{"v":10.8439998626709,"d":"10.8"},{"v":2.28010010719299,"d":"2.3"},{"v":1284.14904785156,"d":"1,284.1"},null,"EIA Prime Mover-level Data","EIA Prime Mover-level Data","Estimated using emissions factor","Estimated using emissions factor","Estimated using emissions factor","Estimated using emissions factor"]
[113,2020,"AK","Dillingham",109,"13","IC","OP",{"$nulls":4},"DFO",null,{"v":15725,"d":"15,725"},{"v":6783.455078125,"d":"6,783"},{"v":25.1380004882813,"d":"25.1"},{"v":10.8439998626709,"d":"10.8"},{"v":2.28010010719299,"d":"2.3"},{"v":1284.14904785156,"d":"1,284.1"},null,"EIA Prime Mover-level Data","EIA Prime Mover-level Data","Estimated using emissions factor","Estimated using emissions factor","Estimated using emissions factor","Estimated using emissions factor"]
[114,2020,"AK","Dillingham",109,"14","IC","OP",{"$nulls":4},"DFO",null,{"v":15725,"d":"15,725"},{"v":6783.455078125,"d":"6,783"},{"v":25.1380004882813,"d":"25.1"},{"v":10.8439998626709,"d":"10.8"},{"v":2.28010010719299,"d":"2.3"},{"v":1284.14904785156,"d":"1,284.1"},null,"EIA Prime Mover-level Data","EIA Prime Mover-level Data","Estimated using emissions factor","Estimated using emissions factor","Estimated using emissions factor","Estimated using emissions factor"]
[115,2020,"AK","Dillingham",109,"15","IC","OP",{"$nulls":4},"DFO",null,{"v":15725,"d":"15,725"},{"v":6783.455078125,"d":"6,783"},{"v":25.1380004882813,"d":"25.1"},{"v":10.8439998626709,"d":"10.8"},{"v":2.28010010719299,"d":"2.3"},{"v":1284.14904785156,"d":"1,284.1"},null,"EIA Prime Mover-level Data","EIA Prime Mover-level Data","Estimated using emissions factor","Estimated using emissions factor","Estimated using emissions factor","Estimated using emissions factor"]
[116,2020,"AK","Dillingham",109,"16","IC","OP",{"$nulls":4},"DFO",null,{"v":7862.5,"d":"7,863"},{"v":3391.72705078125,"d":"3,392"},{"v":12.5690002441406,"d":"12.6"},{"v":5.42199993133545,"d":"5.4"},{"v":1.14010000228882,"d":"1.1"},{"v":642.073974609375,"d":"642.1"},null,"EIA Prime Mover-level Data","EIA Prime Mover-level Data","Estimated using emissions factor","Estimated using emissions factor","Estimated using emissions factor","Estimated using emissions factor"]
[117,2020,"AK","Dillingham",109,"17","IC","OP",{"$nulls":4},"DFO",null,{"v":34595,"d":"34,595"},{"v":14923.599609375,"d":"14,924"},{"v":55.3040008544922,"d":"55.3"},{"v":23.8570003509521,"d":"23.9"},{"v":5.01630020141602,"d":"5.0"},{"v":2825.126953125,"d":"2,825.1"},null,"EIA Prime Mover-level Data","EIA Prime Mover-level Data","Estimated using emissions factor","Estimated using emissions factor","Estimated using emissions factor","Estimated using emissions factor"]
[118,2020,"AK","Dillingham",109,"18","IC","OP",{"$nulls":4},"DFO",null,{"v":34595,"d":"34,595"},{"v":14923.599609375,"d":"14,924"},{"v":55.3040008544922,"d":"55.3"},{"v":23.8570003509521,"d":"23.9"},{"v":5.01630020141602,"d":"5.0"},{"v":2825.126953125,"d":"2,825.1"},null,"EIA Prime Mover-level Data","EIA Prime Mover-level Data","Estimated using emissions factor","Estimated using emissions factor","Estimated using emissions factor","Estimated using emissions factor"]
[119,2020,"AK","Dillingham",109,"3","IC","RE",{"$nulls":4},"DFO"]
[120,2020,"AK","Dillingham",109,"4","IC","RE",{"$nulls":4},"DFO"]
[121,2020,"AK","Dillingham",109,"5","IC","RE",{"$nulls":4},"DFO"]
[122,2020,"AK","Dillingham",109,"6","IC","RE",{"$nulls":4},"DFO"]
[123,2020,"AK","Dillingham",109,"8","IC","RE",{"$nulls":4},"DFO"]
[124,2020,"AK","Dillingham",109,"IC9","IC","RE",{"$nulls":4},"DFO"]
[125,2020,"AK","Dutch Harbor",7502,"1","IC","RE",{"$nulls":4},"DFO"]
[126,2020,"AK","Dutch Harbor",7502,"10","IC","OP",{"$nulls":4},"DFO",null,{"v":89641.828125,"d":"89,642"},{"v":32421.169921875,"d":"32,421"},{"v":144.593994140625,"d":"144.6"},{"v":52.6370010375977,"d":"52.6"},{"v":12.9981002807617,"d":"13.0"},{"v":7320.4091796875,"d":"7,320.4"},null,"EIA Prime Mover-level Data","EIA Prime Mover-level Data","Estimated using emissions factor","Estimated using emissions factor","Estimated using emissions factor","Estimated using emissions factor"]
[127,2020,"AK","Dutch Harbor",7502,"11","IC","OP",{"$nulls":4},"DFO",null,{"v":89641.828125,"d":"89,642"},{"v":32421.169921875,"d":"32,421"},{"v":144.593994140625,"d":"144.6"},{"v":52.6370010375977,"d":"52.6"},{"v":12.9981002807617,"d":"13.0"},{"v":7320.4091796875,"d":"7,320.4"},null,"EIA Prime Mover-level Data","EIA Prime Mover-level Data","Estimated using emissions factor","Estimated using emissions factor","Estimated using emissions factor","Estimated using emissions factor"]
[128,2020,"AK","Dutch Harbor",7502,"12","IC","OP",{"$nulls":4},"DFO",null,{"v":75850.7734375,"d":"75,851"},{"v":27433.296875,"d":"27,433"},{"v":122.348999023438,"d":"122.3"},{"v":44.5390014648438,"d":"44.5"},{"v":10.9983997344971,"d":"11.0"},{"v":6194.19189453125,"d":"6,194.2"},null,"EIA Prime Mover-level Data","EIA Prime Mover-level Data","Estimated using emissions factor","Estimated using emissions factor","Estimated using emissions factor","Estimated using emissions factor"]
[129,2020,"AK","Dutch Harbor",7502,"13","IC","OP",{"$nulls":4},"DFO",null,{"v":75850.7734375,"d":"75,851"},{"v":27433.296875,"d":"27,433"},{"v":122.348999023438,"d":"122.3"},{"v":44.5390014648438,"d":"44.5"},{"v":10.9983997344971,"d":"11.0"},{"v":6194.19189453125,"d":"6,194.2"},null,"EIA Prime Mover-level Data","EIA Prime Mover-level Data","Estimated using emissions factor","Estimated using emissions factor","Estimated using emissions factor","Estimated using emissions factor"]
[130,2020,"AK","Dutch Harbor",7502,"15","IC","SB",{"$nulls":4},"DFO",null,{"v":5171.64404296875,"d":"5,172"},{"v":1870.45202636719,"d":"1,870"},{"v":8.34200000762939,"d":"8.3"},{"v":3.03699994087219,"d":"3.0"},{"v":0.749899983406067,"d":"0.7"},{"v":422.330993652344,"d":"422.3"},null,"EIA Prime Mover-level Data","EIA Prime Mover-level Data","Estimated using emissions factor","Estimated using emissions factor","Estimated using emissions factor","Estimated using emissions factor"]
[131,2020,"AK","Dutch Harbor",7502,"2","IC","RE",{"$nulls":4},"DFO"]
[132,2020,"AK","Dutch Harbor",7502,"3","IC","RE",{"$nulls":4},"DFO"]
[133,2020,"AK","Dutch Harbor",7502,"4","IC","RE",{"$nulls":4},"DFO"]
[134,2020,"AK","Dutch Harbor",7502,"5","IC","RE",{"$nulls":4},"DFO"]
[135,2020,"AK","Dutch Harbor",7502,"6","IC","RE",{"$nulls":4},"DFO"]
[136,2020,"AK","Dutch Harbor",7502,"8","IC","OP",{"$nulls":4},"DFO",null,{"v":20686.576171875,"d":"20,687"},{"v":7481.80810546875,"d":"7,482"},{"v":33.3680000305176,"d":"33.4"},{"v":12.1470003128052,"d":"12.1"},{"v":2.99959993362427,"d":"3.0"},{"v":1689.32495117188,"d":"1,689.3"},null,"EIA Prime Mover-level Data","EIA Prime Mover-level Data","Estimated using emissions factor","Estimated using emissions factor","Estimated using emissions factor","Estimated using emissions factor"]
[137,2020,"AK","Dutch Harbor",7502,"9","IC","OP",{"$nulls":4},"DFO",null,{"v":20686.576171875,"d":"20,687"},{"v":7481.80810546875,"d":"7,482"},{"v":33.3680000305176,"d":"33.4"},{"v":12.1470003128052,"d":"12.1"},{"v":2.99959993362427,"d":"3.0"},{"v":1689.32495117188,"d":"1,689.3"},null,"EIA Prime Mover-level Data","EIA Prime Mover-level Data","Estimated using emissions factor","Estimated using emissions factor","Estimated using emissions factor","Estimated using emissions factor"]
[138,2020,"AK","Eielson AFB Central Heat & Power Plant",50392,"1","ST","OP",{"$nulls":3},5,"SUB",null,{"v":538889.75,"d":"538,890"},{"v":189222.21875,"d":"189,222"},{"v":89.4079971313477,"d":"89.4"},{"v":28.068000793457,"d":"28.1"},{"v":122.140197753906,"d":"122.1"},{"v":57632.22265625,"d":"57,632.2"},null,"EIA Unit-level Data","EIA Unit-Level Data","Estimated using emissions factor","Estimated using emissions factor","Estimated using emissions factor and plant-specific sulfur content","Estimated using emissions factor"]
[139,2020,"AK","Eielson AFB Central Heat & Power Plant",50392,"2","ST","OP",{"$nulls":3},5,"SUB",null,{"v":568464.625,"d":"568,465"},{"v":114603.109375,"d":"114,603"},{"v":94.3140029907227,"d":"94.3"},{"v":29.6079998016357,"d":"29.6"},{"v":128.614898681641,"d":"128.6"},{"v":60795.13671875,"d":"60,795.1"},null,"EIA Unit-level Data","EIA Unit-Level Data","Estimated using emissions factor","Estimated using emissions factor","Estimated using emissions factor and plant-specific sulfur content","Estimated using emissions factor"]
[140,2020,"AK","Eielson AFB Central Heat & Power Plant",50392,"3","ST","OP",{"$nulls":3},5,"SUB",null,{"v":239577.046875,"d":"239,577"},{"v":76046.8984375,"d":"76,047"},{"v":39.7480010986328,"d":"39.7"},{"v":12.4779996871948,"d":"12.5"},{"v":54.067798614502,"d":"54.1"},{"v":25621.857421875,"d":"25,621.9"},null,"EIA Unit-level Data","EIA Unit-Level Data","Estimated using emissions factor","Estimated using emissions factor","Estimated using emissions factor and plant-specific sulfur content","Estimated using emissions factor"]
[141,2020,"AK","Eielson AFB Central Heat & Power Plant",50392,"4","ST","OP",{"$nulls":3},5,"SUB",null,{"v":629753.8125,"d":"629,754"},{"v":214649.96875,"d":"214,650"},{"v":104.483001708984,"d":"104.5"},{"v":32.7999992370605,"d":"32.8"},{"v":145.414901733398,"d":"145.4"},{"v":67349.78125,"d":"67,349.8"},null,"EIA Unit-level Data","EIA Unit-Level Data","Estimated using emissions factor","Estimated using emissions factor","Estimated using emissions factor and plant-specific sulfur content","Estimated using emissions factor"]
[142,2020,"AK","Eielson AFB Central Heat & Power Plant",50392,"5","ST","OP",{"$nulls":3},5,"SUB",null,0,0,{"v":0,"d":"0.0"},{"v":0,"d":"0.0"},{"v":0,"d":"0.0"},{"v":0,"d":"0.0"},null,"EIA Unit-level Data","EIA Unit-Level Data","Estimated based on unit-level NOx emission rates","Estimated based on unit-level NOx ozone season emission rates","Estimated using emissions factor and plant-specific sulfur content","Estimated using emissions factor",null,"DSI","SR"]
[143,2020,"AK","Eielson AFB Central Heat & Power Plant",50392,"5A","ST","OP",{"$nulls":3},5,"SUB",null,{"v":281722.0625,"d":"281,722"},{"v":30171.599609375,"d":"30,172"},{"v":16.5230007171631,"d":"16.5"},{"v":1.90100002288818,"d":"1.9"},{"v":29.0018997192383,"d":"29.0"},{"v":30129.10546875,"d":"30,129.1"},null,"EIA Unit-level Data","EIA Unit-Level Data","Estimated based on unit-level NOx emission rates","Estimated based on unit-level NOx ozone season emission rates","Estimated using emissions factor and plant-specific sulfur content","Estimated using emissions factor",null,"DSI","SR"]
[144,2020,"AK","Eielson AFB Central Heat & Power Plant",50392,"6A","ST","OP",{"$nulls":3},5,"SUB",null,{"v":524236.53125,"d":"524,237"},{"v":253703.890625,"d":"253,704"},{"v":25.4519996643066,"d":"25.5"},{"v":9.4379997253418,"d":"9.4"},{"v":122.759201049805,"d":"122.8"},{"v":56065.11328125,"d":"56,065.1"},null,"EIA Unit-level Data","EIA Unit-Level Data","Estimated based on unit-level NOx emission rates","Estimated based on unit-level NOx ozone season emission rates","Estimated using emissions factor and plant-specific sulfur content","Estimated using emissions factor",null,"DSI","SR"]
[145,2020,"AK","Eielson AFB Central Heat & Power Plant",50392,"DG01","IC","SB",{"$nulls":4},"DFO",null,{"v":533.25,"d":"533"},{"v":230.5,"d":"231"},{"v":0.85699999332428,"d":"0.9"},{"v":0.370000004768372,"d":"0.4"},{"v":0.0772999972105026,"d":"0.1"},{"v":43.5470008850098,"d":"43.5"},null,"EIA Prime Mover-level Data","EIA Prime Mover-level Data","Estimated using emissions factor","Estimated using emissions factor","Estimated using emissions factor","Estimated using emissions factor"]
[146,2020,"AK","Eielson AFB Central Heat & Power Plant",50392,"DG02","IC","SB",{"$nulls":4},"DFO",null,{"v":533.25,"d":"533"},{"v":230.5,"d":"231"},{"v":0.85699999332428,"d":"0.9"},{"v":0.370000004768372,"d":"0.4"},{"v":0.0772999972105026,"d":"0.1"},{"v":43.5470008850098,"d":"43.5"},null,"EIA Prime Mover-level Data","EIA Prime Mover-level Data","Estimated using emissions factor","Estimated using emissions factor","Estimated using emissions factor","Estimated using emissions factor"]
[147,2020,"AK","Eielson AFB Central Heat & Power Plant",50392,"DG03","IC","SB",{"$nulls":4},"DFO",null,{"v":533.25,"d":"533"},{"v":230.5,"d":"231"},{"v":0.85699999332428,"d":"0.9"},{"v":0.370000004768372,"d":"0.4"},{"v":0.0772999972105026,"d":"0.1"},{"v":43.5470008850098,"d":"43.5"},null,"EIA Prime Mover-level Data","EIA Prime Mover-level Data","Estimated using emissions factor","Estimated using emissions factor","Estimated using emissions factor","Estimated using emissions factor"]
[148,2020,"AK","Eielson AFB Central Heat & Power Plant",50392,"DG04","IC","SB",{"$nulls":4},"DFO",null,{"v":533.25,"d":"533"},{"v":230.5,"d":"231"},{"v":0.85699999332428,"d":"0.9"},{"v":0.370000004768372,"d":"0.4"},{"v":0.0772999972105026,"d":"0.1"},{"v":43.5470008850098,"d":"43.5"},null,"EIA Prime Mover-level Data","EIA Prime Mover-level Data","Estimated using emissions factor","Estimated using emissions factor","Estimated using emissions factor","Estimated using emissions factor"]
[149,2020,"AK","Eklutna Generation Station",58989,"EGS01","IC","OP",{"$nulls":4},"NG",null,{"v":632846.875,"d":"632,847"},{"v":232271,"d":"232,271"},{"v":869.77197265625,"d":"869.8"},{"v":319.22900390625,"d":"319.2"},{"v":1.01129996776581,"d":"1.0"},{"v":36986.4375,"d":"36,986.4"},null,"EIA Prime Mover-level Data","EIA Prime Mover-level Data","Estimated using emissions factor","Estimated using emissions factor","Estimated using emissions factor","Estimated using emissions factor"]
[150,2020,"AK","Eklutna Generation Station",58989,"EGS02","IC","OP",{"$nulls":4},"NG",null,{"v":632846.875,"d":"632,847"},{"v":232271,"d":"232,271"},{"v":869.77197265625,"d":"869.8"},{"v":319.22900390625,"d":"319.2"},{"v":1.01129996776581,"d":"1.0"},{"v":36986.4375,"d":"36,986.4"},null,"EIA Prime Mover-level Data","EIA Prime Mover-level Data","Estimated using emissions factor","Estimated using emissions factor","Estimated using emissions factor","Estimated using emissions factor"]
[151,2020,"AK","Eklutna Generation Station",58989,"EGS03","IC","OP",{"$nulls":4},"NG",null,{"v":632846.875,"d":"632,847"},{"v":232271,"d":"232,271"},{"v":869.77197265625,"d":"869.8"},{"v":319.22900390625,"d":"319.2"},{"v":1.01129996776581,"d":"1.0"},{"v":36986.4375,"d":"36,986.4"},null,"EIA Prime Mover-level Data","EIA Prime Mover-level Data","Estimated using emissions factor","Estimated using emissions factor","Estimated using emissions factor","Estimated using emissions factor"]
[152,2020,"AK","Eklutna Generation Station",58989,"EGS04","IC","OP",{"$nulls":4},"NG",null,{"v":632846.875,"d":"632,847"},{"v":232271,"d":"232,271"},{"v":869.77197265625,"d":"869.8"},{"v":319.22900390625,"d":"319.2"},{"v":1.01129996776581,"d":"1.0"},{"v":36986.4375,"d":"36,986.4"},null,"EIA Prime Mover-level Data","EIA Prime Mover-level Data","Estimated using emissions factor","Estimated using emissions factor","Estimated using emissions factor","Estimated using emissions factor"]
[153,2020,"AK","Eklutna Generation Station",58989,"EGS05","IC","OP",{"$nulls":4},"NG",null,{"v":632846.875,"d":"632,847"},{"v":232271,"d":"232,271"},{"v":869.77197265625,"d":"869.8"},{"v":319.22900390625,"d":"319.2"},{"v":1.01129996776581,"d":"1.0"},{"v":36986.4375,"d":"36,986.4"},null,"EIA Prime Mover-level Data","EIA Prime Mover-level Data","Estimated using emissions factor","Estimated using emissions factor","Estimated using emissions factor","Estimated using emissions factor"]
[154,2020,"AK","Eklutna Generation Station",58989,"EGS06","IC","OP",{"$nulls":4},"NG",null,{"v":632846.875,"d":"632,847"},{"v":232271,"d":"232,271"},{"v":869.77197265625,"d":"869.8"},{"v":319.22900390625,"d":"319.2"},{"v":1.01129996776581,"d":"1.0"},{"v":36986.4375,"d":"36,986.4"},null,"EIA Prime Mover-level Data","EIA Prime Mover-level Data","Estimated using emissions factor","Estimated using emissions factor","Estimated using emissions factor","Estimated using emissions factor"]
[155,2020,"AK","Eklutna Generation Station",58989,"EGS07","IC","OP",{"$nulls":4},"NG",null,{"v":632846.875,"d":"632,847"},{"v":232271,"d":"232,271"},{"v":869.77197265625,"d":"869.8"},{"v":319.22900390625,"d":"319.2"},{"v":1.01129996776581,"d":"1.0"},{"v":36986.4375,"d":"36,986.4"},null,"EIA Prime Mover-level Data","EIA Prime Mover-level Data","Estimated using emissions factor","Estimated using emissions factor","Estimated using emissions factor","Estimated using emissions factor"]
[156,2020,"AK","Eklutna Generation Station",58989,"EGS08","IC","OP",{"$nulls":4},"NG",null,{"v":632846.875,"d":"632,847"},{"v":232271,"d":"232,271"},{"v":869.77197265625,"d":"869.8"},{"v":319.22900390625,"d":"319.2"},{"v":1.01129996776581,"d":"1.0"},{"v":36986.4375,"d":"36,986.4"},null,"EIA Prime Mover-level Data","EIA Prime Mover-level Data","Estimated using emissions factor","Estimated using emissions factor","Estimated using emissions factor","Estimated using emissions factor"]
[157,2020,"AK","Eklutna Generation Station",58989,"EGS09","IC","OP",{"$nulls":4},"NG",null,{"v":632846.875,"d":"632,847"},{"v":232271,"d":"232,271"},{"v":869.77197265625,"d":"869.8"},{"v":319.22900390625,"d":"319.2"},{"v":1.01129996776581,"d":"1.0"},{"v":36986.4375,"d":"36,986.4"},null,"EIA Prime Mover-level Data","EIA Prime Mover-level Data","Estimated using emissions factor","Estimated using emissions factor","Estimated using emissions factor","Estimated using emissions factor"]
[158,2020,"AK","Eklutna Generation Station",58989,"EGS10","IC","OP",{"$nulls":4},"NG",null,{"v":632846.875,"d":"632,847"},{"v":232271,"d":"232,271"},{"v":869.77197265625,"d":"869.8"},{"v":319.22900390625,"d":"319.2"},{"v":1.01129996776581,"d":"1.0"},{"v":36986.4375,"d":"36,986.4"},null,"EIA Prime Mover-level Data","EIA Prime Mover-level Data","Estimated using emissions factor","Estimated using emissions factor","Estimated using emissions factor","Estimated using emissions factor"]
[159,2020,"AK","Eklutna Hydro Project",77,"1","HY","OP",{"$nulls":4},"WAT",null,{"v":746499.5,"d":"746,500"},{"v":339704.5,"d":"339,705"},{"$nulls":5},"EIA Prime Mover-level Data","EIA Prime Mover-level Data"]
[160,2020,"AK","Eklutna Hydro Project",77,"2","HY","OP",{"$nulls":4},"WAT",null,{"v":746499.5,"d":"746,500"},{"v":339704.5,"d":"339,705"},{"$nulls":5},"EIA Prime Mover-level Data","EIA Prime Mover-level Data"]
[161,2020,"AK","Elim",57060,"3A","IC","OP",{"$nulls":4},"DFO",null,{"v":5559.0908203125,"d":"5,559"},{"v":2397.27294921875,"d":"2,397"},{"v":9.23499965667725,"d":"9.2"},{"v":3.98200011253357,"d":"4.0"},{"v":0.806100010871887,"d":"0.8"},{"v":453.971008300781,"d":"454.0"},null,"EIA Prime Mover-level Data","EIA Prime Mover-level Data","Estimated using emissions factor","Estimated using emissions factor","Estimated using emissions factor","Estimated using emissions factor"]
[162,2020,"AK","Elim",57060,"UNIT1","IC","OP",{"$nulls":4},"DFO",null,{"v":2223.63598632813,"d":"2,224"},{"v":958.908996582031,"d":"959"},{"v":3.69400000572205,"d":"3.7"},{"v":1.59300005435944,"d":"1.6"},{"v":0.322400003671646,"d":"0.3"},{"v":181.589004516602,"d":"181.6"},null,"EIA Prime Mover-level Data","EIA Prime Mover-level Data","Estimated using emissions factor","Estimated using emissions factor","Estimated using emissions factor","Estimated using emissions factor"]
[163,2020,"AK","Elim",57060,"UNIT2","IC","OP",{"$nulls":4},"DFO",null,{"v":4447.27294921875,"d":"4,447"},{"v":1917.81799316406,"d":"1,918"},{"v":7.38800001144409,"d":"7.4"},{"v":3.18600010871887,"d":"3.2"},{"v":0.644900023937225,"d":"0.6"},{"v":363.177001953125,"d":"363.2"},null,"EIA Prime Mover-level Data","EIA Prime Mover-level Data","Estimated using emissions factor","Estimated using emissions factor","Estimated using emissions factor","Estimated using emissions factor"]
[164,2020,"AK","Elim",57060,"UNIT3","IC","RE",{"$nulls":4},"DFO"]
[165,2020,"AK","Emmonak",6314,"2","IC","RE",{"$nulls":4},"DFO"]
[166,2020,"AK","Emmonak",6314,"2A","IC","OP",{"$nulls":4},"DFO",null,{"v":7160,"d":"7,160"},{"v":3088.125,"d":"3,088"},{"v":11.8940000534058,"d":"11.9"},{"v":5.13000011444092,"d":"5.1"},{"v":1.0382000207901,"d":"1.0"},{"v":584.705993652344,"d":"584.7"},null,"EIA Prime Mover-level Data","EIA Prime Mover-level Data","Estimated using emissions factor","Estimated using emissions factor","Estimated using emissions factor","Estimated using emissions factor"]
[167,2020,"AK","Emmonak",6314,"4","IC","RE",{"$nulls":4},"DFO"]
[168,2020,"AK","Emmonak",6314,"4a","IC","OP",{"$nulls":4},"DFO",null,{"v":7160,"d":"7,160"},{"v":3088.125,"d":"3,088"},{"v":11.8940000534058,"d":"11.9"},{"v":5.13000011444092,"d":"5.1"},{"v":1.0382000207901,"d":"1.0"},{"v":584.705993652344,"d":"584.7"},null,"EIA Prime Mover-level Data","EIA Prime Mover-level Data","Estimated using emissions factor","Estimated using emissions factor","Estimated using emissions factor","Estimated using emissions factor"]
[169,2020,"AK","Emmonak",6314,"5","IC","RE",{"$nulls":4},"DFO"]
[170,2020,"AK","Emmonak",6314,"5a","IC","RE",{"$nulls":4},"DFO"]
[171,2020,"AK","Emmonak",6314,"5B","IC","OP",{"$nulls":4},"DFO",null,{"v":18616,"d":"18,616"},{"v":8029.125,"d":"8,029"},{"v":30.9249992370605,"d":"30.9"},{"v":13.33899974823,"d":"13.3"},{"v":2.69930005073547,"d":"2.7"},{"v":1520.23596191406,"d":"1,520.2"},null,"EIA Prime Mover-level Data","EIA Prime Mover-level Data","Estimated using emissions factor","Estimated using emissions factor","Estimated using emissions factor","Estimated using emissions factor"]
[172,2020,"AK","Emmonak",6314,"6","IC","OP",{"$nulls":4},"DFO",null,{"v":12888,"d":"12,888"},{"v":5558.625,"d":"5,559"},{"v":21.4099998474121,"d":"21.4"},{"v":9.23400020599365,"d":"9.2"},{"v":1.86880004405975,"d":"1.9"},{"v":1052.47094726563,"d":"1,052.5"},null,"EIA Prime Mover-level Data","EIA Prime Mover-level Data","Estimated using emissions factor","Estimated using emissions factor","Estimated using emissions factor","Estimated using emissions factor"]
[173,2020,"AK","ESS Battery Microgrid",58405,"1","BA","OP",{"$nulls":4},"MWH",null,0,0,{"$nulls":5},"EIA Prime Mover-level Data","EIA Prime Mover-level Data"]
[174,2020,"AK","Eva Creek Wind",57935,"EVW","WT","OP",{"$nulls":4},"WND",null,{"v":404333,"d":"404,333"},{"v":152083,"d":"152,083"},{"$nulls":5},"EIA Prime Mover-level Data","EIA Prime Mover-level Data"]
[175,2020,"AK","Eyak Service Center BESS",62714,"BESS1","BA","OP",{"$nulls":4},"MWH",null,0,0,{"$nulls":5},"EIA Prime Mover-level Data","EIA Prime Mover-level Data"]
[176,2020,"AK","Fairbanks",6286,"5","IC","SB",{"$nulls":4},"DFO",null,{"v":77.5,"d":"78"},{"v":33.5,"d":"34"},{"v":0.129999995231628,"d":"0.1"},{"v":0.0560000017285347,"d":"0.1"},{"v":0.0111999996006489,"d":"0.0"},{"v":6.3289999961853,"d":"6.3"},null,"EIA Prime Mover-level Data","EIA Prime Mover-level Data","Estimated using emissions factor","Estimated using emissions factor","Estimated using emissions factor","Estimated using emissions factor"]
[177,2020,"AK","Fairbanks",6286,"6","IC","SB",{"$nulls":4},"DFO",null,{"v":77.5,"d":"78"},{"v":33.5,"d":"34"},{"v":0.129999995231628,"d":"0.1"},{"v":0.0560000017285347,"d":"0.1"},{"v":0.0111999996006489,"d":"0.0"},{"v":6.3289999961853,"d":"6.3"},null,"EIA Prime Mover-level Data","EIA Prime Mover-level Data","Estimated using emissions factor","Estimated using emissions factor","Estimated using emissions factor","Estimated using emissions factor"]
[178,2020,"AK","Fairbanks",6286,"GT1","GT","OP",{"$nulls":4},"DFO",null,{"v":136394,"d":"136,394"},{"v":58837,"d":"58,837"},{"v":63.5340003967285,"d":"63.5"},{"v":27.4069995880127,"d":"27.4"},{"v":34.4394989013672,"d":"34.4"},{"v":11138.326171875,"d":"11,138.3"},null,"EIA Prime Mover-level Data","EIA Prime Mover-level Data","Estimated using emissions factor","Estimated using emissions factor","Estimated using emissions factor","Estimated using emissions factor"]
[179,2020,"AK","Fairbanks",6286,"GT2","GT","OP",{"$nulls":4},"DFO",null,{"v":136394,"d":"136,394"},{"v":58837,"d":"58,837"},{"v":63.5340003967285,"d":"63.5"},{"v":27.4069995880127,"d":"27.4"},{"v":34.4394989013672,"d":"34.4"},{"v":11138.326171875,"d":"11,138.3"},null,"EIA Prime Mover-level Data","EIA Prime Mover-level Data","Estimated using emissions factor","Estimated using emissions factor","Estimated using emissions factor","Estimated using emissions factor"]
[180,2020,"AK","False Island",56146,"1","IC","OP",{"$nulls":4},"DFO",null,{"v":7421,"d":"7,421"},{"v":3204,"d":"3,204"},{"v":11.8730001449585,"d":"11.9"},{"v":5.12599992752075,"d":"5.1"},{"v":1.07599997520447,"d":"1.1"},{"v":606.02001953125,"d":"606.0"},null,"EIA Prime Mover-level Data","EIA Prime Mover-level Data","Estimated using emissions factor","Estimated using emissions factor","Estimated using emissions factor","Estimated using emissions factor"]
[181,2020,"AK","False Island",56146,"3","IC","RE",{"$nulls":4},"DFO"]
[182,2020,"AK","Fire Island Wind",58425,"WT1","WT","OP",{"$nulls":4},"WND",null,{"v":414095,"d":"414,095"},{"v":155755,"d":"155,755"},{"$nulls":5},"EIA Prime Mover-level Data","EIA Prime Mover-level Data"]
[183,2020,"AK","Flywheel Energy Storage System Microgrid",60563,"FESS","FW","OP",{"$nulls":4},"MWH",null,0,0,{"$nulls":5},"EIA Prime Mover-level Data","EIA Prime Mover-level Data"]
[184,2020,"AK","Fort Greely Power Plant",54834,"EN-1","IC","RE",{"$nulls":4},"DFO"]
[185,2020,"AK","Fort Greely Power Plant",54834,"EN-2","IC","RE",{"$nulls":4},"DFO"]
[186,2020,"AK","Fort Greely Power Plant",54834,"EN-3","IC","RE",{"$nulls":4},"DFO"]
[187,2020,"AK","Fort Greely Power Plant",54834,"EN-4","IC","SB",{"$nulls":4},"DFO",null,{"v":152.108001708984,"d":"152"},{"v":91.1350021362305,"d":"91"},{"v":0.245000004768372,"d":"0.2"},{"v":0.146999999880791,"d":"0.1"},{"v":0.0220999997109175,"d":"0.0"},{"v":12.4219999313354,"d":"12.4"},null,"EIA Prime Mover-level Data","EIA Prime Mover-level Data","Estimated using emissions factor","Estimated using emissions factor","Estimated using emissions factor","Estimated using emissions factor"]
[188,2020,"AK","Fort Greely Power Plant",54834,"EN-5","IC","SB",{"$nulls":4},"DFO",null,{"v":152.108001708984,"d":"152"},{"v":91.1350021362305,"d":"91"},{"v":0.245000004768372,"d":"0.2"},{"v":0.146999999880791,"d":"0.1"},{"v":0.0220999997109175,"d":"0.0"},{"v":12.4219999313354,"d":"12.4"},null,"EIA Prime Mover-level Data","EIA Prime Mover-level Data","Estimated using emissions factor","Estimated using emissions factor","Estimated using emissions factor","Estimated using emissions factor"]
[189,2020,"AK","Fort Greely Power Plant",54834,"EN-6","IC","SB",{"$nulls":4},"DFO",null,{"v":316.891998291016,"d":"317"},{"v":189.865005493164,"d":"190"},{"v":0.509999990463257,"d":"0.5"},{"v":0.305000007152557,"d":"0.3"},{"v":0.0458999983966351,"d":"0.0"},{"v":25.8780002593994,"d":"25.9"},null,"EIA Prime Mover-level Data","EIA Prime Mover-level Data","Estimated using emissions factor","Estimated using emissions factor","Estimated using emissions factor","Estimated using emissions factor"]
[190,2020,"AK","Fort Greely Power Plant",54834,"EN-7","IC","SB",{"$nulls":4},"DFO",null,{"v":316.891998291016,"d":"317"},{"v":189.865005493164,"d":"190"},{"v":0.509999990463257,"d":"0.5"},{"v":0.305000007152557,"d":"0.3"},{"v":0.0458999983966351,"d":"0.0"},{"v":25.8780002593994,"d":"25.9"},null,"EIA Prime Mover-level Data","EIA Prime Mover-level Data","Estimated using emissions factor","Estimated using emissions factor","Estimated using emissions factor","Estimated using emissions factor"]
[191,2020,"AK","Galena Electric Utility",7437,"1A","IC","OP",{"$nulls":4},"DFO",null,{"v":12187.8974609375,"d":"12,188"},{"v":5256.81982421875,"d":"5,257"},{"v":18.6200008392334,"d":"18.6"},{"v":8.0310001373291,"d":"8.0"},{"v":1.76719999313354,"d":"1.8"},{"v":995.299011230469,"d":"995.3"},null,"EIA Prime Mover-level Data","EIA Prime Mover-level Data","Estimated using emissions factor","Estimated using emissions factor","Estimated using emissions factor","Estimated using emissions factor"]
[192,2020,"AK","Galena Electric Utility",7437,"2","IC","RE",{"$nulls":4},"DFO"]
[193,2020,"AK","Galena Electric Utility",7437,"2A","IC","OP",{"$nulls":4},"DFO",null,{"v":7617.43603515625,"d":"7,617"},{"v":3285.51293945313,"d":"3,286"},{"v":11.6379995346069,"d":"11.6"},{"v":5.01999998092651,"d":"5.0"},{"v":1.10450005531311,"d":"1.1"},{"v":622.06201171875,"d":"622.1"},null,"EIA Prime Mover-level Data","EIA Prime Mover-level Data","Estimated using emissions factor","Estimated using emissions factor","Estimated using emissions factor","Estimated using emissions factor"]
[194,2020,"AK","Galena Electric Utility",7437,"3","IC","RE",{"$nulls":4},"DFO"]
[195,2020,"AK","Galena Electric Utility",7437,"3A","IC","OP",{"$nulls":4},"DFO",null,{"v":12187.8974609375,"d":"12,188"},{"v":5256.81982421875,"d":"5,257"},{"v":18.6200008392334,"d":"18.6"},{"v":8.0310001373291,"d":"8.0"},{"v":1.76719999313354,"d":"1.8"},{"v":995.299011230469,"d":"995.3"},null,"EIA Prime Mover-level Data","EIA Prime Mover-level Data","Estimated using emissions factor","Estimated using emissions factor","Estimated using emissions factor","Estimated using emissions factor"]
[196,2020,"AK","Galena Electric Utility",7437,"4","IC","RE",{"$nulls":4},"DFO"]
[197,2020,"AK","Galena Electric Utility",7437,"4A","IC","OP",{"$nulls":4},"DFO",null,{"v":15234.8720703125,"d":"15,235"},{"v":6571.02587890625,"d":"6,571"},{"v":23.2759990692139,"d":"23.3"},{"v":10.0389995574951,"d":"10.0"},{"v":2.20910000801086,"d":"2.2"},{"v":1244.123046875,"d":"1,244.1"},null,"EIA Prime Mover-level Data","EIA Prime Mover-level Data","Estimated using emissions factor","Estimated using emissions factor","Estimated using emissions factor","Estimated using emissions factor"]
[198,2020,"AK","Galena Electric Utility",7437,"5","IC","RE",{"$nulls":4},"DFO"]
[199,2020,"AK","Galena Electric Utility",7437,"5A","IC","OP",{"$nulls":4},"DFO",null,{"v":12187.8974609375,"d":"12,188"},{"v":5256.81982421875,"d":"5,257"},{"v":18.6200008392334,"d":"18.6"},{"v":8.0310001373291,"d":"8.0"},{"v":1.76719999313354,"d":"1.8"},{"v":995.299011230469,"d":"995.3"},null,"EIA Prime Mover-level Data","EIA Prime Mover-level Data","Estimated using emissions factor","Estimated using emissions factor","Estimated using emissions factor","Estimated using emissions factor"]
[200,2020,"AK","Galena Electric Utility",7437,"6","IC","RE",{"$nulls":4},"DFO"]
[201,2020,"AK","Galena Electric Utility",7437,"6A","IC","RE",{"$nulls":4},"DFO"]
[202,2020,"AK","Gambell",57062,"1A","IC","OP",{"$nulls":4},"DFO",null,{"v":3161.81201171875,"d":"3,162"},{"v":1363.125,"d":"1,363"},{"v":5.25299978256226,"d":"5.3"},{"v":2.26500010490417,"d":"2.3"},{"v":0.458499997854233,"d":"0.5"},{"v":258.203002929688,"d":"258.2"},null,"EIA Prime Mover-level Data","EIA Prime Mover-level Data","Estimated using emissions factor","Estimated using emissions factor","Estimated using emissions factor","Estimated using emissions factor"]
[203,2020,"AK","Gambell",57062,"UNIT1","IC","RE",{"$nulls":4},"DFO"]
[204,2020,"AK","Gambell",57062,"UNIT2","IC","OP",{"$nulls":4},"DFO",null,{"v":5269.68798828125,"d":"5,270"},{"v":2271.875,"d":"2,272"},{"v":8.75500011444092,"d":"8.8"},{"v":3.77500009536743,"d":"3.8"},{"v":0.764100015163422,"d":"0.8"},{"v":430.338012695313,"d":"430.3"},null,"EIA Prime Mover-level Data","EIA Prime Mover-level Data","Estimated using emissions factor","Estimated using emissions factor","Estimated using emissions factor","Estimated using emissions factor"]
[205,2020,"AK","Gambell",57062,"UNIT3","IC","OP",{"$nulls":4},"DFO",null,{"v":8431.5,"d":"8,432"},{"v":3635,"d":"3,635"},{"v":14.0080003738403,"d":"14.0"},{"v":6.03900003433228,"d":"6.0"},{"v":1.22259998321533,"d":"1.2"},{"v":688.541015625,"d":"688.5"},null,"EIA Prime Mover-level Data","EIA Prime Mover-level Data","Estimated using emissions factor","Estimated using emissions factor","Estimated using emissions factor","Estimated using emissions factor"]
[206,2020,"AK","George M Sullivan Generation Plant 2",6559,"10","CT",{"$nulls":5},"NG",null,{"v":1419257,"d":"1,419,257"},{"v":258645.84375,"d":"258,646"},{"v":224.832992553711,"d":"224.8"},{"v":74.2229995727539,"d":"74.2"},{"v":2.26799988746643,"d":"2.3"},{"v":82947.8125,"d":"82,947.8"},null,"EIA Unit-level Data","EIA Unit-Level Data","Estimated using emissions factor","Estimated using emissions factor","Estimated using emissions factor","Estimated using emissions factor"]
[207,2020,"AK","George M Sullivan Generation Plant 2",6559,"5B","CA","RE",{"$nulls":3},1,"NG",null,0,0,{"v":0,"d":"0.0"},{"v":0,"d":"0.0"},{"v":0,"d":"0.0"},{"v":0,"d":"0.0"},null,"EIA Unit-level Data","EIA Unit-Level Data","Estimated using emissions factor","Estimated using emissions factor","Estimated using emissions factor","Estimated using emissions factor"]
[208,2020,"AK","George M Sullivan Generation Plant 2",6559,"7","CT",{"$nulls":5},"NG",null,{"v":84109.7734375,"d":"84,110"},{"v":1.00999999046326,"d":"1"},{"v":13.3240003585815,"d":"13.3"},{"v":4.39900016784668,"d":"4.4"},{"v":0.134399995207787,"d":"0.1"},{"v":4915.755859375,"d":"4,915.8"},null,"EIA Unit-level Data","EIA Unit-Level Data","Estimated using emissions factor","Estimated using emissions factor","Estimated using emissions factor","Estimated using emissions factor"]
[209,2020,"AK","George M Sullivan Generation Plant 2",6559,"7GB","CA","RE",{"$nulls":3},1,"NG",null,0,0,{"v":0,"d":"0.0"},{"v":0,"d":"0.0"},{"v":0,"d":"0.0"},{"v":0,"d":"0.0"},null,"EIA Unit-level Data","EIA Unit-Level Data","Estimated using emissions factor","Estimated using emissions factor","Estimated using emissions factor","Estimated using emissions factor"]
[210,2020,"AK","George M Sullivan Generation Plant 2",6559,"9","CT",{"$nulls":5},"NG",null,{"v":2499338,"d":"2,499,338"},{"v":1062740.125,"d":"1,062,740"},{"v":395.934997558594,"d":"395.9"},{"v":130.707000732422,"d":"130.7"},{"v":3.99390006065369,"d":"4.0"},{"v":146072.625,"d":"146,072.6"},null,"EIA Unit-level Data","EIA Unit-Level Data","Estimated using emissions factor","Estimated using emissions factor","Estimated using emissions factor","Estimated using emissions factor"]
[211,2020,"AK","George M Sullivan Generation Plant 2",6559,"11","CA","OP",{"$nulls":4},"NG",null,0,0,{"v":0,"d":"0.0"},{"v":0,"d":"0.0"},{"v":0,"d":"0.0"},{"v":0,"d":"0.0"},null,"EIA Prime Mover-level Data","EIA Prime Mover-level Data","Estimated using emissions factor","Estimated using emissions factor","Estimated using emissions factor","Estimated using emissions factor"]
[212,2020,"AK","George M Sullivan Generation Plant 2",6559,"5","CT","RE",{"$nulls":4},"NG"]
[213,2020,"AK","George M Sullivan Generation Plant 2",6559,"GT8","GT","OP",{"$nulls":4},"NG",null,{"v":11301,"d":"11,301"},{"v":4148,"d":"4,148"},{"v":1.78999996185303,"d":"1.8"},{"v":0.657000005245209,"d":"0.7"},{"v":0.0181000009179115,"d":"0.0"},{"v":660.481994628906,"d":"660.5"},null,"EIA Prime Mover-level Data","EIA Prime Mover-level Data","Estimated using emissions factor","Estimated using emissions factor","Estimated using emissions factor","Estimated using emissions factor"]
[214,2020,"AK","Glennallen",6305,"1","IC","RE",{"$nulls":4},"DFO"]
[215,2020,"AK","Glennallen",6305,"2","IC","RE",{"$nulls":4},"DFO"]
[216,2020,"AK","Glennallen",6305,"3","IC","RE",{"$nulls":4},"DFO"]
[217,2020,"AK","Glennallen",6305,"4","IC","RE",{"$nulls":4},"DFO"]
[218,2020,"AK","Glennallen",6305,"5","IC","RE",{"$nulls":4},"DFO"]
[219,2020,"AK","Glennallen",6305,"6","IC","OP",{"$nulls":4},"DFO",null,{"v":16588.283203125,"d":"16,588"},{"v":7155.0869140625,"d":"7,155"},{"v":26.6550006866455,"d":"26.7"},{"v":11.4969997406006,"d":"11.5"},{"v":2.40529990196228,"d":"2.4"},{"v":1354.64697265625,"d":"1,354.6"},null,"EIA Prime Mover-level Data","EIA Prime Mover-level Data","Estimated using emissions factor","Estimated using emissions factor","Estimated using emissions factor","Estimated using emissions factor"]
[220,2020,"AK","Glennallen",6305,"7","IC","OP",{"$nulls":4},"DFO",null,{"v":16588.283203125,"d":"16,588"},{"v":7155.0869140625,"d":"7,155"},{"v":26.6550006866455,"d":"26.7"},{"v":11.4969997406006,"d":"11.5"},{"v":2.40529990196228,"d":"2.4"},{"v":1354.64697265625,"d":"1,354.6"},null,"EIA Prime Mover-level Data","EIA Prime Mover-level Data","Estimated using emissions factor","Estimated using emissions factor","Estimated using emissions factor","Estimated using emissions factor"]
[221,2020,"AK","Glennallen",6305,"8","IC","OP",{"$nulls":4},"DFO",null,{"v":7656.1298828125,"d":"7,656"},{"v":3302.34790039063,"d":"3,302"},{"v":12.3020000457764,"d":"12.3"},{"v":5.30600023269653,"d":"5.3"},{"v":1.11010003089905,"d":"1.1"},{"v":625.221984863281,"d":"625.2"},null,"EIA Prime Mover-level Data","EIA Prime Mover-level Data","Estimated using emissions factor","Estimated using emissions factor","Estimated using emissions factor","Estimated using emissions factor"]
[222,2020,"AK","Glennallen",6305,"9","IC","OP",{"$nulls":4},"DFO",null,{"v":17864.3046875,"d":"17,864"},{"v":7705.47802734375,"d":"7,705"},{"v":28.7049999237061,"d":"28.7"},{"v":12.3809995651245,"d":"12.4"},{"v":2.5903000831604,"d":"2.6"},{"v":1458.84997558594,"d":"1,458.8"},null,"EIA Prime Mover-level Data","EIA Prime Mover-level Data","Estimated using emissions factor","Estimated using emissions factor","Estimated using emissions factor","Estimated using emissions factor"]
[223,2020,"AK","Goat Lake Hydro",7751,"1","HY","OP",{"$nulls":4},"WAT",null,{"v":132516,"d":"132,516"},{"v":60303,"d":"60,303"},{"$nulls":5},"EIA Prime Mover-level Data","EIA Prime Mover-level Data"]
[224,2020,"AK","Gold Creek",63,"1","HY","OP",{"$nulls":4},"WAT",null,0,0,{"$nulls":5},"EIA Prime Mover-level Data","EIA Prime Mover-level Data"]
[225,2020,"AK","Gold Creek",63,"2","HY","OP",{"$nulls":4},"WAT",null,0,0,{"$nulls":5},"EIA Prime Mover-level Data","EIA Prime Mover-level Data"]
[226,2020,"AK","Gold Creek",63,"3","HY","OP",{"$nulls":4},"WAT",null,0,0,{"$nulls":5},"EIA Prime Mover-level Data","EIA Prime Mover-level Data"]
[227,2020,"AK","Gold Creek",63,"IC1","IC","SB",{"$nulls":4},"DFO",null,{"v":12.1479997634888,"d":"12"},{"v":5.18499994277954,"d":"5"},{"v":0.0189999993890524,"d":"0.0"},{"v":0.00800000037997961,"d":"0.0"},{"v":0.00179999996908009,"d":"0.0"},{"v":0.991999983787537,"d":"1.0"},null,"EIA Prime Mover-level Data","EIA Prime Mover-level Data","Estimated using emissions factor","Estimated using emissions factor","Estimated using emissions factor","Estimated using emissions factor"]
[228,2020,"AK","Gold Creek",63,"IC2","IC","SB",{"$nulls":4},"DFO",null,{"v":12.1479997634888,"d":"12"},{"v":5.18499994277954,"d":"5"},{"v":0.0189999993890524,"d":"0.0"},{"v":0.00800000037997961,"d":"0.0"},{"v":0.00179999996908009,"d":"0.0"},{"v":0.991999983787537,"d":"1.0"},null,"EIA Prime Mover-level Data","EIA Prime Mover-level Data","Estimated using emissions factor","Estimated using emissions factor","Estimated using emissions factor","Estimated using emissions factor"]
[229,2020,"AK","Gold Creek",63,"IC3","IC","SB",{"$nulls":4},"DFO",null,{"v":11.1359996795654,"d":"11"},{"v":4.75299978256226,"d":"5"},{"v":0.0179999992251396,"d":"0.0"},{"v":0.00800000037997961,"d":"0.0"},{"v":1.5999999595806E-3,"d":"0.0"},{"v":0.908999979496002,"d":"0.9"},null,"EIA Prime Mover-level Data","EIA Prime Mover-level Data","Estimated using emissions factor","Estimated using emissions factor","Estimated using emissions factor","Estimated using emissions factor"]
[230,2020,"AK","Gold Creek",63,"IC4","IC","SB",{"$nulls":4},"DFO",null,{"v":35.431999206543,"d":"35"},{"v":15.1230001449585,"d":"15"},{"v":0.0560000017285347,"d":"0.1"},{"v":0.0240000002086163,"d":"0.0"},{"v":0.00510000018402934,"d":"0.0"},{"v":2.89299988746643,"d":"2.9"},null,"EIA Prime Mover-level Data","EIA Prime Mover-level Data","Estimated using emissions factor","Estimated using emissions factor","Estimated using emissions factor","Estimated using emissions factor"]
[231,2020,"AK","Gold Creek",63,"IC5","IC","SB",{"$nulls":4},"DFO",null,{"v":11.1359996795654,"d":"11"},{"v":4.75299978256226,"d":"5"},{"v":0.0179999992251396,"d":"0.0"},{"v":0.00800000037997961,"d":"0.0"},{"v":1.5999999595806E-3,"d":"0.0"},{"v":0.908999979496002,"d":"0.9"},null,"EIA Prime Mover-level Data","EIA Prime Mover-level Data","Estimated using emissions factor","Estimated using emissions factor","Estimated using emissions factor","Estimated using emissions factor"]
[232,2020,"AK","Green Lake",313,"1","HY","OP",{"$nulls":4},"WAT"]
[233,2020,"AK","Green Lake",313,"2","HY","OP",{"$nulls":4},"WAT"]
[234,2020,"AK","Gwitchyaa Zhee",7174,"1","IC","RE",{"$nulls":4},"DFO"]
[235,2020,"AK","Gwitchyaa Zhee",7174,"10","IC","OP",{"$nulls":4},"DFO",null,{"v":4485.85693359375,"d":"4,486"},{"v":1934,"d":"1,934"},{"v":7.20800018310547,"d":"7.2"},{"v":3.10700011253357,"d":"3.1"},{"v":0.65039998292923,"d":"0.7"},{"v":366.328002929688,"d":"366.3"},null,"EIA Prime Mover-level Data","EIA Prime Mover-level Data","Estimated using emissions factor","Estimated using emissions factor","Estimated using emissions factor","Estimated using emissions factor"]
[236,2020,"AK","Gwitchyaa Zhee",7174,"2A","IC","RE",{"$nulls":4},"DFO"]
[237,2020,"AK","Gwitchyaa Zhee",7174,"3","IC","RE",{"$nulls":4},"DFO"]
[238,2020,"AK","Gwitchyaa Zhee",7174,"4A","IC","RE",{"$nulls":4},"DFO"]
[239,2020,"AK","Gwitchyaa Zhee",7174,"5","IC","RE",{"$nulls":4},"DFO"]
[240,2020,"AK","Gwitchyaa Zhee",7174,"6","IC","RE",{"$nulls":4},"DFO"]
[241,2020,"AK","Gwitchyaa Zhee",7174,"7","IC","OP",{"$nulls":4},"DFO",null,{"v":11214.642578125,"d":"11,215"},{"v":4835,"d":"4,835"},{"v":18.0200004577637,"d":"18.0"},{"v":7.76900005340576,"d":"7.8"},{"v":1.62609994411469,"d":"1.6"},{"v":915.820007324219,"d":"915.8"},null,"EIA Prime Mover-level Data","EIA Prime Mover-level Data","Estimated using emissions factor","Estimated using emissions factor","Estimated using emissions factor","Estimated using emissions factor"]
[242,2020,"AK","Gwitchyaa Zhee",7174,"8","IC","OP",{"$nulls":4},"DFO",null,{"v":11214.642578125,"d":"11,215"},{"v":4835,"d":"4,835"},{"v":18.0200004577637,"d":"18.0"},{"v":7.76900005340576,"d":"7.8"},{"v":1.62609994411469,"d":"1.6"},{"v":915.820007324219,"d":"915.8"},null,"EIA Prime Mover-level Data","EIA Prime Mover-level Data","Estimated using emissions factor","Estimated using emissions factor","Estimated using emissions factor","Estimated using emissions factor"]
[243,2020,"AK","Gwitchyaa Zhee",7174,"9","IC","OP",{"$nulls":4},"DFO",null,{"v":4485.85693359375,"d":"4,486"},{"v":1934,"d":"1,934"},{"v":7.20800018310547,"d":"7.2"},{"v":3.10700011253357,"d":"3.1"},{"v":0.65039998292923,"d":"0.7"},{"v":366.328002929688,"d":"366.3"},null,"EIA Prime Mover-level Data","EIA Prime Mover-level Data","Estimated using emissions factor","Estimated using emissions factor","Estimated using emissions factor","Estimated using emissions factor"]
[244,2020,"AK","Haines",69,"10","IC","OP",{"$nulls":4},"DFO",null,{"v":675.703979492188,"d":"676"},{"v":290.815002441406,"d":"291"},{"v":1.0809999704361,"d":"1.1"},{"v":0.465000003576279,"d":"0.5"},{"v":0.0979999974370003,"d":"0.1"},{"v":55.1800003051758,"d":"55.2"},null,"EIA Prime Mover-level Data","EIA Prime Mover-level Data","Estimated using emissions factor","Estimated using emissions factor","Estimated using emissions factor","Estimated using emissions factor"]
[245,2020,"AK","Haines",69,"11","IC","OP",{"$nulls":4},"DFO",null,{"v":1069.86401367188,"d":"1,070"},{"v":460.457000732422,"d":"460"},{"v":1.71200001239777,"d":"1.7"},{"v":0.736999988555908,"d":"0.7"},{"v":0.155100002884865,"d":"0.2"},{"v":87.3679962158203,"d":"87.4"},null,"EIA Prime Mover-level Data","EIA Prime Mover-level Data","Estimated using emissions factor","Estimated using emissions factor","Estimated using emissions factor","Estimated using emissions factor"]
[246,2020,"AK","Haines",69,"12","IC","U",{"$nulls":4},"DFO"]
[247,2020,"AK","Haines",69,"5","IC","OS",{"$nulls":4},"DFO",null,{"v":337.851989746094,"d":"338"},{"v":145.406997680664,"d":"145"},{"v":0.541000008583069,"d":"0.5"},{"v":0.232999995350838,"d":"0.2"},{"v":0.0489999987185001,"d":"0.0"},{"v":27.5900001525879,"d":"27.6"},null,"EIA Prime Mover-level Data","EIA Prime Mover-level Data","Estimated using emissions factor","Estimated using emissions factor","Estimated using emissions factor","Estimated using emissions factor"]
[248,2020,"AK","Haines",69,"7A","IC","OP",{"$nulls":4},"DFO",null,{"v":1576.64196777344,"d":"1,577"},{"v":678.567993164063,"d":"679"},{"v":2.52300000190735,"d":"2.5"},{"v":1.08599996566772,"d":"1.1"},{"v":0.22859999537468,"d":"0.2"},{"v":128.753005981445,"d":"128.8"},null,"EIA Prime Mover-level Data","EIA Prime Mover-level Data","Estimated using emissions factor","Estimated using emissions factor","Estimated using emissions factor","Estimated using emissions factor"]
[249,2020,"AK","Haines",69,"9","IC","RE",{"$nulls":4},"DFO"]
[250,2020,"AK","Haines",69,"IC8A","IC","OP",{"$nulls":4},"DFO",null,{"v":900.93798828125,"d":"901"},{"v":387.752990722656,"d":"388"},{"v":1.44099998474121,"d":"1.4"},{"v":0.620000004768372,"d":"0.6"},{"v":0.13060000538826,"d":"0.1"},{"v":73.572998046875,"d":"73.6"},null,"EIA Prime Mover-level Data","EIA Prime Mover-level Data","Estimated using emissions factor","Estimated using emissions factor","Estimated using emissions factor","Estimated using emissions factor"]
[251,2020,"AK","Healy Power Plant",6288,"1","ST","OP","Yes","MATS","WALL",1,"LIG",null,{"v":1584844.75,"d":"1,584,845"},{"v":558695.1875,"d":"558,695"},null,null,{"v":2.11960005760193,"d":"2.1"},{"v":168340.125,"d":"168,340.1"},null,"EIA Prime Mover-level Data","EIA Prime Mover-level Data",null,null,"Estimated using emissions factor and plant-specific sulfur content","Estimated using emissions factor",null,"DSI","LNB",null,1967]
[252,2020,"AK","Healy Power Plant",6288,"2","ST","OP","Yes","MATS","WALL",1,"LIG",{"v":5743,"d":"5,743.0"},{"v":3509299.25,"d":"3,509,299"},{"v":1237110.75,"d":"1,237,111"},null,null,{"v":4.0770001411438,"d":"4.1"},{"v":372753.15625,"d":"372,753.2"},{"v":7.11999988555908,"d":"7.1"},"EIA Prime Mover-level Data","EIA Prime Mover-level Data",null,null,"Estimated using emissions factor and plant-specific sulfur content","Estimated using emissions factor","EPA/CAMD","DSI","LNB,SCR",null,1997]
[253,2020,"AK","Healy Power Plant",6288,"IC1","IC","OP",{"$nulls":4},"DFO"]
[254,2020,"AK","Hiilangaay Hydro",59037,"GEN 1","HY","TS",{"$nulls":4},"WAT"]
[255,2020,"AK","Hoonah",7463,"1","IC","RE",{"$nulls":4},"DFO"]
[256,2020,"AK","Hoonah",7463,"2A","IC","OP",{"$nulls":4},"DFO",null,{"v":15813.5,"d":"15,814"},{"v":6823,"d":"6,823"},{"v":23.7700004577637,"d":"23.8"},{"v":10.2559995651245,"d":"10.3"},{"v":2.29299998283386,"d":"2.3"},{"v":1291.3759765625,"d":"1,291.4"},null,"EIA Prime Mover-level Data","EIA Prime Mover-level Data","Estimated using emissions factor","Estimated using emissions factor","Estimated using emissions factor","Estimated using emissions factor"]
[257,2020,"AK","Hoonah",7463,"3","IC","RE",{"$nulls":4},"DFO"]
[258,2020,"AK","Hoonah",7463,"3A","IC","OP",{"$nulls":4},"DFO",null,{"v":7906.75,"d":"7,907"},{"v":3411.5,"d":"3,412"},{"v":11.8850002288818,"d":"11.9"},{"v":5.12799978256226,"d":"5.1"},{"v":1.14649999141693,"d":"1.1"},{"v":645.68798828125,"d":"645.7"},null,"EIA Prime Mover-level Data","EIA Prime Mover-level Data","Estimated using emissions factor","Estimated using emissions factor","Estimated using emissions factor","Estimated using emissions factor"]
[259,2020,"AK","Hoonah",7463,"4","IC","OP",{"$nulls":4},"DFO",null,{"v":7906.75,"d":"7,907"},{"v":3411.5,"d":"3,412"},{"v":11.8850002288818,"d":"11.9"},{"v":5.12799978256226,"d":"5.1"},{"v":1.14649999141693,"d":"1.1"},{"v":645.68798828125,"d":"645.7"},null,"EIA Prime Mover-level Data","EIA Prime Mover-level Data","Estimated using emissions factor","Estimated using emissions factor","Estimated using emissions factor","Estimated using emissions factor"]
[260,2020,"AK","Hooper Bay",6319,"3A","IC","RE",{"$nulls":4},"DFO"]
[261,2020,"AK","Hooper Bay",6319,"3B","IC","OP",{"$nulls":4},"DFO",null,{"v":5794.36376953125,"d":"5,794"},{"v":2499.81811523438,"d":"2,500"},{"v":9.6269998550415,"d":"9.6"},{"v":4.15299987792969,"d":"4.2"},{"v":0.840200006961823,"d":"0.8"},{"v":473.183990478516,"d":"473.2"},null,"EIA Prime Mover-level Data","EIA Prime Mover-level Data","Estimated using emissions factor","Estimated using emissions factor","Estimated using emissions factor","Estimated using emissions factor"]
[262,2020,"AK","Hooper Bay",6319,"4A","IC","RE",{"$nulls":4},"DFO"]
[263,2020,"AK","Hooper Bay",6319,"4B","IC","OP",{"$nulls":4},"DFO",null,{"v":7242.955078125,"d":"7,243"},{"v":3124.77294921875,"d":"3,125"},{"v":12.0329999923706,"d":"12.0"},{"v":5.19199991226196,"d":"5.2"},{"v":1.05019998550415,"d":"1.1"},{"v":591.47998046875,"d":"591.5"},null,"EIA Prime Mover-level Data","EIA Prime Mover-level Data","Estimated using emissions factor","Estimated using emissions factor","Estimated using emissions factor","Estimated using emissions factor"]
[264,2020,"AK","Hooper Bay",6319,"5","IC","RE",{"$nulls":4},"DFO"]
[265,2020,"AK","Hooper Bay",6319,"5A","IC","OP",{"$nulls":4},"DFO",null,{"v":11588.7275390625,"d":"11,589"},{"v":4999.63623046875,"d":"5,000"},{"v":19.2530002593994,"d":"19.3"},{"v":8.30599975585938,"d":"8.3"},{"v":1.68040001392365,"d":"1.7"},{"v":946.369018554688,"d":"946.4"},null,"EIA Prime Mover-level Data","EIA Prime Mover-level Data","Estimated using emissions factor","Estimated using emissions factor","Estimated using emissions factor","Estimated using emissions factor"]
[266,2020,"AK","Hooper Bay",6319,"6","IC","OP",{"$nulls":4},"DFO",null,{"v":7242.955078125,"d":"7,243"},{"v":3124.77294921875,"d":"3,125"},{"v":12.0329999923706,"d":"12.0"},{"v":5.19199991226196,"d":"5.2"},{"v":1.05019998550415,"d":"1.1"},{"v":591.47998046875,"d":"591.5"},null,"EIA Prime Mover-level Data","EIA Prime Mover-level Data","Estimated using emissions factor","Estimated using emissions factor","Estimated using emissions factor","Estimated using emissions factor"]
[267,2020,"AK","Humpback Creek",7042,"1","HY","OP",{"$nulls":4},"WAT",null,{"v":10516.6669921875,"d":"10,517"},{"v":4785.8330078125,"d":"4,786"},{"$nulls":5},"EIA Prime Mover-level Data","EIA Prime Mover-level Data"]
[268,2020,"AK","Humpback Creek",7042,"2","HY","OP",{"$nulls":4},"WAT",null,{"v":10516.6669921875,"d":"10,517"},{"v":4785.8330078125,"d":"4,786"},{"$nulls":5},"EIA Prime Mover-level Data","EIA Prime Mover-level Data"]
[269,2020,"AK","Humpback Creek",7042,"3","HY","OP",{"$nulls":4},"WAT",null,{"v":4206.6669921875,"d":"4,207"},{"v":1914.3330078125,"d":"1,914"},{"$nulls":5},"EIA Prime Mover-level Data","EIA Prime Mover-level Data"]
[270,2020,"AK","Hydaburg",423,"1A","IC","OP",{"$nulls":4},"DFO",null,{"v":141.600006103516,"d":"142"},{"v":60.4000015258789,"d":"60"},{"v":0.226999998092651,"d":"0.2"},{"v":0.0970000028610229,"d":"0.1"},{"v":0.0205000005662441,"d":"0.0"},{"v":11.5629997253418,"d":"11.6"},null,"EIA Prime Mover-level Data","EIA Prime Mover-level Data","Estimated using emissions factor","Estimated using emissions factor","Estimated using emissions factor","Estimated using emissions factor"]
[271,2020,"AK","Hydaburg",423,"3A","IC","OP",{"$nulls":4},"DFO",null,{"v":106.199996948242,"d":"106"},{"v":45.2999992370605,"d":"45"},{"v":0.171000003814697,"d":"0.2"},{"v":0.0729999989271164,"d":"0.1"},{"v":0.0153999999165535,"d":"0.0"},{"v":8.67300033569336,"d":"8.7"},null,"EIA Prime Mover-level Data","EIA Prime Mover-level Data","Estimated using emissions factor","Estimated using emissions factor","Estimated using emissions factor","Estimated using emissions factor"]
[272,2020,"AK","Hydaburg",423,"5","IC","OP",{"$nulls":4},"DFO",null,{"v":106.199996948242,"d":"106"},{"v":45.2999992370605,"d":"45"},{"v":0.171000003814697,"d":"0.2"},{"v":0.0729999989271164,"d":"0.1"},{"v":0.0153999999165535,"d":"0.0"},{"v":8.67300033569336,"d":"8.7"},null,"EIA Prime Mover-level Data","EIA Prime Mover-level Data","Estimated using emissions factor","Estimated using emissions factor","Estimated using emissions factor","Estimated using emissions factor"]
[273,2020,"AK","Industrial Plant",59793,"15","GT","OP",{"$nulls":4},"DFO",null,{"v":3365,"d":"3,365"},{"v":1456,"d":"1,456"},{"v":1.52199995517731,"d":"1.5"},{"v":0.657999992370605,"d":"0.7"},{"v":0.849699974060059,"d":"0.8"},{"v":274.795989990234,"d":"274.8"},null,"EIA Prime Mover-level Data","EIA Prime Mover-level Data","Estimated using emissions factor","Estimated using emissions factor","Estimated using emissions factor","Estimated using emissions factor"]
[274,2020,"AK","International",6293,"1","GT","SB",{"$nulls":4},"NG",null,{"v":7121,"d":"7,121"},{"v":2613.5,"d":"2,614"},{"v":1.13900005817413,"d":"1.1"},{"v":0.418000012636185,"d":"0.4"},{"v":0.011400000192225,"d":"0.0"},{"v":416.183990478516,"d":"416.2"},null,"EIA Prime Mover-level Data","EIA Prime Mover-level Data","Estimated using emissions factor","Estimated using emissions factor","Estimated using emissions factor","Estimated using emissions factor"]
[275,2020,"AK","International",6293,"2","GT","RE",{"$nulls":4},"NG",null,{"v":7121,"d":"7,121"},{"v":2613.5,"d":"2,614"},{"v":1.13900005817413,"d":"1.1"},{"v":0.418000012636185,"d":"0.4"},{"v":0.011400000192225,"d":"0.0"},{"v":416.183990478516,"d":"416.2"},null,"EIA Prime Mover-level Data","EIA Prime Mover-level Data","Estimated using emissions factor","Estimated using emissions factor","Estimated using emissions factor","Estimated using emissions factor"]
[276,2020,"AK","International",6293,"3","GT","RE",{"$nulls":4},"NG"]
[277,2020,"AK","Jarvis Street",6801,"1","IC","OP",{"$nulls":4},"DFO"]
[278,2020,"AK","Jarvis Street",6801,"2","IC","OP",{"$nulls":4},"DFO"]
[279,2020,"AK","Jarvis Street",6801,"3","IC","OP",{"$nulls":4},"DFO"]
[280,2020,"AK","Jarvis Street",6801,"4","IC","OP",{"$nulls":4},"DFO"]
[281,2020,"AK","Jarvis Street",6801,"5","IC","OP",{"$nulls":4},"DFO"]
[282,2020,"AK","JBER Landfill Gas Power Plant",58380,"1","IC","OP",{"$nulls":4},"LFG",null,{"v":80986.3984375,"d":"80,986"},{"v":33496.19921875,"d":"33,496"},{"v":56.2809982299805,"d":"56.3"},{"v":23.5100002288818,"d":"23.5"},{"v":1.82120001316071,"d":"1.8"},{"v":5142.619140625,"d":"5,142.6"},null,"EIA Prime Mover-level Data","EIA Prime Mover-level Data","Estimated using emissions factor","Estimated using emissions factor","Estimated using emissions factor","Estimated using emissions factor"]
[283,2020,"AK","JBER Landfill Gas Power Plant",58380,"2","IC","OP",{"$nulls":4},"LFG",null,{"v":80986.3984375,"d":"80,986"},{"v":33496.19921875,"d":"33,496"},{"v":56.2809982299805,"d":"56.3"},{"v":23.5100002288818,"d":"23.5"},{"v":1.82120001316071,"d":"1.8"},{"v":5142.619140625,"d":"5,142.6"},null,"EIA Prime Mover-level Data","EIA Prime Mover-level Data","Estimated using emissions factor","Estimated using emissions factor","Estimated using emissions factor","Estimated using emissions factor"]
[284,2020,"AK","JBER Landfill Gas Power Plant",58380,"3","IC","OP",{"$nulls":4},"LFG",null,{"v":80986.3984375,"d":"80,986"},{"v":33496.19921875,"d":"33,496"},{"v":56.2809982299805,"d":"56.3"},{"v":23.5100002288818,"d":"23.5"},{"v":1.82120001316071,"d":"1.8"},{"v":5142.619140625,"d":"5,142.6"},null,"EIA Prime Mover-level Data","EIA Prime Mover-level Data","Estimated using emissions factor","Estimated using emissions factor","Estimated using emissions factor","Estimated using emissions factor"]
[285,2020,"AK","JBER Landfill Gas Power Plant",58380,"4","IC","OP",{"$nulls":4},"LFG",null,{"v":80986.3984375,"d":"80,986"},{"v":33496.19921875,"d":"33,496"},{"v":56.2809982299805,"d":"56.3"},{"v":23.5100002288818,"d":"23.5"},{"v":1.82120001316071,"d":"1.8"},{"v":5142.619140625,"d":"5,142.6"},null,"EIA Prime Mover-level Data","EIA Prime Mover-level Data","Estimated using emissions factor","Estimated using emissions factor","Estimated using emissions factor","Estimated using emissions factor"]
[286,2020,"AK","JBER Landfill Gas Power Plant",58380,"5","IC","OP",{"$nulls":4},"LFG",null,{"v":80986.3984375,"d":"80,986"},{"v":33496.19921875,"d":"33,496"},{"v":56.2809982299805,"d":"56.3"},{"v":23.5100002288818,"d":"23.5"},{"v":1.82120001316071,"d":"1.8"},{"v":5142.619140625,"d":"5,142.6"},null,"EIA Prime Mover-level Data","EIA Prime Mover-level Data","Estimated using emissions factor","Estimated using emissions factor","Estimated using emissions factor","Estimated using emissions factor"]
[287,2020,"AK","Kake",7464,"1","IC","RE",{"$nulls":4},"DFO"]
[288,2020,"AK","Kake",7464,"1A","IC","RE",{"$nulls":4},"DFO"]
[289,2020,"AK","Kake",7464,"1B","IC","OP",{"$nulls":4},"DFO",null,{"v":3024.03198242188,"d":"3,024"},{"v":1304.83898925781,"d":"1,305"},{"v":4.8600001335144,"d":"4.9"},{"v":2.09699988365173,"d":"2.1"},{"v":0.438499987125397,"d":"0.4"},{"v":246.95100402832,"d":"247.0"},null,"EIA Prime Mover-level Data","EIA Prime Mover-level Data","Estimated using emissions factor","Estimated using emissions factor","Estimated using emissions factor","Estimated using emissions factor"]
[290,2020,"AK","Kake",7464,"2","IC","OP",{"$nulls":4},"DFO",null,{"v":6652.87109375,"d":"6,653"},{"v":2870.64501953125,"d":"2,871"},{"v":10.6920003890991,"d":"10.7"},{"v":4.61299991607666,"d":"4.6"},{"v":0.964699983596802,"d":"1.0"},{"v":543.293029785156,"d":"543.3"},null,"EIA Prime Mover-level Data","EIA Prime Mover-level Data","Estimated using emissions factor","Estimated using emissions factor","Estimated using emissions factor","Estimated using emissions factor"]
[291,2020,"AK","Kake",7464,"2A","IC","OP",{"$nulls":4},"DFO",null,{"v":3024.03198242188,"d":"3,024"},{"v":1304.83898925781,"d":"1,305"},{"v":4.8600001335144,"d":"4.9"},{"v":2.09699988365173,"d":"2.1"},{"v":0.438499987125397,"d":"0.4"},{"v":246.95100402832,"d":"247.0"},null,"EIA Prime Mover-level Data","EIA Prime Mover-level Data","Estimated using emissions factor","Estimated using emissions factor","Estimated using emissions factor","Estimated using emissions factor"]
[292,2020,"AK","Kake",7464,"3A","IC","RE",{"$nulls":4},"DFO"]
[293,2020,"AK","Kake",7464,"3B","IC","OP",{"$nulls":4},"DFO",null,{"v":3024.03198242188,"d":"3,024"},{"v":1304.83898925781,"d":"1,305"},{"v":4.8600001335144,"d":"4.9"},{"v":2.09699988365173,"d":"2.1"},{"v":0.438499987125397,"d":"0.4"},{"v":246.95100402832,"d":"247.0"},null,"EIA Prime Mover-level Data","EIA Prime Mover-level Data","Estimated using emissions factor","Estimated using emissions factor","Estimated using emissions factor","Estimated using emissions factor"]
[294,2020,"AK","Kake",7464,"4","IC","OP",{"$nulls":4},"DFO",null,{"v":3024.03198242188,"d":"3,024"},{"v":1304.83898925781,"d":"1,305"},{"v":4.8600001335144,"d":"4.9"},{"v":2.09699988365173,"d":"2.1"},{"v":0.438499987125397,"d":"0.4"},{"v":246.95100402832,"d":"247.0"},null,"EIA Prime Mover-level Data","EIA Prime Mover-level Data","Estimated using emissions factor","Estimated using emissions factor","Estimated using emissions factor","Estimated using emissions factor"]
[295,2020,"AK","Kasidaya Creek Hydro",56542,"1","HY","OP",{"$nulls":4},"WAT",null,{"v":50735,"d":"50,735"},{"v":23087,"d":"23,087"},{"$nulls":5},"EIA Prime Mover-level Data","EIA Prime Mover-level Data"]
[296,2020,"AK","Kasigluk",57066,"1","IC","OP",{"$nulls":4},"DFO",null,{"v":10215.599609375,"d":"10,216"},{"v":4407.60009765625,"d":"4,408"},{"v":16.9689998626709,"d":"17.0"},{"v":7.32200002670288,"d":"7.3"},{"v":1.48129999637604,"d":"1.5"},{"v":834.234985351563,"d":"834.2"},null,"EIA Prime Mover-level Data","EIA Prime Mover-level Data","Estimated using emissions factor","Estimated using emissions factor","Estimated using emissions factor","Estimated using emissions factor"]
[297,2020,"AK","Kasigluk",57066,"5A","IC","OP",{"$nulls":4},"DFO",null,{"v":8938.650390625,"d":"8,939"},{"v":3856.64990234375,"d":"3,857"},{"v":14.8479995727539,"d":"14.8"},{"v":6.4060001373291,"d":"6.4"},{"v":1.29610002040863,"d":"1.3"},{"v":729.955993652344,"d":"730.0"},null,"EIA Prime Mover-level Data","EIA Prime Mover-level Data","Estimated using emissions factor","Estimated using emissions factor","Estimated using emissions factor","Estimated using emissions factor"]
[298,2020,"AK","Kasigluk",57066,"UNIT1","IC","RE",{"$nulls":4},"DFO"]
[299,2020,"AK","Kasigluk",57066,"UNIT2","IC","OP",{"$nulls":4},"DFO",null,{"v":6384.75,"d":"6,385"},{"v":2754.75,"d":"2,755"},{"v":10.6059999465942,"d":"10.6"},{"v":4.57600021362305,"d":"4.6"},{"v":0.925800025463104,"d":"0.9"},{"v":521.39697265625,"d":"521.4"},null,"EIA Prime Mover-level Data","EIA Prime Mover-level Data","Estimated using emissions factor","Estimated using emissions factor","Estimated using emissions factor","Estimated using emissions factor"]
[300,2020,"AK","Ketchikan",84,"3","HY","OP",{"$nulls":4},"WAT",null,{"v":70775,"d":"70,775"},{"v":32207,"d":"32,207"},{"$nulls":5},"EIA Prime Mover-level Data","EIA Prime Mover-level Data"]
[301,2020,"AK","Ketchikan",84,"4","HY","OP",{"$nulls":4},"WAT",null,{"v":70775,"d":"70,775"},{"v":32207,"d":"32,207"},{"$nulls":5},"EIA Prime Mover-level Data","EIA Prime Mover-level Data"]
[302,2020,"AK","Ketchikan",84,"5","HY","OP",{"$nulls":4},"WAT",null,{"v":70775,"d":"70,775"},{"v":32207,"d":"32,207"},{"$nulls":5},"EIA Prime Mover-level Data","EIA Prime Mover-level Data"]
[303,2020,"AK","Kiana",6323,"1A","IC","RE",{"$nulls":4},"DFO"]
[304,2020,"AK","Kiana",6323,"1B","IC","OP",{"$nulls":4},"DFO",null,{"v":4289.25,"d":"4,289"},{"v":1851.5,"d":"1,852"},{"v":7.125,"d":"7.1"},{"v":3.07599997520447,"d":"3.1"},{"v":0.621900022029877,"d":"0.6"},{"v":350.272003173828,"d":"350.3"},null,"EIA Prime Mover-level Data","EIA Prime Mover-level Data","Estimated using emissions factor","Estimated using emissions factor","Estimated using emissions factor","Estimated using emissions factor"]
[305,2020,"AK","Kiana",6323,"2","IC","RE",{"$nulls":4},"DFO"]
[306,2020,"AK","Kiana",6323,"3A","IC","RE",{"$nulls":4},"DFO"]
[307,2020,"AK","Kiana",6323,"3B","IC","OP",{"$nulls":4},"DFO",null,{"v":5719,"d":"5,719"},{"v":2468.6669921875,"d":"2,469"},9.5,{"v":4.10099983215332,"d":"4.1"},{"v":0.829299986362457,"d":"0.8"},{"v":467.029998779297,"d":"467.0"},null,"EIA Prime Mover-level Data","EIA Prime Mover-level Data","Estimated using emissions factor","Estimated using emissions factor","Estimated using emissions factor","Estimated using emissions factor"]
[308,2020,"AK","Kiana",6323,"4","IC","OP",{"$nulls":4},"DFO",null,{"v":7148.75,"d":"7,149"},{"v":3085.8330078125,"d":"3,086"},{"v":11.875,"d":"11.9"},{"v":5.12599992752075,"d":"5.1"},{"v":1.03659999370575,"d":"1.0"},{"v":583.786987304688,"d":"583.8"},null,"EIA Prime Mover-level Data","EIA Prime Mover-level Data","Estimated using emissions factor","Estimated using emissions factor","Estimated using emissions factor","Estimated using emissions factor"]
[309,2020,"AK","King Cove",7493,"1","IC","OP",{"$nulls":4},"DFO",null,{"v":927.3330078125,"d":"927"},400,{"v":1.51600003242493,"d":"1.5"},{"v":0.653999984264374,"d":"0.7"},{"v":0.134499996900558,"d":"0.1"},{"v":75.7289962768555,"d":"75.7"},null,"EIA Prime Mover-level Data","EIA Prime Mover-level Data","Estimated using emissions factor","Estimated using emissions factor","Estimated using emissions factor","Estimated using emissions factor"]
[310,2020,"AK","King Cove",7493,"2","IC","OP",{"$nulls":4},"DFO",null,{"v":1545.55603027344,"d":"1,546"},{"v":666.6669921875,"d":"667"},{"v":2.52699995040894,"d":"2.5"},{"v":1.0900000333786,"d":"1.1"},{"v":0.22409999370575,"d":"0.2"},{"v":126.214996337891,"d":"126.2"},null,"EIA Prime Mover-level Data","EIA Prime Mover-level Data","Estimated using emissions factor","Estimated using emissions factor","Estimated using emissions factor","Estimated using emissions factor"]
[311,2020,"AK","King Cove",7493,"3","IC","OP",{"$nulls":4},"DFO",null,{"v":2163.77807617188,"d":"2,164"},{"v":933.3330078125,"d":"933"},{"v":3.53699994087219,"d":"3.5"},{"v":1.52600002288818,"d":"1.5"},{"v":0.313699990510941,"d":"0.3"},{"v":176.699996948242,"d":"176.7"},null,"EIA Prime Mover-level Data","EIA Prime Mover-level Data","Estimated using emissions factor","Estimated using emissions factor","Estimated using emissions factor","Estimated using emissions factor"]
[312,2020,"AK","King Cove",7493,"4","HY","OP",{"$nulls":4},"WAT",null,{"v":31731,"d":"31,731"},{"v":14440,"d":"14,440"},{"$nulls":5},"EIA Prime Mover-level Data","EIA Prime Mover-level Data"]
[313,2020,"AK","King Cove",7493,"5","IC","OP",{"$nulls":4},"DFO",null,{"v":927.3330078125,"d":"927"},400,{"v":1.51600003242493,"d":"1.5"},{"v":0.653999984264374,"d":"0.7"},{"v":0.134499996900558,"d":"0.1"},{"v":75.7289962768555,"d":"75.7"},null,"EIA Prime Mover-level Data","EIA Prime Mover-level Data","Estimated using emissions factor","Estimated using emissions factor","Estimated using emissions factor","Estimated using emissions factor"]
[314,2020,"AK","Kivalina",57065,"UNIT1","IC","OP",{"$nulls":4},"DFO",null,{"v":3032.72705078125,"d":"3,033"},{"v":1307.81799316406,"d":"1,308"},{"v":5.03800010681152,"d":"5.0"},{"v":2.17199993133545,"d":"2.2"},{"v":0.43970000743866,"d":"0.4"},{"v":247.660995483398,"d":"247.7"},null,"EIA Prime Mover-level Data","EIA Prime Mover-level Data","Estimated using emissions factor","Estimated using emissions factor","Estimated using emissions factor","Estimated using emissions factor"]
[315,2020,"AK","Kivalina",57065,"UNIT2","IC","OP",{"$nulls":4},"DFO",null,{"v":4549.0908203125,"d":"4,549"},{"v":1961.72705078125,"d":"1,962"},{"v":7.55700016021729,"d":"7.6"},{"v":3.2590000629425,"d":"3.3"},{"v":0.659600019454956,"d":"0.7"},{"v":371.492004394531,"d":"371.5"},null,"EIA Prime Mover-level Data","EIA Prime Mover-level Data","Estimated using emissions factor","Estimated using emissions factor","Estimated using emissions factor","Estimated using emissions factor"]
[316,2020,"AK","Kivalina",57065,"UNIT3","IC","OP",{"$nulls":4},"DFO",null,{"v":3032.72705078125,"d":"3,033"},{"v":1307.81799316406,"d":"1,308"},{"v":5.03800010681152,"d":"5.0"},{"v":2.17199993133545,"d":"2.2"},{"v":0.43970000743866,"d":"0.4"},{"v":247.660995483398,"d":"247.7"},null,"EIA Prime Mover-level Data","EIA Prime Mover-level Data","Estimated using emissions factor","Estimated using emissions factor","Estimated using emissions factor","Estimated using emissions factor"]
[317,2020,"AK","Kivalina",57065,"UNIT4","IC","OP",{"$nulls":4},"DFO",null,{"v":6065.455078125,"d":"6,065"},{"v":2615.63598632813,"d":"2,616"},{"v":10.076000213623,"d":"10.1"},{"v":4.34499979019165,"d":"4.3"},{"v":0.879499971866608,"d":"0.9"},{"v":495.321990966797,"d":"495.3"},null,"EIA Prime Mover-level Data","EIA Prime Mover-level Data","Estimated using emissions factor","Estimated using emissions factor","Estimated using emissions factor","Estimated using emissions factor"]
[318,2020,"AK","Klawock",7466,"1","IC","RE",{"$nulls":4},"DFO"]
[319,2020,"AK","Klawock",7466,"2","IC","RE",{"$nulls":4},"DFO"]
[320,2020,"AK","Klawock",7466,"3","IC","RE",{"$nulls":4},"DFO"]
[321,2020,"AK","Klawock",7466,"4","IC","RE",{"$nulls":4},"DFO"]
[322,2020,"AK","Klawock Power Generation Station",61684,"1","IC","OP",{"$nulls":4},"DFO",null,{"v":5504,"d":"5,504"},{"v":2376,"d":"2,376"},{"v":8.80700016021729,"d":"8.8"},{"v":3.80200004577637,"d":"3.8"},{"v":0.798099994659424,"d":"0.8"},{"v":449.471984863281,"d":"449.5"},null,"EIA Prime Mover-level Data","EIA Prime Mover-level Data","Estimated using emissions factor","Estimated using emissions factor","Estimated using emissions factor","Estimated using emissions factor"]
[323,2020,"AK","Kodiak Microgrid",6281,"1","IC","OP",{"$nulls":4},"DFO"]
[324,2020,"AK","Kodiak Microgrid",6281,"2","IC","RE",{"$nulls":4},"DFO"]
[325,2020,"AK","Kodiak Microgrid",6281,"2c","IC","OP",{"$nulls":4},"DFO"]
[326,2020,"AK","Kodiak Microgrid",6281,"3","IC","RE",{"$nulls":4},"DFO"]
[327,2020,"AK","Kodiak Microgrid",6281,"3c","IC","OP",{"$nulls":4},"DFO"]
[328,2020,"AK","Kodiak Microgrid",6281,"4","IC","OP",{"$nulls":4},"DFO"]
[329,2020,"AK","Kodiak Microgrid",6281,"6","IC","RE",{"$nulls":4},"DFO"]
[330,2020,"AK","Kodiak Microgrid",6281,"7","IC","RE",{"$nulls":4},"DFO"]
[331,2020,"AK","Kodiak Microgrid",6281,"8","IC","RE",{"$nulls":4},"DFO"]
[332,2020,"AK","Kodiak Microgrid",6281,"9","IC","RE",{"$nulls":4},"DFO"]
[333,2020,"AK","Kotlik",57064,"UNIT1","IC","OP",{"$nulls":4},"DFO",null,{"v":4023.85693359375,"d":"4,024"},{"v":1734.85705566406,"d":"1,735"},{"v":6.68400001525879,"d":"6.7"},{"v":2.88199996948242,"d":"2.9"},{"v":0.583500027656555,"d":"0.6"},{"v":328.600006103516,"d":"328.6"},null,"EIA Prime Mover-level Data","EIA Prime Mover-level Data","Estimated using emissions factor","Estimated using emissions factor","Estimated using emissions factor","Estimated using emissions factor"]
[334,2020,"AK","Kotlik",57064,"UNIT2","IC","OP",{"$nulls":4},"DFO",null,{"v":4023.85693359375,"d":"4,024"},{"v":1734.85705566406,"d":"1,735"},{"v":6.68400001525879,"d":"6.7"},{"v":2.88199996948242,"d":"2.9"},{"v":0.583500027656555,"d":"0.6"},{"v":328.600006103516,"d":"328.6"},null,"EIA Prime Mover-level Data","EIA Prime Mover-level Data","Estimated using emissions factor","Estimated using emissions factor","Estimated using emissions factor","Estimated using emissions factor"]
[335,2020,"AK","Kotlik",57064,"UNIT3","IC","OP",{"$nulls":4},"DFO",null,{"v":5365.14306640625,"d":"5,365"},{"v":2313.14306640625,"d":"2,313"},{"v":8.91199970245361,"d":"8.9"},{"v":3.84200000762939,"d":"3.8"},{"v":0.777899980545044,"d":"0.8"},{"v":438.132995605469,"d":"438.1"},null,"EIA Prime Mover-level Data","EIA Prime Mover-level Data","Estimated using emissions factor","Estimated using emissions factor","Estimated using emissions factor","Estimated using emissions factor"]
[336,2020,"AK","Kotlik",57064,"UNIT4","IC","OP",{"$nulls":4},"DFO",null,{"v":5365.14306640625,"d":"5,365"},{"v":2313.14306640625,"d":"2,313"},{"v":8.91199970245361,"d":"8.9"},{"v":3.84200000762939,"d":"3.8"},{"v":0.777899980545044,"d":"0.8"},{"v":438.132995605469,"d":"438.1"},null,"EIA Prime Mover-level Data","EIA Prime Mover-level Data","Estimated using emissions factor","Estimated using emissions factor","Estimated using emissions factor","Estimated using emissions factor"]
[337,2020,"AK","Kotzebue Hybrid",6304,"10","IC","OP",{"$nulls":4},"DFO",null,{"v":43872.203125,"d":"43,872"},{"v":18925.423828125,"d":"18,925"},{"v":70.0380020141602,"d":"70.0"},{"v":30.2129993438721,"d":"30.2"},{"v":6.36149978637695,"d":"6.4"},{"v":3582.72998046875,"d":"3,582.7"},null,"EIA Prime Mover-level Data","EIA Prime Mover-level Data","Estimated using emissions factor","Estimated using emissions factor","Estimated using emissions factor","Estimated using emissions factor"]
[338,2020,"AK","Kotzebue Hybrid",6304,"10wt","WT","RE",{"$nulls":4},"WND",null,{"v":776.510986328125,"d":"777"},{"v":292.066986083984,"d":"292"},{"$nulls":5},"EIA Prime Mover-level Data","EIA Prime Mover-level Data"]
[339,2020,"AK","Kotzebue Hybrid",6304,"11","IC","RE",{"$nulls":4},"DFO"]
[340,2020,"AK","Kotzebue Hybrid",6304,"11wt","WT","OP",{"$nulls":4},"WND",null,{"v":776.510986328125,"d":"777"},{"v":292.066986083984,"d":"292"},{"$nulls":5},"EIA Prime Mover-level Data","EIA Prime Mover-level Data"]
[341,2020,"AK","Kotzebue Hybrid",6304,"12","IC","RE",{"$nulls":4},"DFO"]
[342,2020,"AK","Kotzebue Hybrid",6304,"12wt","WT","RE",{"$nulls":4},"WND",null,{"v":776.510986328125,"d":"777"},{"v":292.066986083984,"d":"292"},{"$nulls":5},"EIA Prime Mover-level Data","EIA Prime Mover-level Data"]
[343,2020,"AK","Kotzebue Hybrid",6304,"13WT","WT","OP",{"$nulls":4},"WND",null,{"v":776.510986328125,"d":"777"},{"v":292.066986083984,"d":"292"},{"$nulls":5},"EIA Prime Mover-level Data","EIA Prime Mover-level Data"]
[344,2020,"AK","Kotzebue Hybrid",6304,"14","IC","OP",{"$nulls":4},"DFO",null,{"v":40947.390625,"d":"40,947"},{"v":17663.728515625,"d":"17,664"},{"v":65.3690032958984,"d":"65.4"},{"v":28.1989994049072,"d":"28.2"},{"v":5.93739986419678,"d":"5.9"},{"v":3343.88208007813,"d":"3,343.9"},null,"EIA Prime Mover-level Data","EIA Prime Mover-level Data","Estimated using emissions factor","Estimated using emissions factor","Estimated using emissions factor","Estimated using emissions factor"]
[345,2020,"AK","Kotzebue Hybrid",6304,"14wt","WT","OP",{"$nulls":4},"WND",null,{"v":776.510986328125,"d":"777"},{"v":292.066986083984,"d":"292"},{"$nulls":5},"EIA Prime Mover-level Data","EIA Prime Mover-level Data"]
[346,2020,"AK","Kotzebue Hybrid",6304,"15","IC","OP",{"$nulls":4},"DFO",null,{"v":40947.390625,"d":"40,947"},{"v":17663.728515625,"d":"17,664"},{"v":65.3690032958984,"d":"65.4"},{"v":28.1989994049072,"d":"28.2"},{"v":5.93739986419678,"d":"5.9"},{"v":3343.88208007813,"d":"3,343.9"},null,"EIA Prime Mover-level Data","EIA Prime Mover-level Data","Estimated using emissions factor","Estimated using emissions factor","Estimated using emissions factor","Estimated using emissions factor"]
[347,2020,"AK","Kotzebue Hybrid",6304,"15WT","WT","OP",{"$nulls":4},"WND",null,{"v":776.510986328125,"d":"777"},{"v":292.066986083984,"d":"292"},{"$nulls":5},"EIA Prime Mover-level Data","EIA Prime Mover-level Data"]
[348,2020,"AK","Kotzebue Hybrid",6304,"16","IC","OP",{"$nulls":4},"DFO",null,{"v":20473.6953125,"d":"20,474"},{"v":8831.8642578125,"d":"8,832"},{"v":32.685001373291,"d":"32.7"},{"v":14.0989999771118,"d":"14.1"},{"v":2.96869993209839,"d":"3.0"},{"v":1671.94104003906,"d":"1,671.9"},null,"EIA Prime Mover-level Data","EIA Prime Mover-level Data","Estimated using emissions factor","Estimated using emissions factor","Estimated using emissions factor","Estimated using emissions factor"]
[349,2020,"AK","Kotzebue Hybrid",6304,"16WT","WT","OP",{"$nulls":4},"WND",null,{"v":776.510986328125,"d":"777"},{"v":292.066986083984,"d":"292"},{"$nulls":5},"EIA Prime Mover-level Data","EIA Prime Mover-level Data"]
[350,2020,"AK","Kotzebue Hybrid",6304,"17","IC","OP",{"$nulls":4},"DFO",null,{"v":10236.84765625,"d":"10,237"},{"v":4415.93212890625,"d":"4,416"},{"v":16.3419990539551,"d":"16.3"},{"v":7.05000019073486,"d":"7.1"},{"v":1.48430001735687,"d":"1.5"},{"v":835.969970703125,"d":"836.0"},null,"EIA Prime Mover-level Data","EIA Prime Mover-level Data","Estimated using emissions factor","Estimated using emissions factor","Estimated using emissions factor","Estimated using emissions factor"]
[351,2020,"AK","Kotzebue Hybrid",6304,"17WT","WT","OP",{"$nulls":4},"WND",null,{"v":776.510986328125,"d":"777"},{"v":292.066986083984,"d":"292"},{"$nulls":5},"EIA Prime Mover-level Data","EIA Prime Mover-level Data"]
[352,2020,"AK","Kotzebue Hybrid",6304,"18WT","WT","OP",{"$nulls":4},"WND",null,{"v":6988.60009765625,"d":"6,989"},{"v":2628.60009765625,"d":"2,629"},{"$nulls":5},"EIA Prime Mover-level Data","EIA Prime Mover-level Data"]
[353,2020,"AK","Kotzebue Hybrid",6304,"19WT","WT","OP",{"$nulls":4},"WND",null,{"v":6988.60009765625,"d":"6,989"},{"v":2628.60009765625,"d":"2,629"},{"$nulls":5},"EIA Prime Mover-level Data","EIA Prime Mover-level Data"]
[354,2020,"AK","Kotzebue Hybrid",6304,"1WT","WT","OP",{"$nulls":4},"WND",null,{"v":4659.06689453125,"d":"4,659"},{"v":1752.40002441406,"d":"1,752"},{"$nulls":5},"EIA Prime Mover-level Data","EIA Prime Mover-level Data"]
[355,2020,"AK","Kotzebue Hybrid",6304,"2WT","WT","OP",{"$nulls":4},"WND",null,{"v":776.510986328125,"d":"777"},{"v":292.066986083984,"d":"292"},{"$nulls":5},"EIA Prime Mover-level Data","EIA Prime Mover-level Data"]
[356,2020,"AK","Kotzebue Hybrid",6304,"3WT","WT","OP",{"$nulls":4},"WND",null,{"v":1553.02197265625,"d":"1,553"},{"v":584.132995605469,"d":"584"},{"$nulls":5},"EIA Prime Mover-level Data","EIA Prime Mover-level Data"]
[357,2020,"AK","Kotzebue Hybrid",6304,"4WT","WT","RE",{"$nulls":4},"WND",null,{"v":3882.55590820313,"d":"3,883"},{"v":1460.3330078125,"d":"1,460"},{"$nulls":5},"EIA Prime Mover-level Data","EIA Prime Mover-level Data"]
[358,2020,"AK","Kotzebue Hybrid",6304,"5WT","WT","RE",{"$nulls":4},"WND",null,{"v":776.510986328125,"d":"777"},{"v":292.066986083984,"d":"292"},{"$nulls":5},"EIA Prime Mover-level Data","EIA Prime Mover-level Data"]
[359,2020,"AK","Kotzebue Hybrid",6304,"6WT","WT","RE",{"$nulls":4},"WND",null,{"v":776.510986328125,"d":"777"},{"v":292.066986083984,"d":"292"},{"$nulls":5},"EIA Prime Mover-level Data","EIA Prime Mover-level Data"]
[360,2020,"AK","Kotzebue Hybrid",6304,"7A","IC","OP",{"$nulls":4},"DFO",null,{"v":16086.474609375,"d":"16,086"},{"v":6939.32177734375,"d":"6,939"},{"v":25.6809997558594,"d":"25.7"},{"v":11.0780000686646,"d":"11.1"},{"v":2.33249998092651,"d":"2.3"},{"v":1313.66796875,"d":"1,313.7"},null,"EIA Prime Mover-level Data","EIA Prime Mover-level Data","Estimated using emissions factor","Estimated using emissions factor","Estimated using emissions factor","Estimated using emissions factor"]
[361,2020,"AK","Kotzebue Hybrid",6304,"7WT","WT","RE",{"$nulls":4},"WND",null,{"v":776.510986328125,"d":"777"},{"v":292.066986083984,"d":"292"},{"$nulls":5},"EIA Prime Mover-level Data","EIA Prime Mover-level Data"]
[362,2020,"AK","Kotzebue Hybrid",6304,"8WT","WT","RE",{"$nulls":4},"WND",null,{"v":776.510986328125,"d":"777"},{"v":292.066986083984,"d":"292"},{"$nulls":5},"EIA Prime Mover-level Data","EIA Prime Mover-level Data"]
[363,2020,"AK","Kotzebue Hybrid",6304,"9","IC","RE",{"$nulls":4},"DFO"]
[364,2020,"AK","Kotzebue Hybrid",6304,"9wt","WT","RE",{"$nulls":4},"WND",null,{"v":776.510986328125,"d":"777"},{"v":292.066986083984,"d":"292"},{"$nulls":5},"EIA Prime Mover-level Data","EIA Prime Mover-level Data"]
[365,2020,"AK","Kotzebue Hybrid",6304,"ES1","BA","OP",{"$nulls":4},"MWH",null,0,0,{"$nulls":5},"EIA Prime Mover-level Data","EIA Prime Mover-level Data"]
[366,2020,"AK","Koyuk",57059,"UNIT1","IC","OP",{"$nulls":4},"DFO",null,{"v":2115.63598632813,"d":"2,116"},{"v":912.908996582031,"d":"913"},{"v":3.51399993896484,"d":"3.5"},{"v":1.51699995994568,"d":"1.5"},{"v":0.306800007820129,"d":"0.3"},{"v":172.768997192383,"d":"172.8"},null,"EIA Prime Mover-level Data","EIA Prime Mover-level Data","Estimated using emissions factor","Estimated using emissions factor","Estimated using emissions factor","Estimated using emissions factor"]
[367,2020,"AK","Koyuk",57059,"UNIT2","IC","OP",{"$nulls":4},"DFO",null,{"v":4231.27294921875,"d":"4,231"},{"v":1825.81799316406,"d":"1,826"},{"v":7.02899980545044,"d":"7.0"},{"v":3.03299999237061,"d":"3.0"},{"v":0.613499999046326,"d":"0.6"},{"v":345.537994384766,"d":"345.5"},null,"EIA Prime Mover-level Data","EIA Prime Mover-level Data","Estimated using emissions factor","Estimated using emissions factor","Estimated using emissions factor","Estimated using emissions factor"]
[368,2020,"AK","Koyuk",57059,"UNIT3","IC","OP",{"$nulls":4},"DFO",null,{"v":5289.0908203125,"d":"5,289"},{"v":2282.27294921875,"d":"2,282"},{"v":8.78600025177002,"d":"8.8"},{"v":3.79099988937378,"d":"3.8"},{"v":0.76690000295639,"d":"0.8"},{"v":431.921997070313,"d":"431.9"},null,"EIA Prime Mover-level Data","EIA Prime Mover-level Data","Estimated using emissions factor","Estimated using emissions factor","Estimated using emissions factor","Estimated using emissions factor"]
[369,2020,"AK","Lake Dorothy Hydroelectric Project",57085,"1","HY","OP",{"$nulls":4},"WAT",null,{"v":635552,"d":"635,552"},{"v":289216,"d":"289,216"},{"$nulls":5},"EIA Prime Mover-level Data","EIA Prime Mover-level Data"]
[370,2020,"AK","Lemon Creek",64,"1","IC","SB",{"$nulls":4},"DFO",null,{"v":231.223999023438,"d":"231"},{"v":100.611999511719,"d":"101"},{"v":0.379999995231628,"d":"0.4"},{"v":0.165000006556511,"d":"0.2"},{"v":0.033500000834465,"d":"0.0"},{"v":18.8819999694824,"d":"18.9"},null,"EIA Prime Mover-level Data","EIA Prime Mover-level Data","Estimated using emissions factor","Estimated using emissions factor","Estimated using emissions factor","Estimated using emissions factor"]
[371,2020,"AK","Lemon Creek",64,"2","IC","SB",{"$nulls":4},"DFO",null,{"v":240.473007202148,"d":"240"},{"v":104.637001037598,"d":"105"},{"v":0.395999997854233,"d":"0.4"},{"v":0.172000005841255,"d":"0.2"},{"v":0.0348999984562397,"d":"0.0"},{"v":19.6380004882813,"d":"19.6"},null,"EIA Prime Mover-level Data","EIA Prime Mover-level Data","Estimated using emissions factor","Estimated using emissions factor","Estimated using emissions factor","Estimated using emissions factor"]
[372,2020,"AK","Lemon Creek",64,"3","IC","SB",{"$nulls":4},"DFO",null,{"v":240.473007202148,"d":"240"},{"v":104.637001037598,"d":"105"},{"v":0.395999997854233,"d":"0.4"},{"v":0.172000005841255,"d":"0.2"},{"v":0.0348999984562397,"d":"0.0"},{"v":19.6380004882813,"d":"19.6"},null,"EIA Prime Mover-level Data","EIA Prime Mover-level Data","Estimated using emissions factor","Estimated using emissions factor","Estimated using emissions factor","Estimated using emissions factor"]
[373,2020,"AK","Lemon Creek",64,"5","GT","SB",{"$nulls":4},"DFO",null,{"v":1494,"d":"1,494"},{"v":643.5,"d":"644"},{"v":0.675000011920929,"d":"0.7"},{"v":0.291000008583069,"d":"0.3"},{"v":0.37720000743866,"d":"0.4"},{"v":122.003997802734,"d":"122.0"},null,"EIA Prime Mover-level Data","EIA Prime Mover-level Data","Estimated using emissions factor","Estimated using emissions factor","Estimated using emissions factor","Estimated using emissions factor"]
[374,2020,"AK","Lemon Creek",64,"6","GT","SB",{"$nulls":4},"DFO",null,{"v":1494,"d":"1,494"},{"v":643.5,"d":"644"},{"v":0.675000011920929,"d":"0.7"},{"v":0.291000008583069,"d":"0.3"},{"v":0.37720000743866,"d":"0.4"},{"v":122.003997802734,"d":"122.0"},null,"EIA Prime Mover-level Data","EIA Prime Mover-level Data","Estimated using emissions factor","Estimated using emissions factor","Estimated using emissions factor","Estimated using emissions factor"]
[375,2020,"AK","Lemon Creek",64,"7","IC","SB",{"$nulls":4},"DFO",null,{"v":258.971008300781,"d":"259"},{"v":112.685997009277,"d":"113"},{"v":0.425999999046326,"d":"0.4"},{"v":0.185000002384186,"d":"0.2"},{"v":0.0375999994575977,"d":"0.0"},{"v":21.1480007171631,"d":"21.1"},null,"EIA Prime Mover-level Data","EIA Prime Mover-level Data","Estimated using emissions factor","Estimated using emissions factor","Estimated using emissions factor","Estimated using emissions factor"]
[376,2020,"AK","Lemon Creek",64,"IC10","IC","SB",{"$nulls":4},"DFO",null,{"v":258.971008300781,"d":"259"},{"v":112.685997009277,"d":"113"},{"v":0.425999999046326,"d":"0.4"},{"v":0.185000002384186,"d":"0.2"},{"v":0.0375999994575977,"d":"0.0"},{"v":21.1480007171631,"d":"21.1"},null,"EIA Prime Mover-level Data","EIA Prime Mover-level Data","Estimated using emissions factor","Estimated using emissions factor","Estimated using emissions factor","Estimated using emissions factor"]
[377,2020,"AK","Lemon Creek",64,"IC11","IC","SB",{"$nulls":4},"DFO",null,{"v":258.971008300781,"d":"259"},{"v":112.685997009277,"d":"113"},{"v":0.425999999046326,"d":"0.4"},{"v":0.185000002384186,"d":"0.2"},{"v":0.0375999994575977,"d":"0.0"},{"v":21.1480007171631,"d":"21.1"},null,"EIA Prime Mover-level Data","EIA Prime Mover-level Data","Estimated using emissions factor","Estimated using emissions factor","Estimated using emissions factor","Estimated using emissions factor"]
[378,2020,"AK","Lemon Creek",64,"IC12","IC","SB",{"$nulls":4},"DFO",null,{"v":258.971008300781,"d":"259"},{"v":112.685997009277,"d":"113"},{"v":0.425999999046326,"d":"0.4"},{"v":0.185000002384186,"d":"0.2"},{"v":0.0375999994575977,"d":"0.0"},{"v":21.1480007171631,"d":"21.1"},null,"EIA Prime Mover-level Data","EIA Prime Mover-level Data","Estimated using emissions factor","Estimated using emissions factor","Estimated using emissions factor","Estimated using emissions factor"]
[379,2020,"AK","Lemon Creek",64,"IC8","IC","SB",{"$nulls":4},"DFO",null,{"v":258.971008300781,"d":"259"},{"v":112.685997009277,"d":"113"},{"v":0.425999999046326,"d":"0.4"},{"v":0.185000002384186,"d":"0.2"},{"v":0.0375999994575977,"d":"0.0"},{"v":21.1480007171631,"d":"21.1"},null,"EIA Prime Mover-level Data","EIA Prime Mover-level Data","Estimated using emissions factor","Estimated using emissions factor","Estimated using emissions factor","Estimated using emissions factor"]
[380,2020,"AK","Lemon Creek",64,"IC9","IC","SB",{"$nulls":4},"DFO",null,{"v":258.971008300781,"d":"259"},{"v":112.685997009277,"d":"113"},{"v":0.425999999046326,"d":"0.4"},{"v":0.185000002384186,"d":"0.2"},{"v":0.0375999994575977,"d":"0.0"},{"v":21.1480007171631,"d":"21.1"},null,"EIA Prime Mover-level Data","EIA Prime Mover-level Data","Estimated using emissions factor","Estimated using emissions factor","Estimated using emissions factor","Estimated using emissions factor"]
[381,2020,"AK","Mahoney Lake Hydroelectric",59027,"GEN 1","HY","P",{"$nulls":4},"WAT"]
[382,2020,"AK","Marshall",60244,"1","IC","OP",{"$nulls":4},"DFO",null,{"v":6402.72705078125,"d":"6,403"},{"v":2761.36401367188,"d":"2,761"},{"v":10.6370000839233,"d":"10.6"},{"v":4.58799982070923,"d":"4.6"},{"v":0.928399980068207,"d":"0.9"},{"v":522.864990234375,"d":"522.9"},null,"EIA Prime Mover-level Data","EIA Prime Mover-level Data","Estimated using emissions factor","Estimated using emissions factor","Estimated using emissions factor","Estimated using emissions factor"]
[383,2020,"AK","Marshall",60244,"2","IC","OP",{"$nulls":4},"DFO",null,{"v":5122.18212890625,"d":"5,122"},{"v":2209.09106445313,"d":"2,209"},{"v":8.51000022888184,"d":"8.5"},{"v":3.67000007629395,"d":"3.7"},{"v":0.742699980735779,"d":"0.7"},{"v":418.2919921875,"d":"418.3"},null,"EIA Prime Mover-level Data","EIA Prime Mover-level Data","Estimated using emissions factor","Estimated using emissions factor","Estimated using emissions factor","Estimated using emissions factor"]
[384,2020,"AK","Marshall",60244,"3","IC","OP",{"$nulls":4},"DFO",null,{"v":2561.09106445313,"d":"2,561"},{"v":1104.54504394531,"d":"1,105"},{"v":4.25500011444092,"d":"4.3"},{"v":1.83500003814697,"d":"1.8"},{"v":0.371399998664856,"d":"0.4"},{"v":209.14599609375,"d":"209.1"},null,"EIA Prime Mover-level Data","EIA Prime Mover-level Data","Estimated using emissions factor","Estimated using emissions factor","Estimated using emissions factor","Estimated using emissions factor"]
[385,2020,"AK","McGrath",6555,"11","IC","V",{"$nulls":4},"DFO"]
[386,2020,"AK","McGrath",6555,"12","IC","V",{"$nulls":4},"DFO"]
[387,2020,"AK","McGrath",6555,"13","IC","V",{"$nulls":4},"DFO"]
[388,2020,"AK","McGrath",6555,"14","IC","V",{"$nulls":4},"DFO"]
[389,2020,"AK","McGrath",6555,"3","IC","RE",{"$nulls":4},"DFO"]
[390,2020,"AK","McGrath",6555,"3A","IC","OP",{"$nulls":4},"DFO",null,{"v":4883.4091796875,"d":"4,883"},{"v":2106.59106445313,"d":"2,107"},{"v":8.27299976348877,"d":"8.3"},{"v":3.56900000572205,"d":"3.6"},{"v":0.708100020885468,"d":"0.7"},{"v":398.792999267578,"d":"398.8"},null,"EIA Prime Mover-level Data","EIA Prime Mover-level Data","Estimated using emissions factor","Estimated using emissions factor","Estimated using emissions factor","Estimated using emissions factor"]
[391,2020,"AK","McGrath",6555,"4","IC","RE",{"$nulls":4},"DFO"]
[392,2020,"AK","McGrath",6555,"4A","IC","OP",{"$nulls":4},"DFO",null,{"v":4883.4091796875,"d":"4,883"},{"v":2106.59106445313,"d":"2,107"},{"v":8.27299976348877,"d":"8.3"},{"v":3.56900000572205,"d":"3.6"},{"v":0.708100020885468,"d":"0.7"},{"v":398.792999267578,"d":"398.8"},null,"EIA Prime Mover-level Data","EIA Prime Mover-level Data","Estimated using emissions factor","Estimated using emissions factor","Estimated using emissions factor","Estimated using emissions factor"]
[393,2020,"AK","McGrath",6555,"5","IC","RE",{"$nulls":4},"DFO"]
[394,2020,"AK","McGrath",6555,"6","IC","OP",{"$nulls":4},"DFO",null,{"v":5860.0908203125,"d":"5,860"},{"v":2527.90893554688,"d":"2,528"},{"v":9.92800045013428,"d":"9.9"},{"v":4.28299999237061,"d":"4.3"},{"v":0.849699974060059,"d":"0.8"},{"v":478.552001953125,"d":"478.6"},null,"EIA Prime Mover-level Data","EIA Prime Mover-level Data","Estimated using emissions factor","Estimated using emissions factor","Estimated using emissions factor","Estimated using emissions factor"]
[395,2020,"AK","McGrath",6555,"7","IC","OP",{"$nulls":4},"DFO",null,{"v":5860.0908203125,"d":"5,860"},{"v":2527.90893554688,"d":"2,528"},{"v":9.92800045013428,"d":"9.9"},{"v":4.28299999237061,"d":"4.3"},{"v":0.849699974060059,"d":"0.8"},{"v":478.552001953125,"d":"478.6"},null,"EIA Prime Mover-level Data","EIA Prime Mover-level Data","Estimated using emissions factor","Estimated using emissions factor","Estimated using emissions factor","Estimated using emissions factor"]
[396,2020,"AK","Mountain Village",6329,"1","IC","OP",{"$nulls":4},"DFO",null,{"v":3005.21704101563,"d":"3,005"},{"v":1295.86999511719,"d":"1,296"},{"v":4.99300003051758,"d":"5.0"},{"v":2.15300011634827,"d":"2.2"},{"v":0.435799986124039,"d":"0.4"},{"v":245.414993286133,"d":"245.4"},null,"EIA Prime Mover-level Data","EIA Prime Mover-level Data","Estimated using emissions factor","Estimated using emissions factor","Estimated using emissions factor","Estimated using emissions factor"]
[397,2020,"AK","Mountain Village",6329,"3A","IC","RE",{"$nulls":4},"DFO"]
[398,2020,"AK","Mountain Village",6329,"3B","IC","OP",{"$nulls":4},"DFO",null,{"v":5008.69580078125,"d":"5,009"},{"v":2159.78295898438,"d":"2,160"},{"v":8.32100009918213,"d":"8.3"},{"v":3.58800005912781,"d":"3.6"},{"v":0.726300001144409,"d":"0.7"},{"v":409.023986816406,"d":"409.0"},null,"EIA Prime Mover-level Data","EIA Prime Mover-level Data","Estimated using emissions factor","Estimated using emissions factor","Estimated using emissions factor","Estimated using emissions factor"]
[399,2020,"AK","Mountain Village",6329,"4","IC","RE",{"$nulls":4},"DFO"]
[400,2020,"AK","Mountain Village",6329,"4A","IC","OP",{"$nulls":4},"DFO",null,{"v":8013.9130859375,"d":"8,014"},{"v":3455.65209960938,"d":"3,456"},{"v":13.3140001296997,"d":"13.3"},{"v":5.74100017547607,"d":"5.7"},{"v":1.16199994087219,"d":"1.2"},{"v":654.439025878906,"d":"654.4"},null,"EIA Prime Mover-level Data","EIA Prime Mover-level Data","Estimated using emissions factor","Estimated using emissions factor","Estimated using emissions factor","Estimated using emissions factor"]
[401,2020,"AK","Mountain Village",6329,"5","IC","RE",{"$nulls":4},"DFO"]
[402,2020,"AK","Mountain Village",6329,"5A","IC","OP",{"$nulls":4},"DFO",null,{"v":7012.173828125,"d":"7,012"},{"v":3023.69604492188,"d":"3,024"},{"v":11.6490001678467,"d":"11.6"},{"v":5.02299976348877,"d":"5.0"},{"v":1.0168000459671,"d":"1.0"},{"v":572.633972167969,"d":"572.6"},null,"EIA Prime Mover-level Data","EIA Prime Mover-level Data","Estimated using emissions factor","Estimated using emissions factor","Estimated using emissions factor","Estimated using emissions factor"]
[403,2020,"AK","Naknek",6301,"4A","IC","OP",{"$nulls":4},"DFO",null,{"v":16109.599609375,"d":"16,110"},{"v":6949.169921875,"d":"6,949"},{"v":25.8859996795654,"d":"25.9"},{"v":11.1660003662109,"d":"11.2"},{"v":2.33590006828308,"d":"2.3"},{"v":1315.55603027344,"d":"1,315.6"},null,"EIA Prime Mover-level Data","EIA Prime Mover-level Data","Estimated using emissions factor","Estimated using emissions factor","Estimated using emissions factor","Estimated using emissions factor"]
[404,2020,"AK","Naknek",6301,"5","IC","RE",{"$nulls":4},"DFO"]
[405,2020,"AK","Naknek",6301,"5A","IC","OP",{"$nulls":4},"DFO",null,{"v":12392,"d":"12,392"},{"v":5345.51513671875,"d":"5,346"},{"v":19.9120006561279,"d":"19.9"},{"v":8.58899974822998,"d":"8.6"},{"v":1.79680001735687,"d":"1.8"},{"v":1011.96600341797,"d":"1,012.0"},null,"EIA Prime Mover-level Data","EIA Prime Mover-level Data","Estimated using emissions factor","Estimated using emissions factor","Estimated using emissions factor","Estimated using emissions factor"]
[406,2020,"AK","Naknek",6301,"6","IC","RE",{"$nulls":4},"DFO"]
[407,2020,"AK","Naknek",6301,"6A","IC","OP",{"$nulls":4},"DFO",null,{"v":12392,"d":"12,392"},{"v":5345.51513671875,"d":"5,346"},{"v":19.9120006561279,"d":"19.9"},{"v":8.58899974822998,"d":"8.6"},{"v":1.79680001735687,"d":"1.8"},{"v":1011.96600341797,"d":"1,012.0"},null,"EIA Prime Mover-level Data","EIA Prime Mover-level Data","Estimated using emissions factor","Estimated using emissions factor","Estimated using emissions factor","Estimated using emissions factor"]
[408,2020,"AK","Naknek",6301,"7","IC","RE",{"$nulls":4},"DFO"]
[409,2020,"AK","Naknek",6301,"7A","IC","OP",{"$nulls":4},"DFO",null,{"v":12392,"d":"12,392"},{"v":5345.51513671875,"d":"5,346"},{"v":19.9120006561279,"d":"19.9"},{"v":8.58899974822998,"d":"8.6"},{"v":1.79680001735687,"d":"1.8"},{"v":1011.96600341797,"d":"1,012.0"},null,"EIA Prime Mover-level Data","EIA Prime Mover-level Data","Estimated using emissions factor","Estimated using emissions factor","Estimated using emissions factor","Estimated using emissions factor"]
[410,2020,"AK","Naknek",6301,"8","IC","OP",{"$nulls":4},"DFO",null,{"v":12392,"d":"12,392"},{"v":5345.51513671875,"d":"5,346"},{"v":19.9120006561279,"d":"19.9"},{"v":8.58899974822998,"d":"8.6"},{"v":1.79680001735687,"d":"1.8"},{"v":1011.96600341797,"d":"1,012.0"},null,"EIA Prime Mover-level Data","EIA Prime Mover-level Data","Estimated using emissions factor","Estimated using emissions factor","Estimated using emissions factor","Estimated using emissions factor"]
[411,2020,"AK","Naknek",6301,"NA1","IC","OP",{"$nulls":4},"DFO",null,{"v":13631.2001953125,"d":"13,631"},{"v":5880.06689453125,"d":"5,880"},{"v":21.9029998779297,"d":"21.9"},{"v":9.44799995422363,"d":"9.4"},{"v":1.97650003433228,"d":"2.0"},{"v":1113.16296386719,"d":"1,113.2"},null,"EIA Prime Mover-level Data","EIA Prime Mover-level Data","Estimated using emissions factor","Estimated using emissions factor","Estimated using emissions factor","Estimated using emissions factor"]
[412,2020,"AK","Naknek",6301,"NA2","IC","OP",{"$nulls":4},"DFO",null,{"v":13631.2001953125,"d":"13,631"},{"v":5880.06689453125,"d":"5,880"},{"v":21.9029998779297,"d":"21.9"},{"v":9.44799995422363,"d":"9.4"},{"v":1.97650003433228,"d":"2.0"},{"v":1113.16296386719,"d":"1,113.2"},null,"EIA Prime Mover-level Data","EIA Prime Mover-level Data","Estimated using emissions factor","Estimated using emissions factor","Estimated using emissions factor","Estimated using emissions factor"]
[413,2020,"AK","Naknek",6301,"NA3","IC","OP",{"$nulls":4},"DFO",null,{"v":9913.599609375,"d":"9,914"},{"v":4276.412109375,"d":"4,276"},{"v":15.9300003051758,"d":"15.9"},{"v":6.87200021743774,"d":"6.9"},{"v":1.4375,"d":"1.4"},{"v":809.572998046875,"d":"809.6"},null,"EIA Prime Mover-level Data","EIA Prime Mover-level Data","Estimated using emissions factor","Estimated using emissions factor","Estimated using emissions factor","Estimated using emissions factor"]
[414,2020,"AK","Naknek",6301,"NA4","IC","OP",{"$nulls":4},"DFO",null,{"v":9913.599609375,"d":"9,914"},{"v":4276.412109375,"d":"4,276"},{"v":15.9300003051758,"d":"15.9"},{"v":6.87200021743774,"d":"6.9"},{"v":1.4375,"d":"1.4"},{"v":809.572998046875,"d":"809.6"},null,"EIA Prime Mover-level Data","EIA Prime Mover-level Data","Estimated using emissions factor","Estimated using emissions factor","Estimated using emissions factor","Estimated using emissions factor"]
[415,2020,"AK","Naknek",6301,"NA5","IC","OP",{"$nulls":4},"DFO",null,{"v":9913.599609375,"d":"9,914"},{"v":4276.412109375,"d":"4,276"},{"v":15.9300003051758,"d":"15.9"},{"v":6.87200021743774,"d":"6.9"},{"v":1.4375,"d":"1.4"},{"v":809.572998046875,"d":"809.6"},null,"EIA Prime Mover-level Data","EIA Prime Mover-level Data","Estimated using emissions factor","Estimated using emissions factor","Estimated using emissions factor","Estimated using emissions factor"]
[416,2020,"AK","Naknek",6301,"NA6","IC","OP",{"$nulls":4},"DFO",null,{"v":40893.6015625,"d":"40,894"},{"v":17640.19921875,"d":"17,640"},{"v":65.7099990844727,"d":"65.7"},{"v":28.3449993133545,"d":"28.3"},{"v":5.92959976196289,"d":"5.9"},{"v":3339.48901367188,"d":"3,339.5"},null,"EIA Prime Mover-level Data","EIA Prime Mover-level Data","Estimated using emissions factor","Estimated using emissions factor","Estimated using emissions factor","Estimated using emissions factor"]
[417,2020,"AK","Naknek",6301,"NA7","IC","OP",{"$nulls":4},"DFO",null,{"v":40893.6015625,"d":"40,894"},{"v":17640.19921875,"d":"17,640"},{"v":65.7099990844727,"d":"65.7"},{"v":28.3449993133545,"d":"28.3"},{"v":5.92959976196289,"d":"5.9"},{"v":3339.48901367188,"d":"3,339.5"},null,"EIA Prime Mover-level Data","EIA Prime Mover-level Data","Estimated using emissions factor","Estimated using emissions factor","Estimated using emissions factor","Estimated using emissions factor"]
[418,2020,"AK","New Stuyahok",60245,"1","IC","OP",{"$nulls":4},"DFO",null,{"v":4074.52587890625,"d":"4,075"},{"v":1757.47399902344,"d":"1,757"},{"v":6.76900005340576,"d":"6.8"},{"v":2.92000007629395,"d":"2.9"},{"v":0.590799987316132,"d":"0.6"},{"v":332.738006591797,"d":"332.7"},null,"EIA Prime Mover-level Data","EIA Prime Mover-level Data","Estimated using emissions factor","Estimated using emissions factor","Estimated using emissions factor","Estimated using emissions factor"]
[419,2020,"AK","New Stuyahok",60245,"2","IC","OP",{"$nulls":4},"DFO",null,{"v":5093.158203125,"d":"5,093"},{"v":2196.84204101563,"d":"2,197"},{"v":8.46100044250488,"d":"8.5"},{"v":3.6489999294281,"d":"3.6"},{"v":0.738499999046326,"d":"0.7"},{"v":415.921997070313,"d":"415.9"},null,"EIA Prime Mover-level Data","EIA Prime Mover-level Data","Estimated using emissions factor","Estimated using emissions factor","Estimated using emissions factor","Estimated using emissions factor"]
[420,2020,"AK","New Stuyahok",60245,"3","IC","RE",{"$nulls":4},"DFO",null,{"v":5093.158203125,"d":"5,093"},{"v":2196.84204101563,"d":"2,197"},{"v":8.46100044250488,"d":"8.5"},{"v":3.6489999294281,"d":"3.6"},{"v":0.738499999046326,"d":"0.7"},{"v":415.921997070313,"d":"415.9"},null,"EIA Prime Mover-level Data","EIA Prime Mover-level Data","Estimated using emissions factor","Estimated using emissions factor","Estimated using emissions factor","Estimated using emissions factor"]
[421,2020,"AK","New Stuyahok",60245,"3A","IC","OP",{"$nulls":4},"DFO",null,{"v":5093.158203125,"d":"5,093"},{"v":2196.84204101563,"d":"2,197"},{"v":8.46100044250488,"d":"8.5"},{"v":3.6489999294281,"d":"3.6"},{"v":0.738499999046326,"d":"0.7"},{"v":415.921997070313,"d":"415.9"},null,"EIA Prime Mover-level Data","EIA Prime Mover-level Data","Estimated using emissions factor","Estimated using emissions factor","Estimated using emissions factor","Estimated using emissions factor"]
[422,2020,"AK","Newhalen",7183,"1","IC","RE",{"$nulls":4},"DFO"]
[423,2020,"AK","Newhalen",7183,"2","IC","RE",{"$nulls":4},"DFO"]
[424,2020,"AK","Newhalen",7183,"3","IC","RE",{"$nulls":4},"DFO"]
[425,2020,"AK","Newhalen",7183,"4","IC","RE",{"$nulls":4},"DFO"]
[426,2020,"AK","Newhalen",7183,"5","IC","OP",{"$nulls":4},"DFO",null,{"v":84.3330001831055,"d":"84"},39,{"v":0.13400000333786,"d":"0.1"},{"v":0.061999998986721,"d":"0.1"},{"v":0.0121999997645617,"d":"0.0"},{"v":6.88700008392334,"d":"6.9"},null,"EIA Prime Mover-level Data","EIA Prime Mover-level Data","Estimated using emissions factor","Estimated using emissions factor","Estimated using emissions factor","Estimated using emissions factor"]
[427,2020,"AK","Newhalen",7183,"6","IC","OP",{"$nulls":4},"DFO",null,{"v":84.3330001831055,"d":"84"},39,{"v":0.13400000333786,"d":"0.1"},{"v":0.061999998986721,"d":"0.1"},{"v":0.0121999997645617,"d":"0.0"},{"v":6.88700008392334,"d":"6.9"},null,"EIA Prime Mover-level Data","EIA Prime Mover-level Data","Estimated using emissions factor","Estimated using emissions factor","Estimated using emissions factor","Estimated using emissions factor"]
[428,2020,"AK","Newhalen",7183,"7","IC","OP",{"$nulls":4},"DFO",null,{"v":84.3330001831055,"d":"84"},39,{"v":0.13400000333786,"d":"0.1"},{"v":0.061999998986721,"d":"0.1"},{"v":0.0121999997645617,"d":"0.0"},{"v":6.88700008392334,"d":"6.9"},null,"EIA Prime Mover-level Data","EIA Prime Mover-level Data","Estimated using emissions factor","Estimated using emissions factor","Estimated using emissions factor","Estimated using emissions factor"]
[429,2020,"AK","Newhalen",7183,"H-1","HY","OP",{"$nulls":4},"WAT",null,{"v":15011.5,"d":"15,012"},{"v":6831.5,"d":"6,832"},{"$nulls":5},"EIA Prime Mover-level Data","EIA Prime Mover-level Data"]
[430,2020,"AK","Newhalen",7183,"H-2","HY","OP",{"$nulls":4},"WAT",null,{"v":15011.5,"d":"15,012"},{"v":6831.5,"d":"6,832"},{"$nulls":5},"EIA Prime Mover-level Data","EIA Prime Mover-level Data"]
[431,2020,"AK","Nikiski Combined Cycle",55966,"GT1","CT",{"$nulls":5},"NG",null,{"v":3345536.75,"d":"3,345,537"},{"v":1415941.25,"d":"1,415,941"},{"v":533.153015136719,"d":"533.2"},{"v":225.647994995117,"d":"225.6"},{"v":5.34619998931885,"d":"5.3"},{"v":195528.328125,"d":"195,528.3"},null,"EIA Unit-level Data","EIA Unit-Level Data","Estimated using emissions factor","Estimated using emissions factor","Estimated using emissions factor","Estimated using emissions factor"]
[432,2020,"AK","Nikiski Combined Cycle",55966,"HRSG","CA","OP",{"$nulls":3},1,"NG",null,{"v":248284.1875,"d":"248,284"},{"v":102083.7109375,"d":"102,084"},{"v":36.0009994506836,"d":"36.0"},{"v":14.8020000457764,"d":"14.8"},{"v":0.396800011396408,"d":"0.4"},{"v":14510.8515625,"d":"14,510.9"},null,"EIA Unit-level Data","EIA Unit-Level Data","Estimated based on unit-level NOx emission rates","Estimated based on unit-level NOx ozone season emission rates","Estimated using emissions factor and plant-specific sulfur content","Estimated using emissions factor"]
[433,2020,"AK","Noatak",57051,"5A","IC","OP",{"$nulls":4},"DFO",null,{"v":6808.0771484375,"d":"6,808"},{"v":2938.84594726563,"d":"2,939"},{"v":11.3090000152588,"d":"11.3"},{"v":4.88199996948242,"d":"4.9"},{"v":0.987200021743774,"d":"1.0"},{"v":555.966979980469,"d":"556.0"},null,"EIA Prime Mover-level Data","EIA Prime Mover-level Data","Estimated using emissions factor","Estimated using emissions factor","Estimated using emissions factor","Estimated using emissions factor"]
[434,2020,"AK","Noatak",57051,"UNIT2","IC","OP",{"$nulls":4},"DFO",null,{"v":4084.84594726563,"d":"4,085"},{"v":1763.30798339844,"d":"1,763"},{"v":6.78599977493286,"d":"6.8"},{"v":2.92899990081787,"d":"2.9"},{"v":0.592299997806549,"d":"0.6"},{"v":333.579986572266,"d":"333.6"},null,"EIA Prime Mover-level Data","EIA Prime Mover-level Data","Estimated using emissions factor","Estimated using emissions factor","Estimated using emissions factor","Estimated using emissions factor"]
[435,2020,"AK","Noatak",57051,"UNIT4","IC","OP",{"$nulls":4},"DFO",null,{"v":6808.0771484375,"d":"6,808"},{"v":2938.84594726563,"d":"2,939"},{"v":11.3090000152588,"d":"11.3"},{"v":4.88199996948242,"d":"4.9"},{"v":0.987200021743774,"d":"1.0"},{"v":555.966979980469,"d":"556.0"},null,"EIA Prime Mover-level Data","EIA Prime Mover-level Data","Estimated using emissions factor","Estimated using emissions factor","Estimated using emissions factor","Estimated using emissions factor"]
[436,2020,"AK","Noatak",57051,"UNIT5","IC","RE",{"$nulls":4},"DFO"]
[437,2020,"AK","Noorvik",6330,"1A","IC","OP",{"$nulls":4},"DFO",null,{"v":3727.19995117188,"d":"3,727"},{"v":1606.59997558594,"d":"1,607"},{"v":6.19199991226196,"d":"6.2"},{"v":2.66899991035461,"d":"2.7"},{"v":0.54040002822876,"d":"0.5"},{"v":304.373992919922,"d":"304.4"},null,"EIA Prime Mover-level Data","EIA Prime Mover-level Data","Estimated using emissions factor","Estimated using emissions factor","Estimated using emissions factor","Estimated using emissions factor"]
[438,2020,"AK","Noorvik",6330,"2A","IC","RE",{"$nulls":4},"DFO"]
[439,2020,"AK","Noorvik",6330,"2B","IC","OP",{"$nulls":4},"DFO",null,{"v":6212,"d":"6,212"},{"v":2677.6669921875,"d":"2,678"},{"v":10.3199996948242,"d":"10.3"},{"v":4.44899988174438,"d":"4.4"},{"v":0.900699973106384,"d":"0.9"},{"v":507.290008544922,"d":"507.3"},null,"EIA Prime Mover-level Data","EIA Prime Mover-level Data","Estimated using emissions factor","Estimated using emissions factor","Estimated using emissions factor","Estimated using emissions factor"]
[440,2020,"AK","Noorvik",6330,"3","IC","RE",{"$nulls":4},"DFO"]
[441,2020,"AK","Noorvik",6330,"3A","IC","OP",{"$nulls":4},"DFO",null,{"v":8696.7998046875,"d":"8,697"},{"v":3748.73291015625,"d":"3,749"},{"v":14.4479999542236,"d":"14.4"},{"v":6.22800016403198,"d":"6.2"},{"v":1.2610000371933,"d":"1.3"},{"v":710.205993652344,"d":"710.2"},null,"EIA Prime Mover-level Data","EIA Prime Mover-level Data","Estimated using emissions factor","Estimated using emissions factor","Estimated using emissions factor","Estimated using emissions factor"]
[442,2020,"AK","North Pole",6285,"GT3","CT",{"$nulls":5},"WO",null,{"v":3045477.5,"d":"3,045,478"},{"v":1182235.875,"d":"1,182,236"},{"v":1287.251953125,"d":"1,287.3"},{"v":513.661987304688,"d":"513.7"},{"v":145.154998779297,"d":"145.2"},{"v":259557.84375,"d":"259,557.8"},null,"EIA Unit-level Data","EIA Unit-Level Data","Estimated using emissions factor","Estimated using emissions factor","Estimated using emissions factor","Estimated using emissions factor"]
[443,2020,"AK","North Pole",6285,"HRSG1","CA","OP",{"$nulls":3},1,"DFO",null,0,0,{"v":0,"d":"0.0"},{"v":0,"d":"0.0"},{"v":0,"d":"0.0"},{"v":0,"d":"0.0"},null,"EIA Unit-level Data","EIA Unit-Level Data","Estimated using emissions factor","Estimated using emissions factor","Estimated using emissions factor","Estimated using emissions factor"]
[444,2020,"AK","North Pole",6285,"1","GT","OP",{"$nulls":4},"DFO",null,{"v":981237.5,"d":"981,238"},{"v":516868.5,"d":"516,869"},{"v":457.076995849609,"d":"457.1"},{"v":240.766998291016,"d":"240.8"},{"v":247.762496948242,"d":"247.8"},{"v":80130.671875,"d":"80,130.7"},null,"EIA Prime Mover-level Data","EIA Prime Mover-level Data","Estimated using emissions factor","Estimated using emissions factor","Estimated using emissions factor","Estimated using emissions factor"]
[445,2020,"AK","North Pole",6285,"2","GT","OP",{"$nulls":4},"DFO",null,{"v":981237.5,"d":"981,238"},{"v":516868.5,"d":"516,869"},{"v":457.076995849609,"d":"457.1"},{"v":240.766998291016,"d":"240.8"},{"v":247.762496948242,"d":"247.8"},{"v":80130.671875,"d":"80,130.7"},null,"EIA Prime Mover-level Data","EIA Prime Mover-level Data","Estimated using emissions factor","Estimated using emissions factor","Estimated using emissions factor","Estimated using emissions factor"]
[446,2020,"AK","Northway",7169,"1A","IC","OP",{"$nulls":4},"DFO",null,{"v":5451.81787109375,"d":"5,452"},{"v":2354.544921875,"d":"2,355"},{"v":8.72200012207031,"d":"8.7"},{"v":3.76600003242493,"d":"3.8"},{"v":0.790499985218048,"d":"0.8"},{"v":445.210998535156,"d":"445.2"},null,"EIA Prime Mover-level Data","EIA Prime Mover-level Data","Estimated using emissions factor","Estimated using emissions factor","Estimated using emissions factor","Estimated using emissions factor"]
[447,2020,"AK","Northway",7169,"2A","IC","OP",{"$nulls":4},"DFO",null,{"v":2180.72705078125,"d":"2,181"},{"v":941.817993164063,"d":"942"},{"v":3.48900008201599,"d":"3.5"},{"v":1.50600004196167,"d":"1.5"},{"v":0.316199988126755,"d":"0.3"},{"v":178.083999633789,"d":"178.1"},null,"EIA Prime Mover-level Data","EIA Prime Mover-level Data","Estimated using emissions factor","Estimated using emissions factor","Estimated using emissions factor","Estimated using emissions factor"]
[448,2020,"AK","Northway",7169,"4","IC","RE",{"$nulls":4},"DFO"]
[449,2020,"AK","Northway",7169,"5","IC","OP",{"$nulls":4},"DFO",null,{"v":4361.455078125,"d":"4,361"},{"v":1883.63598632813,"d":"1,884"},{"v":6.97800016403198,"d":"7.0"},{"v":3.01300001144409,"d":"3.0"},{"v":0.63239997625351,"d":"0.6"},{"v":356.169006347656,"d":"356.2"},null,"EIA Prime Mover-level Data","EIA Prime Mover-level Data","Estimated using emissions factor","Estimated using emissions factor","Estimated using emissions factor","Estimated using emissions factor"]
[450,2020,"AK","NSB Anaktuvuk Pass",7487,"1","IC","OP",{"$nulls":4},"DFO",null,{"v":4705.55615234375,"d":"4,706"},{"v":2029.6669921875,"d":"2,030"},{"v":7.51000022888184,"d":"7.5"},{"v":3.23900008201599,"d":"3.2"},{"v":0.682299971580505,"d":"0.7"},{"v":384.269012451172,"d":"384.3"},null,"EIA Prime Mover-level Data","EIA Prime Mover-level Data","Estimated using emissions factor","Estimated using emissions factor","Estimated using emissions factor","Estimated using emissions factor"]
[451,2020,"AK","NSB Anaktuvuk Pass",7487,"2","IC","OP",{"$nulls":4},"DFO",null,{"v":4705.55615234375,"d":"4,706"},{"v":2029.6669921875,"d":"2,030"},{"v":7.51000022888184,"d":"7.5"},{"v":3.23900008201599,"d":"3.2"},{"v":0.682299971580505,"d":"0.7"},{"v":384.269012451172,"d":"384.3"},null,"EIA Prime Mover-level Data","EIA Prime Mover-level Data","Estimated using emissions factor","Estimated using emissions factor","Estimated using emissions factor","Estimated using emissions factor"]
[452,2020,"AK","NSB Anaktuvuk Pass",7487,"3","IC","OP",{"$nulls":4},"DFO",null,{"v":4705.55615234375,"d":"4,706"},{"v":2029.6669921875,"d":"2,030"},{"v":7.51000022888184,"d":"7.5"},{"v":3.23900008201599,"d":"3.2"},{"v":0.682299971580505,"d":"0.7"},{"v":384.269012451172,"d":"384.3"},null,"EIA Prime Mover-level Data","EIA Prime Mover-level Data","Estimated using emissions factor","Estimated using emissions factor","Estimated using emissions factor","Estimated using emissions factor"]
[453,2020,"AK","NSB Anaktuvuk Pass",7487,"4","IC","RE",{"$nulls":4},"DFO"]
[454,2020,"AK","NSB Anaktuvuk Pass",7487,"5","IC","RE",{"$nulls":4},"DFO"]
[455,2020,"AK","NSB Anaktuvuk Pass",7487,"6","IC","OP",{"$nulls":4},"DFO",null,{"v":14116.6669921875,"d":"14,117"},{"v":6089,"d":"6,089"},{"v":22.5289993286133,"d":"22.5"},{"v":9.71700000762939,"d":"9.7"},{"v":2.04690003395081,"d":"2.0"},{"v":1152.80798339844,"d":"1,152.8"},null,"EIA Prime Mover-level Data","EIA Prime Mover-level Data","Estimated using emissions factor","Estimated using emissions factor","Estimated using emissions factor","Estimated using emissions factor"]
[456,2020,"AK","NSB Anaktuvuk Pass",7487,"7","IC","OP",{"$nulls":4},"DFO",null,{"v":14116.6669921875,"d":"14,117"},{"v":6089,"d":"6,089"},{"v":22.5289993286133,"d":"22.5"},{"v":9.71700000762939,"d":"9.7"},{"v":2.04690003395081,"d":"2.0"},{"v":1152.80798339844,"d":"1,152.8"},null,"EIA Prime Mover-level Data","EIA Prime Mover-level Data","Estimated using emissions factor","Estimated using emissions factor","Estimated using emissions factor","Estimated using emissions factor"]
[457,2020,"AK","NSB Atqasuk Utility",7482,"NA1","IC","OP",{"$nulls":4},"DFO",null,{"v":10358.15625,"d":"10,358"},{"v":4467.93798828125,"d":"4,468"},{"v":16.5289993286133,"d":"16.5"},{"v":7.13000011444092,"d":"7.1"},{"v":1.50189995765686,"d":"1.5"},{"v":845.877014160156,"d":"845.9"},null,"EIA Prime Mover-level Data","EIA Prime Mover-level Data","Estimated using emissions factor","Estimated using emissions factor","Estimated using emissions factor","Estimated using emissions factor"]
[458,2020,"AK","NSB Atqasuk Utility",7482,"NA2","IC","OP",{"$nulls":4},"DFO",null,{"v":10358.15625,"d":"10,358"},{"v":4467.93798828125,"d":"4,468"},{"v":16.5289993286133,"d":"16.5"},{"v":7.13000011444092,"d":"7.1"},{"v":1.50189995765686,"d":"1.5"},{"v":845.877014160156,"d":"845.9"},null,"EIA Prime Mover-level Data","EIA Prime Mover-level Data","Estimated using emissions factor","Estimated using emissions factor","Estimated using emissions factor","Estimated using emissions factor"]
[459,2020,"AK","NSB Atqasuk Utility",7482,"NA3","IC","OP",{"$nulls":4},"DFO",null,{"v":4603.625,"d":"4,604"},{"v":1985.75,"d":"1,986"},{"v":7.34600019454956,"d":"7.3"},{"v":3.16899991035461,"d":"3.2"},{"v":0.667500019073486,"d":"0.7"},{"v":375.945007324219,"d":"375.9"},null,"EIA Prime Mover-level Data","EIA Prime Mover-level Data","Estimated using emissions factor","Estimated using emissions factor","Estimated using emissions factor","Estimated using emissions factor"]
[460,2020,"AK","NSB Atqasuk Utility",7482,"PG1","IC","RE",{"$nulls":4},"DFO"]
[461,2020,"AK","NSB Atqasuk Utility",7482,"PG2","IC","OP",{"$nulls":4},"DFO",null,{"v":4603.625,"d":"4,604"},{"v":1985.75,"d":"1,986"},{"v":7.34600019454956,"d":"7.3"},{"v":3.16899991035461,"d":"3.2"},{"v":0.667500019073486,"d":"0.7"},{"v":375.945007324219,"d":"375.9"},null,"EIA Prime Mover-level Data","EIA Prime Mover-level Data","Estimated using emissions factor","Estimated using emissions factor","Estimated using emissions factor","Estimated using emissions factor"]
[462,2020,"AK","NSB Atqasuk Utility",7482,"PG3","IC","OP",{"$nulls":4},"DFO",null,{"v":6905.43798828125,"d":"6,905"},{"v":2978.625,"d":"2,979"},{"v":11.0190000534058,"d":"11.0"},{"v":4.75299978256226,"d":"4.8"},{"v":1.00129997730255,"d":"1.0"},{"v":563.918029785156,"d":"563.9"},null,"EIA Prime Mover-level Data","EIA Prime Mover-level Data","Estimated using emissions factor","Estimated using emissions factor","Estimated using emissions factor","Estimated using emissions factor"]
[463,2020,"AK","NSB Kaktovik Utility",7483,"PG1A","IC","OP",{"$nulls":4},"DFO",null,{"v":16594.9609375,"d":"16,595"},{"v":7156.384765625,"d":"7,156"},{"v":26.4829998016357,"d":"26.5"},{"v":11.4200000762939,"d":"11.4"},{"v":2.40630006790161,"d":"2.4"},{"v":1355.19201660156,"d":"1,355.2"},null,"EIA Prime Mover-level Data","EIA Prime Mover-level Data","Estimated using emissions factor","Estimated using emissions factor","Estimated using emissions factor","Estimated using emissions factor"]
[464,2020,"AK","NSB Kaktovik Utility",7483,"PG2A","IC","OP",{"$nulls":4},"DFO",null,{"v":16594.9609375,"d":"16,595"},{"v":7156.384765625,"d":"7,156"},{"v":26.4829998016357,"d":"26.5"},{"v":11.4200000762939,"d":"11.4"},{"v":2.40630006790161,"d":"2.4"},{"v":1355.19201660156,"d":"1,355.2"},null,"EIA Prime Mover-level Data","EIA Prime Mover-level Data","Estimated using emissions factor","Estimated using emissions factor","Estimated using emissions factor","Estimated using emissions factor"]
[465,2020,"AK","NSB Kaktovik Utility",7483,"PG3A","IC","OP",{"$nulls":4},"DFO",null,{"v":7375.5390625,"d":"7,376"},{"v":3180.61499023438,"d":"3,181"},{"v":11.7700004577637,"d":"11.8"},{"v":5.07600021362305,"d":"5.1"},{"v":1.06949996948242,"d":"1.1"},{"v":602.307983398438,"d":"602.3"},null,"EIA Prime Mover-level Data","EIA Prime Mover-level Data","Estimated using emissions factor","Estimated using emissions factor","Estimated using emissions factor","Estimated using emissions factor"]
[466,2020,"AK","NSB Kaktovik Utility",7483,"PG4A","IC","OP",{"$nulls":4},"DFO",null,{"v":7375.5390625,"d":"7,376"},{"v":3180.61499023438,"d":"3,181"},{"v":11.7700004577637,"d":"11.8"},{"v":5.07600021362305,"d":"5.1"},{"v":1.06949996948242,"d":"1.1"},{"v":602.307983398438,"d":"602.3"},null,"EIA Prime Mover-level Data","EIA Prime Mover-level Data","Estimated using emissions factor","Estimated using emissions factor","Estimated using emissions factor","Estimated using emissions factor"]
[467,2020,"AK","NSB Nuiqsut Utility",7484,"PG1A","IC","OP",{"$nulls":4},"DFO",null,{"v":19967.318359375,"d":"19,967"},{"v":7631.794921875,"d":"7,632"},{"v":15.0410003662109,"d":"15.0"},{"v":6.48899984359741,"d":"6.5"},{"v":1.36660003662109,"d":"1.4"},{"v":1630.58898925781,"d":"1,630.6"},null,"EIA Prime Mover-level Data","EIA Prime Mover-level Data","Estimated using emissions factor","Estimated using emissions factor","Estimated using emissions factor","Estimated using emissions factor"]
[468,2020,"AK","NSB Nuiqsut Utility",7484,"PG2A","IC","OP",{"$nulls":4},"DFO",null,{"v":19967.318359375,"d":"19,967"},{"v":7631.794921875,"d":"7,632"},{"v":15.0410003662109,"d":"15.0"},{"v":6.48899984359741,"d":"6.5"},{"v":1.36660003662109,"d":"1.4"},{"v":1630.58898925781,"d":"1,630.6"},null,"EIA Prime Mover-level Data","EIA Prime Mover-level Data","Estimated using emissions factor","Estimated using emissions factor","Estimated using emissions factor","Estimated using emissions factor"]
[469,2020,"AK","NSB Nuiqsut Utility",7484,"PG3A","IC","OP",{"$nulls":4},"DFO",null,{"v":8874.36328125,"d":"8,874"},{"v":3391.90893554688,"d":"3,392"},{"v":6.68499994277954,"d":"6.7"},{"v":2.8840000629425,"d":"2.9"},{"v":0.607400000095367,"d":"0.6"},{"v":724.705993652344,"d":"724.7"},null,"EIA Prime Mover-level Data","EIA Prime Mover-level Data","Estimated using emissions factor","Estimated using emissions factor","Estimated using emissions factor","Estimated using emissions factor"]
[470,2020,"AK","NSB Nuiqsut Utility",7484,"PG3B","IC","OP",{"$nulls":4},"NG",null,{"v":13311.5458984375,"d":"13,312"},{"v":5087.86376953125,"d":"5,088"},{"v":28.1499996185303,"d":"28.1"},{"v":10.3319997787476,"d":"10.3"},{"v":0.0324999988079071,"d":"0.0"},{"v":777.986999511719,"d":"778.0"},null,"EIA Prime Mover-level Data","EIA Prime Mover-level Data","Estimated using emissions factor","Estimated using emissions factor","Estimated using emissions factor","Estimated using emissions factor"]
[471,2020,"AK","NSB Nuiqsut Utility",7484,"PG4A","IC","RE",{"$nulls":4},"DFO"]
[472,2020,"AK","NSB Nuiqsut Utility",7484,"PG5A","IC","OP",{"$nulls":4},"NG",null,{"v":17748.7265625,"d":"17,749"},{"v":6783.81787109375,"d":"6,784"},{"v":37.5340003967285,"d":"37.5"},{"v":13.7760000228882,"d":"13.8"},{"v":0.0432999990880489,"d":"0.0"},{"v":1037.31604003906,"d":"1,037.3"},null,"EIA Prime Mover-level Data","EIA Prime Mover-level Data","Estimated using emissions factor","Estimated using emissions factor","Estimated using emissions factor","Estimated using emissions factor"]
[473,2020,"AK","NSB Nuiqsut Utility",7484,"PG6A","IC","OP",{"$nulls":4},"NG",null,{"v":17748.7265625,"d":"17,749"},{"v":6783.81787109375,"d":"6,784"},{"v":37.5340003967285,"d":"37.5"},{"v":13.7760000228882,"d":"13.8"},{"v":0.0432999990880489,"d":"0.0"},{"v":1037.31604003906,"d":"1,037.3"},null,"EIA Prime Mover-level Data","EIA Prime Mover-level Data","Estimated using emissions factor","Estimated using emissions factor","Estimated using emissions factor","Estimated using emissions factor"]
[474,2020,"AK","NSB Point Hope Utility",7485,"PG1","IC","RE",{"$nulls":4},"DFO"]
[475,2020,"AK","NSB Point Hope Utility",7485,"PG1A","IC","OP",{"$nulls":4},"DFO",null,{"v":23012.580078125,"d":"23,013"},{"v":9925.806640625,"d":"9,926"},{"v":36.726001739502,"d":"36.7"},{"v":15.8409996032715,"d":"15.8"},{"v":3.33680009841919,"d":"3.3"},{"v":1879.27294921875,"d":"1,879.3"},null,"EIA Prime Mover-level Data","EIA Prime Mover-level Data","Estimated using emissions factor","Estimated using emissions factor","Estimated using emissions factor","Estimated using emissions factor"]
[476,2020,"AK","NSB Point Hope Utility",7485,"PG2","IC","RE",{"$nulls":4},"DFO"]
[477,2020,"AK","NSB Point Hope Utility",7485,"PG3","IC","RE",{"$nulls":4},"DFO"]
[478,2020,"AK","NSB Point Hope Utility",7485,"PG4","IC","RE",{"$nulls":4},"DFO"]
[479,2020,"AK","NSB Point Hope Utility",7485,"PG5","IC","RE",{"$nulls":4},"DFO"]
[480,2020,"AK","NSB Point Hope Utility",7485,"PG6","IC","OP",{"$nulls":4},"DFO",null,{"v":13807.548828125,"d":"13,808"},{"v":5955.48388671875,"d":"5,955"},{"v":22.0359992980957,"d":"22.0"},{"v":9.50399971008301,"d":"9.5"},{"v":2.00209999084473,"d":"2.0"},{"v":1127.56396484375,"d":"1,127.6"},null,"EIA Prime Mover-level Data","EIA Prime Mover-level Data","Estimated using emissions factor","Estimated using emissions factor","Estimated using emissions factor","Estimated using emissions factor"]
[481,2020,"AK","NSB Point Hope Utility",7485,"PG7","IC","OP",{"$nulls":4},"DFO",null,{"v":13807.548828125,"d":"13,808"},{"v":5955.48388671875,"d":"5,955"},{"v":22.0359992980957,"d":"22.0"},{"v":9.50399971008301,"d":"9.5"},{"v":2.00209999084473,"d":"2.0"},{"v":1127.56396484375,"d":"1,127.6"},null,"EIA Prime Mover-level Data","EIA Prime Mover-level Data","Estimated using emissions factor","Estimated using emissions factor","Estimated using emissions factor","Estimated using emissions factor"]
[482,2020,"AK","NSB Point Hope Utility",7485,"PG8","IC","OP",{"$nulls":4},"DFO",null,{"v":20711.322265625,"d":"20,711"},{"v":8933.2255859375,"d":"8,933"},{"v":33.0530014038086,"d":"33.1"},{"v":14.2569999694824,"d":"14.3"},{"v":3.00309991836548,"d":"3.0"},{"v":1691.34594726563,"d":"1,691.3"},null,"EIA Prime Mover-level Data","EIA Prime Mover-level Data","Estimated using emissions factor","Estimated using emissions factor","Estimated using emissions factor","Estimated using emissions factor"]
[483,2020,"AK","NSB Point Lay Utility",7486,"PG10","IC","OP",{"$nulls":4},"DFO",null,{"v":9609.75,"d":"9,610"},{"v":4145,"d":"4,145"},{"v":15.3360004425049,"d":"15.3"},{"v":6.61499977111816,"d":"6.6"},{"v":1.39339995384216,"d":"1.4"},{"v":784.760009765625,"d":"784.8"},null,"EIA Prime Mover-level Data","EIA Prime Mover-level Data","Estimated using emissions factor","Estimated using emissions factor","Estimated using emissions factor","Estimated using emissions factor"]
[484,2020,"AK","NSB Point Lay Utility",7486,"PG1A","IC","RE",{"$nulls":4},"DFO"]
[485,2020,"AK","NSB Point Lay Utility",7486,"PG2A","IC","RE",{"$nulls":4},"DFO"]
[486,2020,"AK","NSB Point Lay Utility",7486,"PG3","IC","RE",{"$nulls":4},"DFO"]
[487,2020,"AK","NSB Point Lay Utility",7486,"PG3A","IC","RE",{"$nulls":4},"DFO"]
[488,2020,"AK","NSB Point Lay Utility",7486,"PG4","IC","RE",{"$nulls":4},"DFO"]
[489,2020,"AK","NSB Point Lay Utility",7486,"PG4A","IC","RE",{"$nulls":4},"DFO"]
[490,2020,"AK","NSB Point Lay Utility",7486,"PG5","IC","RE",{"$nulls":4},"DFO"]
[491,2020,"AK","NSB Point Lay Utility",7486,"PG6","IC","RE",{"$nulls":4},"DFO"]
[492,2020,"AK","NSB Point Lay Utility",7486,"PG7","IC","OP",{"$nulls":4},"DFO",null,{"v":9609.75,"d":"9,610"},{"v":4145,"d":"4,145"},{"v":15.3360004425049,"d":"15.3"},{"v":6.61499977111816,"d":"6.6"},{"v":1.39339995384216,"d":"1.4"},{"v":784.760009765625,"d":"784.8"},null,"EIA Prime Mover-level Data","EIA Prime Mover-level Data","Estimated using emissions factor","Estimated using emissions factor","Estimated using emissions factor","Estimated using emissions factor"]
[493,2020,"AK","NSB Point Lay Utility",7486,"PG8","IC","OP",{"$nulls":4},"DFO",null,{"v":9609.75,"d":"9,610"},{"v":4145,"d":"4,145"},{"v":15.3360004425049,"d":"15.3"},{"v":6.61499977111816,"d":"6.6"},{"v":1.39339995384216,"d":"1.4"},{"v":784.760009765625,"d":"784.8"},null,"EIA Prime Mover-level Data","EIA Prime Mover-level Data","Estimated using emissions factor","Estimated using emissions factor","Estimated using emissions factor","Estimated using emissions factor"]
[494,2020,"AK","NSB Point Lay Utility",7486,"PG9","IC","OP",{"$nulls":4},"DFO",null,{"v":9609.75,"d":"9,610"},{"v":4145,"d":"4,145"},{"v":15.3360004425049,"d":"15.3"},{"v":6.61499977111816,"d":"6.6"},{"v":1.39339995384216,"d":"1.4"},{"v":784.760009765625,"d":"784.8"},null,"EIA Prime Mover-level Data","EIA Prime Mover-level Data","Estimated using emissions factor","Estimated using emissions factor","Estimated using emissions factor","Estimated using emissions factor"]
[495,2020,"AK","NSB Wainwright Utility",7488,"PG1","IC","OP",{"$nulls":4},"DFO",null,{"v":10704.2666015625,"d":"10,704"},{"v":4617.466796875,"d":"4,617"},{"v":17.0830001831055,"d":"17.1"},{"v":7.36899995803833,"d":"7.4"},{"v":1.55209994316101,"d":"1.6"},{"v":874.140991210938,"d":"874.1"},null,"EIA Prime Mover-level Data","EIA Prime Mover-level Data","Estimated using emissions factor","Estimated using emissions factor","Estimated using emissions factor","Estimated using emissions factor"]
[496,2020,"AK","NSB Wainwright Utility",7488,"PG2","IC","OP",{"$nulls":4},"DFO",null,{"v":10704.2666015625,"d":"10,704"},{"v":4617.466796875,"d":"4,617"},{"v":17.0830001831055,"d":"17.1"},{"v":7.36899995803833,"d":"7.4"},{"v":1.55209994316101,"d":"1.6"},{"v":874.140991210938,"d":"874.1"},null,"EIA Prime Mover-level Data","EIA Prime Mover-level Data","Estimated using emissions factor","Estimated using emissions factor","Estimated using emissions factor","Estimated using emissions factor"]
[497,2020,"AK","NSB Wainwright Utility",7488,"PG3","IC","OP",{"$nulls":4},"DFO",null,{"v":10704.2666015625,"d":"10,704"},{"v":4617.466796875,"d":"4,617"},{"v":17.0830001831055,"d":"17.1"},{"v":7.36899995803833,"d":"7.4"},{"v":1.55209994316101,"d":"1.6"},{"v":874.140991210938,"d":"874.1"},null,"EIA Prime Mover-level Data","EIA Prime Mover-level Data","Estimated using emissions factor","Estimated using emissions factor","Estimated using emissions factor","Estimated using emissions factor"]
[498,2020,"AK","NSB Wainwright Utility",7488,"PG4","IC","RE",{"$nulls":4},"DFO"]
[499,2020,"AK","NSB Wainwright Utility",7488,"PG4A","IC","OP",{"$nulls":4},"DFO",null,{"v":24084.599609375,"d":"24,085"},{"v":10389.2998046875,"d":"10,389"},{"v":38.4360008239746,"d":"38.4"},{"v":16.5799999237061,"d":"16.6"},{"v":3.49230003356934,"d":"3.5"},{"v":1966.81799316406,"d":"1,966.8"},null,"EIA Prime Mover-level Data","EIA Prime Mover-level Data","Estimated using emissions factor","Estimated using emissions factor","Estimated using emissions factor","Estimated using emissions factor"]
[500,2020,"AK","NSB Wainwright Utility",7488,"PG5","IC","OP",{"$nulls":4},"DFO",null,{"v":24084.599609375,"d":"24,085"},{"v":10389.2998046875,"d":"10,389"},{"v":38.4360008239746,"d":"38.4"},{"v":16.5799999237061,"d":"16.6"},{"v":3.49230003356934,"d":"3.5"},{"v":1966.81799316406,"d":"1,966.8"},null,"EIA Prime Mover-level Data","EIA Prime Mover-level Data","Estimated using emissions factor","Estimated using emissions factor","Estimated using emissions factor","Estimated using emissions factor"]
[501,2020,"AK","Nunapitchuk",6333,"1A","IC","SB",{"$nulls":4},"DFO"]
[502,2020,"AK","Nunapitchuk",6333,"2","IC","RE",{"$nulls":4},"DFO"]
[503,2020,"AK","Nunapitchuk",6333,"3","IC","RE",{"$nulls":4},"DFO"]
[504,2020,"AK","Nunapitchuk",6333,"4","IC","RE",{"$nulls":4},"DFO"]
[505,2020,"AK","Nunapitchuk",6333,"5","IC","RE",{"$nulls":4},"DFO"]
[506,2020,"AK","Nymans Plant Microgrid",7723,"1","IC","OP",{"$nulls":4},"DFO"]
[507,2020,"AK","Nymans Plant Microgrid",7723,"2","IC","OP",{"$nulls":4},"DFO"]
[508,2020,"AK","Orca",789,"1","IC","CN",{"$nulls":4},"DFO"]
[509,2020,"AK","Orca",789,"2","IC","CN",{"$nulls":4},"DFO"]
[510,2020,"AK","Orca",789,"3","IC","OP",{"$nulls":4},"DFO",null,{"v":18734.580078125,"d":"18,735"},{"v":8083.4111328125,"d":"8,083"},{"v":30.1040000915527,"d":"30.1"},{"v":12.9890003204346,"d":"13.0"},{"v":2.71650004386902,"d":"2.7"},{"v":1529.92004394531,"d":"1,529.9"},null,"EIA Prime Mover-level Data","EIA Prime Mover-level Data","Estimated using emissions factor","Estimated using emissions factor","Estimated using emissions factor","Estimated using emissions factor"]
[511,2020,"AK","Orca",789,"4","IC","OP",{"$nulls":4},"DFO",null,{"v":17985.1953125,"d":"17,985"},{"v":7760.0751953125,"d":"7,760"},{"v":28.8999996185303,"d":"28.9"},{"v":12.4689998626709,"d":"12.5"},{"v":2.6078999042511,"d":"2.6"},{"v":1468.72302246094,"d":"1,468.7"},null,"EIA Prime Mover-level Data","EIA Prime Mover-level Data","Estimated using emissions factor","Estimated using emissions factor","Estimated using emissions factor","Estimated using emissions factor"]
[512,2020,"AK","Orca",789,"5","IC","OP",{"$nulls":4},"DFO",null,{"v":8243.21484375,"d":"8,243"},{"v":3556.70092773438,"d":"3,557"},{"v":13.246000289917,"d":"13.2"},{"v":5.71500015258789,"d":"5.7"},{"v":1.1952999830246,"d":"1.2"},{"v":673.164978027344,"d":"673.2"},null,"EIA Prime Mover-level Data","EIA Prime Mover-level Data","Estimated using emissions factor","Estimated using emissions factor","Estimated using emissions factor","Estimated using emissions factor"]
[513,2020,"AK","Orca",789,"6","IC","OP",{"$nulls":4},"DFO",null,{"v":8243.21484375,"d":"8,243"},{"v":3556.70092773438,"d":"3,557"},{"v":13.246000289917,"d":"13.2"},{"v":5.71500015258789,"d":"5.7"},{"v":1.1952999830246,"d":"1.2"},{"v":673.164978027344,"d":"673.2"},null,"EIA Prime Mover-level Data","EIA Prime Mover-level Data","Estimated using emissions factor","Estimated using emissions factor","Estimated using emissions factor","Estimated using emissions factor"]
[514,2020,"AK","Orca",789,"7","IC","OP",{"$nulls":4},"DFO",null,{"v":26977.794921875,"d":"26,978"},{"v":11640.1123046875,"d":"11,640"},{"v":43.3499984741211,"d":"43.3"},{"v":18.7040004730225,"d":"18.7"},{"v":3.91179990768433,"d":"3.9"},{"v":2203.083984375,"d":"2,203.1"},null,"EIA Prime Mover-level Data","EIA Prime Mover-level Data","Estimated using emissions factor","Estimated using emissions factor","Estimated using emissions factor","Estimated using emissions factor"]
[515,2020,"AK","Pelican",6702,"HC1","HY","OP",{"$nulls":4},"WAT",null,{"v":985.713989257813,"d":"986"},{"v":448.713989257813,"d":"449"},{"$nulls":5},"EIA Prime Mover-level Data","EIA Prime Mover-level Data"]
[516,2020,"AK","Pelican",6702,"HC2","HY","OS",{"$nulls":4},"WAT",null,{"v":1314.28601074219,"d":"1,314"},{"v":598.286010742188,"d":"598"},{"$nulls":5},"EIA Prime Mover-level Data","EIA Prime Mover-level Data"]
[517,2020,"AK","Pelican",6702,"IC1","IC","RE",{"$nulls":4},"DFO"]
[518,2020,"AK","Pelican",6702,"IC2","IC","RE",{"$nulls":4},"DFO"]
[519,2020,"AK","Pelican",6702,"IC3","IC","RE",{"$nulls":4},"DFO"]
[520,2020,"AK","Pelican",6702,"IC4","IC","RE",{"$nulls":4},"DFO"]
[521,2020,"AK","Pelican",6702,"IC5","IC","RE",{"$nulls":4},"DFO"]
[522,2020,"AK","Pelican",6702,"IC6","IC","OP",{"$nulls":4},"DFO",null,{"v":4028,"d":"4,028"},{"v":1738.80004882813,"d":"1,739"},{"v":6.05399990081787,"d":"6.1"},{"v":2.61299991607666,"d":"2.6"},{"v":0.584100008010864,"d":"0.6"},{"v":328.93798828125,"d":"328.9"},null,"EIA Prime Mover-level Data","EIA Prime Mover-level Data","Estimated using emissions factor","Estimated using emissions factor","Estimated using emissions factor","Estimated using emissions factor"]
[523,2020,"AK","Pelican",6702,"IC7","IC","OP",{"$nulls":4},"DFO",null,{"v":4028,"d":"4,028"},{"v":1738.80004882813,"d":"1,739"},{"v":6.05399990081787,"d":"6.1"},{"v":2.61299991607666,"d":"2.6"},{"v":0.584100008010864,"d":"0.6"},{"v":328.93798828125,"d":"328.9"},null,"EIA Prime Mover-level Data","EIA Prime Mover-level Data","Estimated using emissions factor","Estimated using emissions factor","Estimated using emissions factor","Estimated using emissions factor"]
[524,2020,"AK","Pelican",6702,"IC8","IC","OP",{"$nulls":4},"DFO",null,{"v":2014,"d":"2,014"},{"v":869.400024414063,"d":"869"},{"v":3.02699995040894,"d":"3.0"},{"v":1.307000041008,"d":"1.3"},{"v":0.291999995708466,"d":"0.3"},{"v":164.468994140625,"d":"164.5"},null,"EIA Prime Mover-level Data","EIA Prime Mover-level Data","Estimated using emissions factor","Estimated using emissions factor","Estimated using emissions factor","Estimated using emissions factor"]
[525,2020,"AK","Petersburg",91,"3","HY","OP",{"$nulls":4},"WAT",null,{"v":116444,"d":"116,444"},{"v":52989,"d":"52,989"},{"$nulls":5},"EIA Prime Mover-level Data","EIA Prime Mover-level Data"]
[526,2020,"AK","Petersburg",91,"IC1","IC","OP",{"$nulls":4},"DFO",null,{"v":1771.02294921875,"d":"1,771"},{"v":763.27099609375,"d":"763"},{"v":2.84599995613098,"d":"2.8"},{"v":1.22699999809265,"d":"1.2"},{"v":0.2567999958992,"d":"0.3"},{"v":144.626998901367,"d":"144.6"},null,"EIA Prime Mover-level Data","EIA Prime Mover-level Data","Estimated using emissions factor","Estimated using emissions factor","Estimated using emissions factor","Estimated using emissions factor"]
[527,2020,"AK","Petersburg",91,"IC2","IC","RE",{"$nulls":4},"DFO"]
[528,2020,"AK","Petersburg",91,"IC3","IC","OP",{"$nulls":4},"DFO",null,{"v":817.39501953125,"d":"817"},{"v":352.278991699219,"d":"352"},{"v":1.31299996376038,"d":"1.3"},{"v":0.565999984741211,"d":"0.6"},{"v":0.118500001728535,"d":"0.1"},{"v":66.7509994506836,"d":"66.8"},null,"EIA Prime Mover-level Data","EIA Prime Mover-level Data","Estimated using emissions factor","Estimated using emissions factor","Estimated using emissions factor","Estimated using emissions factor"]
[529,2020,"AK","Petersburg",91,"IC4","IC","OP",{"$nulls":4},"DFO",null,{"v":408.697998046875,"d":"409"},{"v":176.139999389648,"d":"176"},{"v":0.657000005245209,"d":"0.7"},{"v":0.282999992370605,"d":"0.3"},{"v":0.0593000017106533,"d":"0.1"},{"v":33.375,"d":"33.4"},null,"EIA Prime Mover-level Data","EIA Prime Mover-level Data","Estimated using emissions factor","Estimated using emissions factor","Estimated using emissions factor","Estimated using emissions factor"]
[530,2020,"AK","Petersburg",91,"IC5","IC","OP",{"$nulls":4},"DFO",null,{"v":544.929992675781,"d":"545"},{"v":234.852996826172,"d":"235"},{"v":0.875999987125397,"d":"0.9"},{"v":0.377000004053116,"d":"0.4"},{"v":0.0790000036358833,"d":"0.1"},{"v":44.5009994506836,"d":"44.5"},null,"EIA Prime Mover-level Data","EIA Prime Mover-level Data","Estimated using emissions factor","Estimated using emissions factor","Estimated using emissions factor","Estimated using emissions factor"]
[531,2020,"AK","Petersburg",91,"IC6","IC","OP",{"$nulls":4},"DFO",null,{"v":1771.02294921875,"d":"1,771"},{"v":763.27099609375,"d":"763"},{"v":2.84599995613098,"d":"2.8"},{"v":1.22699999809265,"d":"1.2"},{"v":0.2567999958992,"d":"0.3"},{"v":144.626998901367,"d":"144.6"},null,"EIA Prime Mover-level Data","EIA Prime Mover-level Data","Estimated using emissions factor","Estimated using emissions factor","Estimated using emissions factor","Estimated using emissions factor"]
[532,2020,"AK","Petersburg",91,"IC7","IC","OP",{"$nulls":4},"DFO",null,{"v":1771.02294921875,"d":"1,771"},{"v":763.27099609375,"d":"763"},{"v":2.84599995613098,"d":"2.8"},{"v":1.22699999809265,"d":"1.2"},{"v":0.2567999958992,"d":"0.3"},{"v":144.626998901367,"d":"144.6"},null,"EIA Prime Mover-level Data","EIA Prime Mover-level Data","Estimated using emissions factor","Estimated using emissions factor","Estimated using emissions factor","Estimated using emissions factor"]
[533,2020,"AK","Petersburg",91,"IC8","IC","OP",{"$nulls":4},"DFO",null,{"v":1702.90698242188,"d":"1,703"},{"v":733.914978027344,"d":"734"},{"v":2.73600006103516,"d":"2.7"},{"v":1.17900002002716,"d":"1.2"},{"v":0.246900007128716,"d":"0.2"},{"v":139.063995361328,"d":"139.1"},null,"EIA Prime Mover-level Data","EIA Prime Mover-level Data","Estimated using emissions factor","Estimated using emissions factor","Estimated using emissions factor","Estimated using emissions factor"]
[534,2020,"AK","Pillar Mountain Wind Project Microgrid",57187,"1","WT","OP",{"$nulls":4},"WND",null,{"v":108267.5,"d":"108,268"},{"v":40723,"d":"40,723"},{"$nulls":5},"EIA Prime Mover-level Data","EIA Prime Mover-level Data"]
[535,2020,"AK","Pillar Mountain Wind Project Microgrid",57187,"2","WT","OP",{"$nulls":4},"WND",null,{"v":108267.5,"d":"108,268"},{"v":40723,"d":"40,723"},{"$nulls":5},"EIA Prime Mover-level Data","EIA Prime Mover-level Data"]
[536,2020,"AK","Pilot Station",57058,"1","IC","OP",{"$nulls":4},"DFO",null,{"v":6822.69189453125,"d":"6,823"},{"v":2943.07690429688,"d":"2,943"},{"v":11.3339996337891,"d":"11.3"},{"v":4.88899993896484,"d":"4.9"},{"v":0.989300012588501,"d":"1.0"},{"v":557.161010742188,"d":"557.2"},null,"EIA Prime Mover-level Data","EIA Prime Mover-level Data","Estimated using emissions factor","Estimated using emissions factor","Estimated using emissions factor","Estimated using emissions factor"]
[537,2020,"AK","Pilot Station",57058,"UNIT1","IC","RE",{"$nulls":4},"DFO"]
[538,2020,"AK","Pilot Station",57058,"UNIT2","IC","OP",{"$nulls":4},"DFO",null,{"v":6822.69189453125,"d":"6,823"},{"v":2943.07690429688,"d":"2,943"},{"v":11.3339996337891,"d":"11.3"},{"v":4.88899993896484,"d":"4.9"},{"v":0.989300012588501,"d":"1.0"},{"v":557.161010742188,"d":"557.2"},null,"EIA Prime Mover-level Data","EIA Prime Mover-level Data","Estimated using emissions factor","Estimated using emissions factor","Estimated using emissions factor","Estimated using emissions factor"]
[539,2020,"AK","Pilot Station",57058,"UNIT3","IC","OP",{"$nulls":4},"DFO",null,{"v":4093.61499023438,"d":"4,094"},{"v":1765.84594726563,"d":"1,766"},{"v":6.80100011825562,"d":"6.8"},{"v":2.93400001525879,"d":"2.9"},{"v":0.5935999751091,"d":"0.6"},{"v":334.295989990234,"d":"334.3"},null,"EIA Prime Mover-level Data","EIA Prime Mover-level Data","Estimated using emissions factor","Estimated using emissions factor","Estimated using emissions factor","Estimated using emissions factor"]
[540,2020,"AK","Port Lions Microgrid",6282,"1","IC","RE",{"$nulls":4},"DFO"]
[541,2020,"AK","Port Lions Microgrid",6282,"2","IC","RE",{"$nulls":4},"DFO"]
[542,2020,"AK","Port Lions Microgrid",6282,"3","IC","RE",{"$nulls":4},"DFO"]
[543,2020,"AK","Port Lions Microgrid",6282,"4","IC","RE",{"$nulls":4},"DFO"]
[544,2020,"AK","Port Lions Microgrid",6282,"5","IC","OP",{"$nulls":4},"DFO"]
[545,2020,"AK","Power Creek",7862,"4","HY","OP",{"$nulls":4},"WAT",null,{"v":61050.5,"d":"61,051"},{"v":27782,"d":"27,782"},{"$nulls":5},"EIA Prime Mover-level Data","EIA Prime Mover-level Data"]
[546,2020,"AK","Power Creek",7862,"5","HY","OP",{"$nulls":4},"WAT",null,{"v":61050.5,"d":"61,051"},{"v":27782,"d":"27,782"},{"$nulls":5},"EIA Prime Mover-level Data","EIA Prime Mover-level Data"]
[547,2020,"AK","Purple Lake",6302,"1","HY","OP",{"$nulls":4},"WAT",null,{"v":32688.333984375,"d":"32,688"},{"v":14875.3330078125,"d":"14,875"},{"$nulls":5},"EIA Prime Mover-level Data","EIA Prime Mover-level Data"]
[548,2020,"AK","Purple Lake",6302,"2","HY","OP",{"$nulls":4},"WAT",null,{"v":32688.333984375,"d":"32,688"},{"v":14875.3330078125,"d":"14,875"},{"$nulls":5},"EIA Prime Mover-level Data","EIA Prime Mover-level Data"]
[549,2020,"AK","Purple Lake",6302,"3","HY","OP",{"$nulls":4},"WAT",null,{"v":32688.333984375,"d":"32,688"},{"v":14875.3330078125,"d":"14,875"},{"$nulls":5},"EIA Prime Mover-level Data","EIA Prime Mover-level Data"]
[550,2020,"AK","Quinhagak",57057,"1A","IC","CN",{"$nulls":4},"DFO"]
[551,2020,"AK","Quinhagak",57057,"3A","IC","OP",{"$nulls":4},"DFO",null,{"v":7952.5,"d":"7,953"},{"v":3431.6669921875,"d":"3,432"},{"v":13.2110004425049,"d":"13.2"},{"v":5.70100021362305,"d":"5.7"},{"v":1.15310001373291,"d":"1.2"},{"v":649.424011230469,"d":"649.4"},null,"EIA Prime Mover-level Data","EIA Prime Mover-level Data","Estimated using emissions factor","Estimated using emissions factor","Estimated using emissions factor","Estimated using emissions factor"]
[552,2020,"AK","Quinhagak",57057,"UNIT1","IC","OP",{"$nulls":4},"DFO",null,{"v":6362,"d":"6,362"},{"v":2745.3330078125,"d":"2,745"},{"v":10.5690002441406,"d":"10.6"},{"v":4.55999994277954,"d":"4.6"},{"v":0.922500014305115,"d":"0.9"},{"v":519.539001464844,"d":"519.5"},null,"EIA Prime Mover-level Data","EIA Prime Mover-level Data","Estimated using emissions factor","Estimated using emissions factor","Estimated using emissions factor","Estimated using emissions factor"]
[553,2020,"AK","Quinhagak",57057,"UNIT2","IC","OP",{"$nulls":4},"DFO",null,{"v":4771.5,"d":"4,772"},{"v":2059,"d":"2,059"},{"v":7.92600011825562,"d":"7.9"},{"v":3.42000007629395,"d":"3.4"},{"v":0.691900014877319,"d":"0.7"},{"v":389.653991699219,"d":"389.7"},null,"EIA Prime Mover-level Data","EIA Prime Mover-level Data","Estimated using emissions factor","Estimated using emissions factor","Estimated using emissions factor","Estimated using emissions factor"]
[554,2020,"AK","Quinhagak",57057,"UNIT3","IC","RE",{"$nulls":4},"DFO"]
[555,2020,"AK","S W Bailey",85,"1","IC","OP",{"$nulls":4},"DFO",null,{"v":2193.18505859375,"d":"2,193"},{"v":946.390014648438,"d":"946"},{"v":3.51200008392334,"d":"3.5"},{"v":1.51600003242493,"d":"1.5"},{"v":0.317999988794327,"d":"0.3"},{"v":179.102005004883,"d":"179.1"},null,"EIA Prime Mover-level Data","EIA Prime Mover-level Data","Estimated using emissions factor","Estimated using emissions factor","Estimated using emissions factor","Estimated using emissions factor"]
[556,2020,"AK","S W Bailey",85,"2","IC","OP",{"$nulls":4},"DFO",null,{"v":2193.18505859375,"d":"2,193"},{"v":946.390014648438,"d":"946"},{"v":3.51200008392334,"d":"3.5"},{"v":1.51600003242493,"d":"1.5"},{"v":0.317999988794327,"d":"0.3"},{"v":179.102005004883,"d":"179.1"},null,"EIA Prime Mover-level Data","EIA Prime Mover-level Data","Estimated using emissions factor","Estimated using emissions factor","Estimated using emissions factor","Estimated using emissions factor"]
[557,2020,"AK","S W Bailey",85,"3","IC","OP",{"$nulls":4},"DFO",null,{"v":3119.19702148438,"d":"3,119"},{"v":1345.97705078125,"d":"1,346"},{"v":4.99499988555908,"d":"5.0"},{"v":2.15599989891052,"d":"2.2"},{"v":0.452300012111664,"d":"0.5"},{"v":254.723007202148,"d":"254.7"},null,"EIA Prime Mover-level Data","EIA Prime Mover-level Data","Estimated using emissions factor","Estimated using emissions factor","Estimated using emissions factor","Estimated using emissions factor"]
[558,2020,"AK","S W Bailey",85,"4","IC","OP",{"$nulls":4},"DFO",null,{"v":5117.43310546875,"d":"5,117"},{"v":2208.24291992188,"d":"2,208"},{"v":8.19499969482422,"d":"8.2"},{"v":3.53600001335144,"d":"3.5"},{"v":0.741999983787537,"d":"0.7"},{"v":417.903991699219,"d":"417.9"},null,"EIA Prime Mover-level Data","EIA Prime Mover-level Data","Estimated using emissions factor","Estimated using emissions factor","Estimated using emissions factor","Estimated using emissions factor"]
[559,2020,"AK","Salmon Creek 1",65,"HY7","HY","OP",{"$nulls":4},"WAT",null,{"v":241775,"d":"241,775"},{"v":110023,"d":"110,023"},{"$nulls":5},"EIA Prime Mover-level Data","EIA Prime Mover-level Data"]
[560,2020,"AK","Sand Point",1,"1","IC","SB",{"$nulls":4},"DFO"]
[561,2020,"AK","Sand Point",1,"2","IC","OP",{"$nulls":4},"DFO"]
[562,2020,"AK","Sand Point",1,"3","IC","OP",{"$nulls":4},"DFO"]
[563,2020,"AK","Sand Point",1,"5","IC","OA",{"$nulls":4},"DFO"]
[564,2020,"AK","Sand Point",1,"WT1","WT","OA",{"$nulls":4},"WND",null,{"v":1522.5,"d":"1,523"},573,{"$nulls":5},"EIA Prime Mover-level Data","EIA Prime Mover-level Data"]
[565,2020,"AK","Sand Point",1,"WT2","WT","OA",{"$nulls":4},"WND",null,{"v":1522.5,"d":"1,523"},573,{"$nulls":5},"EIA Prime Mover-level Data","EIA Prime Mover-level Data"]
[566,2020,"AK","Savoonga",57052,"2A","IC","OP",{"$nulls":4},"DFO",null,{"v":6505.587890625,"d":"6,506"},{"v":2806.47094726563,"d":"2,806"},{"v":10.8079996109009,"d":"10.8"},{"v":4.66300010681152,"d":"4.7"},{"v":0.943300008773804,"d":"0.9"},{"v":531.265014648438,"d":"531.3"},null,"EIA Prime Mover-level Data","EIA Prime Mover-level Data","Estimated using emissions factor","Estimated using emissions factor","Estimated using emissions factor","Estimated using emissions factor"]
[567,2020,"AK","Savoonga",57052,"UNIT1","IC","OP",{"$nulls":4},"DFO",null,{"v":5204.47119140625,"d":"5,204"},{"v":2245.17700195313,"d":"2,245"},{"v":8.64700031280518,"d":"8.6"},{"v":3.73000001907349,"d":"3.7"},{"v":0.754599988460541,"d":"0.8"},{"v":425.011993408203,"d":"425.0"},null,"EIA Prime Mover-level Data","EIA Prime Mover-level Data","Estimated using emissions factor","Estimated using emissions factor","Estimated using emissions factor","Estimated using emissions factor"]
[568,2020,"AK","Savoonga",57052,"UNIT2","IC","RE",{"$nulls":4},"DFO"]
[569,2020,"AK","Savoonga",57052,"UNIT3","IC","OP",{"$nulls":4},"DFO",null,{"v":10408.94140625,"d":"10,409"},{"v":4490.35302734375,"d":"4,490"},{"v":17.2929992675781,"d":"17.3"},{"v":7.46000003814697,"d":"7.5"},{"v":1.50929999351501,"d":"1.5"},{"v":850.023986816406,"d":"850.0"},null,"EIA Prime Mover-level Data","EIA Prime Mover-level Data","Estimated using emissions factor","Estimated using emissions factor","Estimated using emissions factor","Estimated using emissions factor"]
[570,2020,"AK","Scammon Bay",57056,"UNIT1","IC","OP",{"$nulls":4},"DFO",null,{"v":5076.30810546875,"d":"5,076"},{"v":2190.4609375,"d":"2,190"},{"v":8.43400001525879,"d":"8.4"},{"v":3.63899993896484,"d":"3.6"},{"v":0.736100018024445,"d":"0.7"},{"v":414.545989990234,"d":"414.5"},null,"EIA Prime Mover-level Data","EIA Prime Mover-level Data","Estimated using emissions factor","Estimated using emissions factor","Estimated using emissions factor","Estimated using emissions factor"]
[571,2020,"AK","Scammon Bay",57056,"UNIT2","IC","OP",{"$nulls":4},"DFO",null,{"v":5076.30810546875,"d":"5,076"},{"v":2190.4609375,"d":"2,190"},{"v":8.43400001525879,"d":"8.4"},{"v":3.63899993896484,"d":"3.6"},{"v":0.736100018024445,"d":"0.7"},{"v":414.545989990234,"d":"414.5"},null,"EIA Prime Mover-level Data","EIA Prime Mover-level Data","Estimated using emissions factor","Estimated using emissions factor","Estimated using emissions factor","Estimated using emissions factor"]
[572,2020,"AK","Scammon Bay",57056,"UNIT3","IC","OP",{"$nulls":4},"DFO",null,{"v":6345.384765625,"d":"6,345"},{"v":2738.07690429688,"d":"2,738"},{"v":10.5419998168945,"d":"10.5"},{"v":4.54899978637695,"d":"4.5"},{"v":0.920099973678589,"d":"0.9"},{"v":518.182006835938,"d":"518.2"},null,"EIA Prime Mover-level Data","EIA Prime Mover-level Data","Estimated using emissions factor","Estimated using emissions factor","Estimated using emissions factor","Estimated using emissions factor"]
[573,2020,"AK","Selawik",6341,"1","IC","RE",{"$nulls":4},"DFO"]
[574,2020,"AK","Selawik",6341,"1A","IC","RE",{"$nulls":4},"DFO",null,{"v":3452.76000976563,"d":"3,453"},{"v":1489.80004882813,"d":"1,490"},{"v":5.73600006103516,"d":"5.7"},{"v":2.47499990463257,"d":"2.5"},{"v":0.500699996948242,"d":"0.5"},{"v":281.962005615234,"d":"282.0"},null,"EIA Prime Mover-level Data","EIA Prime Mover-level Data","Estimated using emissions factor","Estimated using emissions factor","Estimated using emissions factor","Estimated using emissions factor"]
[575,2020,"AK","Selawik",6341,"1B","IC","OP",{"$nulls":4},"DFO",null,{"v":9207.3603515625,"d":"9,207"},{"v":3972.80004882813,"d":"3,973"},{"v":15.2959995269775,"d":"15.3"},{"v":6.59999990463257,"d":"6.6"},{"v":1.33510005474091,"d":"1.3"},{"v":751.898986816406,"d":"751.9"},null,"EIA Prime Mover-level Data","EIA Prime Mover-level Data","Estimated using emissions factor","Estimated using emissions factor","Estimated using emissions factor","Estimated using emissions factor"]
[576,2020,"AK","Selawik",6341,"2","IC","RE",{"$nulls":4},"DFO"]
[577,2020,"AK","Selawik",6341,"2A","IC","RE",{"$nulls":4},"DFO"]
[578,2020,"AK","Selawik",6341,"2B","IC","OP",{"$nulls":4},"DFO",null,{"v":5754.60009765625,"d":"5,755"},{"v":2483,"d":"2,483"},{"v":9.5600004196167,"d":"9.6"},{"v":4.125,"d":"4.1"},{"v":0.834399998188019,"d":"0.8"},{"v":469.93701171875,"d":"469.9"},null,"EIA Prime Mover-level Data","EIA Prime Mover-level Data","Estimated using emissions factor","Estimated using emissions factor","Estimated using emissions factor","Estimated using emissions factor"]
[579,2020,"AK","Selawik",6341,"3","IC","RE",{"$nulls":4},"DFO"]
[580,2020,"AK","Selawik",6341,"3A","IC","RE",{"$nulls":4},"DFO"]
[581,2020,"AK","Selawik",6341,"3B","IC","OP",{"$nulls":4},"DFO",null,{"v":10358.2802734375,"d":"10,358"},{"v":4469.39990234375,"d":"4,469"},{"v":17.2080001831055,"d":"17.2"},{"v":7.42500019073486,"d":"7.4"},{"v":1.50199997425079,"d":"1.5"},{"v":845.887023925781,"d":"845.9"},null,"EIA Prime Mover-level Data","EIA Prime Mover-level Data","Estimated using emissions factor","Estimated using emissions factor","Estimated using emissions factor","Estimated using emissions factor"]
[582,2020,"AK","Seldovia",6283,"1","IC","RE",{"$nulls":4},"DFO"]
[583,2020,"AK","Seldovia",6283,"2","IC","RE",{"$nulls":4},"DFO"]
[584,2020,"AK","Seldovia",6283,"3","IC","RE",{"$nulls":4},"DFO"]
[585,2020,"AK","Seldovia",6283,"4","IC","RE",{"$nulls":4},"DFO"]
[586,2020,"AK","Seldovia",6283,"5","IC","OP",{"$nulls":4},"DFO",null,{"v":800.726989746094,"d":"801"},348,{"v":1.28600001335144,"d":"1.3"},{"v":0.559000015258789,"d":"0.6"},{"v":0.116099998354912,"d":"0.1"},{"v":65.3899993896484,"d":"65.4"},null,"EIA Prime Mover-level Data","EIA Prime Mover-level Data","Estimated using emissions factor","Estimated using emissions factor","Estimated using emissions factor","Estimated using emissions factor"]
[587,2020,"AK","Seldovia",6283,"6","IC","RE",{"$nulls":4},"DFO"]
[588,2020,"AK","Seldovia",6283,"7","IC","OP",{"$nulls":4},"DFO",null,{"v":667.273010253906,"d":"667"},290,{"v":1.07200002670288,"d":"1.1"},{"v":0.465999990701675,"d":"0.5"},{"v":0.0967999994754791,"d":"0.1"},{"v":54.4910011291504,"d":"54.5"},null,"EIA Prime Mover-level Data","EIA Prime Mover-level Data","Estimated using emissions factor","Estimated using emissions factor","Estimated using emissions factor","Estimated using emissions factor"]
[589,2020,"AK","Seward (AK)",92,"1","IC","RE",{"$nulls":4},"DFO"]
[590,2020,"AK","Seward (AK)",92,"2","IC","RE",{"$nulls":4},"DFO"]
[591,2020,"AK","Seward (AK)",92,"3","IC","OP",{"$nulls":4},"DFO"]
[592,2020,"AK","Seward (AK)",92,"4","IC","OP",{"$nulls":4},"DFO"]
[593,2020,"AK","Seward (AK)",92,"5","IC","OP",{"$nulls":4},"DFO"]
[594,2020,"AK","Seward (AK)",92,"6","IC","OP",{"$nulls":4},"DFO"]
[595,2020,"AK","Seward (AK)",92,"N1","IC","OP",{"$nulls":4},"DFO"]
[596,2020,"AK","Seward (AK)",92,"N2","IC","OP",{"$nulls":4},"DFO"]
[597,2020,"AK","Shishmaref",6345,"1","IC","OP",{"$nulls":4},"DFO",null,{"v":3545.60009765625,"d":"3,546"},{"v":1529.19995117188,"d":"1,529"},{"v":5.8899998664856,"d":"5.9"},{"v":2.54099988937378,"d":"2.5"},{"v":0.514100015163422,"d":"0.5"},{"v":289.544006347656,"d":"289.5"},null,"EIA Prime Mover-level Data","EIA Prime Mover-level Data","Estimated using emissions factor","Estimated using emissions factor","Estimated using emissions factor","Estimated using emissions factor"]
[598,2020,"AK","Shishmaref",6345,"2","IC","OP",{"$nulls":4},"DFO",null,{"v":3545.60009765625,"d":"3,546"},{"v":1529.19995117188,"d":"1,529"},{"v":5.8899998664856,"d":"5.9"},{"v":2.54099988937378,"d":"2.5"},{"v":0.514100015163422,"d":"0.5"},{"v":289.544006347656,"d":"289.5"},null,"EIA Prime Mover-level Data","EIA Prime Mover-level Data","Estimated using emissions factor","Estimated using emissions factor","Estimated using emissions factor","Estimated using emissions factor"]
[599,2020,"AK","Shishmaref",6345,"3","IC","RE",{"$nulls":4},"DFO"]
[600,2020,"AK","Shishmaref",6345,"3A","IC","OP",{"$nulls":4},"DFO",null,{"v":4727.466796875,"d":"4,727"},{"v":2038.93298339844,"d":"2,039"},{"v":7.85300016403198,"d":"7.9"},{"v":3.38700008392334,"d":"3.4"},{"v":0.685500025749207,"d":"0.7"},{"v":386.058990478516,"d":"386.1"},null,"EIA Prime Mover-level Data","EIA Prime Mover-level Data","Estimated using emissions factor","Estimated using emissions factor","Estimated using emissions factor","Estimated using emissions factor"]
[601,2020,"AK","Shishmaref",6345,"4","IC","RE",{"$nulls":4},"DFO"]
[602,2020,"AK","Shishmaref",6345,"4A","IC","OP",{"$nulls":4},"DFO",null,{"v":5909.3330078125,"d":"5,909"},{"v":2548.6669921875,"d":"2,549"},{"v":9.81700038909912,"d":"9.8"},{"v":4.23400020599365,"d":"4.2"},{"v":0.856899976730347,"d":"0.9"},{"v":482.572998046875,"d":"482.6"},null,"EIA Prime Mover-level Data","EIA Prime Mover-level Data","Estimated using emissions factor","Estimated using emissions factor","Estimated using emissions factor","Estimated using emissions factor"]
[603,2020,"AK","Shungnak",57063,"UNIT1","IC","OP",{"$nulls":4},"DFO",null,{"v":2874,"d":"2,874"},{"v":1238.6669921875,"d":"1,239"},{"v":4.77500009536743,"d":"4.8"},{"v":2.05800008773804,"d":"2.1"},{"v":0.416700005531311,"d":"0.4"},{"v":234.699005126953,"d":"234.7"},null,"EIA Prime Mover-level Data","EIA Prime Mover-level Data","Estimated using emissions factor","Estimated using emissions factor","Estimated using emissions factor","Estimated using emissions factor"]
[604,2020,"AK","Shungnak",57063,"UNIT2","IC","OP",{"$nulls":4},"DFO",null,{"v":4311,"d":"4,311"},{"v":1858,"d":"1,858"},{"v":7.16200017929077,"d":"7.2"},{"v":3.08699989318848,"d":"3.1"},{"v":0.625100016593933,"d":"0.6"},{"v":352.049011230469,"d":"352.0"},null,"EIA Prime Mover-level Data","EIA Prime Mover-level Data","Estimated using emissions factor","Estimated using emissions factor","Estimated using emissions factor","Estimated using emissions factor"]
[605,2020,"AK","Shungnak",57063,"UNIT3","IC","OP",{"$nulls":4},"DFO",null,{"v":4311,"d":"4,311"},{"v":1858,"d":"1,858"},{"v":7.16200017929077,"d":"7.2"},{"v":3.08699989318848,"d":"3.1"},{"v":0.625100016593933,"d":"0.6"},{"v":352.049011230469,"d":"352.0"},null,"EIA Prime Mover-level Data","EIA Prime Mover-level Data","Estimated using emissions factor","Estimated using emissions factor","Estimated using emissions factor","Estimated using emissions factor"]
[606,2020,"AK","Shungnak",57063,"UNIT4","IC","OP",{"$nulls":4},"DFO",null,{"v":5748,"d":"5,748"},{"v":2477.3330078125,"d":"2,477"},{"v":9.55000019073486,"d":"9.6"},{"v":4.11600017547607,"d":"4.1"},{"v":0.833500027656555,"d":"0.8"},{"v":469.398010253906,"d":"469.4"},null,"EIA Prime Mover-level Data","EIA Prime Mover-level Data","Estimated using emissions factor","Estimated using emissions factor","Estimated using emissions factor","Estimated using emissions factor"]
[607,2020,"AK","Silvis",6581,"1","HY","OP",{"$nulls":4},"WAT",null,{"v":119434,"d":"119,434"},{"v":54350,"d":"54,350"},{"$nulls":5},"EIA Prime Mover-level Data","EIA Prime Mover-level Data"]
[608,2020,"AK","Skagway",66,"1","HY","OP",{"$nulls":4},"WAT",null,{"v":7482.39990234375,"d":"7,482"},{"v":3404.80004882813,"d":"3,405"},{"$nulls":5},"EIA Prime Mover-level Data","EIA Prime Mover-level Data"]
[609,2020,"AK","Skagway",66,"2","HY","OP",{"$nulls":4},"WAT",null,{"v":1870.59997558594,"d":"1,871"},{"v":851.200012207031,"d":"851"},{"$nulls":5},"EIA Prime Mover-level Data","EIA Prime Mover-level Data"]
[610,2020,"AK","Skagway",66,"3","HY","OP",{"$nulls":4},"WAT",null,{"v":5611.7998046875,"d":"5,612"},{"v":2553.60009765625,"d":"2,554"},{"$nulls":5},"EIA Prime Mover-level Data","EIA Prime Mover-level Data"]
[611,2020,"AK","Skagway",66,"4","HY","OP",{"$nulls":4},"WAT",null,{"v":3741.19995117188,"d":"3,741"},{"v":1702.40002441406,"d":"1,702"},{"$nulls":5},"EIA Prime Mover-level Data","EIA Prime Mover-level Data"]
[612,2020,"AK","Skagway",66,"6A","IC","OP",{"$nulls":4},"DFO",null,{"v":3397.88208007813,"d":"3,398"},{"v":1465.41198730469,"d":"1,465"},{"v":5.43599987030029,"d":"5.4"},{"v":2.34400010108948,"d":"2.3"},{"v":0.492700010538101,"d":"0.5"},{"v":277.480987548828,"d":"277.5"},null,"EIA Prime Mover-level Data","EIA Prime Mover-level Data","Estimated using emissions factor","Estimated using emissions factor","Estimated using emissions factor","Estimated using emissions factor"]
[613,2020,"AK","Skagway",66,"7A","IC","OP",{"$nulls":4},"DFO",null,{"v":4672.087890625,"d":"4,672"},{"v":2014.94104003906,"d":"2,015"},{"v":7.47499990463257,"d":"7.5"},{"v":3.22300004959106,"d":"3.2"},{"v":0.677500009536743,"d":"0.7"},{"v":381.536010742188,"d":"381.5"},null,"EIA Prime Mover-level Data","EIA Prime Mover-level Data","Estimated using emissions factor","Estimated using emissions factor","Estimated using emissions factor","Estimated using emissions factor"]
[614,2020,"AK","Skagway",66,"8A","IC","OP",{"$nulls":4},"DFO",null,{"v":2123.67700195313,"d":"2,124"},{"v":915.882019042969,"d":"916"},{"v":3.39800000190735,"d":"3.4"},{"v":1.4650000333786,"d":"1.5"},{"v":0.307900011539459,"d":"0.3"},{"v":173.425994873047,"d":"173.4"},null,"EIA Prime Mover-level Data","EIA Prime Mover-level Data","Estimated using emissions factor","Estimated using emissions factor","Estimated using emissions factor","Estimated using emissions factor"]
[615,2020,"AK","Skagway",66,"9","IC","OP",{"$nulls":4},"DFO",null,{"v":4247.35302734375,"d":"4,247"},{"v":1831.76501464844,"d":"1,832"},{"v":6.79500007629395,"d":"6.8"},{"v":2.9300000667572,"d":"2.9"},{"v":0.615899980068207,"d":"0.6"},{"v":346.851013183594,"d":"346.9"},null,"EIA Prime Mover-level Data","EIA Prime Mover-level Data","Estimated using emissions factor","Estimated using emissions factor","Estimated using emissions factor","Estimated using emissions factor"]
[616,2020,"AK","Slana Generating Station",61685,"1","IC","OP",{"$nulls":4},"DFO",null,{"v":4320.3330078125,"d":"4,320"},{"v":1864,"d":"1,864"},{"v":6.91200017929077,"d":"6.9"},{"v":2.98200011253357,"d":"3.0"},{"v":0.626399993896484,"d":"0.6"},{"v":352.811004638672,"d":"352.8"},null,"EIA Prime Mover-level Data","EIA Prime Mover-level Data","Estimated using emissions factor","Estimated using emissions factor","Estimated using emissions factor","Estimated using emissions factor"]
[617,2020,"AK","Slana Generating Station",61685,"2","IC","OP",{"$nulls":4},"DFO",null,{"v":4320.3330078125,"d":"4,320"},{"v":1864,"d":"1,864"},{"v":6.91200017929077,"d":"6.9"},{"v":2.98200011253357,"d":"3.0"},{"v":0.626399993896484,"d":"0.6"},{"v":352.811004638672,"d":"352.8"},null,"EIA Prime Mover-level Data","EIA Prime Mover-level Data","Estimated using emissions factor","Estimated using emissions factor","Estimated using emissions factor","Estimated using emissions factor"]
[618,2020,"AK","Slana Generating Station",61685,"3","IC","OP",{"$nulls":4},"DFO",null,{"v":4320.3330078125,"d":"4,320"},{"v":1864,"d":"1,864"},{"v":6.91200017929077,"d":"6.9"},{"v":2.98200011253357,"d":"3.0"},{"v":0.626399993896484,"d":"0.6"},{"v":352.811004638672,"d":"352.8"},null,"EIA Prime Mover-level Data","EIA Prime Mover-level Data","Estimated using emissions factor","Estimated using emissions factor","Estimated using emissions factor","Estimated using emissions factor"]
[619,2020,"AK","Snake River",90,"11","IC","RE",{"$nulls":4},"DFO"]
[620,2020,"AK","Snake River",90,"12","IC","OP",{"$nulls":4},"DFO",null,{"v":58903.890625,"d":"58,904"},{"v":25409.8671875,"d":"25,410"},{"v":94.6500015258789,"d":"94.7"},{"v":40.8300018310547,"d":"40.8"},{"v":8.54109954833984,"d":"8.5"},{"v":4810.26123046875,"d":"4,810.3"},null,"EIA Prime Mover-level Data","EIA Prime Mover-level Data","Estimated using emissions factor","Estimated using emissions factor","Estimated using emissions factor","Estimated using emissions factor"]
[621,2020,"AK","Snake River",90,"14","IC","OP",{"$nulls":4},"DFO",null,{"v":31002.048828125,"d":"31,002"},{"v":13373.6142578125,"d":"13,374"},{"v":49.8160018920898,"d":"49.8"},{"v":21.4890003204346,"d":"21.5"},{"v":4.49529981613159,"d":"4.5"},{"v":2531.71606445313,"d":"2,531.7"},null,"EIA Prime Mover-level Data","EIA Prime Mover-level Data","Estimated using emissions factor","Estimated using emissions factor","Estimated using emissions factor","Estimated using emissions factor"]
[622,2020,"AK","Snake River",90,"15","IC","OP",{"$nulls":4},"DFO",null,{"v":80605.328125,"d":"80,605"},{"v":34771.3984375,"d":"34,771"},{"v":129.522003173828,"d":"129.5"},{"v":55.8730010986328,"d":"55.9"},{"v":11.6878004074097,"d":"11.7"},{"v":6582.462890625,"d":"6,582.5"},null,"EIA Prime Mover-level Data","EIA Prime Mover-level Data","Estimated using emissions factor","Estimated using emissions factor","Estimated using emissions factor","Estimated using emissions factor"]
[623,2020,"AK","Snake River",90,"16","IC","OP",{"$nulls":4},"DFO",null,{"v":80605.328125,"d":"80,605"},{"v":34771.3984375,"d":"34,771"},{"v":129.522003173828,"d":"129.5"},{"v":55.8730010986328,"d":"55.9"},{"v":11.6878004074097,"d":"11.7"},{"v":6582.462890625,"d":"6,582.5"},null,"EIA Prime Mover-level Data","EIA Prime Mover-level Data","Estimated using emissions factor","Estimated using emissions factor","Estimated using emissions factor","Estimated using emissions factor"]
[624,2020,"AK","Snake River",90,"18","IC","OP",{"$nulls":4},"DFO",null,{"v":6200.41015625,"d":"6,200"},{"v":2674.72290039063,"d":"2,675"},{"v":9.96300029754639,"d":"10.0"},{"v":4.2979998588562,"d":"4.3"},{"v":0.899100005626678,"d":"0.9"},{"v":506.342987060547,"d":"506.3"},null,"EIA Prime Mover-level Data","EIA Prime Mover-level Data","Estimated using emissions factor","Estimated using emissions factor","Estimated using emissions factor","Estimated using emissions factor"]
[625,2020,"AK","Snake River",90,"5","IC","RE",{"$nulls":4},"DFO"]
[626,2020,"AK","Snake River",90,"6","IC","RE",{"$nulls":4},"DFO"]
[627,2020,"AK","Snake River",90,"9","IC","RE",{"$nulls":4},"DFO"]
[628,2020,"AK","Snake River",90,"ENT","WT","OP",{"$nulls":4},"WND",null,{"v":6432.615234375,"d":"6,433"},{"v":2419.38500976563,"d":"2,419"},{"$nulls":5},"EIA Prime Mover-level Data","EIA Prime Mover-level Data"]
[629,2020,"AK","Snake River",90,"EWT 1","WT","OP",{"$nulls":4},"WND",null,{"v":7236.69189453125,"d":"7,237"},{"v":2721.80810546875,"d":"2,722"},{"$nulls":5},"EIA Prime Mover-level Data","EIA Prime Mover-level Data"]
[630,2020,"AK","Snake River",90,"EWT 2","WT","OP",{"$nulls":4},"WND",null,{"v":7236.69189453125,"d":"7,237"},{"v":2721.80810546875,"d":"2,722"},{"$nulls":5},"EIA Prime Mover-level Data","EIA Prime Mover-level Data"]
[631,2020,"AK","Snettisham",78,"1","HY","OP",{"$nulls":4},"WAT",null,{"v":749794.3125,"d":"749,794"},{"v":341203.78125,"d":"341,204"},{"$nulls":5},"EIA Prime Mover-level Data","EIA Prime Mover-level Data"]
[632,2020,"AK","Snettisham",78,"2","HY","OP",{"$nulls":4},"WAT",null,{"v":749794.3125,"d":"749,794"},{"v":341203.78125,"d":"341,204"},{"$nulls":5},"EIA Prime Mover-level Data","EIA Prime Mover-level Data"]
[633,2020,"AK","Snettisham",78,"3","HY","OP",{"$nulls":4},"WAT",null,{"v":984899.3125,"d":"984,899"},{"v":448191.40625,"d":"448,191"},{"$nulls":5},"EIA Prime Mover-level Data","EIA Prime Mover-level Data"]
[634,2020,"AK","Soldotna",57206,"1","GT","OP",{"$nulls":4},"NG",null,{"v":357446,"d":"357,446"},{"v":131193,"d":"131,193"},{"v":56.9630012512207,"d":"57.0"},{"v":20.9069995880127,"d":"20.9"},{"v":0.571200013160706,"d":"0.6"},{"v":20890.763671875,"d":"20,890.8"},null,"EIA Prime Mover-level Data","EIA Prime Mover-level Data","Estimated using emissions factor","Estimated using emissions factor","Estimated using emissions factor","Estimated using emissions factor"]
[635,2020,"AK","Soldotna",57206,"2","GT","IP",{"$nulls":4},"NG"]
[636,2020,"AK","Soldotna",57206,"3","BA","U",{"$nulls":4},"MWH"]
[637,2020,"AK","Solomon Gulch",390,"1","HY","OP",{"$nulls":4},"WAT",null,{"v":146987.5,"d":"146,988"},{"v":66888.5,"d":"66,889"},{"$nulls":5},"EIA Prime Mover-level Data","EIA Prime Mover-level Data"]
[638,2020,"AK","Solomon Gulch",390,"2","HY","OP",{"$nulls":4},"WAT",null,{"v":146987.5,"d":"146,988"},{"v":66888.5,"d":"66,889"},{"$nulls":5},"EIA Prime Mover-level Data","EIA Prime Mover-level Data"]
[639,2020,"AK","South Fork",56265,"1","HY","OP",{"$nulls":4},"WAT",null,{"v":52332,"d":"52,332"},{"v":23814,"d":"23,814"},{"$nulls":5},"EIA Prime Mover-level Data","EIA Prime Mover-level Data"]
[640,2020,"AK","Southcentral Power Project",57036,"1","CT",{"$nulls":5},"NG",null,{"v":2236992,"d":"2,236,992"},{"v":832597,"d":"832,597"},{"v":357.919006347656,"d":"357.9"},{"v":132.942001342773,"d":"132.9"},{"v":3.57470011711121,"d":"3.6"},{"v":130739.9453125,"d":"130,739.9"},null,"EIA Unit-level Data","EIA Unit-Level Data","Estimated using emissions factor","Estimated using emissions factor","Estimated using emissions factor","Estimated using emissions factor"]
[641,2020,"AK","Southcentral Power Project",57036,"2","CT",{"$nulls":5},"NG",null,{"v":2106146,"d":"2,106,146"},{"v":789576,"d":"789,576"},{"v":336.983001708984,"d":"337.0"},{"v":125.166000366211,"d":"125.2"},{"v":3.36560010910034,"d":"3.4"},{"v":123092.7109375,"d":"123,092.7"},null,"EIA Unit-level Data","EIA Unit-Level Data","Estimated using emissions factor","Estimated using emissions factor","Estimated using emissions factor","Estimated using emissions factor"]
[642,2020,"AK","Southcentral Power Project",57036,"3","CT",{"$nulls":5},"NG",null,{"v":2163046,"d":"2,163,046"},{"v":794423,"d":"794,423"},{"v":346.087005615234,"d":"346.1"},{"v":128.546997070313,"d":"128.5"},{"v":3.45650005340576,"d":"3.5"},{"v":126418.203125,"d":"126,418.2"},null,"EIA Unit-level Data","EIA Unit-Level Data","Estimated using emissions factor","Estimated using emissions factor","Estimated using emissions factor","Estimated using emissions factor"]
[643,2020,"AK","Southcentral Power Project",57036,"OTSG1","CA","OP",{"$nulls":3},1,"NG",null,0,0,{"v":0,"d":"0.0"},{"v":0,"d":"0.0"},{"v":0,"d":"0.0"},{"v":0,"d":"0.0"},null,"EIA Unit-level Data","EIA Unit-Level Data","Estimated based on unit-level NOx emission rates","Estimated based on unit-level NOx ozone season emission rates","Estimated using emissions factor and plant-specific sulfur content","Estimated using emissions factor",null,null,"SR"]
[644,2020,"AK","Southcentral Power Project",57036,"OTSG2","CA","OP",{"$nulls":3},1,"NG",null,0,0,{"v":0,"d":"0.0"},{"v":0,"d":"0.0"},{"v":0,"d":"0.0"},{"v":0,"d":"0.0"},null,"EIA Unit-level Data","EIA Unit-Level Data","Estimated based on unit-level NOx emission rates","Estimated based on unit-level NOx ozone season emission rates","Estimated using emissions factor and plant-specific sulfur content","Estimated using emissions factor",null,null,"SR"]
[645,2020,"AK","Southcentral Power Project",57036,"OTSG3","CA","OP",{"$nulls":3},1,"NG",null,0,0,{"v":0,"d":"0.0"},{"v":0,"d":"0.0"},{"v":0,"d":"0.0"},{"v":0,"d":"0.0"},null,"EIA Unit-level Data","EIA Unit-Level Data","Estimated based on unit-level NOx emission rates","Estimated based on unit-level NOx ozone season emission rates","Estimated using emissions factor and plant-specific sulfur content","Estimated using emissions factor",null,null,"SR"]
[646,2020,"AK","St Marys IC",6338,"1","IC","RE",{"$nulls":4},"DFO"]
[647,2020,"AK","St Marys IC",6338,"1B","IC","OP",{"$nulls":4},"DFO",null,{"v":16376.9228515625,"d":"16,377"},{"v":7063.84619140625,"d":"7,064"},{"v":27.2070007324219,"d":"27.2"},{"v":11.7360000610352,"d":"11.7"},{"v":2.37470006942749,"d":"2.4"},{"v":1337.38696289063,"d":"1,337.4"},null,"EIA Prime Mover-level Data","EIA Prime Mover-level Data","Estimated using emissions factor","Estimated using emissions factor","Estimated using emissions factor","Estimated using emissions factor"]
[648,2020,"AK","St Marys IC",6338,"2","IC","OP",{"$nulls":4},"DFO",null,{"v":1965.23095703125,"d":"1,965"},{"v":847.661987304688,"d":"848"},{"v":3.26500010490417,"d":"3.3"},{"v":1.40799999237061,"d":"1.4"},{"v":0.284999996423721,"d":"0.3"},{"v":160.485992431641,"d":"160.5"},null,"EIA Prime Mover-level Data","EIA Prime Mover-level Data","Estimated using emissions factor","Estimated using emissions factor","Estimated using emissions factor","Estimated using emissions factor"]
[649,2020,"AK","St Marys IC",6338,"3","IC","OP",{"$nulls":4},"DFO",null,{"v":2947.84594726563,"d":"2,948"},{"v":1271.49194335938,"d":"1,271"},{"v":4.89699983596802,"d":"4.9"},{"v":2.11199998855591,"d":"2.1"},{"v":0.42739999294281,"d":"0.4"},{"v":240.729995727539,"d":"240.7"},null,"EIA Prime Mover-level Data","EIA Prime Mover-level Data","Estimated using emissions factor","Estimated using emissions factor","Estimated using emissions factor","Estimated using emissions factor"]
[650,2020,"AK","St. Michael",57061,"4","IC","SB",{"$nulls":4},"DFO"]
[651,2020,"AK","St. Michael",57061,"UNIT1","IC","RE",{"$nulls":4},"DFO"]
[652,2020,"AK","St. Michael",57061,"UNIT2","IC","RE",{"$nulls":4},"DFO"]
[653,2020,"AK","St. Michael",57061,"UNIT3","IC","RE",{"$nulls":4},"DFO"]
[654,2020,"AK","Stebbins",57055,"1","IC","OP",{"$nulls":4},"DFO",null,{"v":8000.25,"d":"8,000"},{"v":3451.5,"d":"3,452"},{"v":13.289999961853,"d":"13.3"},{"v":5.73400020599365,"d":"5.7"},{"v":1.1599999666214,"d":"1.2"},{"v":653.322998046875,"d":"653.3"},null,"EIA Prime Mover-level Data","EIA Prime Mover-level Data","Estimated using emissions factor","Estimated using emissions factor","Estimated using emissions factor","Estimated using emissions factor"]
[655,2020,"AK","Stebbins",57055,"2","IC","OP",{"$nulls":4},"DFO",null,{"v":8000.25,"d":"8,000"},{"v":3451.5,"d":"3,452"},{"v":13.289999961853,"d":"13.3"},{"v":5.73400020599365,"d":"5.7"},{"v":1.1599999666214,"d":"1.2"},{"v":653.322998046875,"d":"653.3"},null,"EIA Prime Mover-level Data","EIA Prime Mover-level Data","Estimated using emissions factor","Estimated using emissions factor","Estimated using emissions factor","Estimated using emissions factor"]
[656,2020,"AK","Stebbins",57055,"3","IC","OP",{"$nulls":4},"DFO",null,{"v":8000.25,"d":"8,000"},{"v":3451.5,"d":"3,452"},{"v":13.289999961853,"d":"13.3"},{"v":5.73400020599365,"d":"5.7"},{"v":1.1599999666214,"d":"1.2"},{"v":653.322998046875,"d":"653.3"},null,"EIA Prime Mover-level Data","EIA Prime Mover-level Data","Estimated using emissions factor","Estimated using emissions factor","Estimated using emissions factor","Estimated using emissions factor"]
[657,2020,"AK","Stebbins",57055,"4","IC","OP",{"$nulls":4},"DFO",null,{"v":8000.25,"d":"8,000"},{"v":3451.5,"d":"3,452"},{"v":13.289999961853,"d":"13.3"},{"v":5.73400020599365,"d":"5.7"},{"v":1.1599999666214,"d":"1.2"},{"v":653.322998046875,"d":"653.3"},null,"EIA Prime Mover-level Data","EIA Prime Mover-level Data","Estimated using emissions factor","Estimated using emissions factor","Estimated using emissions factor","Estimated using emissions factor"]
[658,2020,"AK","Stebbins",57055,"UNIT1","IC","RE",{"$nulls":4},"DFO"]
[659,2020,"AK","Stebbins",57055,"UNIT2","IC","RE",{"$nulls":4},"DFO"]
[660,2020,"AK","Stebbins",57055,"UNIT3","IC","RE",{"$nulls":4},"DFO"]
[661,2020,"AK","Swampy Acres Microgrid",60250,"13","IC","OP",{"$nulls":4},"DFO"]
[662,2020,"AK","Swampy Acres Microgrid",60250,"6A","IC","OP",{"$nulls":4},"DFO"]
[663,2020,"AK","Swampy Acres Microgrid",60250,"7A","IC","OP",{"$nulls":4},"DFO"]
[664,2020,"AK","Swan Lake",70,"1","HY","OP",{"$nulls":4},"WAT",null,{"v":318670,"d":"318,670"},{"v":145015.5,"d":"145,016"},{"$nulls":5},"EIA Prime Mover-level Data","EIA Prime Mover-level Data"]
[665,2020,"AK","Swan Lake",70,"2","HY","OP",{"$nulls":4},"WAT",null,{"v":318670,"d":"318,670"},{"v":145015.5,"d":"145,016"},{"$nulls":5},"EIA Prime Mover-level Data","EIA Prime Mover-level Data"]
[666,2020,"AK","Sweetheart Lake Hydroelectric Facility",60588,"JHI01","HY","P",{"$nulls":4},"WAT"]
[667,2020,"AK","Sweetheart Lake Hydroelectric Facility",60588,"JHI02","HY","P",{"$nulls":4},"WAT"]
[668,2020,"AK","Sweetheart Lake Hydroelectric Facility",60588,"JHI03","HY","P",{"$nulls":4},"WAT"]
[669,2020,"AK","Terror Lake Microgrid",71,"1","HY","OP",{"$nulls":4},"WAT",null,{"v":369691.34375,"d":"369,691"},{"v":168233,"d":"168,233"},{"$nulls":5},"EIA Prime Mover-level Data","EIA Prime Mover-level Data"]
[670,2020,"AK","Terror Lake Microgrid",71,"2","HY","OP",{"$nulls":4},"WAT",null,{"v":369691.34375,"d":"369,691"},{"v":168233,"d":"168,233"},{"$nulls":5},"EIA Prime Mover-level Data","EIA Prime Mover-level Data"]
[671,2020,"AK","Terror Lake Microgrid",71,"3","HY","OP",{"$nulls":4},"WAT",null,{"v":369691.34375,"d":"369,691"},{"v":168233,"d":"168,233"},{"$nulls":5},"EIA Prime Mover-level Data","EIA Prime Mover-level Data"]
[672,2020,"AK","Tesoro Kenai Cogeneration Plant",52184,"GEN1","GT","OP",{"$nulls":4},"NG",null,{"v":421339.5,"d":"421,340"},{"v":160198.5,"d":"160,199"},{"v":68.1309967041016,"d":"68.1"},{"v":27.6499996185303,"d":"27.6"},{"v":0.630800008773804,"d":"0.6"},{"v":24624.98828125,"d":"24,625.0"},null,"EIA Prime Mover-level Data","EIA Prime Mover-level Data","Estimated using emissions factor","Estimated using emissions factor","Estimated using emissions factor","Estimated using emissions factor"]
[673,2020,"AK","Tesoro Kenai Cogeneration Plant",52184,"GEN2","GT","OP",{"$nulls":4},"NG",null,{"v":421339.5,"d":"421,340"},{"v":160198.5,"d":"160,199"},{"v":68.1309967041016,"d":"68.1"},{"v":27.6499996185303,"d":"27.6"},{"v":0.630800008773804,"d":"0.6"},{"v":24624.98828125,"d":"24,625.0"},null,"EIA Prime Mover-level Data","EIA Prime Mover-level Data","Estimated using emissions factor","Estimated using emissions factor","Estimated using emissions factor","Estimated using emissions factor"]
[674,2020,"AK","Tesoro Kenai Cogeneration Plant",52184,"GEN3","GT","CN",{"$nulls":4},"NG"]
[675,2020,"AK","Thorne Bay Plant",7414,"2","IC","OP",{"$nulls":4},"DFO",null,{"v":541.799987792969,"d":"542"},234,{"v":0.866999983787537,"d":"0.9"},{"v":0.375,"d":"0.4"},{"v":0.0785999968647957,"d":"0.1"},{"v":44.2449989318848,"d":"44.2"},null,"EIA Prime Mover-level Data","EIA Prime Mover-level Data","Estimated using emissions factor","Estimated using emissions factor","Estimated using emissions factor","Estimated using emissions factor"]
[676,2020,"AK","Thorne Bay Plant",7414,"4","IC","OP",{"$nulls":4},"DFO",null,{"v":361.200012207031,"d":"361"},156,{"v":0.578000009059906,"d":"0.6"},{"v":0.25,"d":"0.3"},{"v":0.0524000003933907,"d":"0.1"},{"v":29.4969997406006,"d":"29.5"},null,"EIA Prime Mover-level Data","EIA Prime Mover-level Data","Estimated using emissions factor","Estimated using emissions factor","Estimated using emissions factor","Estimated using emissions factor"]
[677,2020,"AK","TNSG North Plant",58278,"13","IC","OP",{"$nulls":4},"DFO"]
[678,2020,"AK","TNSG North Plant",58278,"CT1","GT","OP",{"$nulls":4},"NG",null,{"v":144490.59375,"d":"144,491"},{"v":53031.60546875,"d":"53,032"},{"v":24.2329998016357,"d":"24.2"},{"v":8.89400005340576,"d":"8.9"},{"v":0.230900004506111,"d":"0.2"},{"v":8444.6845703125,"d":"8,444.7"},null,"EIA Prime Mover-level Data","EIA Prime Mover-level Data","Estimated using emissions factor","Estimated using emissions factor","Estimated using emissions factor","Estimated using emissions factor"]
[679,2020,"AK","TNSG North Plant",58278,"CT2","GT","OP",{"$nulls":4},"NG",null,{"v":144490.59375,"d":"144,491"},{"v":53031.60546875,"d":"53,032"},{"v":24.2329998016357,"d":"24.2"},{"v":8.89400005340576,"d":"8.9"},{"v":0.230900004506111,"d":"0.2"},{"v":8444.6845703125,"d":"8,444.7"},null,"EIA Prime Mover-level Data","EIA Prime Mover-level Data","Estimated using emissions factor","Estimated using emissions factor","Estimated using emissions factor","Estimated using emissions factor"]
[680,2020,"AK","TNSG North Plant",58278,"CT3","GT","OP",{"$nulls":4},"NG",null,{"v":208399.90625,"d":"208,400"},{"v":76487.890625,"d":"76,488"},{"v":34.9519996643066,"d":"35.0"},{"v":12.8280000686646,"d":"12.8"},{"v":0.333000004291534,"d":"0.3"},{"v":12179.833984375,"d":"12,179.8"},null,"EIA Prime Mover-level Data","EIA Prime Mover-level Data","Estimated using emissions factor","Estimated using emissions factor","Estimated using emissions factor","Estimated using emissions factor"]
[681,2020,"AK","TNSG North Plant",58278,"CT4","GT","OP",{"$nulls":4},"NG",null,{"v":208399.90625,"d":"208,400"},{"v":76487.890625,"d":"76,488"},{"v":34.9519996643066,"d":"35.0"},{"v":12.8280000686646,"d":"12.8"},{"v":0.333000004291534,"d":"0.3"},{"v":12179.833984375,"d":"12,179.8"},null,"EIA Prime Mover-level Data","EIA Prime Mover-level Data","Estimated using emissions factor","Estimated using emissions factor","Estimated using emissions factor","Estimated using emissions factor"]
[682,2020,"AK","TNSG South Plant",58117,"12","IC","RE",{"$nulls":4},"NG"]
[683,2020,"AK","TNSG South Plant",58117,"1A","IC","OP",{"$nulls":4},"NG",null,{"v":124.564002990723,"d":"125"},{"v":45.9490013122559,"d":"46"},{"v":0.180999994277954,"d":"0.2"},{"v":0.0659999996423721,"d":"0.1"},{"v":0.000199999994947575,"d":"0.0"},{"v":7.28000020980835,"d":"7.3"},null,"EIA Prime Mover-level Data","EIA Prime Mover-level Data","Estimated using emissions factor","Estimated using emissions factor","Estimated using emissions factor","Estimated using emissions factor"]
[684,2020,"AK","TNSG South Plant",58117,"2","IC","OP",{"$nulls":4},"NG",null,{"v":71.1790008544922,"d":"71"},{"v":26.2560005187988,"d":"26"},{"v":0.103000000119209,"d":"0.1"},{"v":0.0379999987781048,"d":"0.0"},{"v":9.99999974737875e-05,"d":"0.0"},{"v":4.15999984741211,"d":"4.2"},null,"EIA Prime Mover-level Data","EIA Prime Mover-level Data","Estimated using emissions factor","Estimated using emissions factor","Estimated using emissions factor","Estimated using emissions factor"]
[685,2020,"AK","TNSG South Plant",58117,"3","IC","OP",{"$nulls":4},"NG",null,{"v":71.1790008544922,"d":"71"},{"v":26.2560005187988,"d":"26"},{"v":0.103000000119209,"d":"0.1"},{"v":0.0379999987781048,"d":"0.0"},{"v":9.99999974737875e-05,"d":"0.0"},{"v":4.15999984741211,"d":"4.2"},null,"EIA Prime Mover-level Data","EIA Prime Mover-level Data","Estimated using emissions factor","Estimated using emissions factor","Estimated using emissions factor","Estimated using emissions factor"]
[686,2020,"AK","TNSG South Plant",58117,"4A","IC","OP",{"$nulls":4},"NG",null,{"v":124.564002990723,"d":"125"},{"v":45.9490013122559,"d":"46"},{"v":0.180999994277954,"d":"0.2"},{"v":0.0659999996423721,"d":"0.1"},{"v":0.000199999994947575,"d":"0.0"},{"v":7.28000020980835,"d":"7.3"},null,"EIA Prime Mover-level Data","EIA Prime Mover-level Data","Estimated using emissions factor","Estimated using emissions factor","Estimated using emissions factor","Estimated using emissions factor"]
[687,2020,"AK","TNSG South Plant",58117,"6","IC","OP",{"$nulls":4},"NG",null,{"v":302.513000488281,"d":"303"},{"v":111.589996337891,"d":"112"},{"v":0.439000010490417,"d":"0.4"},{"v":0.160999998450279,"d":"0.2"},{"v":0.000500000023748726,"d":"0.0"},{"v":17.6800003051758,"d":"17.7"},null,"EIA Prime Mover-level Data","EIA Prime Mover-level Data","Estimated using emissions factor","Estimated using emissions factor","Estimated using emissions factor","Estimated using emissions factor"]
[688,2020,"AK","Togiak",6348,"1","IC","OP",{"$nulls":4},"DFO",null,{"v":5766.85693359375,"d":"5,767"},{"v":2488.5,"d":"2,489"},{"v":9.57999992370605,"d":"9.6"},{"v":4.13399982452393,"d":"4.1"},{"v":0.836199998855591,"d":"0.8"},{"v":470.93798828125,"d":"470.9"},null,"EIA Prime Mover-level Data","EIA Prime Mover-level Data","Estimated using emissions factor","Estimated using emissions factor","Estimated using emissions factor","Estimated using emissions factor"]
[689,2020,"AK","Togiak",6348,"2","IC","RE",{"$nulls":4},"DFO"]
[690,2020,"AK","Togiak",6348,"2a","IC","RE",{"$nulls":4},"DFO"]
[691,2020,"AK","Togiak",6348,"2B","IC","OP",{"$nulls":4},"DFO",null,{"v":5766.85693359375,"d":"5,767"},{"v":2488.5,"d":"2,489"},{"v":9.57999992370605,"d":"9.6"},{"v":4.13399982452393,"d":"4.1"},{"v":0.836199998855591,"d":"0.8"},{"v":470.93798828125,"d":"470.9"},null,"EIA Prime Mover-level Data","EIA Prime Mover-level Data","Estimated using emissions factor","Estimated using emissions factor","Estimated using emissions factor","Estimated using emissions factor"]
[692,2020,"AK","Togiak",6348,"3","IC","OP",{"$nulls":4},"DFO",null,{"v":10572.5712890625,"d":"10,573"},{"v":4562.25,"d":"4,562"},{"v":17.5629997253418,"d":"17.6"},{"v":7.5789999961853,"d":"7.6"},{"v":1.53299999237061,"d":"1.5"},{"v":863.387023925781,"d":"863.4"},null,"EIA Prime Mover-level Data","EIA Prime Mover-level Data","Estimated using emissions factor","Estimated using emissions factor","Estimated using emissions factor","Estimated using emissions factor"]
[693,2020,"AK","Togiak",6348,"4","IC","RE",{"$nulls":4},"DFO"]
[694,2020,"AK","Togiak",6348,"4a","IC","RE",{"$nulls":4},"DFO"]
[695,2020,"AK","Togiak",6348,"4B","IC","RE",{"$nulls":4},"DFO"]
[696,2020,"AK","Togiak",6348,"4C","IC","OP",{"$nulls":4},"DFO",null,{"v":4805.7138671875,"d":"4,806"},{"v":2073.75,"d":"2,074"},{"v":7.98299980163574,"d":"8.0"},{"v":3.4449999332428,"d":"3.4"},{"v":0.696799993515015,"d":"0.7"},{"v":392.447998046875,"d":"392.4"},null,"EIA Prime Mover-level Data","EIA Prime Mover-level Data","Estimated using emissions factor","Estimated using emissions factor","Estimated using emissions factor","Estimated using emissions factor"]
[697,2020,"AK","Togiak",6348,"5","IC","RE",{"$nulls":4},"DFO"]
[698,2020,"AK","Togiak",6348,"5A","IC","RE",{"$nulls":4},"DFO"]
[699,2020,"AK","Tok",406,"3A","IC","OP",{"$nulls":4},"DFO",null,{"v":23839.546875,"d":"23,840"},{"v":10283.2451171875,"d":"10,283"},{"v":38.1419982910156,"d":"38.1"},{"v":16.4519996643066,"d":"16.5"},{"v":3.45670008659363,"d":"3.5"},{"v":1946.80603027344,"d":"1,946.8"},null,"EIA Prime Mover-level Data","EIA Prime Mover-level Data","Estimated using emissions factor","Estimated using emissions factor","Estimated using emissions factor","Estimated using emissions factor"]
[700,2020,"AK","Tok",406,"4A","IC","OP",{"$nulls":4},"DFO",null,{"v":20171.923828125,"d":"20,172"},{"v":8701.2080078125,"d":"8,701"},{"v":32.273998260498,"d":"32.3"},{"v":13.9209995269775,"d":"13.9"},{"v":2.92490005493164,"d":"2.9"},{"v":1647.29699707031,"d":"1,647.3"},null,"EIA Prime Mover-level Data","EIA Prime Mover-level Data","Estimated using emissions factor","Estimated using emissions factor","Estimated using emissions factor","Estimated using emissions factor"]
[701,2020,"AK","Tok",406,"5A","IC","OP",{"$nulls":4},"DFO",null,{"v":20171.923828125,"d":"20,172"},{"v":8701.2080078125,"d":"8,701"},{"v":32.273998260498,"d":"32.3"},{"v":13.9209995269775,"d":"13.9"},{"v":2.92490005493164,"d":"2.9"},{"v":1647.29699707031,"d":"1,647.3"},null,"EIA Prime Mover-level Data","EIA Prime Mover-level Data","Estimated using emissions factor","Estimated using emissions factor","Estimated using emissions factor","Estimated using emissions factor"]
[702,2020,"AK","Tok",406,"6","IC","OS",{"$nulls":4},"DFO",null,{"v":9169.056640625,"d":"9,169"},{"v":3955.09399414063,"d":"3,955"},{"v":14.6700000762939,"d":"14.7"},{"v":6.32800006866455,"d":"6.3"},{"v":1.32949995994568,"d":"1.3"},{"v":748.77099609375,"d":"748.8"},null,"EIA Prime Mover-level Data","EIA Prime Mover-level Data","Estimated using emissions factor","Estimated using emissions factor","Estimated using emissions factor","Estimated using emissions factor"]
[703,2020,"AK","Tok",406,"8","IC","OP",{"$nulls":4},"DFO",null,{"v":7335.2451171875,"d":"7,335"},{"v":3164.07495117188,"d":"3,164"},{"v":11.7360000610352,"d":"11.7"},{"v":5.06199979782104,"d":"5.1"},{"v":1.06359994411469,"d":"1.1"},{"v":599.017028808594,"d":"599.0"},null,"EIA Prime Mover-level Data","EIA Prime Mover-level Data","Estimated using emissions factor","Estimated using emissions factor","Estimated using emissions factor","Estimated using emissions factor"]
[704,2020,"AK","Tok",406,"9","IC","OP",{"$nulls":4},"DFO",null,{"v":16504.302734375,"d":"16,504"},{"v":7119.169921875,"d":"7,119"},{"v":26.4060001373291,"d":"26.4"},{"v":11.3900003433228,"d":"11.4"},{"v":2.39310002326965,"d":"2.4"},{"v":1347.78894042969,"d":"1,347.8"},null,"EIA Prime Mover-level Data","EIA Prime Mover-level Data","Estimated using emissions factor","Estimated using emissions factor","Estimated using emissions factor","Estimated using emissions factor"]
[705,2020,"AK","Toksook Bay",57067,"1A","IC","OP",{"$nulls":4},"DFO",null,{"v":11570.2861328125,"d":"11,570"},{"v":4988.18994140625,"d":"4,988"},{"v":19.2220001220703,"d":"19.2"},{"v":8.28699970245361,"d":"8.3"},{"v":1.67770004272461,"d":"1.7"},{"v":944.862976074219,"d":"944.9"},null,"EIA Prime Mover-level Data","EIA Prime Mover-level Data","Estimated using emissions factor","Estimated using emissions factor","Estimated using emissions factor","Estimated using emissions factor"]
[706,2020,"AK","Toksook Bay",57067,"UNIT1","IC","RE",{"$nulls":4},"DFO"]
[707,2020,"AK","Toksook Bay",57067,"UNIT2","IC","OP",{"$nulls":4},"DFO",null,{"v":7231.42919921875,"d":"7,231"},{"v":3117.61889648438,"d":"3,118"},{"v":12.0139999389648,"d":"12.0"},{"v":5.17899990081787,"d":"5.2"},{"v":1.0485999584198,"d":"1.0"},{"v":590.539001464844,"d":"590.5"},null,"EIA Prime Mover-level Data","EIA Prime Mover-level Data","Estimated using emissions factor","Estimated using emissions factor","Estimated using emissions factor","Estimated using emissions factor"]
[708,2020,"AK","Toksook Bay",57067,"UNIT3","IC","OP",{"$nulls":4},"DFO",null,{"v":11570.2861328125,"d":"11,570"},{"v":4988.18994140625,"d":"4,988"},{"v":19.2220001220703,"d":"19.2"},{"v":8.28699970245361,"d":"8.3"},{"v":1.67770004272461,"d":"1.7"},{"v":944.862976074219,"d":"944.9"},null,"EIA Prime Mover-level Data","EIA Prime Mover-level Data","Estimated using emissions factor","Estimated using emissions factor","Estimated using emissions factor","Estimated using emissions factor"]
[709,2020,"AK","Tyee Lake Hydroelectric Facility",61166,"UNIT1","HY","OP",{"$nulls":4},"WAT",null,{"v":393281,"d":"393,281"},{"v":178967.5,"d":"178,968"},{"$nulls":5},"EIA Prime Mover-level Data","EIA Prime Mover-level Data"]
[710,2020,"AK","Tyee Lake Hydroelectric Facility",61166,"UNIT2","HY","OP",{"$nulls":4},"WAT",null,{"v":393281,"d":"393,281"},{"v":178967.5,"d":"178,968"},{"$nulls":5},"EIA Prime Mover-level Data","EIA Prime Mover-level Data"]
[711,2020,"AK","Unalakleet",6299,"1","IC","RE",{"$nulls":4},"DFO"]
[712,2020,"AK","Unalakleet",6299,"2","IC","RE",{"$nulls":4},"DFO"]
[713,2020,"AK","Unalakleet",6299,"3","IC","RE",{"$nulls":4},"DFO"]
[714,2020,"AK","Unalakleet",6299,"4","IC","RE",{"$nulls":4},"DFO"]
[715,2020,"AK","Unalakleet",6299,"5","IC","OP",{"$nulls":4},"DFO",null,{"v":8028.5,"d":"8,029"},{"v":3462.5,"d":"3,463"},{"v":12.9010000228882,"d":"12.9"},{"v":5.56400012969971,"d":"5.6"},{"v":1.16410005092621,"d":"1.2"},{"v":655.630004882813,"d":"655.6"},null,"EIA Prime Mover-level Data","EIA Prime Mover-level Data","Estimated using emissions factor","Estimated using emissions factor","Estimated using emissions factor","Estimated using emissions factor"]
[716,2020,"AK","Unalakleet",6299,"6","IC","OP",{"$nulls":4},"DFO",null,{"v":8028.5,"d":"8,029"},{"v":3462.5,"d":"3,463"},{"v":12.9010000228882,"d":"12.9"},{"v":5.56400012969971,"d":"5.6"},{"v":1.16410005092621,"d":"1.2"},{"v":655.630004882813,"d":"655.6"},null,"EIA Prime Mover-level Data","EIA Prime Mover-level Data","Estimated using emissions factor","Estimated using emissions factor","Estimated using emissions factor","Estimated using emissions factor"]
[717,2020,"AK","Unalakleet",6299,"7","IC","OP",{"$nulls":4},"DFO",null,{"v":8028.5,"d":"8,029"},{"v":3462.5,"d":"3,463"},{"v":12.9010000228882,"d":"12.9"},{"v":5.56400012969971,"d":"5.6"},{"v":1.16410005092621,"d":"1.2"},{"v":655.630004882813,"d":"655.6"},null,"EIA Prime Mover-level Data","EIA Prime Mover-level Data","Estimated using emissions factor","Estimated using emissions factor","Estimated using emissions factor","Estimated using emissions factor"]
[718,2020,"AK","Unalakleet",6299,"8","IC","OP",{"$nulls":4},"DFO",null,{"v":8028.5,"d":"8,029"},{"v":3462.5,"d":"3,463"},{"v":12.9010000228882,"d":"12.9"},{"v":5.56400012969971,"d":"5.6"},{"v":1.16410005092621,"d":"1.2"},{"v":655.630004882813,"d":"655.6"},null,"EIA Prime Mover-level Data","EIA Prime Mover-level Data","Estimated using emissions factor","Estimated using emissions factor","Estimated using emissions factor","Estimated using emissions factor"]
[719,2020,"AK","Unalaska Power Module",7503,"7","IC","OP",{"$nulls":4},"DFO",null,{"v":31453,"d":"31,453"},{"v":13566,"d":"13,566"},{"v":50.8209991455078,"d":"50.8"},{"v":21.9200000762939,"d":"21.9"},{"v":4.56069993972778,"d":"4.6"},{"v":2568.5419921875,"d":"2,568.5"},null,"EIA Prime Mover-level Data","EIA Prime Mover-level Data","Estimated using emissions factor","Estimated using emissions factor","Estimated using emissions factor","Estimated using emissions factor"]
[720,2020,"AK","Unisea G 2",54422,"CAT1","IC","RE",{"$nulls":4},"DFO"]
[721,2020,"AK","Unisea G 2",54422,"CAT2","IC","RE",{"$nulls":4},"DFO"]
[722,2020,"AK","Unisea G 2",54422,"CAT4","IC","OP",{"$nulls":4},"DFO",null,{"v":18672.400390625,"d":"18,672"},{"v":8053.6572265625,"d":"8,054"},{"v":29.798999786377,"d":"29.8"},{"v":12.8549995422363,"d":"12.9"},{"v":2.69689989089966,"d":"2.7"},{"v":1524.84204101563,"d":"1,524.8"},null,"EIA Prime Mover-level Data","EIA Prime Mover-level Data","Estimated using emissions factor","Estimated using emissions factor","Estimated using emissions factor","Estimated using emissions factor"]
[723,2020,"AK","Unisea G 2",54422,"CAT5","IC","OP",{"$nulls":4},"DFO",null,{"v":18672.400390625,"d":"18,672"},{"v":8053.6572265625,"d":"8,054"},{"v":29.798999786377,"d":"29.8"},{"v":12.8549995422363,"d":"12.9"},{"v":2.69689989089966,"d":"2.7"},{"v":1524.84204101563,"d":"1,524.8"},null,"EIA Prime Mover-level Data","EIA Prime Mover-level Data","Estimated using emissions factor","Estimated using emissions factor","Estimated using emissions factor","Estimated using emissions factor"]
[724,2020,"AK","Unisea G 2",54422,"GEN1","IC","OP",{"$nulls":4},"DFO",null,{"v":46681,"d":"46,681"},{"v":20134.142578125,"d":"20,134"},{"v":74.4980010986328,"d":"74.5"},{"v":32.1370010375977,"d":"32.1"},{"v":6.74230003356934,"d":"6.7"},{"v":3812.10400390625,"d":"3,812.1"},null,"EIA Prime Mover-level Data","EIA Prime Mover-level Data","Estimated using emissions factor","Estimated using emissions factor","Estimated using emissions factor","Estimated using emissions factor"]
[725,2020,"AK","Unisea G 2",54422,"GEN2","IC","OP",{"$nulls":4},"DFO",null,{"v":48548.23828125,"d":"48,548"},{"v":20939.5078125,"d":"20,940"},{"v":77.4779968261719,"d":"77.5"},{"v":33.4230003356934,"d":"33.4"},{"v":7.01200008392334,"d":"7.0"},{"v":3964.58911132813,"d":"3,964.6"},null,"EIA Prime Mover-level Data","EIA Prime Mover-level Data","Estimated using emissions factor","Estimated using emissions factor","Estimated using emissions factor","Estimated using emissions factor"]
[726,2020,"AK","Unisea G 2",54422,"GEN3","IC","OP",{"$nulls":4},"DFO",null,{"v":50415.48046875,"d":"50,415"},{"v":21744.875,"d":"21,745"},{"v":80.4580001831055,"d":"80.5"},{"v":34.7080001831055,"d":"34.7"},{"v":7.28170013427734,"d":"7.3"},{"v":4117.0732421875,"d":"4,117.1"},null,"EIA Prime Mover-level Data","EIA Prime Mover-level Data","Estimated using emissions factor","Estimated using emissions factor","Estimated using emissions factor","Estimated using emissions factor"]
[727,2020,"AK","Unisea G 2",54422,"GEN4","IC","OP",{"$nulls":4},"DFO",null,{"v":46681,"d":"46,681"},{"v":20134.142578125,"d":"20,134"},{"v":74.4980010986328,"d":"74.5"},{"v":32.1370010375977,"d":"32.1"},{"v":6.74230003356934,"d":"6.7"},{"v":3812.10400390625,"d":"3,812.1"},null,"EIA Prime Mover-level Data","EIA Prime Mover-level Data","Estimated using emissions factor","Estimated using emissions factor","Estimated using emissions factor","Estimated using emissions factor"]
[728,2020,"AK","Unisea G 2",54422,"GEN5","IC","OP",{"$nulls":4},"DFO",null,{"v":50415.48046875,"d":"50,415"},{"v":21744.875,"d":"21,745"},{"v":80.4580001831055,"d":"80.5"},{"v":34.7080001831055,"d":"34.7"},{"v":7.28170013427734,"d":"7.3"},{"v":4117.0732421875,"d":"4,117.1"},null,"EIA Prime Mover-level Data","EIA Prime Mover-level Data","Estimated using emissions factor","Estimated using emissions factor","Estimated using emissions factor","Estimated using emissions factor"]
[729,2020,"AK","Unisea G 2",54422,"GEN6","IC","OP",{"$nulls":4},"DFO",null,{"v":46681,"d":"46,681"},{"v":20134.142578125,"d":"20,134"},{"v":74.4980010986328,"d":"74.5"},{"v":32.1370010375977,"d":"32.1"},{"v":6.74230003356934,"d":"6.7"},{"v":3812.10400390625,"d":"3,812.1"},null,"EIA Prime Mover-level Data","EIA Prime Mover-level Data","Estimated using emissions factor","Estimated using emissions factor","Estimated using emissions factor","Estimated using emissions factor"]
[730,2020,"AK","University of Alaska Fairbanks",50711,"BLR1","ST","RE",{"$nulls":3},3,"JF",null,0,0,{"v":0,"d":"0.0"},{"v":0,"d":"0.0"},{"v":0,"d":"0.0"},{"v":0,"d":"0.0"},null,"EIA Unit-level Data","EIA Unit-Level Data","Estimated using emissions factor","Estimated using emissions factor","Estimated using emissions factor and plant-specific sulfur content","Estimated using emissions factor"]
[731,2020,"AK","University of Alaska Fairbanks",50711,"BLR2","ST","RE",{"$nulls":3},3,"JF",null,0,0,{"v":0,"d":"0.0"},{"v":0,"d":"0.0"},{"v":0,"d":"0.0"},{"v":0,"d":"0.0"},null,"EIA Unit-level Data","EIA Unit-Level Data","Estimated using emissions factor","Estimated using emissions factor","Estimated using emissions factor and plant-specific sulfur content","Estimated using emissions factor"]
[732,2020,"AK","University of Alaska Fairbanks",50711,"BLR3","ST","OP",{"$nulls":3},4,"JF",null,{"v":14409.2001953125,"d":"14,409"},0,{"v":1.36600005626678,"d":"1.4"},{"v":0.867999970912933,"d":"0.9"},{"v":0.00410000002011657,"d":"0.0"},{"v":1147.10095214844,"d":"1,147.1"},null,"EIA Unit-level Data","EIA Unit-Level Data","Estimated using emissions factor","Estimated using emissions factor","Estimated using emissions factor","Estimated using emissions factor"]
[733,2020,"AK","University of Alaska Fairbanks",50711,"BLR4","ST","OP",{"$nulls":3},4,"JF",null,{"v":72747.203125,"d":"72,747"},{"v":56107.19921875,"d":"56,107"},{"v":6.89699983596802,"d":"6.9"},{"v":4.38500022888184,"d":"4.4"},{"v":0.0207000002264977,"d":"0.0"},{"v":5791.3251953125,"d":"5,791.3"},null,"EIA Unit-level Data","EIA Unit-Level Data","Estimated using emissions factor","Estimated using emissions factor","Estimated using emissions factor","Estimated using emissions factor"]
[734,2020,"AK","University of Alaska Fairbanks",50711,"BLR5","ST","OP",{"$nulls":3},4,"SUB",null,{"v":1186752.5,"d":"1,186,753"},{"v":431405.59375,"d":"431,406"},{"v":199.121994018555,"d":"199.1"},{"v":72.2529983520508,"d":"72.3"},{"v":571.458190917969,"d":"571.5"},{"v":126862.1796875,"d":"126,862.2"},null,"EIA Unit-level Data","EIA Unit-Level Data","Estimated using emissions factor","Estimated using emissions factor","Estimated using emissions factor","Estimated using emissions factor",null,"OT"]
[735,2020,"AK","University of Alaska Fairbanks",50711,"GEN4","IC","SB",{"$nulls":4},"DFO",null,0,0,{"v":0,"d":"0.0"},{"v":0,"d":"0.0"},{"v":0,"d":"0.0"},{"v":0,"d":"0.0"},null,"EIA Prime Mover-level Data","EIA Prime Mover-level Data","Estimated using emissions factor","Estimated using emissions factor","Estimated using emissions factor","Estimated using emissions factor"]
[736,2020,"AK","Upper Kalskag",57054,"UNIT1","IC","OP",{"$nulls":4},"DFO",null,{"v":2713.09106445313,"d":"2,713"},{"v":1170,"d":"1,170"},{"v":4.50699996948242,"d":"4.5"},{"v":1.94400000572205,"d":"1.9"},{"v":0.393400013446808,"d":"0.4"},{"v":221.559005737305,"d":"221.6"},null,"EIA Prime Mover-level Data","EIA Prime Mover-level Data","Estimated using emissions factor","Estimated using emissions factor","Estimated using emissions factor","Estimated using emissions factor"]
[737,2020,"AK","Upper Kalskag",57054,"UNIT2","IC","OP",{"$nulls":4},"DFO",null,{"v":5426.18212890625,"d":"5,426"},{"v":2340,"d":"2,340"},{"v":9.01500034332275,"d":"9.0"},{"v":3.88700008392334,"d":"3.9"},{"v":0.786800026893616,"d":"0.8"},{"v":443.118011474609,"d":"443.1"},null,"EIA Prime Mover-level Data","EIA Prime Mover-level Data","Estimated using emissions factor","Estimated using emissions factor","Estimated using emissions factor","Estimated using emissions factor"]
[738,2020,"AK","Upper Kalskag",57054,"UNIT3","IC","OP",{"$nulls":4},"DFO",null,{"v":6782.72705078125,"d":"6,783"},{"v":2925,"d":"2,925"},{"v":11.2679996490479,"d":"11.3"},{"v":4.85900020599365,"d":"4.9"},{"v":0.983500003814697,"d":"1.0"},{"v":553.89697265625,"d":"553.9"},null,"EIA Prime Mover-level Data","EIA Prime Mover-level Data","Estimated using emissions factor","Estimated using emissions factor","Estimated using emissions factor","Estimated using emissions factor"]
[739,2020,"AK","Utility Plants Section",50308,"3","ST","OP",{"$nulls":3},5,"SUB",null,{"v":351288.3125,"d":"351,288"},{"v":35750.23046875,"d":"35,750"},{"v":58.4739990234375,"d":"58.5"},{"v":17.6730003356934,"d":"17.7"},{"v":55.9553985595703,"d":"56.0"},{"v":37568.953125,"d":"37,569.0"},null,"EIA Unit-level Data","EIA Unit-Level Data","Estimated using emissions factor","Estimated using emissions factor","Estimated using emissions factor and plant-specific sulfur content","Estimated using emissions factor"]
[740,2020,"AK","Utility Plants Section",50308,"4","ST","OP",{"$nulls":3},5,"SUB",null,{"v":649999.0625,"d":"649,999"},{"v":270808.8125,"d":"270,809"},{"v":108.196998596191,"d":"108.2"},{"v":32.7000007629395,"d":"32.7"},{"v":107.880500793457,"d":"107.9"},{"v":69514.9375,"d":"69,514.9"},null,"EIA Unit-level Data","EIA Unit-Level Data","Estimated using emissions factor","Estimated using emissions factor","Estimated using emissions factor and plant-specific sulfur content","Estimated using emissions factor"]
[741,2020,"AK","Utility Plants Section",50308,"5","ST","OP",{"$nulls":3},5,"SUB",null,{"v":687453.625,"d":"687,454"},{"v":220641.546875,"d":"220,642"},{"v":114.430999755859,"d":"114.4"},{"v":34.5839996337891,"d":"34.6"},{"v":113.059097290039,"d":"113.1"},{"v":73520.5625,"d":"73,520.6"},null,"EIA Unit-level Data","EIA Unit-Level Data","Estimated using emissions factor","Estimated using emissions factor","Estimated using emissions factor and plant-specific sulfur content","Estimated using emissions factor"]
[742,2020,"AK","Utility Plants Section",50308,"6","ST","OP",{"$nulls":3},5,"SUB",null,{"v":449039.90625,"d":"449,040"},{"v":154426.140625,"d":"154,426"},{"v":74.7460021972656,"d":"74.7"},{"v":22.5900001525879,"d":"22.6"},{"v":74.5390014648438,"d":"74.5"},{"v":48023.1171875,"d":"48,023.1"},null,"EIA Unit-level Data","EIA Unit-Level Data","Estimated using emissions factor","Estimated using emissions factor","Estimated using emissions factor and plant-specific sulfur content","Estimated using emissions factor"]
[743,2020,"AK","Utility Plants Section",50308,"7","ST","OP",{"$nulls":3},5,"SUB",null,{"v":472943.6875,"d":"472,944"},{"v":109534.515625,"d":"109,535"},{"v":78.7249984741211,"d":"78.7"},{"v":23.7929992675781,"d":"23.8"},{"v":74.5459976196289,"d":"74.5"},{"v":50579.53515625,"d":"50,579.5"},null,"EIA Unit-level Data","EIA Unit-Level Data","Estimated using emissions factor","Estimated using emissions factor","Estimated using emissions factor and plant-specific sulfur content","Estimated using emissions factor"]
[744,2020,"AK","Utility Plants Section",50308,"8","ST","OP",{"$nulls":3},5,"SUB",null,{"v":518454,"d":"518,454"},{"v":158174.375,"d":"158,174"},{"v":86.3000030517578,"d":"86.3"},{"v":26.0820007324219,"d":"26.1"},{"v":83.3581008911133,"d":"83.4"},{"v":55446.69140625,"d":"55,446.7"},null,"EIA Unit-level Data","EIA Unit-Level Data","Estimated using emissions factor","Estimated using emissions factor","Estimated using emissions factor and plant-specific sulfur content","Estimated using emissions factor"]
[745,2020,"AK","Valdez",6306,"1","IC","RE",{"$nulls":4},"DFO"]
[746,2020,"AK","Valdez",6306,"11","IC","OP",{"$nulls":4},"DFO",null,{"v":10054.8837890625,"d":"10,055"},{"v":4336.93017578125,"d":"4,337"},{"v":16.1569995880127,"d":"16.2"},{"v":6.9689998626709,"d":"7.0"},{"v":1.45799994468689,"d":"1.5"},{"v":821.111022949219,"d":"821.1"},null,"EIA Prime Mover-level Data","EIA Prime Mover-level Data","Estimated using emissions factor","Estimated using emissions factor","Estimated using emissions factor","Estimated using emissions factor"]
[747,2020,"AK","Valdez",6306,"12","IC","OP",{"$nulls":4},"DFO",null,{"v":10054.8837890625,"d":"10,055"},{"v":4336.93017578125,"d":"4,337"},{"v":16.1569995880127,"d":"16.2"},{"v":6.9689998626709,"d":"7.0"},{"v":1.45799994468689,"d":"1.5"},{"v":821.111022949219,"d":"821.1"},null,"EIA Prime Mover-level Data","EIA Prime Mover-level Data","Estimated using emissions factor","Estimated using emissions factor","Estimated using emissions factor","Estimated using emissions factor"]
[748,2020,"AK","Valdez",6306,"2","IC","RE",{"$nulls":4},"DFO"]
[749,2020,"AK","Valdez",6306,"3","IC","RE",{"$nulls":4},"DFO"]
[750,2020,"AK","Valdez",6306,"4","IC","OP",{"$nulls":4},"DFO",null,{"v":11940.1748046875,"d":"11,940"},{"v":5150.10400390625,"d":"5,150"},{"v":19.1860008239746,"d":"19.2"},{"v":8.27499961853027,"d":"8.3"},{"v":1.73129999637604,"d":"1.7"},{"v":975.068969726563,"d":"975.1"},null,"EIA Prime Mover-level Data","EIA Prime Mover-level Data","Estimated using emissions factor","Estimated using emissions factor","Estimated using emissions factor","Estimated using emissions factor"]
[751,2020,"AK","Valdez",6306,"5","IC","OP",{"$nulls":4},"DFO",null,{"v":16339.1865234375,"d":"16,339"},{"v":7047.51220703125,"d":"7,048"},{"v":26.2549991607666,"d":"26.3"},{"v":11.3240003585815,"d":"11.3"},{"v":2.3691999912262,"d":"2.4"},{"v":1334.30505371094,"d":"1,334.3"},null,"EIA Prime Mover-level Data","EIA Prime Mover-level Data","Estimated using emissions factor","Estimated using emissions factor","Estimated using emissions factor","Estimated using emissions factor"]
[752,2020,"AK","Valdez",6306,"6","IC","OP",{"$nulls":4},"DFO",null,{"v":5655.8720703125,"d":"5,656"},{"v":2439.52294921875,"d":"2,440"},{"v":9.08800029754639,"d":"9.1"},{"v":3.92000007629395,"d":"3.9"},{"v":0.820100009441376,"d":"0.8"},{"v":461.875,"d":"461.9"},null,"EIA Prime Mover-level Data","EIA Prime Mover-level Data","Estimated using emissions factor","Estimated using emissions factor","Estimated using emissions factor","Estimated using emissions factor"]
[753,2020,"AK","Valdez",6306,"7","GT","RE",{"$nulls":4},"DFO"]
[754,2020,"AK","Valdez Cogen",7841,"1","GT","OP",{"$nulls":4},"WO",null,{"v":312622,"d":"312,622"},{"v":134858,"d":"134,858"},{"v":131.585998535156,"d":"131.6"},{"v":56.7639999389648,"d":"56.8"},{"v":14.9863996505737,"d":"15.0"},{"v":26650.365234375,"d":"26,650.4"},null,"EIA Prime Mover-level Data","EIA Prime Mover-level Data","Estimated using emissions factor","Estimated using emissions factor","Estimated using emissions factor","Estimated using emissions factor"]
[755,2020,"AK","Viking",56147,"1","IC","OS",{"$nulls":4},"DFO"]
[756,2020,"AK","Westward Seafoods",54305,"2","IC","OP",{"$nulls":4},"DFO",null,{"v":48031,"d":"48,031"},{"v":20608.666015625,"d":"20,609"},{"v":72.1999969482422,"d":"72.2"},{"v":30.9790000915527,"d":"31.0"},{"v":6.96449995040894,"d":"7.0"},{"v":3922.34912109375,"d":"3,922.3"},null,"EIA Prime Mover-level Data","EIA Prime Mover-level Data","Estimated using emissions factor","Estimated using emissions factor","Estimated using emissions factor","Estimated using emissions factor"]
[757,2020,"AK","Westward Seafoods",54305,"3","IC","OP",{"$nulls":4},"DFO",null,{"v":48031,"d":"48,031"},{"v":20608.666015625,"d":"20,609"},{"v":72.1999969482422,"d":"72.2"},{"v":30.9790000915527,"d":"31.0"},{"v":6.96449995040894,"d":"7.0"},{"v":3922.34912109375,"d":"3,922.3"},null,"EIA Prime Mover-level Data","EIA Prime Mover-level Data","Estimated using emissions factor","Estimated using emissions factor","Estimated using emissions factor","Estimated using emissions factor"]
[758,2020,"AK","Westward Seafoods",54305,"4","IC","OP",{"$nulls":4},"DFO",null,{"v":48031,"d":"48,031"},{"v":20608.666015625,"d":"20,609"},{"v":72.1999969482422,"d":"72.2"},{"v":30.9790000915527,"d":"31.0"},{"v":6.96449995040894,"d":"7.0"},{"v":3922.34912109375,"d":"3,922.3"},null,"EIA Prime Mover-level Data","EIA Prime Mover-level Data","Estimated using emissions factor","Estimated using emissions factor","Estimated using emissions factor","Estimated using emissions factor"]
[759,2020,"AK","Whitman",58977,"WPG-1","HY","OP",{"$nulls":4},"WAT",null,{"v":67523.625,"d":"67,524"},{"v":30727.125,"d":"30,727"},{"$nulls":5},"EIA Prime Mover-level Data","EIA Prime Mover-level Data"]
[760,2020,"AK","Whitman",58977,"WPG-2","HY","OP",{"$nulls":4},"WAT",null,{"v":15582.375,"d":"15,582"},{"v":7090.875,"d":"7,091"},{"$nulls":5},"EIA Prime Mover-level Data","EIA Prime Mover-level Data"]
[761,2020,"AK","Wrangell",95,"1","IC","RE",{"$nulls":4},"DFO"]
[762,2020,"AK","Wrangell",95,"11","IC","OP",{"$nulls":4},"DFO",null,{"v":1225.17700195313,"d":"1,225"},{"v":528.471008300781,"d":"528"},{"v":2.07399988174438,"d":"2.1"},{"v":0.894999980926514,"d":"0.9"},{"v":0.177699998021126,"d":"0.2"},{"v":100.051002502441,"d":"100.1"},null,"EIA Prime Mover-level Data","EIA Prime Mover-level Data","Estimated using emissions factor","Estimated using emissions factor","Estimated using emissions factor","Estimated using emissions factor"]
[763,2020,"AK","Wrangell",95,"12","IC","OP",{"$nulls":4},"DFO",null,{"v":1225.17700195313,"d":"1,225"},{"v":528.471008300781,"d":"528"},{"v":2.07399988174438,"d":"2.1"},{"v":0.894999980926514,"d":"0.9"},{"v":0.177699998021126,"d":"0.2"},{"v":100.051002502441,"d":"100.1"},null,"EIA Prime Mover-level Data","EIA Prime Mover-level Data","Estimated using emissions factor","Estimated using emissions factor","Estimated using emissions factor","Estimated using emissions factor"]
[764,2020,"AK","Wrangell",95,"13","IC","OP",{"$nulls":4},"DFO",null,{"v":1225.17700195313,"d":"1,225"},{"v":528.471008300781,"d":"528"},{"v":2.07399988174438,"d":"2.1"},{"v":0.894999980926514,"d":"0.9"},{"v":0.177699998021126,"d":"0.2"},{"v":100.051002502441,"d":"100.1"},null,"EIA Prime Mover-level Data","EIA Prime Mover-level Data","Estimated using emissions factor","Estimated using emissions factor","Estimated using emissions factor","Estimated using emissions factor"]
[765,2020,"AK","Wrangell",95,"2","IC","RE",{"$nulls":4},"DFO"]
[766,2020,"AK","Wrangell",95,"3","IC","RE",{"$nulls":4},"DFO"]
[767,2020,"AK","Wrangell",95,"4","IC","RE",{"$nulls":4},"DFO"]
[768,2020,"AK","Wrangell",95,"5","IC","RE",{"$nulls":4},"DFO"]
[769,2020,"AK","Wrangell",95,"7","IC","RE",{"$nulls":4},"DFO"]
[770,2020,"AK","Wrangell",95,"9","IC","OP",{"$nulls":4},"DFO",null,{"v":1531.47094726563,"d":"1,531"},{"v":660.588012695313,"d":"661"},{"v":2.59299993515015,"d":"2.6"},{"v":1.11800003051758,"d":"1.1"},{"v":0.222100004553795,"d":"0.2"},{"v":125.064002990723,"d":"125.1"},null,"EIA Prime Mover-level Data","EIA Prime Mover-level Data","Estimated using emissions factor","Estimated using emissions factor","Estimated using emissions factor","Estimated using emissions factor"]
[771,2020,"AK","Yakutat",6637,"2A","IC","RE",{"$nulls":4},"DFO"]
[772,2020,"AK","Yakutat",6637,"2B","IC","OP",{"$nulls":4},"DFO",null,{"v":11548.6318359375,"d":"11,549"},{"v":4980.630859375,"d":"4,981"},{"v":19.1849994659424,"d":"19.2"},{"v":8.27400016784668,"d":"8.3"},{"v":1.67460000514984,"d":"1.7"},{"v":943.093994140625,"d":"943.1"},null,"EIA Prime Mover-level Data","EIA Prime Mover-level Data","Estimated using emissions factor","Estimated using emissions factor","Estimated using emissions factor","Estimated using emissions factor"]
[773,2020,"AK","Yakutat",6637,"3","IC","RE",{"$nulls":4},"DFO"]
[774,2020,"AK","Yakutat",6637,"3A","IC","OP",{"$nulls":4},"DFO",null,{"v":8661.4736328125,"d":"8,661"},{"v":3735.47412109375,"d":"3,735"},{"v":14.3889999389648,"d":"14.4"},{"v":6.20599985122681,"d":"6.2"},{"v":1.25590002536774,"d":"1.3"},{"v":707.320983886719,"d":"707.3"},null,"EIA Prime Mover-level Data","EIA Prime Mover-level Data","Estimated using emissions factor","Estimated using emissions factor","Estimated using emissions factor","Estimated using emissions factor"]
[775,2020,"AK","Yakutat",6637,"4","IC","RE",{"$nulls":4},"DFO"]
[776,2020,"AK","Yakutat",6637,"4A","IC","RE",{"$nulls":4},"DFO"]
[777,2020,"AK","Yakutat",6637,"5","IC","RE",{"$nulls":4},"DFO"]
[778,2020,"AK","Yakutat",6637,"6","IC","OP",{"$nulls":4},"DFO",null,{"v":17322.947265625,"d":"17,323"},{"v":7470.94677734375,"d":"7,471"},{"v":28.7779998779297,"d":"28.8"},{"v":12.41100025177,"d":"12.4"},{"v":2.51180005073547,"d":"2.5"},{"v":1414.64196777344,"d":"1,414.6"},null,"EIA Prime Mover-level Data","EIA Prime Mover-level Data","Estimated using emissions factor","Estimated using emissions factor","Estimated using emissions factor","Estimated using emissions factor"]
[779,2020,"AK","Yakutat",6637,"7","IC","OP",{"$nulls":4},"DFO",null,{"v":17322.947265625,"d":"17,323"},{"v":7470.94677734375,"d":"7,471"},{"v":28.7779998779297,"d":"28.8"},{"v":12.41100025177,"d":"12.4"},{"v":2.51180005073547,"d":"2.5"},{"v":1414.64196777344,"d":"1,414.6"},null,"EIA Prime Mover-level Data","EIA Prime Mover-level Data","Estimated using emissions factor","Estimated using emissions factor","Estimated using emissions factor","Estimated using emissions factor"]
[780,2020,"AL","ABC Coke",56076,"1","ST","OP",{"$nulls":4},"OG",null,{"v":1136169,"d":"1,136,169"},{"v":427368,"d":"427,368"},{"v":130.522003173828,"d":"130.5"},{"v":45.1189994812012,"d":"45.1"},{"v":0.512499988079071,"d":"0.5"},{"v":66403.3984375,"d":"66,403.4"},null,"EIA Prime Mover-level Data","EIA Prime Mover-level Data","Estimated using emissions factor","Estimated using emissions factor","Estimated using emissions factor","Estimated using emissions factor"]
[781,2020,"AL","AL Solar C LLC",63513,"OEALC","PV","T",{"$nulls":4},"SUN"]
[782,2020,"AL","Alabama Pine Pulp",54429,"PB2","ST","OP",{"$nulls":3},1,"WDS",null,{"v":371144.375,"d":"371,144"},{"v":70591.359375,"d":"70,591"},{"v":38.0419998168945,"d":"38.0"},{"v":7.23600006103516,"d":"7.2"},{"v":3.94230008125305,"d":"3.9"},{"v":35501.13671875,"d":"35,501.1"},null,"EIA Unit-level Data","EIA Unit-Level Data","Estimated based on unit-level NOx emission rates","Estimated based on unit-level NOx ozone season emission rates","Estimated using emissions factor and plant-specific sulfur content","Estimated using emissions factor"]
[783,2020,"AL","Alabama Pine Pulp",54429,"RB2","ST","OP",{"$nulls":3},1,"BLQ",null,{"v":12435374,"d":"12,435,374"},{"v":5182832,"d":"5,182,832"},{"v":715.033996582031,"d":"715.0"},{"v":298.013000488281,"d":"298.0"},{"v":3576.87719726563,"d":"3,576.9"},{"v":1367752.625,"d":"1,367,752.6"},null,"EIA Unit-level Data","EIA Unit-Level Data","Estimated based on unit-level NOx emission rates","Estimated based on unit-level NOx ozone season emission rates","Estimated using emissions factor and plant-specific sulfur content","Estimated using emissions factor"]
[784,2020,"AL","Alabama River Pulp",10216,"PB1","ST","OP",{"$nulls":3},1,"WDS",null,{"v":4193901.25,"d":"4,193,901"},{"v":1779638.375,"d":"1,779,638"},{"v":278.265014648438,"d":"278.3"},{"v":118.079002380371,"d":"118.1"},{"v":40.6025009155273,"d":"40.6"},{"v":384893,"d":"384,893.0"},null,"EIA Unit-level Data","EIA Unit-Level Data","Estimated based on unit-level NOx emission rates","Estimated based on unit-level NOx ozone season emission rates","Estimated using emissions factor and plant-specific sulfur content","Estimated using emissions factor"]
[785,2020,"AL","Alabama River Pulp",10216,"RB1","ST","OP",{"$nulls":3},1,"BLQ",null,{"v":10128292,"d":"10,128,292"},{"v":4188570.25,"d":"4,188,570"},{"v":556.043029785156,"d":"556.0"},{"v":229.951995849609,"d":"230.0"},{"v":2862.8486328125,"d":"2,862.8"},{"v":1101085.75,"d":"1,101,085.8"},null,"EIA Unit-level Data","EIA Unit-Level Data","Estimated based on unit-level NOx emission rates","Estimated based on unit-level NOx ozone season emission rates","Estimated using emissions factor and plant-specific sulfur content","Estimated using emissions factor"]
[786,2020,"AL","Albertville",7924,"DG1","IC","OP",{"$nulls":4},"DFO"]
[787,2020,"AL","Albertville",7924,"DG2","IC","OP",{"$nulls":4},"DFO"]
[788,2020,"AL","Albertville",7924,"DG3","IC","OP",{"$nulls":4},"DFO"]
[789,2020,"AL","Albertville",7924,"DG4","IC","OP",{"$nulls":4},"DFO"]
[790,2020,"AL","AMEA Sylacauga Plant",56018,"1","GT","OP","Yes","ARP,CSNOX,CSOSG2,CSSO2G2","CT",null,"NG",{"v":515,"d":"515.0"},{"v":210227.796875,"d":"210,228"},{"v":135282.796875,"d":"135,283"},{"v":8.83300018310547,"d":"8.8"},{"v":5.68400001525879,"d":"5.7"},{"v":0.100000001490116,"d":"0.1"},{"v":12401.2998046875,"d":"12,401.3"},null,"EPA/CAMD","EPA/CAMD","EPA/CAMD","EPA/CAMD","EPA/CAMD","EPA/CAMD",null,null,"H2O",null,2004]
[791,2020,"AL","AMEA Sylacauga Plant",56018,"2","GT","OP","Yes","ARP,CSNOX,CSOSG2,CSSO2G2","CT",null,"NG",{"v":515,"d":"515.0"},{"v":208355.40625,"d":"208,355"},{"v":138854.203125,"d":"138,854"},{"v":8.85000038146973,"d":"8.9"},{"v":5.89699983596802,"d":"5.9"},{"v":0.100000001490116,"d":"0.1"},{"v":12289.2001953125,"d":"12,289.2"},null,"EPA/CAMD","EPA/CAMD","EPA/CAMD","EPA/CAMD","EPA/CAMD","EPA/CAMD",null,null,"H2O",null,2004]
[792,2020,"AL","ANAD Solar Array",60680,"1","PV","OP",{"$nulls":4},"SUN",null,{"v":103917,"d":"103,917"},{"v":53043,"d":"53,043"},{"$nulls":5},"EIA Prime Mover-level Data","EIA Prime Mover-level Data"]
[793,2020,"AL","APC1",7708,"2","CC","CN",{"$nulls":4},"NG"]
[794,2020,"AL","APC2",7876,"1","CT","CN",{"$nulls":4},"NG"]
[795,2020,"AL","APC3",7877,"1","CC","CN",{"$nulls":4},"NG"]
[796,2020,"AL","Bankhead Dam",2,"1","HY","OP",{"$nulls":4},"WAT",null,{"v":1220939,"d":"1,220,939"},{"v":555605,"d":"555,605"},{"$nulls":5},"EIA Prime Mover-level Data","EIA Prime Mover-level Data"]
[797,2020,"AL","Barry",3,"1","ST","OP","Yes","ARP,CSNOX,CSOSG2,CSSO2G2","TANGENTIAL",1,"NG",{"v":227,"d":"227.0"},{"v":78516.75,"d":"78,517"},{"v":407188.5,"d":"407,189"},{"v":2.39400005340576,"d":"2.4"},{"v":2.39400005340576,"d":"2.4"},{"v":0,"d":"0.0"},{"v":4667.89990234375,"d":"4,667.9"},null,"EPA/CAMD","EIA Prime Mover-level Data","EPA/CAMD","Estimated using emissions factor","EPA/CAMD","EPA/CAMD",null,null,"LNC1,SNCR",null,1954]
[798,2020,"AL","Barry",3,"2","ST","OP","Yes","ARP,CSNOX,CSOSG2,CSSO2G2","TANGENTIAL",1,"NG",{"v":118,"d":"118.0"},{"v":28565.55078125,"d":"28,566"},{"v":407188.5,"d":"407,189"},{"v":0.994000017642975,"d":"1.0"},{"v":0.994000017642975,"d":"1.0"},{"v":0,"d":"0.0"},{"v":1697.5,"d":"1,697.5"},null,"EPA/CAMD","EIA Prime Mover-level Data","EPA/CAMD","Estimated using emissions factor","EPA/CAMD","EPA/CAMD",null,null,"LNC1,SNCR",null,1954]
[799,2020,"AL","Barry",3,"4","ST","OP","Yes","ARP,CSNOX,CSOSG2,CSSO2G2,MATS","TANGENTIAL",1,"BIT",{"v":916,"d":"916.0"},{"v":1598916.5,"d":"1,598,917"},{"v":153023.34375,"d":"153,023"},{"v":227.050994873047,"d":"227.1"},{"v":23.3409996032715,"d":"23.3"},{"v":953,"d":"953.0"},{"v":164045.796875,"d":"164,045.8"},{"v":0.839999973773956,"d":"0.8"},"EPA/CAMD","EPA/CAMD","EPA/CAMD","EPA/CAMD","EPA/CAMD","EPA/CAMD","EPA/CAMD",null,"LNC2,SNCR",null,1969]
[800,2020,"AL","Barry",3,"5","ST","OP","Yes","ARP,CSNOX,CSOSG2,CSSO2G2,MATS","TANGENTIAL",1,"BIT",{"v":6464,"d":"6,464.0"},{"v":30493728,"d":"30,493,728"},{"v":15021463,"d":"15,021,463"},{"v":1180.04797363281,"d":"1,180.0"},{"v":541.296997070313,"d":"541.3"},{"v":312.600006103516,"d":"312.6"},{"v":3128656.75,"d":"3,128,656.8"},{"v":10.8599996566772,"d":"10.9"},"EPA/CAMD","EPA/CAMD","EPA/CAMD","EPA/CAMD","EPA/CAMD","EPA/CAMD","EPA/CAMD","WLS","LNC2,SCR",null,1971]
[801,2020,"AL","Barry",3,"6A","CT","OP","Yes","ARP,CSNOX,CSOSG2,CSSO2G2","CC",1,"NG",{"v":7748,"d":"7,748.0"},{"v":14324808,"d":"14,324,808"},{"v":5459204,"d":"5,459,204"},{"v":58.3839988708496,"d":"58.4"},{"v":22.1539993286133,"d":"22.2"},{"v":4.30000019073486,"d":"4.3"},{"v":851304.125,"d":"851,304.1"},null,"EPA/CAMD","EPA/CAMD","EPA/CAMD","EPA/CAMD","EPA/CAMD","EPA/CAMD",null,null,"DLNB,SCR",null,2000]
[802,2020,"AL","Barry",3,"6B","CT","OP","Yes","ARP,CSNOX,CSOSG2,CSSO2G2","CC",1,"NG",{"v":8305,"d":"8,305.0"},{"v":15573972,"d":"15,573,972"},{"v":6718678,"d":"6,718,678"},{"v":62.9570007324219,"d":"63.0"},{"v":26.8980007171631,"d":"26.9"},{"v":4.69999980926514,"d":"4.7"},{"v":925540.625,"d":"925,540.6"},null,"EPA/CAMD","EPA/CAMD","EPA/CAMD","EPA/CAMD","EPA/CAMD","EPA/CAMD",null,null,"DLNB,SCR",null,2000]
[803,2020,"AL","Barry",3,"7A","CT","OP","Yes","ARP,CSNOX,CSOSG2,CSSO2G2","CC",1,"NG",{"v":7552,"d":"7,552.0"},{"v":14845594,"d":"14,845,594"},{"v":7094424.5,"d":"7,094,425"},{"v":62.2459983825684,"d":"62.2"},{"v":28.6259994506836,"d":"28.6"},4.5,{"v":882251.1875,"d":"882,251.2"},null,"EPA/CAMD","EPA/CAMD","EPA/CAMD","EPA/CAMD","EPA/CAMD","EPA/CAMD",null,null,"DLNB,SCR",null,2001]
[804,2020,"AL","Barry",3,"7B","CT","OP","Yes","ARP,CSNOX,CSOSG2,CSSO2G2","CC",1,"NG",{"v":7571,"d":"7,571.0"},{"v":14951776,"d":"14,951,776"},{"v":7171257.5,"d":"7,171,258"},{"v":62.265998840332,"d":"62.3"},{"v":28.8570003509521,"d":"28.9"},4.5,{"v":888562.625,"d":"888,562.6"},null,"EPA/CAMD","EPA/CAMD","EPA/CAMD","EPA/CAMD","EPA/CAMD","EPA/CAMD",null,null,"DLNB,SCR",null,2001]
[805,2020,"AL","Bartletts Ferry",702,"1","HY","OP",{"$nulls":4},"WAT",null,{"v":474214.5,"d":"474,215"},{"v":215797.625,"d":"215,798"},{"$nulls":5},"EIA Prime Mover-level Data","EIA Prime Mover-level Data"]
[806,2020,"AL","Bartletts Ferry",702,"2","HY","OP",{"$nulls":4},"WAT",null,{"v":474214.5,"d":"474,215"},{"v":215797.625,"d":"215,798"},{"$nulls":5},"EIA Prime Mover-level Data","EIA Prime Mover-level Data"]
[807,2020,"AL","Bartletts Ferry",702,"3","HY","OP",{"$nulls":4},"WAT",null,{"v":474214.5,"d":"474,215"},{"v":215797.625,"d":"215,798"},{"$nulls":5},"EIA Prime Mover-level Data","EIA Prime Mover-level Data"]
[808,2020,"AL","Bartletts Ferry",702,"4","HY","OP",{"$nulls":4},"WAT",null,{"v":632286,"d":"632,286"},{"v":287730.1875,"d":"287,730"},{"$nulls":5},"EIA Prime Mover-level Data","EIA Prime Mover-level Data"]
[809,2020,"AL","Bartletts Ferry",702,"5","HY","OP",{"$nulls":4},"WAT",null,{"v":1707172.25,"d":"1,707,172"},{"v":776871.4375,"d":"776,871"},{"$nulls":5},"EIA Prime Mover-level Data","EIA Prime Mover-level Data"]
[810,2020,"AL","Bartletts Ferry",702,"6","HY","OP",{"$nulls":4},"WAT",null,{"v":1707172.25,"d":"1,707,172"},{"v":776871.4375,"d":"776,871"},{"$nulls":5},"EIA Prime Mover-level Data","EIA Prime Mover-level Data"]
[811,2020,"AL","Bellefonte",6150,"DG-1","IC","OS",{"$nulls":4},"DFO"]
[812,2020,"AL","Bellefonte",6150,"DG-2","IC","OS",{"$nulls":4},"DFO"]
[813,2020,"AL","Blackbear Solar 1",63765,"ALBB1","PV","P",{"$nulls":4},"SUN"]
[814,2020,"AL","Browns Ferry",46,"1","ST","OP",{"$nulls":4},"NUC",null,{"v":95832616,"d":"95,832,616"},{"v":43056348,"d":"43,056,348"},{"$nulls":5},"EIA Prime Mover-level Data","EIA Prime Mover-level Data"]
[815,2020,"AL","Browns Ferry",46,"2","ST","OP",{"$nulls":4},"NUC",null,{"v":105493120,"d":"105,493,120"},{"v":38711468,"d":"38,711,468"},{"$nulls":5},"EIA Prime Mover-level Data","EIA Prime Mover-level Data"]
[816,2020,"AL","Browns Ferry",46,"3","ST","OP",{"$nulls":4},"NUC",null,{"v":99255720,"d":"99,255,720"},{"v":47124712,"d":"47,124,712"},{"$nulls":5},"EIA Prime Mover-level Data","EIA Prime Mover-level Data"]
[817,2020,"AL","Calhoun Energy Center",55409,"CT1","GT","OP","Yes","ARP,CSNOX,CSOSG2,CSSO2G2","CT",null,"NG",{"v":126,"d":"126.0"},{"v":153244.84375,"d":"153,245"},{"v":118714.75,"d":"118,715"},{"v":2.83500003814697,"d":"2.8"},{"v":1.98199999332428,"d":"2.0"},{"v":0,"d":"0.0"},{"v":9285.599609375,"d":"9,285.6"},null,"EPA/CAMD","EPA/CAMD","EPA/CAMD","EPA/CAMD","EPA/CAMD","EPA/CAMD",null,null,"DLNB,H2O",null,2003]
[818,2020,"AL","Calhoun Energy Center",55409,"CT2","GT","OP","Yes","ARP,CSNOX,CSOSG2,CSSO2G2","CT",null,"NG",{"v":32,"d":"32.0"},{"v":32515.365234375,"d":"32,515"},{"v":31029.814453125,"d":"31,030"},{"v":0.654999971389771,"d":"0.7"},{"v":0.574000000953674,"d":"0.6"},{"v":0,"d":"0.0"},{"v":1965.69995117188,"d":"1,965.7"},null,"EPA/CAMD","EPA/CAMD","EPA/CAMD","EPA/CAMD","EPA/CAMD","EPA/CAMD",null,null,"DLNB,H2O",null,2003]
[819,2020,"AL","Calhoun Energy Center",55409,"CT3","GT","OP","Yes","ARP,CSNOX,CSOSG2,CSSO2G2","CT",null,"NG",{"v":36,"d":"36.0"},{"v":37408.828125,"d":"37,409"},{"v":24019.7421875,"d":"24,020"},{"v":0.649999976158142,"d":"0.6"},{"v":0.389999985694885,"d":"0.4"},{"v":0,"d":"0.0"},{"v":2244.5,"d":"2,244.5"},null,"EPA/CAMD","EPA/CAMD","EPA/CAMD","EPA/CAMD","EPA/CAMD","EPA/CAMD",null,null,"DLNB,H2O",null,2003]
[820,2020,"AL","Calhoun Energy Center",55409,"CT4","GT","OP","Yes","ARP,CSNOX,CSOSG2,CSSO2G2","CT",null,"NG",{"v":158,"d":"158.0"},{"v":199502.21875,"d":"199,502"},{"v":127646.2890625,"d":"127,646"},{"v":3.72399997711182,"d":"3.7"},{"v":2.40100002288818,"d":"2.4"},{"v":0.100000001490116,"d":"0.1"},{"v":12051.599609375,"d":"12,051.6"},null,"EPA/CAMD","EPA/CAMD","EPA/CAMD","EPA/CAMD","EPA/CAMD","EPA/CAMD",null,null,"DLNB,H2O",null,2003]
[821,2020,"AL","Central Alabama Gen Station",55440,"CTGDB1","CT","OP","Yes","ARP,CSNOX,CSOSG2,CSSO2G2","CC",null,"NG",{"v":7083,"d":"7,083.0"},{"v":13288471,"d":"13,288,471"},{"v":6445371.5,"d":"6,445,372"},{"v":56.351001739502,"d":"56.4"},{"v":26.5559997558594,"d":"26.6"},{"v":4,"d":"4.0"},{"v":789715.875,"d":"789,715.9"},null,"EPA/CAMD","EPA/CAMD","EPA/CAMD","EPA/CAMD","EPA/CAMD","EPA/CAMD",null,null,"DLNB,H2O,SCR",null,2003]
[822,2020,"AL","Central Alabama Gen Station",55440,"CTGDB2","CT","OP","Yes","ARP,CSNOX,CSOSG2,CSSO2G2","CC",null,"NG",{"v":7280,"d":"7,280.0"},{"v":14070873,"d":"14,070,873"},{"v":6921908,"d":"6,921,908"},{"v":60.4459991455078,"d":"60.4"},{"v":29.0550003051758,"d":"29.1"},{"v":4.19999980926514,"d":"4.2"},{"v":836215.375,"d":"836,215.4"},null,"EPA/CAMD","EPA/CAMD","EPA/CAMD","EPA/CAMD","EPA/CAMD","EPA/CAMD",null,null,"DLNB,H2O,SCR",null,2002]
[823,2020,"AL","Central Alabama Gen Station",55440,"CTGDB3","CT","OP","Yes","ARP,CSNOX,CSOSG2,CSSO2G2","CC",null,"NG",{"v":7062,"d":"7,062.0"},{"v":12889568,"d":"12,889,568"},{"v":6071221,"d":"6,071,221"},{"v":94.161003112793,"d":"94.2"},{"v":61.4109992980957,"d":"61.4"},{"v":3.90000009536743,"d":"3.9"},{"v":766010,"d":"766,010.0"},null,"EPA/CAMD","EPA/CAMD","EPA/CAMD","EPA/CAMD","EPA/CAMD","EPA/CAMD",null,null,"DLNB,H2O,SCR",null,2003]
[824,2020,"AL","Charles R Lowman",56,"1","ST","OP","Yes","ARP,CSNOX,CSOSG2,CSSO2G2,MATS","WALL",1,"BIT",{"v":0,"d":"0.0"},{"$nulls":14},"WLS","LNB",null,1969]
[825,2020,"AL","Charles R Lowman",56,"2","ST","OP","Yes","ARP,CSNOX,CSOSG2,CSSO2G2,MATS","WALL",1,"BIT",{"v":2262,"d":"2,262.0"},{"v":4043808.75,"d":"4,043,809"},{"v":3094769.5,"d":"3,094,770"},{"v":857.320983886719,"d":"857.3"},{"v":657.81201171875,"d":"657.8"},{"v":264.600006103516,"d":"264.6"},{"v":414894.3125,"d":"414,894.3"},null,"EPA/CAMD","EPA/CAMD","EPA/CAMD","EPA/CAMD","EPA/CAMD","EPA/CAMD",null,"WLS","OFA,SCR",null,1979]
[826,2020,"AL","Charles R Lowman",56,"3","ST","OP","Yes","ARP,CSNOX,CSOSG2,CSSO2G2,MATS","WALL",1,"BIT",{"v":0,"d":"0.0"},{"$nulls":14},"WLS","OFA,SCR",null,1980]
[827,2020,"AL","Colbert",47,"CCT1","GT","OP","Yes","CSNOX,CSOSG2,CSSO2G2","CT",null,"NG",{"v":19,"d":"19.0"},{"v":7137,"d":"7,137"},{"v":5190.89990234375,"d":"5,191"},{"v":1.52999997138977,"d":"1.5"},{"v":1.14900004863739,"d":"1.1"},{"v":0.300000011920929,"d":"0.3"},{"v":445.399993896484,"d":"445.4"},null,"EPA/CAMD","EPA/CAMD","EPA/CAMD","EPA/CAMD","EPA/CAMD","EPA/CAMD",{"$nulls":4},1972]
[828,2020,"AL","Colbert",47,"CCT2","GT","OP","Yes","CSNOX,CSOSG2,CSSO2G2","CT",null,"NG",{"v":19,"d":"19.0"},{"v":7485.7998046875,"d":"7,486"},{"v":5516.7998046875,"d":"5,517"},{"v":1.61300003528595,"d":"1.6"},{"v":1.22699999809265,"d":"1.2"},{"v":0.300000011920929,"d":"0.3"},468.5,null,"EPA/CAMD","EPA/CAMD","EPA/CAMD","EPA/CAMD","EPA/CAMD","EPA/CAMD",{"$nulls":4},1972]
[829,2020,"AL","Colbert",47,"CCT3","GT","OP","Yes","CSNOX,CSOSG2,CSSO2G2","CT",null,"NG",{"v":13,"d":"13.0"},553,{"v":-16434.900390625,"d":"-16,435"},{"v":0.17399999499321,"d":"0.2"},{"v":0.0439999997615814,"d":"0.0"},{"v":0.100000001490116,"d":"0.1"},{"v":44.7999992370605,"d":"44.8"},null,"EPA/CAMD","EIA Prime Mover-level Data","EPA/CAMD","Estimated using emissions factor","EPA/CAMD","EPA/CAMD",{"$nulls":4},1972]
[830,2020,"AL","Colbert",47,"CCT4","GT","OP","Yes","CSNOX,CSOSG2,CSSO2G2","CT",null,"NG",{"v":16,"d":"16.0"},{"v":6138.2001953125,"d":"6,138"},{"v":4949.2001953125,"d":"4,949"},{"v":1.38100004196167,"d":"1.4"},{"v":1.10199999809265,"d":"1.1"},{"v":0.400000005960464,"d":"0.4"},{"v":394.899993896484,"d":"394.9"},null,"EPA/CAMD","EPA/CAMD","EPA/CAMD","EPA/CAMD","EPA/CAMD","EPA/CAMD",{"$nulls":4},1972]
[831,2020,"AL","Colbert",47,"CCT5","GT","OP","Yes","CSNOX,CSOSG2,CSSO2G2","CT",null,"NG",{"v":20,"d":"20.0"},{"v":6916.10009765625,"d":"6,916"},{"v":4889.10009765625,"d":"4,889"},{"v":1.46099996566772,"d":"1.5"},{"v":1.06400001049042,"d":"1.1"},{"v":0.200000002980232,"d":"0.2"},{"v":427.600006103516,"d":"427.6"},null,"EPA/CAMD","EPA/CAMD","EPA/CAMD","EPA/CAMD","EPA/CAMD","EPA/CAMD",{"$nulls":4},1972]
[832,2020,"AL","Colbert",47,"CCT6","GT","OP","Yes","CSNOX,CSOSG2,CSSO2G2","CT",null,"NG",{"v":18,"d":"18.0"},{"v":6938.2001953125,"d":"6,938"},{"v":4903.2001953125,"d":"4,903"},{"v":1.44799995422363,"d":"1.4"},{"v":1.04900002479553,"d":"1.0"},{"v":0.200000002980232,"d":"0.2"},{"v":425.399993896484,"d":"425.4"},null,"EPA/CAMD","EPA/CAMD","EPA/CAMD","EPA/CAMD","EPA/CAMD","EPA/CAMD",{"$nulls":4},1972]
[833,2020,"AL","Colbert",47,"CCT7","GT","OP","Yes","CSNOX,CSOSG2,CSSO2G2","CT",null,"NG",{"v":22,"d":"22.0"},{"v":9418,"d":"9,418"},{"v":8725,"d":"8,725"},{"v":1.87800002098083,"d":"1.9"},{"v":1.74199998378754,"d":"1.7"},{"v":0.100000001490116,"d":"0.1"},{"v":561.299987792969,"d":"561.3"},null,"EPA/CAMD","EPA/CAMD","EPA/CAMD","EPA/CAMD","EPA/CAMD","EPA/CAMD",{"$nulls":4},1972]
[834,2020,"AL","Colbert",47,"CCT8","GT","OP","Yes","CSNOX,CSOSG2,CSSO2G2","CT",null,"NG",{"v":22,"d":"22.0"},{"v":8838.7001953125,"d":"8,839"},{"v":8152.7001953125,"d":"8,153"},{"v":1.81299996376038,"d":"1.8"},{"v":1.67799997329712,"d":"1.7"},{"v":0.200000002980232,"d":"0.2"},{"v":536.200012207031,"d":"536.2"},null,"EPA/CAMD","EPA/CAMD","EPA/CAMD","EPA/CAMD","EPA/CAMD","EPA/CAMD",{"$nulls":4},1972]
[835,2020,"AL","Crestwood Dothan",54985,"GEN1","IC","OP",{"$nulls":4},"DFO",null,{"v":1080.93005371094,"d":"1,081"},{"v":468.140014648438,"d":"468"},{"v":1.65199995040894,"d":"1.7"},{"v":0.714999973773956,"d":"0.7"},{"v":0.156700000166893,"d":"0.2"},{"v":88.2720031738281,"d":"88.3"},null,"EIA Prime Mover-level Data","EIA Prime Mover-level Data","Estimated using emissions factor","Estimated using emissions factor","Estimated using emissions factor","Estimated using emissions factor"]
[836,2020,"AL","Crestwood Dothan",54985,"GEN2","IC","OP",{"$nulls":4},"DFO",null,{"v":1080.93005371094,"d":"1,081"},{"v":468.140014648438,"d":"468"},{"v":1.65199995040894,"d":"1.7"},{"v":0.714999973773956,"d":"0.7"},{"v":0.156700000166893,"d":"0.2"},{"v":88.2720031738281,"d":"88.3"},null,"EIA Prime Mover-level Data","EIA Prime Mover-level Data","Estimated using emissions factor","Estimated using emissions factor","Estimated using emissions factor","Estimated using emissions factor"]
[837,2020,"AL","Crestwood Dothan",54985,"GEN3","IC","OP",{"$nulls":4},"DFO",null,{"v":2161.86010742188,"d":"2,162"},{"v":936.278991699219,"d":"936"},{"v":3.30299997329712,"d":"3.3"},{"v":1.42999994754791,"d":"1.4"},{"v":0.313499987125397,"d":"0.3"},{"v":176.544006347656,"d":"176.5"},null,"EIA Prime Mover-level Data","EIA Prime Mover-level Data","Estimated using emissions factor","Estimated using emissions factor","Estimated using emissions factor","Estimated using emissions factor"]
[838,2020,"AL","Crestwood Dothan",54985,"GEN5","IC","OP",{"$nulls":4},"DFO",null,{"v":1080.93005371094,"d":"1,081"},{"v":468.140014648438,"d":"468"},{"v":1.65199995040894,"d":"1.7"},{"v":0.714999973773956,"d":"0.7"},{"v":0.156700000166893,"d":"0.2"},{"v":88.2720031738281,"d":"88.3"},null,"EIA Prime Mover-level Data","EIA Prime Mover-level Data","Estimated using emissions factor","Estimated using emissions factor","Estimated using emissions factor","Estimated using emissions factor"]
[839,2020,"AL","Crestwood Dothan",54985,"GEN7","IC","OP",{"$nulls":4},"DFO",null,{"v":1080.93005371094,"d":"1,081"},{"v":468.140014648438,"d":"468"},{"v":1.65199995040894,"d":"1.7"},{"v":0.714999973773956,"d":"0.7"},{"v":0.156700000166893,"d":"0.2"},{"v":88.2720031738281,"d":"88.3"},null,"EIA Prime Mover-level Data","EIA Prime Mover-level Data","Estimated using emissions factor","Estimated using emissions factor","Estimated using emissions factor","Estimated using emissions factor"]
[840,2020,"AL","Crestwood Dothan",54985,"GEN8","IC","SB",{"$nulls":4},"DFO",null,{"v":648.557983398438,"d":"649"},{"v":280.884002685547,"d":"281"},{"v":0.99099999666214,"d":"1.0"},{"v":0.428999990224838,"d":"0.4"},{"v":0.0939999967813492,"d":"0.1"},{"v":52.9630012512207,"d":"53.0"},null,"EIA Prime Mover-level Data","EIA Prime Mover-level Data","Estimated using emissions factor","Estimated using emissions factor","Estimated using emissions factor","Estimated using emissions factor"]
[841,2020,"AL","Crestwood Dothan",54985,"GEN9","IC","OP",{"$nulls":4},"DFO",null,{"v":2161.86010742188,"d":"2,162"},{"v":936.278991699219,"d":"936"},{"v":3.30299997329712,"d":"3.3"},{"v":1.42999994754791,"d":"1.4"},{"v":0.313499987125397,"d":"0.3"},{"v":176.544006347656,"d":"176.5"},null,"EIA Prime Mover-level Data","EIA Prime Mover-level Data","Estimated using emissions factor","Estimated using emissions factor","Estimated using emissions factor","Estimated using emissions factor"]
[842,2020,"AL","Crestwood Dothan",54985,"P83","ST","RE",{"$nulls":4},"NG"]
[843,2020,"AL","Cumblerland Land Holdings, LLC",61924,"CUMB","PV","OP",{"$nulls":4},"SUN",null,{"v":256617,"d":"256,617"},{"v":130986,"d":"130,986"},{"$nulls":5},"EIA Prime Mover-level Data","EIA Prime Mover-level Data"]
[844,2020,"AL","Decatur Energy Center",55292,"CTG-1","CT","OP","Yes","ARP,CSNOX,CSOSG2,CSSO2G2","CC",null,"NG",{"v":2545,"d":"2,545.0"},{"v":3502260.5,"d":"3,502,261"},{"v":2385599.75,"d":"2,385,600"},{"v":15.4940004348755,"d":"15.5"},{"v":10.3090000152588,"d":"10.3"},{"v":1.10000002384186,"d":"1.1"},{"v":208136.796875,"d":"208,136.8"},null,"EPA/CAMD","EPA/CAMD","EPA/CAMD","EPA/CAMD","EPA/CAMD","EPA/CAMD",null,null,"DLNB,SCR",null,2002]
[845,2020,"AL","Decatur Energy Center",55292,"CTG-2","CT","OP","Yes","ARP,CSNOX,CSOSG2,CSSO2G2","CC",null,"NG",{"v":2731,"d":"2,731.0"},{"v":3780618,"d":"3,780,618"},{"v":2491270,"d":"2,491,270"},{"v":16.9699993133545,"d":"17.0"},{"v":10.9429998397827,"d":"10.9"},{"v":1.10000002384186,"d":"1.1"},{"v":224676.296875,"d":"224,676.3"},null,"EPA/CAMD","EPA/CAMD","EPA/CAMD","EPA/CAMD","EPA/CAMD","EPA/CAMD",null,null,"DLNB,SCR",null,2002]
[846,2020,"AL","Decatur Energy Center",55292,"CTG-3","CT","OP","Yes","ARP,CSNOX,CSOSG2,CSSO2G2","CC",null,"NG",{"v":2775,"d":"2,775.0"},{"v":3725659,"d":"3,725,659"},{"v":2496648.75,"d":"2,496,649"},{"v":18.2880001068115,"d":"18.3"},{"v":11.5229997634888,"d":"11.5"},{"v":1.10000002384186,"d":"1.1"},{"v":221409.90625,"d":"221,409.9"},null,"EPA/CAMD","EPA/CAMD","EPA/CAMD","EPA/CAMD","EPA/CAMD","EPA/CAMD",null,null,"DLNB,SCR",null,2003]
[847,2020,"AL","Decatur-Morgan Co LFG Recovery Project",58061,"0290","IC","OP",{"$nulls":4},"LFG",null,{"v":68678.5,"d":"68,679"},{"v":28458.5,"d":"28,459"},{"v":49.7910003662109,"d":"49.8"},{"v":20.6319999694824,"d":"20.6"},{"v":1.54530000686646,"d":"1.5"},{"v":4361.06982421875,"d":"4,361.1"},null,"EIA Prime Mover-level Data","EIA Prime Mover-level Data","Estimated using emissions factor","Estimated using emissions factor","Estimated using emissions factor","Estimated using emissions factor"]
[848,2020,"AL","Decatur-Morgan Co LFG Recovery Project",58061,"1496","IC","OP",{"$nulls":4},"LFG",null,{"v":68678.5,"d":"68,679"},{"v":28458.5,"d":"28,459"},{"v":49.7910003662109,"d":"49.8"},{"v":20.6319999694824,"d":"20.6"},{"v":1.54530000686646,"d":"1.5"},{"v":4361.06982421875,"d":"4,361.1"},null,"EIA Prime Mover-level Data","EIA Prime Mover-level Data","Estimated using emissions factor","Estimated using emissions factor","Estimated using emissions factor","Estimated using emissions factor"]
[849,2020,"AL","District 100 Transco Gas Pipe Line",54743,"001","ST","RE",{"$nulls":4},"WH"]
[850,2020,"AL","District 100 Transco Gas Pipe Line",54743,"002","ST","RE",{"$nulls":4},"WH"]
[851,2020,"AL","E B Harris Generating Plant",7897,"1A","CT","OP","Yes","ARP,CSNOX,CSOSG2,CSSO2G2","CC",1,"NG",{"v":3855,"d":"3,855.0"},{"v":6821953,"d":"6,821,953"},{"v":4589426.5,"d":"4,589,427"},{"v":34.3079986572266,"d":"34.3"},{"v":22.8899993896484,"d":"22.9"},{"v":2,"d":"2.0"},{"v":405418.5,"d":"405,418.5"},null,"EPA/CAMD","EPA/CAMD","EPA/CAMD","EPA/CAMD","EPA/CAMD","EPA/CAMD",null,null,"DLNB,SCR",null,2003]
[852,2020,"AL","E B Harris Generating Plant",7897,"1B","CT","OP","Yes","ARP,CSNOX,CSOSG2,CSSO2G2","CC",1,"NG",{"v":3754,"d":"3,754.0"},{"v":6676297,"d":"6,676,297"},{"v":4483749,"d":"4,483,749"},{"v":35.7019996643066,"d":"35.7"},{"v":24.0300006866455,"d":"24.0"},{"v":2,"d":"2.0"},{"v":396761.1875,"d":"396,761.2"},null,"EPA/CAMD","EPA/CAMD","EPA/CAMD","EPA/CAMD","EPA/CAMD","EPA/CAMD",null,null,"DLNB,SCR",null,2003]
[853,2020,"AL","E B Harris Generating Plant",7897,"2A","CT","OP","Yes","ARP,CSNOX,CSOSG2,CSSO2G2","CC",1,"NG",{"v":5964,"d":"5,964.0"},{"v":9444060,"d":"9,444,060"},{"v":4676078.5,"d":"4,676,079"},{"v":44.2159996032715,"d":"44.2"},{"v":21.0510005950928,"d":"21.1"},{"v":2.79999995231628,"d":"2.8"},{"v":561245.1875,"d":"561,245.2"},null,"EPA/CAMD","EPA/CAMD","EPA/CAMD","EPA/CAMD","EPA/CAMD","EPA/CAMD",null,null,"DLNB,SCR",null,2003]
[854,2020,"AL","E B Harris Generating Plant",7897,"2B","CT","OP","Yes","ARP,CSNOX,CSOSG2,CSSO2G2","CC",1,"NG",{"v":4940,"d":"4,940.0"},{"v":7821371,"d":"7,821,371"},{"v":4459576.5,"d":"4,459,577"},{"v":37.8129997253418,"d":"37.8"},{"v":19.371000289917,"d":"19.4"},{"v":2.29999995231628,"d":"2.3"},{"v":464815.09375,"d":"464,815.1"},null,"EPA/CAMD","EPA/CAMD","EPA/CAMD","EPA/CAMD","EPA/CAMD","EPA/CAMD",null,null,"DLNB,SCR",null,2003]
[855,2020,"AL","E C Gaston",26,"1","ST","OP","Yes","ARP,CSNOX,CSOSG2,CSSO2G2","WALL",1,"NG",{"v":3188,"d":"3,188.0"},{"v":3637596.5,"d":"3,637,597"},{"v":3311418.25,"d":"3,311,418"},{"v":180.195007324219,"d":"180.2"},{"v":165.880004882813,"d":"165.9"},{"v":13.6999998092651,"d":"13.7"},{"v":215636.796875,"d":"215,636.8"},null,"EPA/CAMD","EPA/CAMD","EPA/CAMD","EPA/CAMD","EPA/CAMD","EPA/CAMD",null,null,"LNB",null,1960]
[856,2020,"AL","E C Gaston",26,"2","ST","OP","Yes","ARP,CSNOX,CSOSG2,CSSO2G2","WALL",1,"NG",{"v":3569,"d":"3,569.0"},{"v":3983322.5,"d":"3,983,323"},{"v":3552092.25,"d":"3,552,092"},{"v":198.873001098633,"d":"198.9"},{"v":177.423004150391,"d":"177.4"},{"v":15.3999996185303,"d":"15.4"},{"v":236132.203125,"d":"236,132.2"},null,"EPA/CAMD","EPA/CAMD","EPA/CAMD","EPA/CAMD","EPA/CAMD","EPA/CAMD",null,null,"LNB",null,1960]
[857,2020,"AL","E C Gaston",26,"3","ST","OP","Yes","ARP,CSNOX,CSOSG2,CSSO2G2","WALL",1,"NG",{"v":3767,"d":"3,767.0"},{"v":4261401,"d":"4,261,401"},{"v":3666805,"d":"3,666,805"},{"v":231.223007202148,"d":"231.2"},{"v":199.018997192383,"d":"199.0"},18.5,{"v":252615.796875,"d":"252,615.8"},null,"EPA/CAMD","EPA/CAMD","EPA/CAMD","EPA/CAMD","EPA/CAMD","EPA/CAMD",null,null,"LNB",null,1960]
[858,2020,"AL","E C Gaston",26,"4","ST","OP","Yes","ARP,CSNOX,CSOSG2,CSSO2G2","WALL",1,"NG",{"v":3709,"d":"3,709.0"},{"v":3533358,"d":"3,533,358"},{"v":2833976.25,"d":"2,833,976"},{"v":190.772994995117,"d":"190.8"},{"v":156.016006469727,"d":"156.0"},{"v":16,"d":"16.0"},{"v":209455.796875,"d":"209,455.8"},null,"EPA/CAMD","EPA/CAMD","EPA/CAMD","EPA/CAMD","EPA/CAMD","EPA/CAMD",null,null,"LNB",null,1962]
[859,2020,"AL","E C Gaston",26,"5","ST","OP","Yes","ARP,CSNOX,CSOSG2,CSSO2G2,MATS","TANGENTIAL",1,"BIT",{"v":4096,"d":"4,096.0"},{"v":28590070,"d":"28,590,070"},{"v":19260568,"d":"19,260,568"},{"v":1453.7080078125,"d":"1,453.7"},{"v":1031.21899414063,"d":"1,031.2"},696.5,{"v":2918518,"d":"2,918,518.0"},{"v":5.92000007629395,"d":"5.9"},"EPA/CAMD","EPA/CAMD","EPA/CAMD","EPA/CAMD","EPA/CAMD","EPA/CAMD","EPA/CAMD","WLS","LNC2,SCR","Yes",1974]
[860,2020,"AL","Fort Rucker Solar Array",60679,"1","PV","OP",{"$nulls":4},"SUN",null,{"v":131746,"d":"131,746"},{"v":67248,"d":"67,248"},{"$nulls":5},"EIA Prime Mover-level Data","EIA Prime Mover-level Data"]
[861,2020,"AL","Gadsden",7,"1","ST","OP","Yes","ARP,CSNOX,CSOSG2,CSSO2G2","TANGENTIAL",1,"NG",{"v":2653,"d":"2,653.0"},{"v":886757.5625,"d":"886,758"},0,{"v":56.0229988098145,"d":"56.0"},{"v":0,"d":"0.0"},{"v":0.300000011920929,"d":"0.3"},{"v":52695.8984375,"d":"52,695.9"},null,"EPA/CAMD","EIA Prime Mover-level Data","EPA/CAMD","Estimated using emissions factor","EPA/CAMD","EPA/CAMD",{"$nulls":4},2049]
[862,2020,"AL","Gadsden",7,"2","ST","OP","Yes","ARP,CSNOX,CSOSG2,CSSO2G2","TANGENTIAL",1,"NG",{"v":0,"d":"0.0"},{"$nulls":17},2049]
[863,2020,"AL","Gantt",53,"3","HY","OP",{"$nulls":4},"WAT",null,{"v":22072.80078125,"d":"22,073"},{"v":10044.400390625,"d":"10,044"},{"$nulls":5},"EIA Prime Mover-level Data","EIA Prime Mover-level Data"]
[864,2020,"AL","Gantt",53,"4","HY","OP",{"$nulls":4},"WAT",null,{"v":33109.19921875,"d":"33,109"},{"v":15066.599609375,"d":"15,067"},{"$nulls":5},"EIA Prime Mover-level Data","EIA Prime Mover-level Data"]
[865,2020,"AL","Georgia-Pacific Brewton Mill",54789,"1PB","ST","RE",{"$nulls":3},3,"BLQ",null,0,0,{"v":0,"d":"0.0"},{"v":0,"d":"0.0"},{"v":0,"d":"0.0"},{"v":0,"d":"0.0"},null,"EIA Unit-level Data","EIA Unit-Level Data","Estimated using emissions factor","Estimated using emissions factor","Estimated using emissions factor","Estimated using emissions factor"]
[866,2020,"AL","Georgia-Pacific Brewton Mill",54789,"1RB","ST","RE",{"$nulls":3},3,"BLQ",null,0,0,{"v":0,"d":"0.0"},{"v":0,"d":"0.0"},{"v":0,"d":"0.0"},{"v":0,"d":"0.0"},null,"EIA Unit-level Data","EIA Unit-Level Data","Estimated using emissions factor","Estimated using emissions factor","Estimated using emissions factor","Estimated using emissions factor"]
[867,2020,"AL","Georgia-Pacific Brewton Mill",54789,"2PB","ST","OP",null,null,"WALL",3,"NG",null,{"v":1644660.75,"d":"1,644,661"},{"v":695540.4375,"d":"695,540"},{"v":112.248001098633,"d":"112.2"},{"v":94.9059982299805,"d":"94.9"},{"v":3.10719990730286,"d":"3.1"},{"v":96121.421875,"d":"96,121.4"},null,"EIA Unit-level Data","EIA Unit-Level Data","Estimated based on unit-level NOx emission rates","Estimated based on unit-level NOx ozone season emission rates","Estimated using emissions factor and plant-specific sulfur content","Estimated using emissions factor"]
[868,2020,"AL","Georgia-Pacific Brewton Mill",54789,"2RB","ST","RE",{"$nulls":3},3,"BLQ",null,0,0,{"v":0,"d":"0.0"},{"v":0,"d":"0.0"},{"v":0,"d":"0.0"},{"v":0,"d":"0.0"},null,"EIA Unit-level Data","EIA Unit-Level Data","Estimated using emissions factor","Estimated using emissions factor","Estimated using emissions factor","Estimated using emissions factor"]
[869,2020,"AL","Georgia-Pacific Brewton Mill",54789,"3PB","ST","RE",null,null,"WALL",3,"NG",null,{"v":3895702,"d":"3,895,702"},{"v":1641453.375,"d":"1,641,453"},{"v":265.881988525391,"d":"265.9"},{"v":223.975997924805,"d":"224.0"},{"v":7.3600001335144,"d":"7.4"},{"v":227682.46875,"d":"227,682.5"},null,"EIA Unit-level Data","EIA Unit-Level Data","Estimated based on unit-level NOx emission rates","Estimated based on unit-level NOx ozone season emission rates","Estimated using emissions factor and plant-specific sulfur content","Estimated using emissions factor"]
[870,2020,"AL","Georgia-Pacific Brewton Mill",54789,"3RB","ST","RE",{"$nulls":3},3,"BLQ",null,0,0,{"v":0,"d":"0.0"},{"v":0,"d":"0.0"},{"v":0,"d":"0.0"},{"v":0,"d":"0.0"},null,"EIA Unit-level Data","EIA Unit-Level Data","Estimated using emissions factor","Estimated using emissions factor","Estimated using emissions factor and plant-specific sulfur content","Estimated using emissions factor"]
[871,2020,"AL","Georgia-Pacific Brewton Mill",54789,"4RB","ST","OP",null,null,"WALL",1,"BLQ",null,{"v":9663012,"d":"9,663,012"},{"v":4036642.75,"d":"4,036,643"},{"v":770.142028808594,"d":"770.1"},{"v":241.391006469727,"d":"241.4"},{"v":2620.83544921875,"d":"2,620.8"},{"v":1003715.9375,"d":"1,003,715.9"},null,"EIA Unit-level Data","EIA Unit-Level Data","Estimated based on unit-level NOx emission rates","Estimated based on unit-level NOx ozone season emission rates","Estimated using emissions factor and plant-specific sulfur content","Estimated using emissions factor"]
[872,2020,"AL","Georgia-Pacific Consr Prods LP-Naheola",10699,"1","ST","RE",null,null,"STOKER",2,"BIT",null,0,0,{"v":0,"d":"0.0"},{"v":0,"d":"0.0"},{"v":0,"d":"0.0"},{"v":0,"d":"0.0"},null,"EIA Unit-level Data","EIA Unit-Level Data","Estimated using emissions factor","Estimated using emissions factor","Estimated using emissions factor and plant-specific sulfur content","Estimated using emissions factor"]
[873,2020,"AL","Georgia-Pacific Consr Prods LP-Naheola",10699,"2","ST","RE",null,null,"STOKER",2,"BIT",null,0,0,{"v":0,"d":"0.0"},{"v":0,"d":"0.0"},{"v":0,"d":"0.0"},{"v":0,"d":"0.0"},null,"EIA Unit-level Data","EIA Unit-Level Data","Estimated using emissions factor","Estimated using emissions factor","Estimated using emissions factor and plant-specific sulfur content","Estimated using emissions factor"]
[874,2020,"AL","Georgia-Pacific Consr Prods LP-Naheola",10699,"3","ST","RE",null,null,"WALL",2,"NG",null,{"v":659673.8125,"d":"659,674"},{"v":314134.5625,"d":"314,135"},{"v":608.539978027344,"d":"608.5"},{"v":229.013000488281,"d":"229.0"},{"v":4.22919988632202,"d":"4.2"},{"v":38554.32421875,"d":"38,554.3"},null,"EIA Unit-level Data","EIA Unit-Level Data","Estimated using emissions factor","Estimated using emissions factor","Estimated using emissions factor","Estimated using emissions factor"]
[875,2020,"AL","Georgia-Pacific Consr Prods LP-Naheola",10699,"4","ST","OP",null,null,"WALL",4,"BLQ",null,{"v":11221143,"d":"11,221,143"},{"v":4294323.5,"d":"4,294,324"},{"v":729.3740234375,"d":"729.4"},{"v":276.984008789063,"d":"277.0"},{"v":2827.57153320313,"d":"2,827.6"},{"v":1167419.125,"d":"1,167,419.1"},null,"EIA Unit-level Data","EIA Unit-Level Data","Estimated based on unit-level NOx emission rates","Estimated based on unit-level NOx ozone season emission rates","Estimated using emissions factor and plant-specific sulfur content","Estimated using emissions factor"]
[876,2020,"AL","Georgia-Pacific Consr Prods LP-Naheola",10699,"BFB","ST","OP",null,null,"FLUIDIZED",2,"WDS",null,{"v":4294303.5,"d":"4,294,304"},{"v":1702157.625,"d":"1,702,158"},{"v":146.005996704102,"d":"146.0"},{"v":146.005996704102,"d":"146.0"},{"v":52.1701011657715,"d":"52.2"},{"v":438462.03125,"d":"438,462.0"},null,"EIA Unit-level Data","EIA Unit-Level Data","Estimated based on unit-level NOx emission rates","Estimated using emissions factor","Estimated using emissions factor and plant-specific sulfur content","Estimated using emissions factor"]
[877,2020,"AL","Goat Rock",707,"1","HY","RE",{"$nulls":4},"WAT"]
[878,2020,"AL","Goat Rock",707,"2","HY","RE",{"$nulls":4},"WAT"]
[879,2020,"AL","Goat Rock",707,"3","HY","OP",{"$nulls":4},"WAT",null,{"v":221079.53125,"d":"221,080"},{"v":100605.1796875,"d":"100,605"},{"$nulls":5},"EIA Prime Mover-level Data","EIA Prime Mover-level Data"]
[880,2020,"AL","Goat Rock",707,"4","HY","OP",{"$nulls":4},"WAT",null,{"v":221079.53125,"d":"221,080"},{"v":100605.1796875,"d":"100,605"},{"$nulls":5},"EIA Prime Mover-level Data","EIA Prime Mover-level Data"]
[881,2020,"AL","Goat Rock",707,"5","HY","OP",{"$nulls":4},"WAT",null,{"v":221079.53125,"d":"221,080"},{"v":100605.1796875,"d":"100,605"},{"$nulls":5},"EIA Prime Mover-level Data","EIA Prime Mover-level Data"]
[882,2020,"AL","Goat Rock",707,"6","HY","OP",{"$nulls":4},"WAT",null,{"v":221079.53125,"d":"221,080"},{"v":100605.1796875,"d":"100,605"},{"$nulls":5},"EIA Prime Mover-level Data","EIA Prime Mover-level Data"]
[883,2020,"AL","Goat Rock",707,"7","HY","OP",{"$nulls":4},"WAT",null,{"v":411207.9375,"d":"411,208"},{"v":187125.640625,"d":"187,126"},{"$nulls":5},"EIA Prime Mover-level Data","EIA Prime Mover-level Data"]
[884,2020,"AL","Goat Rock",707,"8","HY","OP",{"$nulls":4},"WAT",null,{"v":411207.9375,"d":"411,208"},{"v":187125.640625,"d":"187,126"},{"$nulls":5},"EIA Prime Mover-level Data","EIA Prime Mover-level Data"]
[885,2020,"AL","Gorgas",8,"10","ST","RE",null,null,"TANGENTIAL",1,"BIT",{"$nulls":15},"SP","SR"]
[886,2020,"AL","Gorgas",8,"6","ST","RE",null,null,"WALL",1,"BIT"]
[887,2020,"AL","Gorgas",8,"7","ST","RE",null,null,"WALL",1,"BIT"]
[888,2020,"AL","Gorgas",8,"8","ST","RE",null,null,"TANGENTIAL",1,"BIT",{"$nulls":15},"SP"]
[889,2020,"AL","Gorgas",8,"9","ST","RE",null,null,"TANGENTIAL",1,"BIT",{"$nulls":15},"SP"]
[890,2020,"AL","Greene County",10,"1","ST","OP","Yes","ARP,CSNOX,CSOSG2,CSSO2G2","CELL",1,"NG",{"v":4834,"d":"4,834.0"},{"v":5238860.5,"d":"5,238,861"},{"v":3009562.25,"d":"3,009,562"},{"v":403.498992919922,"d":"403.5"},{"v":235.332000732422,"d":"235.3"},{"v":1.60000002384186,"d":"1.6"},{"v":311341.6875,"d":"311,341.7"},null,"EPA/CAMD","EPA/CAMD","EPA/CAMD","EPA/CAMD","EPA/CAMD","EPA/CAMD",null,null,"LNCB",null,1965]
[891,2020,"AL","Greene County",10,"2","ST","OP","Yes","ARP,CSNOX,CSOSG2,CSSO2G2","WALL",1,"NG",{"v":5911,"d":"5,911.0"},{"v":5681199.5,"d":"5,681,200"},{"v":3352256.25,"d":"3,352,256"},{"v":401.278015136719,"d":"401.3"},251.5,{"v":1.70000004768372,"d":"1.7"},{"v":337625.90625,"d":"337,625.9"},null,"EPA/CAMD","EPA/CAMD","EPA/CAMD","EPA/CAMD","EPA/CAMD","EPA/CAMD",null,null,"LNB",null,1966]
[892,2020,"AL","Greene County",10,"CT10","GT","OP","Yes","ARP,CSNOX,CSOSG2,CSSO2G2","CT",null,"NG",{"v":108,"d":"108.0"},{"v":63731.44921875,"d":"63,731"},{"v":23836,"d":"23,836"},{"v":2.56699991226196,"d":"2.6"},{"v":0.97299998998642,"d":"1.0"},{"v":0,"d":"0.0"},{"v":4251.7001953125,"d":"4,251.7"},null,"EPA/CAMD","EPA/CAMD","EPA/CAMD","EPA/CAMD","EPA/CAMD","EPA/CAMD",null,null,"H2O",null,1996]
[893,2020,"AL","Greene County",10,"CT2","GT","OP","Yes","ARP,CSNOX,CSOSG2,CSSO2G2","CT",null,"NG",{"v":144,"d":"144.0"},{"v":87181.6015625,"d":"87,182"},{"v":48151.92578125,"d":"48,152"},{"v":3.22499990463257,"d":"3.2"},{"v":1.76699995994568,"d":"1.8"},{"v":0.100000001490116,"d":"0.1"},{"v":5875.7998046875,"d":"5,875.8"},null,"EPA/CAMD","EPA/CAMD","EPA/CAMD","EPA/CAMD","EPA/CAMD","EPA/CAMD",null,null,"H2O",null,1996]
[894,2020,"AL","Greene County",10,"CT3","GT","OP","Yes","ARP,CSNOX,CSOSG2,CSSO2G2","CT",null,"NG",{"v":175,"d":"175.0"},{"v":110423.1484375,"d":"110,423"},{"v":67650.7734375,"d":"67,651"},{"v":3.79900002479553,"d":"3.8"},{"v":2.3050000667572,"d":"2.3"},{"v":0.100000001490116,"d":"0.1"},{"v":7287.60009765625,"d":"7,287.6"},null,"EPA/CAMD","EPA/CAMD","EPA/CAMD","EPA/CAMD","EPA/CAMD","EPA/CAMD",null,null,"H2O",null,1995]
[895,2020,"AL","Greene County",10,"CT4","GT","OP","Yes","ARP,CSNOX,CSOSG2,CSSO2G2","CT",null,"NG",{"v":143,"d":"143.0"},{"v":87446.453125,"d":"87,446"},{"v":63084.25,"d":"63,084"},{"v":3.6010000705719,"d":"3.6"},{"v":2.63599991798401,"d":"2.6"},{"v":0,"d":"0.0"},{"v":5799.39990234375,"d":"5,799.4"},null,"EPA/CAMD","EPA/CAMD","EPA/CAMD","EPA/CAMD","EPA/CAMD","EPA/CAMD",null,null,"H2O",null,1995]
[896,2020,"AL","Greene County",10,"CT5","GT","OP","Yes","ARP,CSNOX,CSOSG2,CSSO2G2","CT",null,"NG",{"v":178,"d":"178.0"},{"v":110587.6015625,"d":"110,588"},{"v":62018.94921875,"d":"62,019"},{"v":3.53600001335144,"d":"3.5"},{"v":2.01500010490417,"d":"2.0"},{"v":0.100000001490116,"d":"0.1"},{"v":7229.7998046875,"d":"7,229.8"},null,"EPA/CAMD","EPA/CAMD","EPA/CAMD","EPA/CAMD","EPA/CAMD","EPA/CAMD",null,null,"H2O",null,1995]
[897,2020,"AL","Greene County",10,"CT6","GT","OP","Yes","ARP,CSNOX,CSOSG2,CSSO2G2","CT",null,"NG",{"v":73,"d":"73.0"},{"v":41562.2734375,"d":"41,562"},{"v":23799.82421875,"d":"23,800"},{"v":1.4099999666214,"d":"1.4"},{"v":0.806999981403351,"d":"0.8"},{"v":0,"d":"0.0"},{"v":2867,"d":"2,867.0"},null,"EPA/CAMD","EPA/CAMD","EPA/CAMD","EPA/CAMD","EPA/CAMD","EPA/CAMD",null,null,"H2O",null,1995]
[898,2020,"AL","Greene County",10,"CT7","GT","OP","Yes","ARP,CSNOX,CSOSG2,CSSO2G2","CT",null,"NG",{"v":209,"d":"209.0"},{"v":129732.1484375,"d":"129,732"},{"v":72878.2734375,"d":"72,878"},{"v":6.06300020217896,"d":"6.1"},{"v":3.39100003242493,"d":"3.4"},{"v":0.100000001490116,"d":"0.1"},{"v":8444.900390625,"d":"8,444.9"},null,"EPA/CAMD","EPA/CAMD","EPA/CAMD","EPA/CAMD","EPA/CAMD","EPA/CAMD",null,null,"H2O",null,1995]
[899,2020,"AL","Greene County",10,"CT8","GT","OP","Yes","ARP,CSNOX,CSOSG2,CSSO2G2","CT",null,"NG",{"v":67,"d":"67.0"},{"v":35665.94921875,"d":"35,666"},{"v":18058.94921875,"d":"18,059"},{"v":1.30799996852875,"d":"1.3"},{"v":0.674000024795532,"d":"0.7"},{"v":0,"d":"0.0"},{"v":2457.80004882813,"d":"2,457.8"},null,"EPA/CAMD","EPA/CAMD","EPA/CAMD","EPA/CAMD","EPA/CAMD","EPA/CAMD",null,null,"H2O",null,1996]
[900,2020,"AL","Greene County",10,"CT9","GT","OP","Yes","ARP,CSNOX,CSOSG2,CSSO2G2","CT",null,"NG",{"v":100,"d":"100.0"},{"v":55358.94921875,"d":"55,359"},{"v":16588.94921875,"d":"16,589"},{"v":1.89100003242493,"d":"1.9"},{"v":0.566999971866608,"d":"0.6"},{"v":0,"d":"0.0"},{"v":3772.89990234375,"d":"3,772.9"},null,"EPA/CAMD","EPA/CAMD","EPA/CAMD","EPA/CAMD","EPA/CAMD","EPA/CAMD",null,null,"H2O",null,1996]
[901,2020,"AL","Guntersville",48,"1","HY","OP",{"$nulls":4},"WAT",null,{"v":2063846.25,"d":"2,063,846"},{"v":939181,"d":"939,181"},{"$nulls":5},"EIA Prime Mover-level Data","EIA Prime Mover-level Data"]
[902,2020,"AL","Guntersville",48,"2","HY","OP",{"$nulls":4},"WAT",null,{"v":2063846.25,"d":"2,063,846"},{"v":939181,"d":"939,181"},{"$nulls":5},"EIA Prime Mover-level Data","EIA Prime Mover-level Data"]
[903,2020,"AL","Guntersville",48,"3","HY","OP",{"$nulls":4},"WAT",null,{"v":2063846.25,"d":"2,063,846"},{"v":939181,"d":"939,181"},{"$nulls":5},"EIA Prime Mover-level Data","EIA Prime Mover-level Data"]
[904,2020,"AL","Guntersville",48,"4","HY","OP",{"$nulls":4},"WAT",null,{"v":2063846.25,"d":"2,063,846"},{"v":939181,"d":"939,181"},{"$nulls":5},"EIA Prime Mover-level Data","EIA Prime Mover-level Data"]
[905,2020,"AL","H Neely Henry Dam",11,"1","HY","OP",{"$nulls":4},"WAT",null,{"v":787722,"d":"787,722"},{"v":358463.65625,"d":"358,464"},{"$nulls":5},"EIA Prime Mover-level Data","EIA Prime Mover-level Data"]
[906,2020,"AL","H Neely Henry Dam",11,"2","HY","OP",{"$nulls":4},"WAT",null,{"v":787722,"d":"787,722"},{"v":358463.65625,"d":"358,464"},{"$nulls":5},"EIA Prime Mover-level Data","EIA Prime Mover-level Data"]
[907,2020,"AL","H Neely Henry Dam",11,"3","HY","OP",{"$nulls":4},"WAT",null,{"v":787722,"d":"787,722"},{"v":358463.65625,"d":"358,464"},{"$nulls":5},"EIA Prime Mover-level Data","EIA Prime Mover-level Data"]
[908,2020,"AL","Harris Dam",6188,"1","HY","OP",{"$nulls":4},"WAT",null,{"v":1067357.5,"d":"1,067,358"},{"v":485715.5,"d":"485,716"},{"$nulls":5},"EIA Prime Mover-level Data","EIA Prime Mover-level Data"]
[909,2020,"AL","Harris Dam",6188,"2","HY","OP",{"$nulls":4},"WAT",null,{"v":1067357.5,"d":"1,067,358"},{"v":485715.5,"d":"485,716"},{"$nulls":5},"EIA Prime Mover-level Data","EIA Prime Mover-level Data"]
[910,2020,"AL","Hillabee Energy Center",55411,"CT1","CT","OP","Yes","ARP,CSNOX,CSOSG2,CSSO2G2","CC",null,"NG",{"v":7368,"d":"7,368.0"},{"v":18254968,"d":"18,254,968"},{"v":8607654,"d":"8,607,654"},{"v":66.6890029907227,"d":"66.7"},{"v":31.3589992523193,"d":"31.4"},5.5,{"v":1084863.125,"d":"1,084,863.1"},null,"EPA/CAMD","EPA/CAMD","EPA/CAMD","EPA/CAMD","EPA/CAMD","EPA/CAMD",null,null,"DLNB,SCR",null,2009]
[911,2020,"AL","Hillabee Energy Center",55411,"CT2","CT","OP","Yes","ARP,CSNOX,CSOSG2,CSSO2G2","CC",null,"NG",{"v":7474,"d":"7,474.0"},{"v":18522136,"d":"18,522,136"},{"v":8536761,"d":"8,536,761"},{"v":70.1289978027344,"d":"70.1"},{"v":32.0200004577637,"d":"32.0"},{"v":5.59999990463257,"d":"5.6"},{"v":1100744.25,"d":"1,100,744.3"},null,"EPA/CAMD","EPA/CAMD","EPA/CAMD","EPA/CAMD","EPA/CAMD","EPA/CAMD",null,null,"DLNB,SCR",null,2009]
[912,2020,"AL","Hog Bayou Energy Center",55241,"COG01","CT","OP","Yes","ARP,CSNOX,CSOSG2,CSSO2G2","CC",null,"NG",{"v":7972,"d":"7,972.0"},{"v":12651626,"d":"12,651,626"},{"v":5544620.5,"d":"5,544,621"},{"v":61.7389984130859,"d":"61.7"},{"v":27.1280002593994,"d":"27.1"},{"v":3.79999995231628,"d":"3.8"},{"v":751871.1875,"d":"751,871.2"},null,"EPA/CAMD","EPA/CAMD","EPA/CAMD","EPA/CAMD","EPA/CAMD","EPA/CAMD",null,null,"DLNB,H2O,SCR",null,2001]
[913,2020,"AL","Holt Dam",12,"1","HY","OP",{"$nulls":4},"WAT",null,{"v":1635209,"d":"1,635,209"},{"v":744124,"d":"744,124"},{"$nulls":5},"EIA Prime Mover-level Data","EIA Prime Mover-level Data"]
[914,2020,"AL","International Paper Pine Hill Mill",54752,"1PB","ST","OP",{"$nulls":3},1,"WDS",null,{"v":2799473.75,"d":"2,799,474"},{"v":1141195.25,"d":"1,141,195"},{"v":124.693000793457,"d":"124.7"},{"v":50.2809982299805,"d":"50.3"},{"v":21.5305995941162,"d":"21.5"},{"v":233945.21875,"d":"233,945.2"},null,"EIA Unit-level Data","EIA Unit-Level Data","Estimated using emissions factor","Estimated using emissions factor","Estimated using emissions factor and plant-specific sulfur content","Estimated using emissions factor"]
[915,2020,"AL","International Paper Pine Hill Mill",54752,"2PB","ST","OP",{"$nulls":3},1,"WDS",null,{"v":5847740.5,"d":"5,847,741"},{"v":2365372.75,"d":"2,365,373"},{"v":260.468994140625,"d":"260.5"},{"v":105.03099822998,"d":"105.0"},{"v":63.7008018493652,"d":"63.7"},{"v":565776.5625,"d":"565,776.6"},null,"EIA Unit-level Data","EIA Unit-Level Data","Estimated using emissions factor","Estimated using emissions factor","Estimated using emissions factor and plant-specific sulfur content","Estimated using emissions factor"]
[916,2020,"AL","International Paper Pine Hill Mill",54752,"RECB","ST","OP",{"$nulls":3},1,"BLQ",null,{"v":7560746,"d":"7,560,746"},{"v":3136712.5,"d":"3,136,713"},{"v":510.066009521484,"d":"510.1"},{"v":213.003997802734,"d":"213.0"},{"v":2411.3017578125,"d":"2,411.3"},{"v":827586.875,"d":"827,586.9"},null,"EIA Unit-level Data","EIA Unit-Level Data","Estimated using emissions factor","Estimated using emissions factor","Estimated using emissions factor and plant-specific sulfur content","Estimated using emissions factor"]
[917,2020,"AL","International Paper-Prattville Mill",52140,"Z006","ST","OP","Yes","SIPNOX","OTHER BOILER",null,"NG",{"v":8685,"d":"8,685.0"},{"v":2765112.75,"d":"2,765,113"},{"v":1085996.25,"d":"1,085,996"},{"v":459.523010253906,"d":"459.5"},{"v":181.285003662109,"d":"181.3"},{"v":8.73550033569336,"d":"8.7"},{"v":161605.71875,"d":"161,605.7"},null,"EPA/CAMD","EPA/CAMD","EPA/CAMD","EPA/CAMD","Estimated using emissions factor","Estimated using emissions factor",{"$nulls":4},1967]
[918,2020,"AL","International Paper-Prattville Mill",52140,"Z008","ST","OP","Yes","SIPNOX","OTHER BOILER",null,"BLQ",{"v":8604,"d":"8,604.0"},{"v":3649025.25,"d":"3,649,025"},{"v":1564858.125,"d":"1,564,858"},{"v":336.381988525391,"d":"336.4"},{"v":145.953002929688,"d":"146.0"},{"v":3402.82958984375,"d":"3,402.8"},{"v":404435.625,"d":"404,435.6"},null,"EPA/CAMD","EPA/CAMD","EPA/CAMD","EPA/CAMD","Estimated using emissions factor","Estimated using emissions factor",{"$nulls":4},1980]
[919,2020,"AL","International Paper-Riverdale Mill",54096,"X026","CT","OP","Yes","SIPNOX","CC",null,"NG",{"v":2338,"d":"2,338.0"},{"v":1094091.625,"d":"1,094,092"},{"v":866766.625,"d":"866,767"},{"v":382.619995117188,"d":"382.6"},{"v":155.555999755859,"d":"155.6"},{"v":0.718200027942657,"d":"0.7"},{"v":63943.66796875,"d":"63,943.7"},null,"EIA non-ozone season distributed and EPA/CAMD ozone season","EPA/CAMD","Estimated using emissions factor and EIA data for non-ozone season and EPA/CAMD ozone season emissions","EPA/CAMD","Estimated using emissions factor","Estimated using emissions factor",null,null,"STM",null,1994]
[920,2020,"AL","International Paper-Riverdale Mill",54096,"Z007","ST","OP","Yes","SIPNOX","WALL",null,"NG",{"v":1717,"d":"1,717.0"},{"v":4550632.5,"d":"4,550,633"},{"v":225393.46875,"d":"225,393"},{"v":895.781982421875,"d":"895.8"},{"v":76.411003112793,"d":"76.4"},{"v":5.9822998046875,"d":"6.0"},{"v":265959.5625,"d":"265,959.6"},null,"EIA non-ozone season distributed and EPA/CAMD ozone season","EPA/CAMD","Estimated using emissions factor and EIA data for non-ozone season and EPA/CAMD ozone season emissions","EPA/CAMD","Estimated using emissions factor","Estimated using emissions factor",{"$nulls":4},1966]
[921,2020,"AL","James H Miller Jr",6002,"1","ST","OP","Yes","ARP,CSNOX,CSOSG2,CSSO2G2,MATS","WALL",1,"SUB",{"v":8570,"d":"8,570.0"},{"v":43860412,"d":"43,860,412"},{"v":19330798,"d":"19,330,798"},{"v":1644.60205078125,"d":"1,644.6"},{"v":755.203002929688,"d":"755.2"},{"v":248.699996948242,"d":"248.7"},{"v":4600076,"d":"4,600,076.0"},{"v":26.3600006103516,"d":"26.4"},"EPA/CAMD","EPA/CAMD","EPA/CAMD","EPA/CAMD","EPA/CAMD","EPA/CAMD","EPA/CAMD","WLS","LNB,SCR",null,1978]
[922,2020,"AL","James H Miller Jr",6002,"2","ST","OP","Yes","ARP,CSNOX,CSOSG2,CSSO2G2,MATS","WALL",1,"SUB",{"v":7337,"d":"7,337.0"},{"v":40266864,"d":"40,266,864"},{"v":19355348,"d":"19,355,348"},{"v":1322.57995605469,"d":"1,322.6"},{"v":618.879028320313,"d":"618.9"},{"v":161.300003051758,"d":"161.3"},{"v":4223190,"d":"4,223,190.0"},{"v":15.9200000762939,"d":"15.9"},"EPA/CAMD","EPA/CAMD","EPA/CAMD","EPA/CAMD","EPA/CAMD","EPA/CAMD","EPA/CAMD","WLS","LNB,SCR",null,1985]
[923,2020,"AL","James H Miller Jr",6002,"3","ST","OP","Yes","ARP,CSNOX,CSOSG2,CSSO2G2,MATS","WALL",1,"SUB",{"v":7979,"d":"7,979.0"},{"v":46620428,"d":"46,620,428"},{"v":20185942,"d":"20,185,942"},{"v":1622.41101074219,"d":"1,622.4"},{"v":710.809020996094,"d":"710.8"},167.5,{"v":4889550.5,"d":"4,889,550.5"},{"v":24.1800003051758,"d":"24.2"},"EPA/CAMD","EPA/CAMD","EPA/CAMD","EPA/CAMD","EPA/CAMD","EPA/CAMD","EPA/CAMD","WLS","LNB,SCR",null,1989]
[924,2020,"AL","James H Miller Jr",6002,"4","ST","OP","Yes","ARP,CSNOX,CSOSG2,CSSO2G2,MATS","WALL",1,"SUB",{"v":8535,"d":"8,535.0"},{"v":48952032,"d":"48,952,032"},{"v":20734668,"d":"20,734,668"},{"v":1770.56201171875,"d":"1,770.6"},{"v":781.517028808594,"d":"781.5"},{"v":293.100006103516,"d":"293.1"},{"v":5134089,"d":"5,134,089.0"},{"v":31.2800006866455,"d":"31.3"},"EPA/CAMD","EPA/CAMD","EPA/CAMD","EPA/CAMD","EPA/CAMD","EPA/CAMD","EPA/CAMD","WLS","LNB,SCR",null,1991]
[925,2020,"AL","Jones Bluff",6131,"1","HY","OP",{"$nulls":4},"WAT",null,{"v":625859,"d":"625,859"},{"v":284805.5,"d":"284,806"},{"$nulls":5},"EIA Prime Mover-level Data","EIA Prime Mover-level Data"]
[926,2020,"AL","Jones Bluff",6131,"2","HY","OP",{"$nulls":4},"WAT",null,{"v":625859,"d":"625,859"},{"v":284805.5,"d":"284,806"},{"$nulls":5},"EIA Prime Mover-level Data","EIA Prime Mover-level Data"]
[927,2020,"AL","Jones Bluff",6131,"3","HY","OP",{"$nulls":4},"WAT",null,{"v":625859,"d":"625,859"},{"v":284805.5,"d":"284,806"},{"$nulls":5},"EIA Prime Mover-level Data","EIA Prime Mover-level Data"]
[928,2020,"AL","Jones Bluff",6131,"4","HY","OP",{"$nulls":4},"WAT",null,{"v":625859,"d":"625,859"},{"v":284805.5,"d":"284,806"},{"$nulls":5},"EIA Prime Mover-level Data","EIA Prime Mover-level Data"]
[929,2020,"AL","Jordan Dam",13,"1","HY","OP",{"$nulls":4},"WAT",null,{"v":1287599.75,"d":"1,287,600"},{"v":585939.5,"d":"585,940"},{"$nulls":5},"EIA Prime Mover-level Data","EIA Prime Mover-level Data"]
[930,2020,"AL","Jordan Dam",13,"2","HY","OP",{"$nulls":4},"WAT",null,{"v":1287599.75,"d":"1,287,600"},{"v":585939.5,"d":"585,940"},{"$nulls":5},"EIA Prime Mover-level Data","EIA Prime Mover-level Data"]
[931,2020,"AL","Jordan Dam",13,"3","HY","OP",{"$nulls":4},"WAT",null,{"v":1287599.75,"d":"1,287,600"},{"v":585939.5,"d":"585,940"},{"$nulls":5},"EIA Prime Mover-level Data","EIA Prime Mover-level Data"]
[932,2020,"AL","Jordan Dam",13,"4","HY","OP",{"$nulls":4},"WAT",null,{"v":1287599.75,"d":"1,287,600"},{"v":585939.5,"d":"585,940"},{"$nulls":5},"EIA Prime Mover-level Data","EIA Prime Mover-level Data"]
[933,2020,"AL","Joseph M Farley",6001,"1","ST","OP",{"$nulls":4},"NUC",null,{"v":81503856,"d":"81,503,856"},{"v":33798328,"d":"33,798,328"},{"$nulls":5},"EIA Prime Mover-level Data","EIA Prime Mover-level Data"]
[934,2020,"AL","Joseph M Farley",6001,"2","ST","OP",{"$nulls":4},"NUC",null,{"v":72843792,"d":"72,843,792"},{"v":33860336,"d":"33,860,336"},{"$nulls":5},"EIA Prime Mover-level Data","EIA Prime Mover-level Data"]
[935,2020,"AL","Kimberly Clark Mobile - CHP Plant",62449,"GT100","GT","OP",{"$nulls":4},"NG",null,{"v":1833152,"d":"1,833,152"},{"v":898811.5,"d":"898,812"},{"v":287.272003173828,"d":"287.3"},{"v":140.852005004883,"d":"140.9"},{"v":2.9293999671936,"d":"2.9"},{"v":107137.703125,"d":"107,137.7"},null,"EIA Prime Mover-level Data","EIA Prime Mover-level Data","Estimated using emissions factor","Estimated using emissions factor","Estimated using emissions factor","Estimated using emissions factor"]
[936,2020,"AL","Kimberly Clark Mobile - CHP Plant",62449,"GT200","GT","OP",{"$nulls":4},"NG",null,{"v":1833152,"d":"1,833,152"},{"v":898811.5,"d":"898,812"},{"v":287.272003173828,"d":"287.3"},{"v":140.852005004883,"d":"140.9"},{"v":2.9293999671936,"d":"2.9"},{"v":107137.703125,"d":"107,137.7"},null,"EIA Prime Mover-level Data","EIA Prime Mover-level Data","Estimated using emissions factor","Estimated using emissions factor","Estimated using emissions factor","Estimated using emissions factor"]
[937,2020,"AL","LaFayette Solar Farm",60583,"PV1","PV","OP",{"$nulls":4},"SUN",null,{"v":1295957,"d":"1,295,957"},{"v":657449,"d":"657,449"},{"$nulls":5},"EIA Prime Mover-level Data","EIA Prime Mover-level Data"]
[938,2020,"AL","Langdale",711,"5","HY","RE",{"$nulls":4},"WAT"]
[939,2020,"AL","Langdale",711,"6","HY","RE",{"$nulls":4},"WAT"]
[940,2020,"AL","Lay Dam",15,"1","HY","OP",{"$nulls":4},"WAT",null,{"v":1027653.1875,"d":"1,027,653"},{"v":467647.34375,"d":"467,647"},{"$nulls":5},"EIA Prime Mover-level Data","EIA Prime Mover-level Data"]
[941,2020,"AL","Lay Dam",15,"2","HY","OP",{"$nulls":4},"WAT",null,{"v":1027653.1875,"d":"1,027,653"},{"v":467647.34375,"d":"467,647"},{"$nulls":5},"EIA Prime Mover-level Data","EIA Prime Mover-level Data"]
[942,2020,"AL","Lay Dam",15,"3","HY","OP",{"$nulls":4},"WAT",null,{"v":1027653.1875,"d":"1,027,653"},{"v":467647.34375,"d":"467,647"},{"$nulls":5},"EIA Prime Mover-level Data","EIA Prime Mover-level Data"]
[943,2020,"AL","Lay Dam",15,"4","HY","OP",{"$nulls":4},"WAT",null,{"v":1027653.1875,"d":"1,027,653"},{"v":467647.34375,"d":"467,647"},{"$nulls":5},"EIA Prime Mover-level Data","EIA Prime Mover-level Data"]
[944,2020,"AL","Lay Dam",15,"5","HY","OP",{"$nulls":4},"WAT",null,{"v":1027653.1875,"d":"1,027,653"},{"v":467647.34375,"d":"467,647"},{"$nulls":5},"EIA Prime Mover-level Data","EIA Prime Mover-level Data"]
[945,2020,"AL","Lay Dam",15,"6","HY","OP",{"$nulls":4},"WAT",null,{"v":1027653.1875,"d":"1,027,653"},{"v":467647.34375,"d":"467,647"},{"$nulls":5},"EIA Prime Mover-level Data","EIA Prime Mover-level Data"]
[946,2020,"AL","Lewis Smith Dam",18,"1","HY","OP",{"$nulls":4},"WAT",null,{"v":1723819.5,"d":"1,723,820"},{"v":784447.5,"d":"784,448"},{"$nulls":5},"EIA Prime Mover-level Data","EIA Prime Mover-level Data"]
[947,2020,"AL","Lewis Smith Dam",18,"2","HY","OP",{"$nulls":4},"WAT",null,{"v":1723819.5,"d":"1,723,820"},{"v":784447.5,"d":"784,448"},{"$nulls":5},"EIA Prime Mover-level Data","EIA Prime Mover-level Data"]
[948,2020,"AL","Logan Martin Dam",14,"1","HY","OP",{"$nulls":4},"WAT",null,{"v":1431964,"d":"1,431,964"},{"v":651634.3125,"d":"651,634"},{"$nulls":5},"EIA Prime Mover-level Data","EIA Prime Mover-level Data"]
[949,2020,"AL","Logan Martin Dam",14,"2","HY","OP",{"$nulls":4},"WAT",null,{"v":1431964,"d":"1,431,964"},{"v":651634.3125,"d":"651,634"},{"$nulls":5},"EIA Prime Mover-level Data","EIA Prime Mover-level Data"]
[950,2020,"AL","Logan Martin Dam",14,"3","HY","OP",{"$nulls":4},"WAT",null,{"v":1431964,"d":"1,431,964"},{"v":651634.3125,"d":"651,634"},{"$nulls":5},"EIA Prime Mover-level Data","EIA Prime Mover-level Data"]
[951,2020,"AL","Martin Dam",16,"1","HY","OP",{"$nulls":4},"WAT",null,{"v":1115623,"d":"1,115,623"},{"v":507679.3125,"d":"507,679"},{"$nulls":5},"EIA Prime Mover-level Data","EIA Prime Mover-level Data"]
[952,2020,"AL","Martin Dam",16,"2","HY","OP",{"$nulls":4},"WAT",null,{"v":1115623,"d":"1,115,623"},{"v":507679.3125,"d":"507,679"},{"$nulls":5},"EIA Prime Mover-level Data","EIA Prime Mover-level Data"]
[953,2020,"AL","Martin Dam",16,"3","HY","OP",{"$nulls":4},"WAT",null,{"v":1115623,"d":"1,115,623"},{"v":507679.3125,"d":"507,679"},{"$nulls":5},"EIA Prime Mover-level Data","EIA Prime Mover-level Data"]
[954,2020,"AL","Martin Dam",16,"4","HY","OP",{"$nulls":4},"WAT",null,{"v":1333414,"d":"1,333,414"},{"v":606788.0625,"d":"606,788"},{"$nulls":5},"EIA Prime Mover-level Data","EIA Prime Mover-level Data"]
[955,2020,"AL","McIntosh (7063)",7063,"**1","CE","OP","Yes","ARP,CSNOX,CSOSG2,CSSO2G2","OTHER TURBINE",null,"NG",{"v":153,"d":"153.0"},{"v":26654.654296875,"d":"26,655"},{"v":15590.513671875,"d":"15,591"},{"v":3.04500007629395,"d":"3.0"},{"v":1.82799994945526,"d":"1.8"},{"v":0,"d":"0.0"},{"v":1584.19995117188,"d":"1,584.2"},null,"EPA/CAMD","EPA/CAMD","EPA/CAMD","EPA/CAMD","EPA/CAMD","EPA/CAMD",{"$nulls":4},1991]
[956,2020,"AL","McIntosh (7063)",7063,"**2","GT","OP","Yes","ARP,CSNOX,CSOSG2,CSSO2G2","CT",null,"NG",{"v":333,"d":"333.0"},{"v":279660.09375,"d":"279,660"},{"v":174522.765625,"d":"174,523"},{"v":8.94900035858154,"d":"8.9"},{"v":4.91699981689453,"d":"4.9"},{"v":0.100000001490116,"d":"0.1"},{"v":16620.80078125,"d":"16,620.8"},null,"EPA/CAMD","EPA/CAMD","EPA/CAMD","EPA/CAMD","EPA/CAMD","EPA/CAMD",null,null,"DLNB",null,1998]
[957,2020,"AL","McIntosh (7063)",7063,"**3","GT","OP","Yes","ARP,CSNOX,CSOSG2,CSSO2G2","CT",null,"NG",{"v":495,"d":"495.0"},{"v":442563.25,"d":"442,563"},{"v":357104.5,"d":"357,105"},{"v":12.4320001602173,"d":"12.4"},{"v":9.4069995880127,"d":"9.4"},{"v":0.100000001490116,"d":"0.1"},{"v":26301.69921875,"d":"26,301.7"},null,"EPA/CAMD","EPA/CAMD","EPA/CAMD","EPA/CAMD","EPA/CAMD","EPA/CAMD",null,null,"DLNB",null,1998]
[958,2020,"AL","McIntosh (7063)",7063,"**4","GT","OP","Yes","ARP,CSNOX,CSOSG2,CSSO2G2","CT",null,"NG",{"v":1017,"d":"1,017.0"},{"v":1552153.875,"d":"1,552,154"},{"v":922427.375,"d":"922,427"},{"v":28.9570007324219,"d":"29.0"},{"v":16.4230003356934,"d":"16.4"},0.5,{"v":92242.1015625,"d":"92,242.1"},null,"EPA/CAMD","EPA/CAMD","EPA/CAMD","EPA/CAMD","EPA/CAMD","EPA/CAMD",null,null,"DLNB",null,2010]
[959,2020,"AL","McIntosh (7063)",7063,"**5","GT","OP","Yes","ARP,CSNOX,CSOSG2,CSSO2G2","CT",null,"NG",{"v":1095,"d":"1,095.0"},{"v":1699315.625,"d":"1,699,316"},{"v":1016531.3125,"d":"1,016,531"},{"v":30.8619995117188,"d":"30.9"},{"v":16.8799991607666,"d":"16.9"},0.5,{"v":100988.5,"d":"100,988.5"},null,"EPA/CAMD","EPA/CAMD","EPA/CAMD","EPA/CAMD","EPA/CAMD","EPA/CAMD",null,null,"DLNB",null,2010]
[960,2020,"AL","McWilliams",533,"**4","CT","OP","Yes","ARP,CSNOX,CSOSG2,CSSO2G2","CC",null,"NG",{"v":3735,"d":"3,735.0"},{"v":3436034.25,"d":"3,436,034"},{"v":1922492.75,"d":"1,922,493"},{"v":72.2509994506836,"d":"72.3"},{"v":37.5929985046387,"d":"37.6"},{"v":1,"d":"1.0"},{"v":204195.09375,"d":"204,195.1"},null,"EPA/CAMD","EPA/CAMD","EPA/CAMD","EPA/CAMD","EPA/CAMD","EPA/CAMD",null,null,"DLNB,H2O",null,1996]
[961,2020,"AL","McWilliams",533,"**V1","CT","OP","Yes","ARP,CSNOX,CSOSG2,CSSO2G2","CC",null,"NG",{"v":7196,"d":"7,196.0"},{"v":12443908,"d":"12,443,908"},{"v":6219212.5,"d":"6,219,213"},{"v":69.0279998779297,"d":"69.0"},{"v":34.2980003356934,"d":"34.3"},{"v":3.70000004768372,"d":"3.7"},{"v":739524.1875,"d":"739,524.2"},null,"EPA/CAMD","EPA/CAMD","EPA/CAMD","EPA/CAMD","EPA/CAMD","EPA/CAMD",null,null,"DLNB,SCR",null,2001]
[962,2020,"AL","McWilliams",533,"**V2","CT","OP","Yes","ARP,CSNOX,CSOSG2,CSSO2G2","CC",null,"NG",{"v":8065,"d":"8,065.0"},{"v":14007475,"d":"14,007,475"},{"v":6319913,"d":"6,319,913"},{"v":78.4420013427734,"d":"78.4"},{"v":34.8330001831055,"d":"34.8"},{"v":4.19999980926514,"d":"4.2"},{"v":832443.375,"d":"832,443.4"},null,"EPA/CAMD","EPA/CAMD","EPA/CAMD","EPA/CAMD","EPA/CAMD","EPA/CAMD",null,null,"DLNB,SCR",null,2001]
[963,2020,"AL","Millers Ferry",38,"1","HY","OP",{"$nulls":4},"WAT",null,{"v":1036538.3125,"d":"1,036,538"},{"v":471690.65625,"d":"471,691"},{"$nulls":5},"EIA Prime Mover-level Data","EIA Prime Mover-level Data"]
[964,2020,"AL","Millers Ferry",38,"2","HY","OP",{"$nulls":4},"WAT",null,{"v":1036538.3125,"d":"1,036,538"},{"v":471690.65625,"d":"471,691"},{"$nulls":5},"EIA Prime Mover-level Data","EIA Prime Mover-level Data"]
[965,2020,"AL","Millers Ferry",38,"3","HY","OP",{"$nulls":4},"WAT",null,{"v":1036538.3125,"d":"1,036,538"},{"v":471690.65625,"d":"471,691"},{"$nulls":5},"EIA Prime Mover-level Data","EIA Prime Mover-level Data"]
[966,2020,"AL","Mitchell Dam",17,"4","HY","OP",{"$nulls":4},"WAT",null,{"v":665875.75,"d":"665,876"},{"v":303015.75,"d":"303,016"},{"$nulls":5},"EIA Prime Mover-level Data","EIA Prime Mover-level Data"]
[967,2020,"AL","Mitchell Dam",17,"5","HY","OP",{"$nulls":4},"WAT",null,{"v":1664689.375,"d":"1,664,689"},{"v":757539.4375,"d":"757,539"},{"$nulls":5},"EIA Prime Mover-level Data","EIA Prime Mover-level Data"]
[968,2020,"AL","Mitchell Dam",17,"6","HY","OP",{"$nulls":4},"WAT",null,{"v":1664689.375,"d":"1,664,689"},{"v":757539.4375,"d":"757,539"},{"$nulls":5},"EIA Prime Mover-level Data","EIA Prime Mover-level Data"]
[969,2020,"AL","Mitchell Dam",17,"7","HY","OP",{"$nulls":4},"WAT",null,{"v":1664689.375,"d":"1,664,689"},{"v":757539.4375,"d":"757,539"},{"$nulls":5},"EIA Prime Mover-level Data","EIA Prime Mover-level Data"]
[970,2020,"AL","Morgan Energy Center",55293,"CT-1","CT","OP","Yes","ARP,CSNOX,CSOSG2,CSSO2G2","CC",null,"NG",{"v":4764,"d":"4,764.0"},{"v":7714340,"d":"7,714,340"},{"v":3120962,"d":"3,120,962"},{"v":26.2070007324219,"d":"26.2"},{"v":9.72700023651123,"d":"9.7"},{"v":2.29999995231628,"d":"2.3"},{"v":458451.5,"d":"458,451.5"},null,"EPA/CAMD","EPA/CAMD","EPA/CAMD","EPA/CAMD","EPA/CAMD","EPA/CAMD",null,null,"DLNB,SCR",null,2003]
[971,2020,"AL","Morgan Energy Center",55293,"CT-2","CT","OP","Yes","ARP,CSNOX,CSOSG2,CSSO2G2","CC",null,"NG",{"v":4553,"d":"4,553.0"},{"v":7298576.5,"d":"7,298,577"},{"v":3359056.75,"d":"3,359,057"},{"v":27.9479999542236,"d":"27.9"},{"v":12.8870000839233,"d":"12.9"},{"v":2.20000004768372,"d":"2.2"},{"v":433743,"d":"433,743.0"},null,"EPA/CAMD","EPA/CAMD","EPA/CAMD","EPA/CAMD","EPA/CAMD","EPA/CAMD",null,null,"DLNB,SCR",null,2003]
[972,2020,"AL","Morgan Energy Center",55293,"CT-3","CT","OP","Yes","ARP,CSNOX,CSOSG2,CSSO2G2","CC",null,"NG",{"v":4578,"d":"4,578.0"},{"v":7274933,"d":"7,274,933"},{"v":3449962.75,"d":"3,449,963"},{"v":25.7110004425049,"d":"25.7"},{"v":11.9569997787476,"d":"12.0"},{"v":2.20000004768372,"d":"2.2"},{"v":432337,"d":"432,337.0"},null,"EPA/CAMD","EPA/CAMD","EPA/CAMD","EPA/CAMD","EPA/CAMD","EPA/CAMD",null,null,"DLNB,SCR",null,2003]
[973,2020,"AL","Muscle Shoals",62462,"GEN01","PV","V",{"$nulls":4},"SUN"]
[974,2020,"AL","OE_ALD",64469,"OEALD","PV","T",{"$nulls":4},"SUN"]
[975,2020,"AL","Packaging Corporation of America Jackson Mill",55044,"PB3","ST","OP",{"$nulls":3},1,"NG",null,{"v":312204.0625,"d":"312,204"},0,{"v":4.21500015258789,"d":"4.2"},{"v":0,"d":"0.0"},{"v":0.49889999628067,"d":"0.5"},{"v":18246.619140625,"d":"18,246.6"},null,"EIA Unit-level Data","EIA Unit-Level Data","Estimated based on unit-level NOx emission rates","Estimated based on unit-level NOx ozone season emission rates","Estimated using emissions factor and plant-specific sulfur content","Estimated using emissions factor"]
[976,2020,"AL","Packaging Corporation of America Jackson Mill",55044,"PB4","ST","OP",{"$nulls":3},1,"NG",null,{"v":549900.4375,"d":"549,900"},0,{"v":10.9980001449585,"d":"11.0"},{"v":0,"d":"0.0"},{"v":0.878700017929077,"d":"0.9"},{"v":32138.669921875,"d":"32,138.7"},null,"EIA Unit-level Data","EIA Unit-Level Data","Estimated based on unit-level NOx emission rates","Estimated based on unit-level NOx ozone season emission rates","Estimated using emissions factor and plant-specific sulfur content","Estimated using emissions factor"]
[977,2020,"AL","Packaging Corporation of America Jackson Mill",55044,"PB5","ST","OP",{"$nulls":3},1,"NG",null,{"v":629167.3125,"d":"629,167"},0,{"v":11.6400003433228,"d":"11.6"},{"v":0,"d":"0.0"},{"v":1.00539994239807,"d":"1.0"},{"v":36771.38671875,"d":"36,771.4"},null,"EIA Unit-level Data","EIA Unit-Level Data","Estimated based on unit-level NOx emission rates","Estimated based on unit-level NOx ozone season emission rates","Estimated using emissions factor and plant-specific sulfur content","Estimated using emissions factor"]
[978,2020,"AL","Packaging Corporation of America Jackson Mill",55044,"RB1","ST","OP",{"$nulls":3},1,"BLQ",null,{"v":2849770.5,"d":"2,849,771"},0,{"v":177.151992797852,"d":"177.2"},{"v":0,"d":"0.0"},{"v":830.351013183594,"d":"830.4"},{"v":315437.90625,"d":"315,437.9"},null,"EIA Unit-level Data","EIA Unit-Level Data","Estimated using emissions factor","Estimated using emissions factor","Estimated using emissions factor and plant-specific sulfur content","Estimated using emissions factor"]
[979,2020,"AL","Pinckard Solar",62787,"PCKND","PV","P",{"$nulls":4},"SUN"]
[980,2020,"AL","Plant H. Allen Franklin",7710,"1A","CT","OP","Yes","ARP,CSNOX,CSOSG2,CSSO2G2","CC",1,"NG",{"v":7164,"d":"7,164.0"},{"v":12782405,"d":"12,782,405"},{"v":6267288,"d":"6,267,288"},{"v":54.814998626709,"d":"54.8"},{"v":26.4939994812012,"d":"26.5"},{"v":3.79999995231628,"d":"3.8"},{"v":759638.875,"d":"759,638.9"},null,"EPA/CAMD","EPA/CAMD","EPA/CAMD","EPA/CAMD","EPA/CAMD","EPA/CAMD",null,null,"DLNB,SCR",null,2001]
[981,2020,"AL","Plant H. Allen Franklin",7710,"1B","CT","OP","Yes","ARP,CSNOX,CSOSG2,CSSO2G2","CC",1,"NG",{"v":7160,"d":"7,160.0"},{"v":12726981,"d":"12,726,981"},{"v":6255351,"d":"6,255,351"},{"v":53.8979988098145,"d":"53.9"},{"v":26.003999710083,"d":"26.0"},{"v":3.79999995231628,"d":"3.8"},{"v":756347.5,"d":"756,347.5"},null,"EPA/CAMD","EPA/CAMD","EPA/CAMD","EPA/CAMD","EPA/CAMD","EPA/CAMD",null,null,"DLNB,SCR",null,2001]
[982,2020,"AL","Plant H. Allen Franklin",7710,"2A","CT","OP","Yes","ARP,CSNOX,CSOSG2,CSSO2G2","CC",1,"NG",{"v":8235,"d":"8,235.0"},{"v":15489736,"d":"15,489,736"},{"v":6967336.5,"d":"6,967,337"},{"v":65.302001953125,"d":"65.3"},{"v":28.9899997711182,"d":"29.0"},{"v":4.59999990463257,"d":"4.6"},{"v":920534,"d":"920,534.0"},null,"EPA/CAMD","EPA/CAMD","EPA/CAMD","EPA/CAMD","EPA/CAMD","EPA/CAMD",null,null,"DLNB,SCR",null,2003]
[983,2020,"AL","Plant H. Allen Franklin",7710,"2B","CT","OP","Yes","ARP,CSNOX,CSOSG2,CSSO2G2","CC",1,"NG",{"v":8294,"d":"8,294.0"},{"v":15528438,"d":"15,528,438"},{"v":6926272,"d":"6,926,272"},{"v":64.9800033569336,"d":"65.0"},{"v":28.9729995727539,"d":"29.0"},{"v":4.69999980926514,"d":"4.7"},{"v":922829.375,"d":"922,829.4"},null,"EPA/CAMD","EPA/CAMD","EPA/CAMD","EPA/CAMD","EPA/CAMD","EPA/CAMD",null,null,"DLNB,SCR",null,2003]
[984,2020,"AL","Plant H. Allen Franklin",7710,"3A","CT","OP","Yes","ARP,CSNOX,CSOSG2,CSSO2G2","CC",1,"NG",{"v":8064,"d":"8,064.0"},{"v":15636884,"d":"15,636,884"},{"v":7078992,"d":"7,078,992"},{"v":64.2720031738281,"d":"64.3"},{"v":28.7210006713867,"d":"28.7"},{"v":4.69999980926514,"d":"4.7"},{"v":929276.125,"d":"929,276.1"},null,"EPA/CAMD","EPA/CAMD","EPA/CAMD","EPA/CAMD","EPA/CAMD","EPA/CAMD",null,null,"DLNB,SCR",null,2008]
[985,2020,"AL","Plant H. Allen Franklin",7710,"3B","CT","OP","Yes","ARP,CSNOX,CSOSG2,CSSO2G2","CC",1,"NG",{"v":8014,"d":"8,014.0"},{"v":15258932,"d":"15,258,932"},{"v":6899343,"d":"6,899,343"},{"v":65.9150009155273,"d":"65.9"},{"v":29.261999130249,"d":"29.3"},{"v":4.59999990463257,"d":"4.6"},{"v":906817.8125,"d":"906,817.8"},null,"EPA/CAMD","EPA/CAMD","EPA/CAMD","EPA/CAMD","EPA/CAMD","EPA/CAMD",null,null,"DLNB,SCR",null,2008]
[986,2020,"AL","Point A",55,"1","HY","OP",{"$nulls":4},"WAT",null,{"v":14946.76953125,"d":"14,947"},{"v":6801.5390625,"d":"6,802"},{"$nulls":5},"EIA Prime Mover-level Data","EIA Prime Mover-level Data"]
[987,2020,"AL","Point A",55,"2","HY","OP",{"$nulls":4},"WAT",null,{"v":14946.76953125,"d":"14,947"},{"v":6801.5390625,"d":"6,802"},{"$nulls":5},"EIA Prime Mover-level Data","EIA Prime Mover-level Data"]
[988,2020,"AL","Point A",55,"3","HY","OP",{"$nulls":4},"WAT",null,{"v":18683.4609375,"d":"18,683"},{"v":8501.9228515625,"d":"8,502"},{"$nulls":5},"EIA Prime Mover-level Data","EIA Prime Mover-level Data"]
[989,2020,"AL","Redstone Arsenal Hybrid",61901,"BA","BA","OP",{"$nulls":4},"MWH",null,0,0,{"$nulls":5},"EIA Prime Mover-level Data","EIA Prime Mover-level Data"]
[990,2020,"AL","Redstone Arsenal Hybrid",61901,"REDST","PV","OP",{"$nulls":4},"SUN",null,{"v":151598,"d":"151,598"},{"v":77382,"d":"77,382"},{"$nulls":5},"EIA Prime Mover-level Data","EIA Prime Mover-level Data"]
[991,2020,"AL","River Bend Solar, LLC",60058,"RVRBN","PV","OP",{"$nulls":4},"SUN",null,{"v":1146751,"d":"1,146,751"},{"v":549162,"d":"549,162"},{"$nulls":5},"EIA Prime Mover-level Data","EIA Prime Mover-level Data"]
[992,2020,"AL","SABIC Innovative Plastics - Burkville",7698,"CC1","CT","OP","Yes","ARP,CSNOX,CSOSG2,CSSO2G2","CC",null,"NG",{"v":8691,"d":"8,691.0"},{"v":6175748.5,"d":"6,175,749"},{"v":2524400.75,"d":"2,524,401"},{"v":90.9530029296875,"d":"91.0"},{"v":37.226001739502,"d":"37.2"},{"v":1.89999997615814,"d":"1.9"},{"v":367013.6875,"d":"367,013.7"},null,"EPA/CAMD","EPA/CAMD","EPA/CAMD","EPA/CAMD","EPA/CAMD","EPA/CAMD",null,null,"DLNB",null,1999]
[993,2020,"AL","Sand Valley Power Station",59710,"GMA","IC","OP",{"$nulls":4},"LFG",null,{"v":120120.3359375,"d":"120,120"},{"v":49775.66796875,"d":"49,776"},{"v":87.0859985351563,"d":"87.1"},{"v":36.0870018005371,"d":"36.1"},{"v":2.70269989967346,"d":"2.7"},{"v":7627.6162109375,"d":"7,627.6"},null,"EIA Prime Mover-level Data","EIA Prime Mover-level Data","Estimated using emissions factor","Estimated using emissions factor","Estimated using emissions factor","Estimated using emissions factor"]
[994,2020,"AL","Sand Valley Power Station",59710,"GMB","IC","OP",{"$nulls":4},"LFG",null,{"v":120120.3359375,"d":"120,120"},{"v":49775.66796875,"d":"49,776"},{"v":87.0859985351563,"d":"87.1"},{"v":36.0870018005371,"d":"36.1"},{"v":2.70269989967346,"d":"2.7"},{"v":7627.6162109375,"d":"7,627.6"},null,"EIA Prime Mover-level Data","EIA Prime Mover-level Data","Estimated using emissions factor","Estimated using emissions factor","Estimated using emissions factor","Estimated using emissions factor"]
[995,2020,"AL","Sand Valley Power Station",59710,"GMC","IC","OP",{"$nulls":4},"LFG",null,{"v":120120.3359375,"d":"120,120"},{"v":49775.66796875,"d":"49,776"},{"v":87.0859985351563,"d":"87.1"},{"v":36.0870018005371,"d":"36.1"},{"v":2.70269989967346,"d":"2.7"},{"v":7627.6162109375,"d":"7,627.6"},null,"EIA Prime Mover-level Data","EIA Prime Mover-level Data","Estimated using emissions factor","Estimated using emissions factor","Estimated using emissions factor","Estimated using emissions factor"]
[996,2020,"AL","Sloss Industries Corp",50359,"1","ST","OP",{"$nulls":3},2,"COG",null,{"v":791931.5,"d":"791,932"},{"v":368453,"d":"368,453"},{"v":6.09800004959106,"d":"6.1"},{"v":2.83699989318848,"d":"2.8"},{"v":0.509899973869324,"d":"0.5"},{"v":46284.265625,"d":"46,284.3"},null,"EIA Unit-level Data","EIA Unit-Level Data","Estimated using emissions factor","Estimated using emissions factor","Estimated using emissions factor","Estimated using emissions factor"]
[997,2020,"AL","Sloss Industries Corp",50359,"3","ST","OP",{"$nulls":3},2,"COG",null,{"v":2881,"d":"2,881"},0,{"v":0.0219999998807907,"d":"0.0"},{"v":0,"d":"0.0"},{"v":1.9000000320375E-3,"d":"0.0"},{"v":168.380004882813,"d":"168.4"},null,"EIA Unit-level Data","EIA Unit-Level Data","Estimated using emissions factor","Estimated using emissions factor","Estimated using emissions factor","Estimated using emissions factor"]
[998,2020,"AL","Sloss Industries Corp",50359,"4","ST","OP",{"$nulls":3},2,"NG",null,{"v":858860,"d":"858,860"},{"v":354060,"d":"354,060"},{"v":68.056999206543,"d":"68.1"},{"v":27.4650001525879,"d":"27.5"},{"v":1.27950000762939,"d":"1.3"},{"v":50195.8671875,"d":"50,195.9"},null,"EIA Unit-level Data","EIA Unit-Level Data","Estimated using emissions factor","Estimated using emissions factor","Estimated using emissions factor","Estimated using emissions factor"]
[999,2020,"AL","Tenaska Lindsay Hill Generating Station",55271,"CT1","CT","OP","Yes","ARP,CSNOX,CSOSG2,CSSO2G2","CC",null,"NG",{"v":1325,"d":"1,325.0"},{"v":3053528,"d":"3,053,528"},{"v":2041113.75,"d":"2,041,114"},{"v":10.9130001068115,"d":"10.9"},{"v":7.29400014877319,"d":"7.3"},{"v":0.899999976158142,"d":"0.9"},{"v":181468.40625,"d":"181,468.4"},null,"EPA/CAMD","EPA/CAMD","EPA/CAMD","EPA/CAMD","EPA/CAMD","EPA/CAMD",null,null,"DLNB,H2O,SCR",null,2002]
[1000,2020,"AL","Tenaska Lindsay Hill Generating Station",55271,"CT2","CT","OP","Yes","ARP,CSNOX,CSOSG2,CSSO2G2","CC",null,"NG",{"v":2264,"d":"2,264.0"},{"v":4191970.5,"d":"4,191,971"},{"v":2419743,"d":"2,419,743"},{"v":16.2080001831055,"d":"16.2"},{"v":8.82999992370605,"d":"8.8"},{"v":1.29999995231628,"d":"1.3"},{"v":249135.09375,"d":"249,135.1"},null,"EPA/CAMD","EPA/CAMD","EPA/CAMD","EPA/CAMD","EPA/CAMD","EPA/CAMD",null,null,"DLNB,H2O,SCR",null,2002]
[1001,2020,"AL","Tenaska Lindsay Hill Generating Station",55271,"CT3","CT","OP","Yes","ARP,CSNOX,CSOSG2,CSSO2G2","CC",null,"NG",{"v":3752,"d":"3,752.0"},{"v":7244966.5,"d":"7,244,967"},{"v":2951405.5,"d":"2,951,406"},{"v":26.7600002288818,"d":"26.8"},{"v":10.5790004730225,"d":"10.6"},{"v":2.20000004768372,"d":"2.2"},{"v":430575,"d":"430,575.0"},null,"EPA/CAMD","EPA/CAMD","EPA/CAMD","EPA/CAMD","EPA/CAMD","EPA/CAMD",null,null,"DLNB,H2O,SCR",null,2002]
[1002,2020,"AL","Theodore Cogeneration",7721,"CC1","CT","OP","Yes","ARP,CSNOX,CSOSG2,CSSO2G2","CC",null,"NG",{"v":8538,"d":"8,538.0"},{"v":13248743,"d":"13,248,743"},{"v":5344014,"d":"5,344,014"},{"v":48.4449996948242,"d":"48.4"},{"v":20.4860000610352,"d":"20.5"},{"v":4,"d":"4.0"},{"v":787360.5,"d":"787,360.5"},null,"EPA/CAMD","EPA/CAMD","EPA/CAMD","EPA/CAMD","EPA/CAMD","EPA/CAMD",null,null,"DLNB,SCR",null,2000]
[1003,2020,"AL","Thurlow Dam",19,"1","HY","OP",{"$nulls":4},"WAT",null,{"v":1171348.125,"d":"1,171,348"},{"v":533037.4375,"d":"533,037"},{"$nulls":5},"EIA Prime Mover-level Data","EIA Prime Mover-level Data"]
[1004,2020,"AL","Thurlow Dam",19,"2","HY","OP",{"$nulls":4},"WAT",null,{"v":1171348.125,"d":"1,171,348"},{"v":533037.4375,"d":"533,037"},{"$nulls":5},"EIA Prime Mover-level Data","EIA Prime Mover-level Data"]
[1005,2020,"AL","Thurlow Dam",19,"3","HY","OP",{"$nulls":4},"WAT",null,{"v":289221.75,"d":"289,222"},{"v":131614.171875,"d":"131,614"},{"$nulls":5},"EIA Prime Mover-level Data","EIA Prime Mover-level Data"]
[1006,2020,"AL","Tom Bevill Lock and Dam Hydroelectric",61749,"GEN1","HY","CN",{"$nulls":4},"WAT"]
[1007,2020,"AL","Tom Bevill Lock and Dam Hydroelectric",61749,"GEN2","HY","CN",{"$nulls":4},"WAT"]
[1008,2020,"AL","Tom Bevill Lock and Dam Hydroelectric",61749,"GEN3","HY","CN",{"$nulls":4},"WAT"]
[1009,2020,"AL","U S Alliance Coosa Pines",54216,"PB1","ST","OP",{"$nulls":3},2,"NG",null,{"v":1321479.25,"d":"1,321,479"},{"v":498552.25,"d":"498,552"},{"v":20.878999710083,"d":"20.9"},{"v":7.22900009155273,"d":"7.2"},{"v":2.1117000579834,"d":"2.1"},{"v":77233.234375,"d":"77,233.2"},null,"EIA Unit-level Data","EIA Unit-Level Data","Estimated based on unit-level NOx emission rates","Estimated based on unit-level NOx ozone season emission rates","Estimated using emissions factor and plant-specific sulfur content","Estimated using emissions factor"]
[1010,2020,"AL","U S Alliance Coosa Pines",54216,"PB2","ST","OP",{"$nulls":3},2,"NG",null,{"v":1321479.25,"d":"1,321,479"},{"v":498552.25,"d":"498,552"},{"v":19.4260005950928,"d":"19.4"},{"v":6.82999992370605,"d":"6.8"},{"v":2.1117000579834,"d":"2.1"},{"v":77233.234375,"d":"77,233.2"},null,"EIA Unit-level Data","EIA Unit-Level Data","Estimated based on unit-level NOx emission rates","Estimated based on unit-level NOx ozone season emission rates","Estimated using emissions factor and plant-specific sulfur content","Estimated using emissions factor"]
[1011,2020,"AL","U S Alliance Coosa Pines",54216,"REC3","ST","OP",{"$nulls":3},6,"BLQ",null,{"v":7092646,"d":"7,092,646"},{"v":2837941.75,"d":"2,837,942"},{"v":419.529998779297,"d":"419.5"},{"v":171.128005981445,"d":"171.1"},{"v":1938.97863769531,"d":"1,939.0"},{"v":771431.5,"d":"771,431.5"},null,"EIA Unit-level Data","EIA Unit-Level Data","Estimated based on unit-level NOx emission rates","Estimated based on unit-level NOx ozone season emission rates","Estimated using emissions factor and plant-specific sulfur content","Estimated using emissions factor"]
[1012,2020,"AL","U S Alliance Coosa Pines",54216,"AOW3","ST","RE",{"$nulls":3},7,"BIT"]
[1013,2020,"AL","W&T Onshore Treating Facility (OTF)",54550,"901A","CT",{"$nulls":5},"NG",null,{"v":298131.46875,"d":"298,131"},{"v":99466,"d":"99,466"},{"v":47.6020011901855,"d":"47.6"},{"v":18.0769996643066,"d":"18.1"},{"v":0.47639998793602,"d":"0.5"},{"v":17424.15234375,"d":"17,424.2"},null,"EIA Unit-level Data","EIA Unit-Level Data","Estimated using emissions factor","Estimated using emissions factor","Estimated using emissions factor","Estimated using emissions factor"]
[1014,2020,"AL","W&T Onshore Treating Facility (OTF)",54550,"901B","CT",{"$nulls":5},"NG",null,{"v":237298,"d":"237,298"},{"v":128274,"d":"128,274"},{"v":37.8889999389648,"d":"37.9"},{"v":14.3879995346069,"d":"14.4"},{"v":0.379200011491776,"d":"0.4"},{"v":13868.76953125,"d":"13,868.8"},null,"EIA Unit-level Data","EIA Unit-Level Data","Estimated using emissions factor","Estimated using emissions factor","Estimated using emissions factor","Estimated using emissions factor"]
[1015,2020,"AL","W&T Onshore Treating Facility (OTF)",54550,"901C","CT",{"$nulls":5},"NG",null,{"v":258291.6875,"d":"258,292"},{"v":73044,"d":"73,044"},{"v":41.2410011291504,"d":"41.2"},{"v":15.66100025177,"d":"15.7"},{"v":0.412800014019012,"d":"0.4"},{"v":15095.736328125,"d":"15,095.7"},null,"EIA Unit-level Data","EIA Unit-Level Data","Estimated using emissions factor","Estimated using emissions factor","Estimated using emissions factor","Estimated using emissions factor"]
[1016,2020,"AL","W&T Onshore Treating Facility (OTF)",54550,"STG1","CA","OP",{"$nulls":3},1,"NG",null,0,0,{"v":0,"d":"0.0"},{"v":0,"d":"0.0"},{"v":0,"d":"0.0"},{"v":0,"d":"0.0"},null,"EIA Unit-level Data","EIA Unit-Level Data","Estimated using emissions factor","Estimated using emissions factor","Estimated using emissions factor","Estimated using emissions factor"]
[1017,2020,"AL","Walter Bouldin Dam",4,"1","HY","OP",{"$nulls":4},"WAT",null,{"v":1621873.625,"d":"1,621,874"},{"v":738055.3125,"d":"738,055"},{"$nulls":5},"EIA Prime Mover-level Data","EIA Prime Mover-level Data"]
[1018,2020,"AL","Walter Bouldin Dam",4,"2","HY","OP",{"$nulls":4},"WAT",null,{"v":1621873.625,"d":"1,621,874"},{"v":738055.3125,"d":"738,055"},{"$nulls":5},"EIA Prime Mover-level Data","EIA Prime Mover-level Data"]
[1019,2020,"AL","Walter Bouldin Dam",4,"3","HY","OP",{"$nulls":4},"WAT",null,{"v":1621873.625,"d":"1,621,874"},{"v":738055.3125,"d":"738,055"},{"$nulls":5},"EIA Prime Mover-level Data","EIA Prime Mover-level Data"]
[1020,2020,"AL","Walton Discover Power Facility",55138,"1A","GT","OP","Yes","CSNOX,CSOSG2,CSSO2G2","CT",null,"NG",{"v":3,"d":"3.0"},{"v":329.980010986328,"d":"330"},{"v":329.980010986328,"d":"330"},{"v":0.0419999994337559,"d":"0.0"},{"v":0.0419999994337559,"d":"0.0"},{"v":0,"d":"0.0"},{"v":19.2859992980957,"d":"19.3"},null,"EPA/CAMD","EPA/CAMD","EPA/CAMD","EPA/CAMD","EPA/CAMD","Estimated using emissions factor",null,null,"H2O",null,1999]
[1021,2020,"AL","Walton Discover Power Facility",55138,"1B","GT","OP","Yes","CSNOX,CSOSG2,CSSO2G2","CT",null,"NG",{"v":3,"d":"3.0"},{"v":326.481994628906,"d":"326"},{"v":326.481994628906,"d":"326"},{"v":0.0869999974966049,"d":"0.1"},{"v":0.0869999974966049,"d":"0.1"},{"v":0,"d":"0.0"},{"v":19.0809993743896,"d":"19.1"},null,"EPA/CAMD","EPA/CAMD","EPA/CAMD","EPA/CAMD","EPA/CAMD","Estimated using emissions factor",null,null,"H2O",null,1999]
[1022,2020,"AL","Walton Discover Power Facility",55138,"2A","GT","OP","Yes","CSNOX,CSOSG2,CSSO2G2","CT",null,"NG",{"v":2,"d":"2.0"},{"v":249.916000366211,"d":"250"},{"v":249.916000366211,"d":"250"},{"v":0.0399999991059303,"d":"0.0"},{"v":0.0399999991059303,"d":"0.0"},{"v":0,"d":"0.0"},{"v":14.6059999465942,"d":"14.6"},null,"EPA/CAMD","EPA/CAMD","EPA/CAMD","EPA/CAMD","EPA/CAMD","Estimated using emissions factor",null,null,"H2O",null,1999]
[1023,2020,"AL","Walton Discover Power Facility",55138,"2B","GT","OP","Yes","CSNOX,CSOSG2,CSSO2G2","CT",null,"NG",{"v":2,"d":"2.0"},{"v":223.725997924805,"d":"224"},{"v":223.725997924805,"d":"224"},{"v":0.0270000007003546,"d":"0.0"},{"v":0.0270000007003546,"d":"0.0"},{"v":0,"d":"0.0"},{"v":13.076000213623,"d":"13.1"},null,"EPA/CAMD","EPA/CAMD","EPA/CAMD","EPA/CAMD","EPA/CAMD","Estimated using emissions factor",null,null,"H2O",null,1999]
[1024,2020,"AL","Washington County Cogen (Olin)",7697,"CC1","CT","OP","Yes","ARP,CSNOX,CSOSG2,CSSO2G2","CC",null,"NG",{"v":7433,"d":"7,433.0"},{"v":7939410,"d":"7,939,410"},{"v":3813174.5,"d":"3,813,175"},{"v":151.856002807617,"d":"151.9"},{"v":70.1829986572266,"d":"70.2"},{"v":2.29999995231628,"d":"2.3"},{"v":471835.6875,"d":"471,835.7"},null,"EPA/CAMD","EPA/CAMD","EPA/CAMD","EPA/CAMD","EPA/CAMD","EPA/CAMD",null,null,"DLNB",null,1999]
[1025,2020,"AL","Weiss Dam",20,"1","HY","OP",{"$nulls":4},"WAT",null,{"v":852162.3125,"d":"852,162"},{"v":387787.65625,"d":"387,788"},{"$nulls":5},"EIA Prime Mover-level Data","EIA Prime Mover-level Data"]
[1026,2020,"AL","Weiss Dam",20,"2","HY","OP",{"$nulls":4},"WAT",null,{"v":852162.3125,"d":"852,162"},{"v":387787.65625,"d":"387,788"},{"$nulls":5},"EIA Prime Mover-level Data","EIA Prime Mover-level Data"]
[1027,2020,"AL","Weiss Dam",20,"3","HY","OP",{"$nulls":4},"WAT",null,{"v":852162.3125,"d":"852,162"},{"v":387787.65625,"d":"387,788"},{"$nulls":5},"EIA Prime Mover-level Data","EIA Prime Mover-level Data"]
[1028,2020,"AL","Westervelt Moundville Cogen",57467,"TE","ST","OP",{"$nulls":3},1,"WDS",null,{"v":662367.6875,"d":"662,368"},0,{"v":54.6450004577637,"d":"54.6"},{"v":26.3209991455078,"d":"26.3"},{"v":8.27960014343262,"d":"8.3"},{"v":68486.6796875,"d":"68,486.7"},null,"EIA Unit-level Data","EIA Unit-Level Data","Estimated based on unit-level NOx emission rates","Estimated using emissions factor","Estimated using emissions factor and plant-specific sulfur content","Estimated using emissions factor"]
[1029,2020,"AL","Westervelt Moundville Cogen",57467,"WE","ST","OP",{"$nulls":3},1,"WDS",null,{"v":652261.625,"d":"652,262"},0,{"v":53.8120002746582,"d":"53.8"},{"v":25.9200000762939,"d":"25.9"},{"v":8.15330028533936,"d":"8.2"},{"v":67441.7421875,"d":"67,441.7"},null,"EIA Unit-level Data","EIA Unit-Level Data","Estimated based on unit-level NOx emission rates","Estimated using emissions factor","Estimated using emissions factor and plant-specific sulfur content","Estimated using emissions factor"]
[1030,2020,"AL","WestRock Coated Board",54802,"X022","GT","OP","Yes","SIPNOX","CT",null,"NG",{"v":3622,"d":"3,622.0"},{"v":2658720.75,"d":"2,658,721"},{"v":1167932.75,"d":"1,167,933"},{"v":317.140991210938,"d":"317.1"},{"v":39.7050018310547,"d":"39.7"},{"v":0.753400027751923,"d":"0.8"},{"v":155387.6875,"d":"155,387.7"},null,"EIA non-ozone season distributed and EPA/CAMD ozone season","EPA/CAMD","Estimated using emissions factor and EIA data for non-ozone season and EPA/CAMD ozone season emissions","EPA/CAMD","Estimated using emissions factor","Estimated using emissions factor",null,null,"DLNB",null,1998]
[1031,2020,"AL","WestRock Coated Board",54802,"Z008","ST","OP","Yes","SIPNOX","WALL",null,"NG",{"v":3588,"d":"3,588.0"},{"v":13602018,"d":"13,602,018"},{"v":362926.3125,"d":"362,926"},{"v":1625.78295898438,"d":"1,625.8"},{"v":45.3199996948242,"d":"45.3"},{"v":2.88380002975464,"d":"2.9"},{"v":794963.5625,"d":"794,963.6"},null,"EIA non-ozone season distributed and EPA/CAMD ozone season","EPA/CAMD","Estimated using emissions factor and EIA data for non-ozone season and EPA/CAMD ozone season emissions","EPA/CAMD","Estimated using emissions factor","Estimated using emissions factor",{"$nulls":4},1965]
[1032,2020,"AL","WestRock Demopolis Mill",54763,"PB1","ST","RE",{"$nulls":3},3,"WDS",null,0,0,{"v":0,"d":"0.0"},{"v":0,"d":"0.0"},{"v":0,"d":"0.0"},{"v":0,"d":"0.0"},null,"EIA Unit-level Data","EIA Unit-Level Data","Estimated using emissions factor","Estimated using emissions factor","Estimated using emissions factor","Estimated using emissions factor",null,"VE"]
[1033,2020,"AL","WestRock Demopolis Mill",54763,"PB2","ST","RE",{"$nulls":3},3,"BLQ",null,0,0,{"v":0,"d":"0.0"},{"v":0,"d":"0.0"},{"v":0,"d":"0.0"},{"v":0,"d":"0.0"},null,"EIA Unit-level Data","EIA Unit-Level Data","Estimated using emissions factor","Estimated using emissions factor","Estimated using emissions factor","Estimated using emissions factor"]
[1034,2020,"AL","WestRock Demopolis Mill",54763,"PB3","ST","RE",{"$nulls":3},3,"BLQ",null,0,0,{"v":0,"d":"0.0"},{"v":0,"d":"0.0"},{"v":0,"d":"0.0"},{"v":0,"d":"0.0"},null,"EIA Unit-level Data","EIA Unit-Level Data","Estimated using emissions factor","Estimated using emissions factor","Estimated using emissions factor","Estimated using emissions factor",null,"VE"]
[1035,2020,"AL","WestRock Demopolis Mill",54763,"PB4","ST","OP",{"$nulls":3},3,"WDS",null,{"v":3965599.5,"d":"3,965,600"},{"v":1643678,"d":"1,643,678"},{"v":302.377014160156,"d":"302.4"},{"v":125.330001831055,"d":"125.3"},{"v":16.2008991241455,"d":"16.2"},{"v":408065.6875,"d":"408,065.7"},null,"EIA Unit-level Data","EIA Unit-Level Data","Estimated based on unit-level NOx emission rates","Estimated based on unit-level NOx ozone season emission rates","Estimated using emissions factor and plant-specific sulfur content","Estimated using emissions factor",null,"DSI",null,"Yes"]
[1036,2020,"AL","WestRock Demopolis Mill",54763,"PB5","ST","OP",{"$nulls":3},3,"NG",null,{"v":123234.3515625,"d":"123,234"},{"v":51576.21875,"d":"51,576"},{"v":4.33799982070923,"d":"4.3"},{"v":1.83399999141693,"d":"1.8"},{"v":0.0197000000625849,"d":"0.0"},{"v":7202.3740234375,"d":"7,202.4"},null,"EIA Unit-level Data","EIA Unit-Level Data","Estimated based on unit-level NOx emission rates","Estimated based on unit-level NOx ozone season emission rates","Estimated using emissions factor and plant-specific sulfur content","Estimated using emissions factor",null,"TR"]
[1037,2020,"AL","WestRock Demopolis Mill",54763,"R2","ST","RE",{"$nulls":3},3,"BLQ",null,0,0,{"v":0,"d":"0.0"},{"v":0,"d":"0.0"},{"v":0,"d":"0.0"},{"v":0,"d":"0.0"},null,"EIA Unit-level Data","EIA Unit-Level Data","Estimated using emissions factor","Estimated using emissions factor","Estimated using emissions factor","Estimated using emissions factor"]
[1038,2020,"AL","WestRock Demopolis Mill",54763,"R3","ST","OP",{"$nulls":3},3,"BLQ",null,{"v":9106317,"d":"9,106,317"},{"v":3830454.25,"d":"3,830,454"},{"v":741.254028320313,"d":"741.3"},{"v":311.799011230469,"d":"311.8"},{"v":224.065093994141,"d":"224.1"},{"v":1003136.0625,"d":"1,003,136.1"},null,"EIA Unit-level Data","EIA Unit-Level Data","Estimated based on unit-level NOx emission rates","Estimated based on unit-level NOx ozone season emission rates","Estimated using emissions factor and plant-specific sulfur content","Estimated using emissions factor",null,"VE"]
[1039,2020,"AL","WestRock Demopolis Mill",54763,"ITG","ST","RE",{"$nulls":4},"BLQ"]
[1040,2020,"AL","Wheeler Dam",49,"1","HY","OP",{"$nulls":4},"WAT",null,{"v":1745492.125,"d":"1,745,492"},{"v":794309.625,"d":"794,310"},{"$nulls":5},"EIA Prime Mover-level Data","EIA Prime Mover-level Data"]
[1041,2020,"AL","Wheeler Dam",49,"10","HY","OP",{"$nulls":4},"WAT",null,{"v":1790248.25,"d":"1,790,248"},{"v":814676.5,"d":"814,677"},{"$nulls":5},"EIA Prime Mover-level Data","EIA Prime Mover-level Data"]
[1042,2020,"AL","Wheeler Dam",49,"11","HY","OP",{"$nulls":4},"WAT",null,{"v":2168189.5,"d":"2,168,190"},{"v":986663.8125,"d":"986,664"},{"$nulls":5},"EIA Prime Mover-level Data","EIA Prime Mover-level Data"]
[1043,2020,"AL","Wheeler Dam",49,"2","HY","OP",{"$nulls":4},"WAT",null,{"v":1745492.125,"d":"1,745,492"},{"v":794309.625,"d":"794,310"},{"$nulls":5},"EIA Prime Mover-level Data","EIA Prime Mover-level Data"]
[1044,2020,"AL","Wheeler Dam",49,"3","HY","OP",{"$nulls":4},"WAT",null,{"v":1745492.125,"d":"1,745,492"},{"v":794309.625,"d":"794,310"},{"$nulls":5},"EIA Prime Mover-level Data","EIA Prime Mover-level Data"]
[1045,2020,"AL","Wheeler Dam",49,"4","HY","OP",{"$nulls":4},"WAT",null,{"v":1745492.125,"d":"1,745,492"},{"v":794309.625,"d":"794,310"},{"$nulls":5},"EIA Prime Mover-level Data","EIA Prime Mover-level Data"]
[1046,2020,"AL","Wheeler Dam",49,"5","HY","OP",{"$nulls":4},"WAT",null,{"v":1745492.125,"d":"1,745,492"},{"v":794309.625,"d":"794,310"},{"$nulls":5},"EIA Prime Mover-level Data","EIA Prime Mover-level Data"]
[1047,2020,"AL","Wheeler Dam",49,"6","HY","OP",{"$nulls":4},"WAT",null,{"v":1745492.125,"d":"1,745,492"},{"v":794309.625,"d":"794,310"},{"$nulls":5},"EIA Prime Mover-level Data","EIA Prime Mover-level Data"]
[1048,2020,"AL","Wheeler Dam",49,"7","HY","OP",{"$nulls":4},"WAT",null,{"v":1745492.125,"d":"1,745,492"},{"v":794309.625,"d":"794,310"},{"$nulls":5},"EIA Prime Mover-level Data","EIA Prime Mover-level Data"]
[1049,2020,"AL","Wheeler Dam",49,"8","HY","OP",{"$nulls":4},"WAT",null,{"v":1745492.125,"d":"1,745,492"},{"v":794309.625,"d":"794,310"},{"$nulls":5},"EIA Prime Mover-level Data","EIA Prime Mover-level Data"]
[1050,2020,"AL","Wheeler Dam",49,"9","HY","OP",{"$nulls":4},"WAT",null,{"v":2168189.5,"d":"2,168,190"},{"v":986663.8125,"d":"986,664"},{"$nulls":5},"EIA Prime Mover-level Data","EIA Prime Mover-level Data"]
[1051,2020,"AL","Widows Creek",50,"1","ST","RE",null,null,"WALL",1,"BIT"]
[1052,2020,"AL","Widows Creek",50,"2","ST","RE",null,null,"WALL",1,"BIT"]
[1053,2020,"AL","Widows Creek",50,"3","ST","RE",null,null,"WALL",1,"BIT"]
[1054,2020,"AL","Widows Creek",50,"4","ST","RE",null,null,"WALL",1,"BIT"]
[1055,2020,"AL","Widows Creek",50,"5","ST","RE",null,null,"WALL",1,"BIT"]
[1056,2020,"AL","Widows Creek",50,"6","ST","RE",null,null,"WALL",1,"BIT"]
[1057,2020,"AL","Widows Creek",50,"7","ST","RE",null,null,"TANGENTIAL",1,"BIT",{"$nulls":15},"SP","SR"]
[1058,2020,"AL","Widows Creek",50,"8","ST","RE",null,null,"TANGENTIAL",1,"BIT",{"$nulls":15},"TR","SR"]
[1059,2020,"AL","Wilson Dam",6440,"1","HY","OP",{"$nulls":4},"WAT",null,{"v":943323.375,"d":"943,323"},{"v":269291.90625,"d":"269,292"},{"$nulls":5},"EIA Prime Mover-level Data","EIA Prime Mover-level Data"]
[1060,2020,"AL","Wilson Dam",6440,"10","HY","OP",{"$nulls":4},"WAT",null,{"v":1197610.5,"d":"1,197,611"},{"v":341883.65625,"d":"341,884"},{"$nulls":5},"EIA Prime Mover-level Data","EIA Prime Mover-level Data"]
[1061,2020,"AL","Wilson Dam",6440,"11","HY","OP",{"$nulls":4},"WAT",null,{"v":1197610.5,"d":"1,197,611"},{"v":341883.65625,"d":"341,884"},{"$nulls":5},"EIA Prime Mover-level Data","EIA Prime Mover-level Data"]
[1062,2020,"AL","Wilson Dam",6440,"12","HY","OP",{"$nulls":4},"WAT",null,{"v":1197610.5,"d":"1,197,611"},{"v":341883.65625,"d":"341,884"},{"$nulls":5},"EIA Prime Mover-level Data","EIA Prime Mover-level Data"]
[1063,2020,"AL","Wilson Dam",6440,"13","HY","OP",{"$nulls":4},"WAT",null,{"v":1197610.5,"d":"1,197,611"},{"v":341883.65625,"d":"341,884"},{"$nulls":5},"EIA Prime Mover-level Data","EIA Prime Mover-level Data"]
[1064,2020,"AL","Wilson Dam",6440,"14","HY","OP",{"$nulls":4},"WAT",null,{"v":1033554.3125,"d":"1,033,554"},{"v":295050.28125,"d":"295,050"},{"$nulls":5},"EIA Prime Mover-level Data","EIA Prime Mover-level Data"]
[1065,2020,"AL","Wilson Dam",6440,"15","HY","OP",{"$nulls":4},"WAT",null,{"v":1197610.5,"d":"1,197,611"},{"v":341883.65625,"d":"341,884"},{"$nulls":5},"EIA Prime Mover-level Data","EIA Prime Mover-level Data"]
[1066,2020,"AL","Wilson Dam",6440,"16","HY","OP",{"$nulls":4},"WAT",null,{"v":1197610.5,"d":"1,197,611"},{"v":341883.65625,"d":"341,884"},{"$nulls":5},"EIA Prime Mover-level Data","EIA Prime Mover-level Data"]
[1067,2020,"AL","Wilson Dam",6440,"17","HY","OP",{"$nulls":4},"WAT",null,{"v":1197610.5,"d":"1,197,611"},{"v":341883.65625,"d":"341,884"},{"$nulls":5},"EIA Prime Mover-level Data","EIA Prime Mover-level Data"]
[1068,2020,"AL","Wilson Dam",6440,"18","HY","OP",{"$nulls":4},"WAT",null,{"v":1033554.3125,"d":"1,033,554"},{"v":295050.28125,"d":"295,050"},{"$nulls":5},"EIA Prime Mover-level Data","EIA Prime Mover-level Data"]
[1069,2020,"AL","Wilson Dam",6440,"19","HY","OP",{"$nulls":4},"WAT",null,{"v":2214759.25,"d":"2,214,759"},{"v":632250.5625,"d":"632,251"},{"$nulls":5},"EIA Prime Mover-level Data","EIA Prime Mover-level Data"]
[1070,2020,"AL","Wilson Dam",6440,"2","HY","OP",{"$nulls":4},"WAT",null,{"v":943323.375,"d":"943,323"},{"v":269291.90625,"d":"269,292"},{"$nulls":5},"EIA Prime Mover-level Data","EIA Prime Mover-level Data"]
[1071,2020,"AL","Wilson Dam",6440,"20","HY","OP",{"$nulls":4},"WAT",null,{"v":2214759.25,"d":"2,214,759"},{"v":632250.5625,"d":"632,251"},{"$nulls":5},"EIA Prime Mover-level Data","EIA Prime Mover-level Data"]
[1072,2020,"AL","Wilson Dam",6440,"21","HY","OP",{"$nulls":4},"WAT",null,{"v":2214759.25,"d":"2,214,759"},{"v":632250.5625,"d":"632,251"},{"$nulls":5},"EIA Prime Mover-level Data","EIA Prime Mover-level Data"]
[1073,2020,"AL","Wilson Dam",6440,"3","HY","OP",{"$nulls":4},"WAT",null,{"v":943323.375,"d":"943,323"},{"v":269291.90625,"d":"269,292"},{"$nulls":5},"EIA Prime Mover-level Data","EIA Prime Mover-level Data"]
[1074,2020,"AL","Wilson Dam",6440,"4","HY","OP",{"$nulls":4},"WAT",null,{"v":943323.375,"d":"943,323"},{"v":269291.90625,"d":"269,292"},{"$nulls":5},"EIA Prime Mover-level Data","EIA Prime Mover-level Data"]
[1075,2020,"AL","Wilson Dam",6440,"5","HY","OP",{"$nulls":4},"WAT",null,{"v":1476506.125,"d":"1,476,506"},{"v":421500.375,"d":"421,500"},{"$nulls":5},"EIA Prime Mover-level Data","EIA Prime Mover-level Data"]
[1076,2020,"AL","Wilson Dam",6440,"6","HY","OP",{"$nulls":4},"WAT",null,{"v":1267334.375,"d":"1,267,334"},{"v":361787.84375,"d":"361,788"},{"$nulls":5},"EIA Prime Mover-level Data","EIA Prime Mover-level Data"]
[1077,2020,"AL","Wilson Dam",6440,"7","HY","OP",{"$nulls":4},"WAT",null,{"v":1267334.375,"d":"1,267,334"},{"v":361787.84375,"d":"361,788"},{"$nulls":5},"EIA Prime Mover-level Data","EIA Prime Mover-level Data"]
[1078,2020,"AL","Wilson Dam",6440,"8","HY","OP",{"$nulls":4},"WAT",null,{"v":1267334.375,"d":"1,267,334"},{"v":361787.84375,"d":"361,788"},{"$nulls":5},"EIA Prime Mover-level Data","EIA Prime Mover-level Data"]
[1079,2020,"AL","Wilson Dam",6440,"9","HY","OP",{"$nulls":4},"WAT",null,{"v":1197610.5,"d":"1,197,611"},{"v":341883.65625,"d":"341,884"},{"$nulls":5},"EIA Prime Mover-level Data","EIA Prime Mover-level Data"]
[1080,2020,"AL","Yates Dam",21,"1","HY","OP",{"$nulls":4},"WAT",null,{"v":869010.1875,"d":"869,010"},{"v":395455,"d":"395,455"},{"$nulls":5},"EIA Prime Mover-level Data","EIA Prime Mover-level Data"]
[1081,2020,"AL","Yates Dam",21,"2","HY","OP",{"$nulls":4},"WAT",null,{"v":851970.8125,"d":"851,971"},{"v":387701,"d":"387,701"},{"$nulls":5},"EIA Prime Mover-level Data","EIA Prime Mover-level Data"]
[1082,2020,"AL","Yellowhammer Gas Plant",54730,"701","GT","OP",{"$nulls":4},"NG",null,{"v":297349,"d":"297,349"},{"v":127351,"d":"127,351"},{"v":43.2509994506836,"d":"43.3"},{"v":18.5240001678467,"d":"18.5"},{"v":0.475199997425079,"d":"0.5"},{"v":17378.421875,"d":"17,378.4"},null,"EIA Prime Mover-level Data","EIA Prime Mover-level Data","Estimated using emissions factor","Estimated using emissions factor","Estimated using emissions factor","Estimated using emissions factor"]
[1083,2020,"AR","Archer Daniels Midland Little Rock",54311,"GEN1","IC","RE",{"$nulls":4},"NG"]
[1084,2020,"AR","Archer Daniels Midland Little Rock",54311,"GEN2","IC","RE",{"$nulls":4},"NG"]
[1085,2020,"AR","Archer Daniels Midland Little Rock",54311,"GEN3","IC","RE",{"$nulls":4},"NG"]
[1086,2020,"AR","Archer Daniels Midland Little Rock",54311,"GEN4","IC","RE",{"$nulls":4},"NG"]
[1087,2020,"AR","Arkansas Nuclear One",8055,"1","ST","OP",{"$nulls":4},"NUC",null,{"v":77680240,"d":"77,680,240"},{"v":32093440,"d":"32,093,440"},{"$nulls":5},"EIA Prime Mover-level Data","EIA Prime Mover-level Data"]
[1088,2020,"AR","Arkansas Nuclear One",8055,"2","ST","OP",{"$nulls":4},"NUC",null,{"v":79668040,"d":"79,668,040"},{"v":37858532,"d":"37,858,532"},{"$nulls":5},"EIA Prime Mover-level Data","EIA Prime Mover-level Data"]
[1089,2020,"AR","Ashdown",54104,"PB1","ST","RE",null,null,"WALL",4,"BIT",null,0,0,{"v":0,"d":"0.0"},{"v":0,"d":"0.0"},{"v":0,"d":"0.0"},{"v":0,"d":"0.0"},null,"EIA Unit-level Data","EIA Unit-Level Data","Estimated using emissions factor","Estimated using emissions factor","Estimated using emissions factor and plant-specific sulfur content","Estimated using emissions factor"]
[1090,2020,"AR","Ashdown",54104,"PB2","ST","OP",null,null,"WALL",4,"BIT",null,{"v":2392628.25,"d":"2,392,628"},{"v":957692.25,"d":"957,692"},{"v":445.028991699219,"d":"445.0"},{"v":181.003997802734,"d":"181.0"},{"v":1049.65539550781,"d":"1,049.7"},{"v":235415.53125,"d":"235,415.5"},null,"EIA Unit-level Data","EIA Unit-Level Data","Estimated based on unit-level NOx emission rates","Estimated based on unit-level NOx ozone season emission rates","Estimated using emissions factor and plant-specific sulfur content","Estimated using emissions factor",null,"VE"]
[1091,2020,"AR","Ashdown",54104,"PB3","ST","OP",null,null,"WALL",4,"NG",null,{"v":2583169.25,"d":"2,583,169"},{"v":1025009.5,"d":"1,025,010"},{"v":207.945007324219,"d":"207.9"},{"v":79.4380035400391,"d":"79.4"},{"v":16.5305995941162,"d":"16.5"},{"v":205217.453125,"d":"205,217.5"},null,"EIA Unit-level Data","EIA Unit-Level Data","Estimated based on unit-level NOx emission rates","Estimated based on unit-level NOx ozone season emission rates","Estimated using emissions factor and plant-specific sulfur content","Estimated using emissions factor"]
[1092,2020,"AR","Ashdown",54104,"RB2","ST","OP",null,null,"WALL",4,"BLQ",null,{"v":6732486.5,"d":"6,732,487"},{"v":2846954,"d":"2,846,954"},{"v":504.936004638672,"d":"504.9"},{"v":219.214996337891,"d":"219.2"},{"v":1705.7373046875,"d":"1,705.7"},{"v":704695.8125,"d":"704,695.8"},null,"EIA Unit-level Data","EIA Unit-Level Data","Estimated based on unit-level NOx emission rates","Estimated based on unit-level NOx ozone season emission rates","Estimated using emissions factor and plant-specific sulfur content","Estimated using emissions factor"]
[1093,2020,"AR","Ashdown",54104,"RB3","ST","OP",null,null,"WALL",4,"BLQ",null,{"v":9131075,"d":"9,131,075"},{"v":3662816.5,"d":"3,662,817"},{"v":858.320983886719,"d":"858.3"},{"v":360.786987304688,"d":"360.8"},{"v":2524.177734375,"d":"2,524.2"},{"v":994496.9375,"d":"994,496.9"},null,"EIA Unit-level Data","EIA Unit-Level Data","Estimated based on unit-level NOx emission rates","Estimated based on unit-level NOx ozone season emission rates","Estimated using emissions factor and plant-specific sulfur content","Estimated using emissions factor"]
[1094,2020,"AR","Beaver Dam",182,"1","HY","OP",{"$nulls":4},"WAT",null,{"v":860206,"d":"860,206"},{"v":367184.5,"d":"367,185"},{"$nulls":5},"EIA Prime Mover-level Data","EIA Prime Mover-level Data"]
[1095,2020,"AR","Beaver Dam",182,"2","HY","OS",{"$nulls":4},"WAT",null,{"v":860206,"d":"860,206"},{"v":367184.5,"d":"367,185"},{"$nulls":5},"EIA Prime Mover-level Data","EIA Prime Mover-level Data"]
[1096,2020,"AR","Big Creek Solar LLC",64670,"KOV4A","PV","T",{"$nulls":4},"SUN"]
[1097,2020,"AR","Blakely Mountain",197,"1","HY","OP",{"$nulls":4},"WAT",null,{"v":1443939,"d":"1,443,939"},{"v":616355,"d":"616,355"},{"$nulls":5},"EIA Prime Mover-level Data","EIA Prime Mover-level Data"]
[1098,2020,"AR","Blakely Mountain",197,"2","HY","OP",{"$nulls":4},"WAT",null,{"v":1443939,"d":"1,443,939"},{"v":616355,"d":"616,355"},{"$nulls":5},"EIA Prime Mover-level Data","EIA Prime Mover-level Data"]
[1099,2020,"AR","Branch Solar Farm",64392,"CVS1","PV","U",{"$nulls":4},"SUN"]
[1100,2020,"AR","Bull Shoals",198,"1","HY","OP",{"$nulls":4},"WAT",null,{"v":1588519.875,"d":"1,588,520"},{"v":678070.5625,"d":"678,071"},{"$nulls":5},"EIA Prime Mover-level Data","EIA Prime Mover-level Data"]
[1101,2020,"AR","Bull Shoals",198,"2","HY","OP",{"$nulls":4},"WAT",null,{"v":1588519.875,"d":"1,588,520"},{"v":678070.5625,"d":"678,071"},{"$nulls":5},"EIA Prime Mover-level Data","EIA Prime Mover-level Data"]
[1102,2020,"AR","Bull Shoals",198,"3","HY","OP",{"$nulls":4},"WAT",null,{"v":1588519.875,"d":"1,588,520"},{"v":678070.5625,"d":"678,071"},{"$nulls":5},"EIA Prime Mover-level Data","EIA Prime Mover-level Data"]
[1103,2020,"AR","Bull Shoals",198,"4","HY","OP",{"$nulls":4},"WAT",null,{"v":1588519.875,"d":"1,588,520"},{"v":678070.5625,"d":"678,071"},{"$nulls":5},"EIA Prime Mover-level Data","EIA Prime Mover-level Data"]
[1104,2020,"AR","Bull Shoals",198,"5","HY","OP",{"$nulls":4},"WAT",null,{"v":1787084.875,"d":"1,787,085"},{"v":762829.4375,"d":"762,829"},{"$nulls":5},"EIA Prime Mover-level Data","EIA Prime Mover-level Data"]
[1105,2020,"AR","Bull Shoals",198,"6","HY","OP",{"$nulls":4},"WAT",null,{"v":1787084.875,"d":"1,787,085"},{"v":762829.4375,"d":"762,829"},{"$nulls":5},"EIA Prime Mover-level Data","EIA Prime Mover-level Data"]
[1106,2020,"AR","Bull Shoals",198,"7","HY","OP",{"$nulls":4},"WAT",null,{"v":1787084.875,"d":"1,787,085"},{"v":762829.4375,"d":"762,829"},{"$nulls":5},"EIA Prime Mover-level Data","EIA Prime Mover-level Data"]
[1107,2020,"AR","Bull Shoals",198,"8","HY","OP",{"$nulls":4},"WAT",null,{"v":1787084.875,"d":"1,787,085"},{"v":762829.4375,"d":"762,829"},{"$nulls":5},"EIA Prime Mover-level Data","EIA Prime Mover-level Data"]
[1108,2020,"AR","Carl Bailey",202,"01","ST","OP","Yes","ARP,CSOSG2","WALL",1,"NG",{"v":134,"d":"134.0"},{"v":44763.78125,"d":"44,764"},0,{"v":4.38299989700317,"d":"4.4"},{"v":0,"d":"0.0"},{"v":18.2999992370605,"d":"18.3"},{"v":3185.10009765625,"d":"3,185.1"},null,"EPA/CAMD","EIA Prime Mover-level Data","EPA/CAMD","Estimated using emissions factor","EPA/CAMD","EPA/CAMD",{"$nulls":4},1966]
[1109,2020,"AR","Carpenter",166,"1","HY","OP",{"$nulls":4},"WAT",null,{"v":681425.5,"d":"681,426"},{"v":290871,"d":"290,871"},{"$nulls":5},"EIA Prime Mover-level Data","EIA Prime Mover-level Data"]
[1110,2020,"AR","Carpenter",166,"2","HY","OP",{"$nulls":4},"WAT",null,{"v":681425.5,"d":"681,426"},{"v":290871,"d":"290,871"},{"$nulls":5},"EIA Prime Mover-level Data","EIA Prime Mover-level Data"]
[1111,2020,"AR","Cecil Lynch",167,"2","ST","RE",null,null,"WALL",1,"NG"]
[1112,2020,"AR","Cecil Lynch",167,"3","ST","RE",null,null,"WALL",1,"NG"]
[1113,2020,"AR","Cecil Lynch",167,"4","IC","RE",{"$nulls":4},"DFO"]
[1114,2020,"AR","Chicot Solar",63295,"CHICO","PV","OP",{"$nulls":4},"SUN",null,{"v":472548,"d":"472,548"},{"v":77562,"d":"77,562"},{"$nulls":5},"EIA Prime Mover-level Data","EIA Prime Mover-level Data"]
[1115,2020,"AR","City of Paris Solar",64444,"PARIS","PV","OP",{"$nulls":4},"SUN",null,{"v":12650,"d":"12,650"},{"v":8429,"d":"8,429"},{"$nulls":5},"EIA Prime Mover-level Data","EIA Prime Mover-level Data"]
[1116,2020,"AR","City Water & Light - City of Jonesboro",56505,"SN04","GT","OP","Yes","ARP,CSOSG2","CT",null,"NG",{"v":62,"d":"62.0"},{"v":15119.2001953125,"d":"15,119"},{"v":6191.10009765625,"d":"6,191"},{"v":0.970000028610229,"d":"1.0"},{"v":0.268999993801117,"d":"0.3"},{"v":0,"d":"0.0"},904.5,null,"EPA/CAMD","EPA/CAMD","EPA/CAMD","EPA/CAMD","EPA/CAMD","EPA/CAMD",null,null,"H2O",null,2000]
[1117,2020,"AR","City Water & Light - City of Jonesboro",56505,"SN06","GT","OP","Yes","ARP,CSOSG2","CT",null,"NG",{"v":233,"d":"233.0"},{"v":75042,"d":"75,042"},{"v":27479.5,"d":"27,480"},{"v":4.52500009536743,"d":"4.5"},{"v":1.55299997329712,"d":"1.6"},{"v":0,"d":"0.0"},{"v":4439.2001953125,"d":"4,439.2"},null,"EPA/CAMD","EPA/CAMD","EPA/CAMD","EPA/CAMD","EPA/CAMD","EPA/CAMD",null,null,"H2O",null,2003]
[1118,2020,"AR","City Water & Light - City of Jonesboro",56505,"SN07","GT","OP","Yes","ARP,CSOSG2","CT",null,"NG",{"v":80,"d":"80.0"},{"v":22438.900390625,"d":"22,439"},{"v":4887.7001953125,"d":"4,888"},{"v":0.930999994277954,"d":"0.9"},{"v":0.202999994158745,"d":"0.2"},{"v":0,"d":"0.0"},{"v":1323.19995117188,"d":"1,323.2"},null,"EPA/CAMD","EPA/CAMD","EPA/CAMD","EPA/CAMD","EPA/CAMD","EPA/CAMD",null,null,"H2O",null,2007]
[1119,2020,"AR","Clearwater Paper APP CB",50638,"PB1","ST","OP",{"$nulls":3},1,"NG",null,{"v":2394298.25,"d":"2,394,298"},{"v":861559.875,"d":"861,560"},{"v":208.20100402832,"d":"208.2"},{"v":74.3249969482422,"d":"74.3"},{"v":4.01590013504028,"d":"4.0"},{"v":139933.625,"d":"139,933.6"},null,"EIA Unit-level Data","EIA Unit-Level Data","Estimated using emissions factor","Estimated using emissions factor","Estimated using emissions factor","Estimated using emissions factor"]
[1120,2020,"AR","Clearwater Paper APP CB",50638,"REC1","ST","OP",{"$nulls":3},1,"BLQ",null,{"v":6083746.5,"d":"6,083,747"},{"v":2546081.5,"d":"2,546,082"},{"v":431.946014404297,"d":"431.9"},{"v":170.587005615234,"d":"170.6"},{"v":1724.09973144531,"d":"1,724.1"},{"v":668003.4375,"d":"668,003.4"},null,"EIA Unit-level Data","EIA Unit-Level Data","Estimated based on unit-level NOx emission rates","Estimated based on unit-level NOx ozone season emission rates","Estimated using emissions factor and plant-specific sulfur content","Estimated using emissions factor"]
[1121,2020,"AR","Columbia Flooring Melbourne",56182,"Kato","ST","RE",{"$nulls":4},"WDS"]
[1122,2020,"AR","Dam 2",7246,"1","HY","OP",{"$nulls":4},"WAT",null,{"v":1032310,"d":"1,032,310"},{"v":440648.34375,"d":"440,648"},{"$nulls":5},"EIA Prime Mover-level Data","EIA Prime Mover-level Data"]
[1123,2020,"AR","Dam 2",7246,"2","HY","OP",{"$nulls":4},"WAT",null,{"v":1032310,"d":"1,032,310"},{"v":440648.34375,"d":"440,648"},{"$nulls":5},"EIA Prime Mover-level Data","EIA Prime Mover-level Data"]
[1124,2020,"AR","Dam 2",7246,"3","HY","OP",{"$nulls":4},"WAT",null,{"v":1032310,"d":"1,032,310"},{"v":440648.34375,"d":"440,648"},{"$nulls":5},"EIA Prime Mover-level Data","EIA Prime Mover-level Data"]
[1125,2020,"AR","Dardanelle",199,"1","HY","OP",{"$nulls":4},"WAT",null,{"v":1063952,"d":"1,063,952"},{"v":454155,"d":"454,155"},{"$nulls":5},"EIA Prime Mover-level Data","EIA Prime Mover-level Data"]
[1126,2020,"AR","Dardanelle",199,"2","HY","OP",{"$nulls":4},"WAT",null,{"v":1063952,"d":"1,063,952"},{"v":454155,"d":"454,155"},{"$nulls":5},"EIA Prime Mover-level Data","EIA Prime Mover-level Data"]
[1127,2020,"AR","Dardanelle",199,"3","HY","OP",{"$nulls":4},"WAT",null,{"v":1063952,"d":"1,063,952"},{"v":454155,"d":"454,155"},{"$nulls":5},"EIA Prime Mover-level Data","EIA Prime Mover-level Data"]
[1128,2020,"AR","Dardanelle",199,"4","HY","OP",{"$nulls":4},"WAT",null,{"v":1063952,"d":"1,063,952"},{"v":454155,"d":"454,155"},{"$nulls":5},"EIA Prime Mover-level Data","EIA Prime Mover-level Data"]
[1129,2020,"AR","Degray",187,"1","HY","OP",{"$nulls":4},"WAT",null,{"v":711368,"d":"711,368"},{"v":320987,"d":"320,987"},{"$nulls":5},"EIA Prime Mover-level Data","EIA Prime Mover-level Data"]
[1130,2020,"AR","Degray",187,"2","PS","OP",{"$nulls":4},"WAT",null,0,0,{"$nulls":5},"EIA Prime Mover-level Data","EIA Prime Mover-level Data"]
[1131,2020,"AR","Dell Power Plant",55340,"1","CT","OP","Yes","ARP,CSOSG2","CC",null,"NG",{"v":6041,"d":"6,041.0"},{"v":10672243,"d":"10,672,243"},{"v":5283017,"d":"5,283,017"},{"v":46.1749992370605,"d":"46.2"},{"v":21.7439994812012,"d":"21.7"},{"v":3.20000004768372,"d":"3.2"},{"v":634236.3125,"d":"634,236.3"},null,"EPA/CAMD","EPA/CAMD","EPA/CAMD","EPA/CAMD","EPA/CAMD","EPA/CAMD",null,null,"DLNB,SCR",null,2007]
[1132,2020,"AR","Dell Power Plant",55340,"2","CT","OP","Yes","ARP,CSOSG2","CC",null,"NG",{"v":5941,"d":"5,941.0"},{"v":10795810,"d":"10,795,810"},{"v":5265965,"d":"5,265,965"},{"v":44.5130004882813,"d":"44.5"},{"v":19.4230003356934,"d":"19.4"},{"v":3.20000004768372,"d":"3.2"},{"v":641583.125,"d":"641,583.1"},null,"EPA/CAMD","EPA/CAMD","EPA/CAMD","EPA/CAMD","EPA/CAMD","EPA/CAMD",null,null,"DLNB,SCR",null,2007]
[1133,2020,"AR","Elkins Generating Center",56489,"A","GT","OP",{"$nulls":4},"NG",null,{"v":12727.3330078125,"d":"12,727"},{"v":5980.3330078125,"d":"5,980"},{"v":2.03600001335144,"d":"2.0"},{"v":0.957000017166138,"d":"1.0"},{"v":0.0203000009059906,"d":"0.0"},{"v":743.843017578125,"d":"743.8"},null,"EIA Prime Mover-level Data","EIA Prime Mover-level Data","Estimated using emissions factor","Estimated using emissions factor","Estimated using emissions factor","Estimated using emissions factor"]
[1134,2020,"AR","Elkins Generating Center",56489,"B","GT","OP",{"$nulls":4},"NG",null,{"v":12727.3330078125,"d":"12,727"},{"v":5980.3330078125,"d":"5,980"},{"v":2.03600001335144,"d":"2.0"},{"v":0.957000017166138,"d":"1.0"},{"v":0.0203000009059906,"d":"0.0"},{"v":743.843017578125,"d":"743.8"},null,"EIA Prime Mover-level Data","EIA Prime Mover-level Data","Estimated using emissions factor","Estimated using emissions factor","Estimated using emissions factor","Estimated using emissions factor"]
[1135,2020,"AR","Elkins Generating Center",56489,"C","GT","OP",{"$nulls":4},"NG",null,{"v":12727.3330078125,"d":"12,727"},{"v":5980.3330078125,"d":"5,980"},{"v":2.03600001335144,"d":"2.0"},{"v":0.957000017166138,"d":"1.0"},{"v":0.0203000009059906,"d":"0.0"},{"v":743.843017578125,"d":"743.8"},null,"EIA Prime Mover-level Data","EIA Prime Mover-level Data","Estimated using emissions factor","Estimated using emissions factor","Estimated using emissions factor","Estimated using emissions factor"]
[1136,2020,"AR","Ellis Hydro",7040,"1","HY","OP",{"$nulls":4},"WAT",null,{"v":340699.34375,"d":"340,699"},{"v":145429.671875,"d":"145,430"},{"$nulls":5},"EIA Prime Mover-level Data","EIA Prime Mover-level Data"]
[1137,2020,"AR","Ellis Hydro",7040,"2","HY","OP",{"$nulls":4},"WAT",null,{"v":340699.34375,"d":"340,699"},{"v":145429.671875,"d":"145,430"},{"$nulls":5},"EIA Prime Mover-level Data","EIA Prime Mover-level Data"]
[1138,2020,"AR","Ellis Hydro",7040,"3","HY","OP",{"$nulls":4},"WAT",null,{"v":340699.34375,"d":"340,699"},{"v":145429.671875,"d":"145,430"},{"$nulls":5},"EIA Prime Mover-level Data","EIA Prime Mover-level Data"]
[1139,2020,"AR","FECC Solar Benton",61839,"FECC1","PV","OP",{"$nulls":4},"SUN",null,{"v":11905,"d":"11,905"},{"v":6588,"d":"6,588"},{"$nulls":5},"EIA Prime Mover-level Data","EIA Prime Mover-level Data"]
[1140,2020,"AR","Flint Creek Power Plant",6138,"1","ST","OP","Yes","ARP,CSOSG2,MATS","WALL",1,"SUB",{"v":6418,"d":"6,418.0"},{"v":20074444,"d":"20,074,444"},{"v":9958482,"d":"9,958,482"},{"v":1866.05700683594,"d":"1,866.1"},{"v":920.810974121094,"d":"920.8"},{"v":536.099975585938,"d":"536.1"},{"v":2105410.5,"d":"2,105,410.5"},{"v":2.21000003814697,"d":"2.2"},"EPA/CAMD","EPA/CAMD","EPA/CAMD","EPA/CAMD","EPA/CAMD","EPA/CAMD","EPA/CAMD","DL","LNBO","Yes",1978]
[1141,2020,"AR","Forrest City- Eldridge Road",64262,"453","PV","V",{"$nulls":4},"SUN"]
[1142,2020,"AR","Forrest City- Prison Site",64261,"361","PV","V",{"$nulls":4},"SUN"]
[1143,2020,"AR","Fourche Creek Wastewater",10050,"1","IC","RE",{"$nulls":4},"OBG"]
[1144,2020,"AR","Fourche Creek Wastewater",10050,"2","IC","RE",{"$nulls":4},"OBG"]
[1145,2020,"AR","Fourche Creek Wastewater",10050,"3","IC","RE",{"$nulls":4},"OBG"]
[1146,2020,"AR","Fourche Creek Wastewater",10050,"4","IC","OP",{"$nulls":4},"OBG",null,{"v":35734,"d":"35,734"},{"v":10693,"d":"10,693"},{"v":68.5250015258789,"d":"68.5"},{"v":20.0890007019043,"d":"20.1"},{"v":0.109399996697903,"d":"0.1"},{"v":2269.10205078125,"d":"2,269.1"},null,"EIA Prime Mover-level Data","EIA Prime Mover-level Data","Estimated using emissions factor","Estimated using emissions factor","Estimated using emissions factor","Estimated using emissions factor"]
[1147,2020,"AR","Fulton",7825,"CT1","GT","OP","Yes","ARP,CSOSG2","CT",null,"NG",{"v":576,"d":"576.0"},{"v":752603.75,"d":"752,604"},{"v":415597.46875,"d":"415,597"},{"v":20.4979991912842,"d":"20.5"},{"v":10.6219997406006,"d":"10.6"},{"v":0.200000002980232,"d":"0.2"},{"v":44726.8984375,"d":"44,726.9"},null,"EPA/CAMD","EPA/CAMD","EPA/CAMD","EPA/CAMD","EPA/CAMD","EPA/CAMD",null,null,"DLNB",null,2001]
[1148,2020,"AR","Genova Arkansas I LLC",55869,"CTG1","CT","CN",{"$nulls":4},"NG"]
[1149,2020,"AR","Genova Arkansas I LLC",55869,"CTG2","CT","CN",{"$nulls":4},"NG"]
[1150,2020,"AR","Genova Arkansas I LLC",55869,"ST1","CA","CN",{"$nulls":4},"NG"]
[1151,2020,"AR","Georgia-Pacific Crossett LLC",10606,"10A","ST","RE",{"$nulls":3},3,"BLQ",null,0,0,{"v":0,"d":"0.0"},{"v":0,"d":"0.0"},{"v":0,"d":"0.0"},{"v":0,"d":"0.0"},null,"EIA Unit-level Data","EIA Unit-Level Data","Estimated using emissions factor","Estimated using emissions factor","Estimated using emissions factor and plant-specific sulfur content","Estimated using emissions factor"]
[1152,2020,"AR","Georgia-Pacific Crossett LLC",10606,"5A","ST","OP",{"$nulls":3},3,"NG",null,{"v":1125671,"d":"1,125,671"},{"v":517310.25,"d":"517,310"},{"v":92.9789962768555,"d":"93.0"},{"v":37.7439994812012,"d":"37.7"},{"v":1.79879999160767,"d":"1.8"},{"v":65789.3125,"d":"65,789.3"},null,"EIA Unit-level Data","EIA Unit-Level Data","Estimated using emissions factor","Estimated using emissions factor","Estimated using emissions factor","Estimated using emissions factor"]
[1153,2020,"AR","Georgia-Pacific Crossett LLC",10606,"6A","ST","OP",{"$nulls":3},3,"NG",null,{"v":1377091.25,"d":"1,377,091"},{"v":465590,"d":"465,590"},{"v":113.746002197266,"d":"113.7"},{"v":46.173999786377,"d":"46.2"},{"v":2.20059990882874,"d":"2.2"},{"v":80483.453125,"d":"80,483.5"},null,"EIA Unit-level Data","EIA Unit-Level Data","Estimated using emissions factor","Estimated using emissions factor","Estimated using emissions factor","Estimated using emissions factor"]
[1154,2020,"AR","Georgia-Pacific Crossett LLC",10606,"8R","ST","RE",{"$nulls":3},3,"BLQ",null,0,0,{"v":0,"d":"0.0"},{"v":0,"d":"0.0"},{"v":0,"d":"0.0"},{"v":0,"d":"0.0"},null,"EIA Unit-level Data","EIA Unit-Level Data","Estimated using emissions factor","Estimated using emissions factor","Estimated using emissions factor and plant-specific sulfur content","Estimated using emissions factor"]
[1155,2020,"AR","Georgia-Pacific Crossett LLC",10606,"9A","ST","SB",{"$nulls":3},3,"NG",null,{"v":255457.21875,"d":"255,457"},{"v":135647.265625,"d":"135,647"},{"v":24.2679996490479,"d":"24.3"},{"v":12.8859996795654,"d":"12.9"},{"v":0.408199995756149,"d":"0.4"},{"v":14930.0771484375,"d":"14,930.1"},null,"EIA Unit-level Data","EIA Unit-Level Data","Estimated based on unit-level NOx emission rates","Estimated based on unit-level NOx ozone season emission rates","Estimated using emissions factor and plant-specific sulfur content","Estimated using emissions factor"]
[1156,2020,"AR","Greers Ferry Lake",188,"1","HY","OP",{"$nulls":4},"WAT",null,{"v":1111377,"d":"1,111,377"},{"v":474399,"d":"474,399"},{"$nulls":5},"EIA Prime Mover-level Data","EIA Prime Mover-level Data"]
[1157,2020,"AR","Greers Ferry Lake",188,"2","HY","OP",{"$nulls":4},"WAT",null,{"v":1111377,"d":"1,111,377"},{"v":474399,"d":"474,399"},{"$nulls":5},"EIA Prime Mover-level Data","EIA Prime Mover-level Data"]
[1158,2020,"AR","Hamilton Moses",168,"1","ST","RE",null,null,"WALL",1,"NG"]
[1159,2020,"AR","Hamilton Moses",168,"2","ST","RE",null,null,"WALL",1,"NG"]
[1160,2020,"AR","Happy Solar 1",63766,"ARHA1","PV","P",{"$nulls":4},"SUN"]
[1161,2020,"AR","Harry D. Mattison Power Plant",56328,"1","GT","OP","Yes","ARP,CSOSG2","CT",null,"NG",{"v":222,"d":"222.0"},{"v":184320.5,"d":"184,321"},{"v":91817.796875,"d":"91,818"},{"v":6.20499992370605,"d":"6.2"},{"v":3.15899991989136,"d":"3.2"},{"v":0.100000001490116,"d":"0.1"},{"v":10874.2998046875,"d":"10,874.3"},null,"EPA/CAMD","EPA/CAMD","EPA/CAMD","EPA/CAMD","EPA/CAMD","EPA/CAMD",null,null,"DLNB",null,2007]
[1162,2020,"AR","Harry D. Mattison Power Plant",56328,"2","GT","OP","Yes","ARP,CSOSG2","CT",null,"NG",{"v":207,"d":"207.0"},{"v":183956.203125,"d":"183,956"},{"v":83729.796875,"d":"83,730"},{"v":6.02500009536743,"d":"6.0"},{"v":2.66899991035461,"d":"2.7"},{"v":0.100000001490116,"d":"0.1"},{"v":10853.900390625,"d":"10,853.9"},null,"EPA/CAMD","EPA/CAMD","EPA/CAMD","EPA/CAMD","EPA/CAMD","EPA/CAMD",null,null,"DLNB",null,2007]
[1163,2020,"AR","Harry D. Mattison Power Plant",56328,"3","GT","OP","Yes","ARP,CSOSG2","CT",null,"NG",{"v":144,"d":"144.0"},{"v":129668.703125,"d":"129,669"},{"v":96377.6015625,"d":"96,378"},{"v":5.02899980545044,"d":"5.0"},{"v":3.7260000705719,"d":"3.7"},{"v":0,"d":"0.0"},{"v":7651,"d":"7,651.0"},null,"EPA/CAMD","EPA/CAMD","EPA/CAMD","EPA/CAMD","EPA/CAMD","EPA/CAMD",null,null,"DLNB",null,2007]
[1164,2020,"AR","Harry D. Mattison Power Plant",56328,"4","GT","OP","Yes","ARP,CSOSG2","CT",null,"NG",{"v":255,"d":"255.0"},{"v":193216.40625,"d":"193,216"},{"v":116719,"d":"116,719"},{"v":8.76299953460693,"d":"8.8"},{"v":5.19999980926514,"d":"5.2"},{"v":0.100000001490116,"d":"0.1"},{"v":11399.900390625,"d":"11,399.9"},null,"EPA/CAMD","EPA/CAMD","EPA/CAMD","EPA/CAMD","EPA/CAMD","EPA/CAMD",null,null,"DLNB",null,2007]
[1165,2020,"AR","Harvey Couch",169,"1","ST","RE",null,null,"WALL",1,"NG"]
[1166,2020,"AR","Harvey Couch",169,"2","ST","RE",null,null,"WALL",1,"NG"]
[1167,2020,"AR","Hot Spring Energy Facility",55418,"CT-1","CT","OP","Yes","ARP,CSOSG2","CC",null,"NG",{"v":2228,"d":"2,228.0"},{"v":3951534.75,"d":"3,951,535"},{"v":1728221.375,"d":"1,728,221"},{"v":21.6720008850098,"d":"21.7"},{"v":10.0089998245239,"d":"10.0"},{"v":1.20000004768372,"d":"1.2"},{"v":234834.203125,"d":"234,834.2"},null,"EPA/CAMD","EPA/CAMD","EPA/CAMD","EPA/CAMD","EPA/CAMD","EPA/CAMD",null,null,"DLNB,SCR",null,2002]
[1168,2020,"AR","Hot Spring Energy Facility",55418,"CT-2","CT","OP","Yes","ARP,CSOSG2","CC",null,"NG",{"v":2644,"d":"2,644.0"},{"v":4707759.5,"d":"4,707,760"},{"v":1704719.5,"d":"1,704,720"},{"v":26.5300006866455,"d":"26.5"},{"v":10.3839998245239,"d":"10.4"},{"v":1.39999997615814,"d":"1.4"},{"v":279774.8125,"d":"279,774.8"},null,"EPA/CAMD","EPA/CAMD","EPA/CAMD","EPA/CAMD","EPA/CAMD","EPA/CAMD",null,null,"DLNB,SCR",null,2002]
[1169,2020,"AR","Hot Springs 2020",64263,"364","PV","V",{"$nulls":4},"SUN"]
[1170,2020,"AR","Independence",6641,"1","ST","OP","Yes","ARP,CSOSG2,MATS","TANGENTIAL",1,"SUB",{"v":3928,"d":"3,928.0"},{"v":18487570,"d":"18,487,570"},{"v":13765616,"d":"13,765,616"},{"v":1606.63598632813,"d":"1,606.6"},{"v":1210.36999511719,"d":"1,210.4"},{"v":4242.7998046875,"d":"4,242.8"},{"v":1938056.125,"d":"1,938,056.1"},{"v":15.539999961853,"d":"15.5"},"EPA/CAMD","EPA/CAMD","EPA/CAMD","EPA/CAMD","EPA/CAMD","EPA/CAMD","EPA/CAMD",null,"LNC2","Yes",1983]
[1171,2020,"AR","Independence",6641,"2","ST","OP","Yes","ARP,CSOSG2,MATS","TANGENTIAL",1,"SUB",{"v":2899,"d":"2,899.0"},{"v":16700698,"d":"16,700,698"},{"v":9393450,"d":"9,393,450"},{"v":1385.19299316406,"d":"1,385.2"},{"v":772.77197265625,"d":"772.8"},{"v":3746.5,"d":"3,746.5"},{"v":1750610.25,"d":"1,750,610.3"},{"v":11.0299997329712,"d":"11.0"},"EPA/CAMD","EPA/CAMD","EPA/CAMD","EPA/CAMD","EPA/CAMD","EPA/CAMD","EPA/CAMD",null,"LNC2","Yes",1984]
[1172,2020,"AR","John W. Turk Jr. Power Plant",56564,"SN-01","ST","OP","Yes","ARP,CSOSG2,MATS","WALL",null,"SUB",{"v":7713,"d":"7,713.0"},{"v":32814038,"d":"32,814,038"},{"v":13188947,"d":"13,188,947"},{"v":696.817016601563,"d":"696.8"},{"v":289.446014404297,"d":"289.4"},{"v":658.099975585938,"d":"658.1"},{"v":3441534,"d":"3,441,534.0"},{"v":13.3000001907349,"d":"13.3"},"EPA/CAMD","EPA/CAMD","EPA/CAMD","EPA/CAMD","EPA/CAMD","EPA/CAMD","EPA/CAMD","DL","LNBO,SCR",null,2012]
[1173,2020,"AR","Lake Catherine",170,"4","ST","OP","Yes","ARP,CSOSG2","WALL",1,"NG",{"v":2334,"d":"2,334.0"},{"v":5247637.5,"d":"5,247,638"},{"v":4430821,"d":"4,430,821"},{"v":689.356994628906,"d":"689.4"},{"v":586.539978027344,"d":"586.5"},{"v":1.60000002384186,"d":"1.6"},{"v":311859.09375,"d":"311,859.1"},null,"EPA/CAMD","EPA/CAMD","EPA/CAMD","EPA/CAMD","EPA/CAMD","EPA/CAMD",{"$nulls":4},1970]
[1174,2020,"AR","Lee Creek Water Treatment Facility",54283,"0209","HY","SB",{"$nulls":4},"WAT"]
[1175,2020,"AR","Mabelvale",171,"1","GT","RE",{"$nulls":4},"NG"]
[1176,2020,"AR","Mabelvale",171,"2","GT","RE",{"$nulls":4},"NG"]
[1177,2020,"AR","Mabelvale",171,"3","GT","RE",{"$nulls":4},"NG"]
[1178,2020,"AR","Mabelvale",171,"4","GT","RE",{"$nulls":4},"NG"]
[1179,2020,"AR","Magnet Cove Generating Station",55714,"SN-01","CT","OP","Yes","ARP,CSOSG2","CC",null,"NG",{"v":2640,"d":"2,640.0"},{"v":6037135.5,"d":"6,037,136"},{"v":1301497.75,"d":"1,301,498"},{"v":39.3759994506836,"d":"39.4"},{"v":8.94900035858154,"d":"8.9"},{"v":1.79999995231628,"d":"1.8"},{"v":358780.6875,"d":"358,780.7"},null,"EPA/CAMD","EPA/CAMD","EPA/CAMD","EPA/CAMD","EPA/CAMD","EPA/CAMD",null,null,"DLNB,SCR",null,2005]
[1180,2020,"AR","Magnet Cove Generating Station",55714,"SN-02","CT","OP","Yes","ARP,CSOSG2","CC",null,"NG",{"v":2658,"d":"2,658.0"},{"v":6141497.5,"d":"6,141,498"},{"v":2793403,"d":"2,793,403"},{"v":42.4690017700195,"d":"42.5"},{"v":19.6860008239746,"d":"19.7"},{"v":1.79999995231628,"d":"1.8"},{"v":364981.6875,"d":"364,981.7"},null,"EPA/CAMD","EPA/CAMD","EPA/CAMD","EPA/CAMD","EPA/CAMD","EPA/CAMD",null,null,"DLNB,SCR",null,2005]
[1181,2020,"AR","McClellan",203,"01","ST","OP","Yes","ARP,CSOSG2","WALL",1,"NG",{"v":1090,"d":"1,090.0"},{"v":388052.6875,"d":"388,053"},{"v":240032.109375,"d":"240,032"},{"v":52.7109985351563,"d":"52.7"},{"v":29.7689990997314,"d":"29.8"},{"v":2.79999995231628,"d":"2.8"},{"v":23141.599609375,"d":"23,141.6"},null,"EPA/CAMD","EPA/CAMD","EPA/CAMD","EPA/CAMD","EPA/CAMD","EPA/CAMD",{"$nulls":4},1970]
[1182,2020,"AR","Municipal Light",193,"1","IC","OP",{"$nulls":4},"DFO"]
[1183,2020,"AR","Municipal Light",193,"2","IC","OP",{"$nulls":4},"DFO"]
[1184,2020,"AR","Municipal Light",193,"4","IC","OP",{"$nulls":4},"DFO"]
[1185,2020,"AR","Municipal Light",193,"6","IC","OP",{"$nulls":4},"DFO"]
[1186,2020,"AR","Municipal Light",193,"7","IC","OP",{"$nulls":4},"DFO"]
[1187,2020,"AR","Murray",7166,"1","HY","OP",{"$nulls":4},"WAT",null,{"v":698747.5,"d":"698,748"},{"v":298265,"d":"298,265"},{"$nulls":5},"EIA Prime Mover-level Data","EIA Prime Mover-level Data"]
[1188,2020,"AR","Murray",7166,"2","HY","OP",{"$nulls":4},"WAT",null,{"v":698747.5,"d":"698,748"},{"v":298265,"d":"298,265"},{"$nulls":5},"EIA Prime Mover-level Data","EIA Prime Mover-level Data"]
[1189,2020,"AR","Narrows (AR)",195,"1","HY","OP",{"$nulls":4},"WAT",null,{"v":195340,"d":"195,340"},{"v":83382,"d":"83,382"},{"$nulls":5},"EIA Prime Mover-level Data","EIA Prime Mover-level Data"]
[1190,2020,"AR","Narrows (AR)",195,"2","HY","OP",{"$nulls":4},"WAT",null,{"v":195340,"d":"195,340"},{"v":83382,"d":"83,382"},{"$nulls":5},"EIA Prime Mover-level Data","EIA Prime Mover-level Data"]
[1191,2020,"AR","Narrows (AR)",195,"3","HY","OP",{"$nulls":4},"WAT",null,{"v":195340,"d":"195,340"},{"v":83382,"d":"83,382"},{"$nulls":5},"EIA Prime Mover-level Data","EIA Prime Mover-level Data"]
[1192,2020,"AR","Noland Wastewater Treatment Plant Hybrid",62682,"FAYE1","PV","OP",{"$nulls":4},"SUN",null,{"v":82546,"d":"82,546"},{"v":44646,"d":"44,646"},{"$nulls":5},"EIA Prime Mover-level Data","EIA Prime Mover-level Data"]
[1193,2020,"AR","Noland Wastewater Treatment Plant Hybrid",62682,"FAYEB","BA","OP",{"$nulls":4},"MWH",null,0,0,{"$nulls":5},"EIA Prime Mover-level Data","EIA Prime Mover-level Data"]
[1194,2020,"AR","Norfork",196,"1","HY","OP",{"$nulls":4},"WAT",null,{"v":1637942,"d":"1,637,942"},{"v":699167,"d":"699,167"},{"$nulls":5},"EIA Prime Mover-level Data","EIA Prime Mover-level Data"]
[1195,2020,"AR","Norfork",196,"2","HY","OP",{"$nulls":4},"WAT",null,{"v":1637942,"d":"1,637,942"},{"v":699167,"d":"699,167"},{"$nulls":5},"EIA Prime Mover-level Data","EIA Prime Mover-level Data"]
[1196,2020,"AR","Osceola (AR)",172,"10","IC","RE",{"$nulls":4},"DFO"]
[1197,2020,"AR","Osceola (AR)",172,"11","IC","RE",{"$nulls":4},"DFO"]
[1198,2020,"AR","Osceola (AR)",172,"12","IC","RE",{"$nulls":4},"DFO"]
[1199,2020,"AR","Osceola (AR)",172,"13","IC","RE",{"$nulls":4},"DFO"]
[1200,2020,"AR","Osceola (AR)",172,"14","IC","RE",{"$nulls":4},"DFO"]
[1201,2020,"AR","Osceola (AR)",172,"9","IC","SB",{"$nulls":4},"DFO"]
[1202,2020,"AR","Oswald Generating Station",55221,"G1","CT","OP","Yes","ARP,CSOSG2","CC",null,"NG",{"v":1336,"d":"1,336.0"},{"v":430213.5,"d":"430,214"},{"v":304767.71875,"d":"304,768"},{"v":23.4389991760254,"d":"23.4"},{"v":16.5790004730225,"d":"16.6"},{"v":0.100000001490116,"d":"0.1"},{"v":25565.599609375,"d":"25,565.6"},null,"EPA/CAMD","EPA/CAMD","EPA/CAMD","EPA/CAMD","EPA/CAMD","EPA/CAMD",null,null,"STM",null,2002]
[1203,2020,"AR","Oswald Generating Station",55221,"G2","CT","OP","Yes","ARP,CSOSG2","CC",null,"NG",{"v":1308,"d":"1,308.0"},{"v":421468.59375,"d":"421,469"},{"v":292202.46875,"d":"292,202"},{"v":23.2390003204346,"d":"23.2"},{"v":16.2040004730225,"d":"16.2"},{"v":0.100000001490116,"d":"0.1"},{"v":25051.599609375,"d":"25,051.6"},null,"EPA/CAMD","EPA/CAMD","EPA/CAMD","EPA/CAMD","EPA/CAMD","EPA/CAMD",null,null,"STM",null,2002]
[1204,2020,"AR","Oswald Generating Station",55221,"G3","CT","OP","Yes","ARP,CSOSG2","CC",null,"NG",{"v":1328,"d":"1,328.0"},{"v":437633.46875,"d":"437,633"},{"v":308501.40625,"d":"308,501"},{"v":24.371000289917,"d":"24.4"},{"v":17.3929996490479,"d":"17.4"},{"v":0.100000001490116,"d":"0.1"},{"v":26009.5,"d":"26,009.5"},null,"EPA/CAMD","EPA/CAMD","EPA/CAMD","EPA/CAMD","EPA/CAMD","EPA/CAMD",null,null,"STM",null,2002]
[1205,2020,"AR","Oswald Generating Station",55221,"G4","CT","OP","Yes","ARP,CSOSG2","CC",null,"NG",{"v":1327,"d":"1,327.0"},{"v":441249.28125,"d":"441,249"},{"v":317715.6875,"d":"317,716"},{"v":23.9400005340576,"d":"23.9"},{"v":17.3080005645752,"d":"17.3"},{"v":0.100000001490116,"d":"0.1"},{"v":26222.400390625,"d":"26,222.4"},null,"EPA/CAMD","EPA/CAMD","EPA/CAMD","EPA/CAMD","EPA/CAMD","EPA/CAMD",null,null,"STM",null,2002]
[1206,2020,"AR","Oswald Generating Station",55221,"G5","CT","OP","Yes","ARP,CSOSG2","CC",null,"NG",{"v":1213,"d":"1,213.0"},{"v":390734.40625,"d":"390,734"},{"v":275644.0625,"d":"275,644"},{"v":20.7600002288818,"d":"20.8"},{"v":14.6540002822876,"d":"14.7"},{"v":0.100000001490116,"d":"0.1"},{"v":23217.599609375,"d":"23,217.6"},null,"EPA/CAMD","EPA/CAMD","EPA/CAMD","EPA/CAMD","EPA/CAMD","EPA/CAMD",null,null,"STM",null,2002]
[1207,2020,"AR","Oswald Generating Station",55221,"G6","CT","OP","Yes","ARP,CSOSG2","CC",null,"NG",{"v":1292,"d":"1,292.0"},{"v":408699.8125,"d":"408,700"},{"v":291846.8125,"d":"291,847"},{"v":20.7360000610352,"d":"20.7"},{"v":14.7530002593994,"d":"14.8"},{"v":0.100000001490116,"d":"0.1"},{"v":24287.80078125,"d":"24,287.8"},null,"EPA/CAMD","EPA/CAMD","EPA/CAMD","EPA/CAMD","EPA/CAMD","EPA/CAMD",null,null,"STM",null,2002]
[1208,2020,"AR","Oswald Generating Station",55221,"G7","CT","OP","Yes","ARP,CSOSG2","CC",null,"NG",{"v":1432,"d":"1,432.0"},{"v":1013325.6875,"d":"1,013,326"},{"v":726251.4375,"d":"726,251"},{"v":30.1889991760254,"d":"30.2"},{"v":22.0480003356934,"d":"22.0"},{"v":0.300000011920929,"d":"0.3"},{"v":60223.6015625,"d":"60,223.6"},null,"EPA/CAMD","EPA/CAMD","EPA/CAMD","EPA/CAMD","EPA/CAMD","EPA/CAMD",null,null,"DLNB",null,2002]
[1209,2020,"AR","Ozark",6142,"1","HY","OA",{"$nulls":4},"WAT",null,{"v":319040.40625,"d":"319,040"},{"v":136184.40625,"d":"136,184"},{"$nulls":5},"EIA Prime Mover-level Data","EIA Prime Mover-level Data"]
[1210,2020,"AR","Ozark",6142,"2","HY","OP",{"$nulls":4},"WAT",null,{"v":319040.40625,"d":"319,040"},{"v":136184.40625,"d":"136,184"},{"$nulls":5},"EIA Prime Mover-level Data","EIA Prime Mover-level Data"]
[1211,2020,"AR","Ozark",6142,"3","HY","OP",{"$nulls":4},"WAT",null,{"v":319040.40625,"d":"319,040"},{"v":136184.40625,"d":"136,184"},{"$nulls":5},"EIA Prime Mover-level Data","EIA Prime Mover-level Data"]
[1212,2020,"AR","Ozark",6142,"4","HY","OS",{"$nulls":4},"WAT",null,{"v":319040.40625,"d":"319,040"},{"v":136184.40625,"d":"136,184"},{"$nulls":5},"EIA Prime Mover-level Data","EIA Prime Mover-level Data"]
[1213,2020,"AR","Ozark",6142,"5","HY","OA",{"$nulls":4},"WAT",null,{"v":319040.40625,"d":"319,040"},{"v":136184.40625,"d":"136,184"},{"$nulls":5},"EIA Prime Mover-level Data","EIA Prime Mover-level Data"]
[1214,2020,"AR","Ozarks Natural Energy Community Solar",60924,"GEN1","PV","OP",{"$nulls":4},"SUN",null,{"v":13431,"d":"13,431"},{"v":7121,"d":"7,121"},{"$nulls":5},"EIA Prime Mover-level Data","EIA Prime Mover-level Data"]
[1215,2020,"AR","Paragould",192,"1","IC","RE",{"$nulls":4},"DFO"]
[1216,2020,"AR","Paragould",192,"2","IC","RE",{"$nulls":4},"DFO"]
[1217,2020,"AR","Paragould",192,"4","IC","RE",{"$nulls":4},"DFO"]
[1218,2020,"AR","Paragould",192,"5","IC","RE",{"$nulls":4},"DFO"]
[1219,2020,"AR","Paragould",192,"6","IC","RE",{"$nulls":4},"DFO"]
[1220,2020,"AR","Paragould Reciprocating",8015,"011","IC","OP",{"$nulls":4},"NG",null,{"v":1343.3330078125,"d":"1,343"},{"v":631.6669921875,"d":"632"},{"v":1.85899996757507,"d":"1.9"},{"v":0.874000012874603,"d":"0.9"},{"v":0.00209999992512167,"d":"0.0"},{"v":78.5100021362305,"d":"78.5"},null,"EIA Prime Mover-level Data","EIA Prime Mover-level Data","Estimated using emissions factor","Estimated using emissions factor","Estimated using emissions factor","Estimated using emissions factor"]
[1221,2020,"AR","Paragould Reciprocating",8015,"021","IC","OP",{"$nulls":4},"NG",null,{"v":1343.3330078125,"d":"1,343"},{"v":631.6669921875,"d":"632"},{"v":1.85899996757507,"d":"1.9"},{"v":0.874000012874603,"d":"0.9"},{"v":0.00209999992512167,"d":"0.0"},{"v":78.5100021362305,"d":"78.5"},null,"EIA Prime Mover-level Data","EIA Prime Mover-level Data","Estimated using emissions factor","Estimated using emissions factor","Estimated using emissions factor","Estimated using emissions factor"]
[1222,2020,"AR","Paragould Reciprocating",8015,"031","IC","OP",{"$nulls":4},"NG",null,{"v":1343.3330078125,"d":"1,343"},{"v":631.6669921875,"d":"632"},{"v":1.85899996757507,"d":"1.9"},{"v":0.874000012874603,"d":"0.9"},{"v":0.00209999992512167,"d":"0.0"},{"v":78.5100021362305,"d":"78.5"},null,"EIA Prime Mover-level Data","EIA Prime Mover-level Data","Estimated using emissions factor","Estimated using emissions factor","Estimated using emissions factor","Estimated using emissions factor"]
[1223,2020,"AR","Paragould Turbine",7283,"1","GT","OP",{"$nulls":4},"NG",null,{"v":42.25,"d":"42"},{"v":19.75,"d":"20"},{"v":0.00700000021606684,"d":"0.0"},{"v":0.00300000002607703,"d":"0.0"},{"v":9.99999974737875e-05,"d":"0.0"},{"v":2.46900010108948,"d":"2.5"},null,"EIA Prime Mover-level Data","EIA Prime Mover-level Data","Estimated using emissions factor","Estimated using emissions factor","Estimated using emissions factor","Estimated using emissions factor"]
[1224,2020,"AR","Paragould Turbine",7283,"2","GT","OP",{"$nulls":4},"NG",null,{"v":42.25,"d":"42"},{"v":19.75,"d":"20"},{"v":0.00700000021606684,"d":"0.0"},{"v":0.00300000002607703,"d":"0.0"},{"v":9.99999974737875e-05,"d":"0.0"},{"v":2.46900010108948,"d":"2.5"},null,"EIA Prime Mover-level Data","EIA Prime Mover-level Data","Estimated using emissions factor","Estimated using emissions factor","Estimated using emissions factor","Estimated using emissions factor"]
[1225,2020,"AR","Paragould Turbine",7283,"3","GT","OP",{"$nulls":4},"NG",null,{"v":42.25,"d":"42"},{"v":19.75,"d":"20"},{"v":0.00700000021606684,"d":"0.0"},{"v":0.00300000002607703,"d":"0.0"},{"v":9.99999974737875e-05,"d":"0.0"},{"v":2.46900010108948,"d":"2.5"},null,"EIA Prime Mover-level Data","EIA Prime Mover-level Data","Estimated using emissions factor","Estimated using emissions factor","Estimated using emissions factor","Estimated using emissions factor"]
[1226,2020,"AR","Paragould Turbine",7283,"4","GT","OP",{"$nulls":4},"NG",null,{"v":42.25,"d":"42"},{"v":19.75,"d":"20"},{"v":0.00700000021606684,"d":"0.0"},{"v":0.00300000002607703,"d":"0.0"},{"v":9.99999974737875e-05,"d":"0.0"},{"v":2.46900010108948,"d":"2.5"},null,"EIA Prime Mover-level Data","EIA Prime Mover-level Data","Estimated using emissions factor","Estimated using emissions factor","Estimated using emissions factor","Estimated using emissions factor"]
[1227,2020,"AR","Paragould Turbine",7283,"5","IC","SB",{"$nulls":4},"DFO"]
[1228,2020,"AR","Pine Bluff Energy Center",55075,"CT-1","CT","OP","Yes","ARP,CSOSG2","CC",null,"NG",{"v":7877,"d":"7,877.0"},{"v":12525258,"d":"12,525,258"},{"v":5298396,"d":"5,298,396"},{"v":226.074005126953,"d":"226.1"},{"v":87.2679977416992,"d":"87.3"},{"v":3.79999995231628,"d":"3.8"},{"v":744360.375,"d":"744,360.4"},null,"EPA/CAMD","EPA/CAMD","EPA/CAMD","EPA/CAMD","EPA/CAMD","EPA/CAMD",null,null,"DLNB",null,2001]
[1229,2020,"AR","Pine Bluff Mill",10627,"BB1","ST","OP",{"$nulls":3},3,"NG",null,{"v":373232.625,"d":"373,233"},{"v":105638.2421875,"d":"105,638"},{"v":40.6660003662109,"d":"40.7"},{"v":8.79800033569336,"d":"8.8"},{"v":0.596400022506714,"d":"0.6"},{"v":21813.404296875,"d":"21,813.4"},null,"EIA Unit-level Data","EIA Unit-Level Data","Estimated using emissions factor","Estimated using emissions factor","Estimated using emissions factor and plant-specific sulfur content","Estimated using emissions factor"]
[1230,2020,"AR","Pine Bluff Mill",10627,"PB1","ST","OP",{"$nulls":3},3,"NG",null,{"v":1172421,"d":"1,172,421"},{"v":155651.515625,"d":"155,652"},{"v":127.744003295898,"d":"127.7"},{"v":27.6359996795654,"d":"27.6"},{"v":2.48469996452332,"d":"2.5"},{"v":68521.59375,"d":"68,521.6"},null,"EIA Unit-level Data","EIA Unit-Level Data","Estimated using emissions factor","Estimated using emissions factor","Estimated using emissions factor","Estimated using emissions factor"]
[1231,2020,"AR","Pine Bluff Mill",10627,"PB2","ST","RE",{"$nulls":3},3,"BLQ",null,0,0,{"v":0,"d":"0.0"},{"v":0,"d":"0.0"},{"v":0,"d":"0.0"},{"v":0,"d":"0.0"},null,"EIA Unit-level Data","EIA Unit-Level Data","Estimated using emissions factor","Estimated using emissions factor","Estimated using emissions factor","Estimated using emissions factor"]
[1232,2020,"AR","Pine Bluff Mill",10627,"RB2","ST","OP",{"$nulls":3},3,"BLQ",null,{"v":1918053.75,"d":"1,918,054"},{"v":741534.6875,"d":"741,535"},{"v":116.609001159668,"d":"116.6"},{"v":48.6290016174316,"d":"48.6"},{"v":545.813720703125,"d":"545.8"},{"v":208483.046875,"d":"208,483.0"},null,"EIA Unit-level Data","EIA Unit-Level Data","Estimated using emissions factor","Estimated using emissions factor","Estimated using emissions factor and plant-specific sulfur content","Estimated using emissions factor"]
[1233,2020,"AR","Pine Bluff Mill",10627,"RB3","ST","OP",{"$nulls":3},3,"BLQ",null,{"v":1818706.875,"d":"1,818,707"},{"v":785355.6875,"d":"785,356"},{"v":110.569000244141,"d":"110.6"},{"v":46.1100006103516,"d":"46.1"},{"v":481.0205078125,"d":"481.0"},{"v":191198.75,"d":"191,198.8"},null,"EIA Unit-level Data","EIA Unit-Level Data","Estimated using emissions factor","Estimated using emissions factor","Estimated using emissions factor and plant-specific sulfur content","Estimated using emissions factor"]
[1234,2020,"AR","Pine Bluff Mill",10627,"RB4","ST","OP",{"$nulls":3},3,"BLQ",null,{"v":7859031.5,"d":"7,859,032"},{"v":3275677.75,"d":"3,275,678"},{"v":477.792999267578,"d":"477.8"},{"v":199.251998901367,"d":"199.3"},{"v":2263.83520507813,"d":"2,263.8"},{"v":859107.375,"d":"859,107.4"},null,"EIA Unit-level Data","EIA Unit-Level Data","Estimated using emissions factor","Estimated using emissions factor","Estimated using emissions factor and plant-specific sulfur content","Estimated using emissions factor"]
[1235,2020,"AR","Plum Point Energy Station",56456,"1","ST","OP","Yes","ARP,CSOSG2,MATS","WALL",null,"SUB",{"v":7684,"d":"7,684.0"},{"v":35408540,"d":"35,408,540"},{"v":14690548,"d":"14,690,548"},{"v":1323.84094238281,"d":"1,323.8"},{"v":546.575988769531,"d":"546.6"},{"v":2270.30004882813,"d":"2,270.3"},{"v":3713369,"d":"3,713,369.0"},{"v":25.3400001525879,"d":"25.3"},"EPA/CAMD","EPA/CAMD","EPA/CAMD","EPA/CAMD","EPA/CAMD","EPA/CAMD","EPA/CAMD","DL","LNB,SCR",null,2010]
[1236,2020,"AR","Remmel",174,"1","HY","OP",{"$nulls":4},"WAT",null,{"v":158557.328125,"d":"158,557"},{"v":67681.3359375,"d":"67,681"},{"$nulls":5},"EIA Prime Mover-level Data","EIA Prime Mover-level Data"]
[1237,2020,"AR","Remmel",174,"2","HY","OP",{"$nulls":4},"WAT",null,{"v":158557.328125,"d":"158,557"},{"v":67681.3359375,"d":"67,681"},{"$nulls":5},"EIA Prime Mover-level Data","EIA Prime Mover-level Data"]
[1238,2020,"AR","Remmel",174,"3","HY","OP",{"$nulls":4},"WAT",null,{"v":158557.328125,"d":"158,557"},{"v":67681.3359375,"d":"67,681"},{"$nulls":5},"EIA Prime Mover-level Data","EIA Prime Mover-level Data"]
[1239,2020,"AR","Riceland Foods Cogeneration Plant",56079,"North","ST","OP",{"$nulls":3},1,"OBS",null,{"v":805520.625,"d":"805,521"},{"v":341390.6875,"d":"341,391"},{"v":36.1220016479492,"d":"36.1"},{"v":36.1220016479492,"d":"36.1"},{"v":10.0690002441406,"d":"10.1"},{"v":93682.03125,"d":"93,682.0"},null,"EIA Unit-level Data","EIA Unit-Level Data","Estimated using emissions factor","Estimated based on unit-level NOx ozone season emission rates","Estimated using emissions factor and plant-specific sulfur content","Estimated using emissions factor"]
[1240,2020,"AR","Riceland Foods Cogeneration Plant",56079,"South","ST","OP",{"$nulls":3},1,"OBS",null,{"v":805520.625,"d":"805,521"},{"v":341390.6875,"d":"341,391"},{"v":36.1220016479492,"d":"36.1"},{"v":36.1220016479492,"d":"36.1"},{"v":10.0690002441406,"d":"10.1"},{"v":93682.03125,"d":"93,682.0"},null,"EIA Unit-level Data","EIA Unit-Level Data","Estimated using emissions factor","Estimated based on unit-level NOx ozone season emission rates","Estimated using emissions factor and plant-specific sulfur content","Estimated using emissions factor"]
[1241,2020,"AR","Robert E Ritchie",173,"1","ST","RE",null,null,"CYCLONE",1,"NG"]
[1242,2020,"AR","Robert E Ritchie",173,"2","ST","RE",null,null,"TANGENTIAL",1,"NG"]
[1243,2020,"AR","Robert E Ritchie",173,"GT1","GT","RE",{"$nulls":4},"NG"]
[1244,2020,"AR","Scenic Hill Solar III",61869,"SHS3","PV","OP",{"$nulls":4},"SUN",null,{"v":81361,"d":"81,361"},{"v":43133,"d":"43,133"},{"$nulls":5},"EIA Prime Mover-level Data","EIA Prime Mover-level Data"]
[1245,2020,"AR","Scenic Hill Solar IV, LLC",63627,"252","PV","OP",{"$nulls":4},"SUN",null,{"v":29521,"d":"29,521"},{"v":15651,"d":"15,651"},{"$nulls":5},"EIA Prime Mover-level Data","EIA Prime Mover-level Data"]
[1246,2020,"AR","Searcy Solar Hybrid",62617,"SEABT","BA","P",{"$nulls":4},"MWH"]
[1247,2020,"AR","Searcy Solar Hybrid",62617,"SEARC","PV","P",{"$nulls":4},"SUN"]
[1248,2020,"AR","SR Camden",59947,"AERO","PV","OP",{"$nulls":4},"SUN",null,{"v":212093,"d":"212,093"},{"v":119295,"d":"119,295"},{"$nulls":5},"EIA Prime Mover-level Data","EIA Prime Mover-level Data"]
[1249,2020,"AR","Stuttgart Solar",61262,"STGRT","PV","OP",{"$nulls":4},"SUN",null,{"v":1387836,"d":"1,387,836"},{"v":728624,"d":"728,624"},{"$nulls":5},"EIA Prime Mover-level Data","EIA Prime Mover-level Data"]
[1250,2020,"AR","Thomas Fitzhugh",201,"2","CT","OP","Yes","ARP,CSOSG2","CC",1,"NG",{"v":3615,"d":"3,615.0"},{"v":3751482.25,"d":"3,751,482"},{"v":2111541,"d":"2,111,541"},{"v":151.544998168945,"d":"151.5"},{"v":78.8310012817383,"d":"78.8"},3.5,{"v":223336.40625,"d":"223,336.4"},null,"EPA/CAMD","EPA/CAMD","EPA/CAMD","EPA/CAMD","EPA/CAMD","EPA/CAMD",null,null,"DLNB,H2O",null,2002]
[1251,2020,"AR","Two Pine Landfill Gas Recovery",56523,"GEN 7","IC","OP",{"$nulls":4},"LFG",null,{"v":61494.33203125,"d":"61,494"},{"v":26786.333984375,"d":"26,786"},{"v":41.1290016174316,"d":"41.1"},{"v":17.9150009155273,"d":"17.9"},{"v":1.38359999656677,"d":"1.4"},{"v":3904.876953125,"d":"3,904.9"},null,"EIA Prime Mover-level Data","EIA Prime Mover-level Data","Estimated using emissions factor","Estimated using emissions factor","Estimated using emissions factor","Estimated using emissions factor"]
[1252,2020,"AR","Two Pine Landfill Gas Recovery",56523,"GEN1","IC","OP",{"$nulls":4},"LFG",null,{"v":61494.33203125,"d":"61,494"},{"v":26786.333984375,"d":"26,786"},{"v":41.1290016174316,"d":"41.1"},{"v":17.9150009155273,"d":"17.9"},{"v":1.38359999656677,"d":"1.4"},{"v":3904.876953125,"d":"3,904.9"},null,"EIA Prime Mover-level Data","EIA Prime Mover-level Data","Estimated using emissions factor","Estimated using emissions factor","Estimated using emissions factor","Estimated using emissions factor"]
[1253,2020,"AR","Two Pine Landfill Gas Recovery",56523,"GEN2","IC","OP",{"$nulls":4},"LFG",null,{"v":61494.33203125,"d":"61,494"},{"v":26786.333984375,"d":"26,786"},{"v":41.1290016174316,"d":"41.1"},{"v":17.9150009155273,"d":"17.9"},{"v":1.38359999656677,"d":"1.4"},{"v":3904.876953125,"d":"3,904.9"},null,"EIA Prime Mover-level Data","EIA Prime Mover-level Data","Estimated using emissions factor","Estimated using emissions factor","Estimated using emissions factor","Estimated using emissions factor"]
[1254,2020,"AR","Two Pine Landfill Gas Recovery",56523,"GEN3","IC","OP",{"$nulls":4},"LFG",null,{"v":61494.33203125,"d":"61,494"},{"v":26786.333984375,"d":"26,786"},{"v":41.1290016174316,"d":"41.1"},{"v":17.9150009155273,"d":"17.9"},{"v":1.38359999656677,"d":"1.4"},{"v":3904.876953125,"d":"3,904.9"},null,"EIA Prime Mover-level Data","EIA Prime Mover-level Data","Estimated using emissions factor","Estimated using emissions factor","Estimated using emissions factor","Estimated using emissions factor"]
[1255,2020,"AR","Two Pine Landfill Gas Recovery",56523,"GEN4","IC","OP",{"$nulls":4},"LFG",null,{"v":61494.33203125,"d":"61,494"},{"v":26786.333984375,"d":"26,786"},{"v":41.1290016174316,"d":"41.1"},{"v":17.9150009155273,"d":"17.9"},{"v":1.38359999656677,"d":"1.4"},{"v":3904.876953125,"d":"3,904.9"},null,"EIA Prime Mover-level Data","EIA Prime Mover-level Data","Estimated using emissions factor","Estimated using emissions factor","Estimated using emissions factor","Estimated using emissions factor"]
[1256,2020,"AR","Two Pine Landfill Gas Recovery",56523,"GEN5","IC","OP",{"$nulls":4},"LFG",null,{"v":61494.33203125,"d":"61,494"},{"v":26786.333984375,"d":"26,786"},{"v":41.1290016174316,"d":"41.1"},{"v":17.9150009155273,"d":"17.9"},{"v":1.38359999656677,"d":"1.4"},{"v":3904.876953125,"d":"3,904.9"},null,"EIA Prime Mover-level Data","EIA Prime Mover-level Data","Estimated using emissions factor","Estimated using emissions factor","Estimated using emissions factor","Estimated using emissions factor"]
[1257,2020,"AR","Two Pine Landfill Gas Recovery",56523,"GEN6","IC","RE",{"$nulls":4},"LFG"]
[1258,2020,"AR","UA Central Utility Plant",60536,"TRBN1","GT","OP",{"$nulls":4},"NG",null,{"v":475950,"d":"475,950"},{"v":223634,"d":"223,634"},{"v":76.1520004272461,"d":"76.2"},{"v":35.7809982299805,"d":"35.8"},{"v":0.760599970817566,"d":"0.8"},{"v":27816.673828125,"d":"27,816.7"},null,"EIA Prime Mover-level Data","EIA Prime Mover-level Data","Estimated using emissions factor","Estimated using emissions factor","Estimated using emissions factor","Estimated using emissions factor"]
[1259,2020,"AR","Union Power Station",55380,"CTG-1","CT","OP","Yes","ARP,CSOSG2","CC",null,"NG",{"v":5903,"d":"5,903.0"},{"v":10760508,"d":"10,760,508"},{"v":6009804.5,"d":"6,009,805"},{"v":61.6780014038086,"d":"61.7"},{"v":34.0200004577637,"d":"34.0"},{"v":3.20000004768372,"d":"3.2"},{"v":639482.6875,"d":"639,482.7"},null,"EPA/CAMD","EPA/CAMD","EPA/CAMD","EPA/CAMD","EPA/CAMD","EPA/CAMD",null,null,"SCR",null,2002]
[1260,2020,"AR","Union Power Station",55380,"CTG-2","CT","OP","Yes","ARP,CSOSG2","CC",null,"NG",{"v":5854,"d":"5,854.0"},{"v":10954397,"d":"10,954,397"},{"v":6115171.5,"d":"6,115,172"},{"v":62.8759994506836,"d":"62.9"},{"v":34.5859985351563,"d":"34.6"},{"v":3.29999995231628,"d":"3.3"},{"v":651004.5,"d":"651,004.5"},null,"EPA/CAMD","EPA/CAMD","EPA/CAMD","EPA/CAMD","EPA/CAMD","EPA/CAMD",null,null,"SCR",null,2002]
[1261,2020,"AR","Union Power Station",55380,"CTG-3","CT","OP","Yes","ARP,CSOSG2","CC",null,"NG",{"v":5491,"d":"5,491.0"},{"v":9928508,"d":"9,928,508"},{"v":5143768,"d":"5,143,768"},{"v":60.007999420166,"d":"60.0"},{"v":31.4190006256104,"d":"31.4"},{"v":3,"d":"3.0"},{"v":590037.125,"d":"590,037.1"},null,"EPA/CAMD","EPA/CAMD","EPA/CAMD","EPA/CAMD","EPA/CAMD","EPA/CAMD",null,null,"SCR",null,2002]
[1262,2020,"AR","Union Power Station",55380,"CTG-4","CT","OP","Yes","ARP,CSOSG2","CC",null,"NG",{"v":5156,"d":"5,156.0"},{"v":9273707,"d":"9,273,707"},{"v":5103979.5,"d":"5,103,980"},{"v":56.1619987487793,"d":"56.2"},{"v":29.5550003051758,"d":"29.6"},{"v":2.79999995231628,"d":"2.8"},{"v":551122,"d":"551,122.0"},null,"EPA/CAMD","EPA/CAMD","EPA/CAMD","EPA/CAMD","EPA/CAMD","EPA/CAMD",null,null,"SCR",null,2002]
[1263,2020,"AR","Union Power Station",55380,"CTG-5","CT","OP","Yes","ARP,CSOSG2","CC",null,"NG",{"v":3945,"d":"3,945.0"},{"v":6971716,"d":"6,971,716"},{"v":2859012.75,"d":"2,859,013"},{"v":42.8839988708496,"d":"42.9"},{"v":17.1870002746582,"d":"17.2"},{"v":2.09999990463257,"d":"2.1"},{"v":414317.59375,"d":"414,317.6"},null,"EPA/CAMD","EPA/CAMD","EPA/CAMD","EPA/CAMD","EPA/CAMD","EPA/CAMD",null,null,"SCR",null,2003]
[1264,2020,"AR","Union Power Station",55380,"CTG-6","CT","OP","Yes","ARP,CSOSG2","CC",null,"NG",{"v":3941,"d":"3,941.0"},{"v":7050839.5,"d":"7,050,840"},{"v":2906060,"d":"2,906,060"},{"v":43.2099990844727,"d":"43.2"},{"v":17.2590007781982,"d":"17.3"},{"v":2.09999990463257,"d":"2.1"},{"v":419019.6875,"d":"419,019.7"},null,"EPA/CAMD","EPA/CAMD","EPA/CAMD","EPA/CAMD","EPA/CAMD","EPA/CAMD",null,null,"SCR",null,2003]
[1265,2020,"AR","Union Power Station",55380,"CTG-7","CT","OP","Yes","ARP,CSOSG2","CC",null,"NG",{"v":4265,"d":"4,265.0"},{"v":7502171,"d":"7,502,171"},{"v":3239197.75,"d":"3,239,198"},{"v":44.556999206543,"d":"44.6"},{"v":19.451000213623,"d":"19.5"},{"v":2.29999995231628,"d":"2.3"},{"v":445847.5,"d":"445,847.5"},null,"EPA/CAMD","EPA/CAMD","EPA/CAMD","EPA/CAMD","EPA/CAMD","EPA/CAMD",null,null,"SCR",null,2003]
[1266,2020,"AR","Union Power Station",55380,"CTG-8","CT","OP","Yes","ARP,CSOSG2","CC",null,"NG",{"v":4302,"d":"4,302.0"},{"v":7710043,"d":"7,710,043"},{"v":3378101.75,"d":"3,378,102"},{"v":45.132999420166,"d":"45.1"},{"v":20.1979999542236,"d":"20.2"},{"v":2.29999995231628,"d":"2.3"},{"v":458196.5,"d":"458,196.5"},null,"EPA/CAMD","EPA/CAMD","EPA/CAMD","EPA/CAMD","EPA/CAMD","EPA/CAMD",null,null,"SCR",null,2003]
[1267,2020,"AR","Waste Management Eco Vista LFGTE",57025,"GEN1","IC","OP",{"$nulls":4},"LFG",null,{"v":78695.6015625,"d":"78,696"},{"v":34279,"d":"34,279"},{"v":54.5449981689453,"d":"54.5"},{"v":23.7590007781982,"d":"23.8"},{"v":1.77069997787476,"d":"1.8"},{"v":4997.15380859375,"d":"4,997.2"},null,"EIA Prime Mover-level Data","EIA Prime Mover-level Data","Estimated using emissions factor","Estimated using emissions factor","Estimated using emissions factor","Estimated using emissions factor"]
[1268,2020,"AR","Waste Management Eco Vista LFGTE",57025,"GEN2","IC","OP",{"$nulls":4},"LFG",null,{"v":78695.6015625,"d":"78,696"},{"v":34279,"d":"34,279"},{"v":54.5449981689453,"d":"54.5"},{"v":23.7590007781982,"d":"23.8"},{"v":1.77069997787476,"d":"1.8"},{"v":4997.15380859375,"d":"4,997.2"},null,"EIA Prime Mover-level Data","EIA Prime Mover-level Data","Estimated using emissions factor","Estimated using emissions factor","Estimated using emissions factor","Estimated using emissions factor"]
[1269,2020,"AR","Waste Management Eco Vista LFGTE",57025,"GEN3","IC","OP",{"$nulls":4},"LFG",null,{"v":78695.6015625,"d":"78,696"},{"v":34279,"d":"34,279"},{"v":54.5449981689453,"d":"54.5"},{"v":23.7590007781982,"d":"23.8"},{"v":1.77069997787476,"d":"1.8"},{"v":4997.15380859375,"d":"4,997.2"},null,"EIA Prime Mover-level Data","EIA Prime Mover-level Data","Estimated using emissions factor","Estimated using emissions factor","Estimated using emissions factor","Estimated using emissions factor"]
[1270,2020,"AR","Waste Management Eco Vista LFGTE",57025,"GEN4","IC","OP",{"$nulls":4},"LFG",null,{"v":78695.6015625,"d":"78,696"},{"v":34279,"d":"34,279"},{"v":54.5449981689453,"d":"54.5"},{"v":23.7590007781982,"d":"23.8"},{"v":1.77069997787476,"d":"1.8"},{"v":4997.15380859375,"d":"4,997.2"},null,"EIA Prime Mover-level Data","EIA Prime Mover-level Data","Estimated using emissions factor","Estimated using emissions factor","Estimated using emissions factor","Estimated using emissions factor"]
[1271,2020,"AR","Waste Management Eco Vista LFGTE",57025,"GEN5","IC","OP",{"$nulls":4},"LFG",null,{"v":78695.6015625,"d":"78,696"},{"v":34279,"d":"34,279"},{"v":54.5449981689453,"d":"54.5"},{"v":23.7590007781982,"d":"23.8"},{"v":1.77069997787476,"d":"1.8"},{"v":4997.15380859375,"d":"4,997.2"},null,"EIA Prime Mover-level Data","EIA Prime Mover-level Data","Estimated using emissions factor","Estimated using emissions factor","Estimated using emissions factor","Estimated using emissions factor"]
[1272,2020,"AR","Westside Wastewater Treatment Plant Hybrid",62683,"FAYW1","PV","OP",{"$nulls":4},"SUN",null,{"v":83659,"d":"83,659"},{"v":45084,"d":"45,084"},{"$nulls":5},"EIA Prime Mover-level Data","EIA Prime Mover-level Data"]
[1273,2020,"AR","Westside Wastewater Treatment Plant Hybrid",62683,"FAYWB","BA","OP",{"$nulls":4},"MWH",null,0,0,{"$nulls":5},"EIA Prime Mover-level Data","EIA Prime Mover-level Data"]
[1274,2020,"AR","Whillock",7135,"1","HY","OP",{"$nulls":4},"WAT",null,{"v":384374.34375,"d":"384,374"},{"v":164072.671875,"d":"164,073"},{"$nulls":5},"EIA Prime Mover-level Data","EIA Prime Mover-level Data"]
[1275,2020,"AR","Whillock",7135,"2","HY","OP",{"$nulls":4},"WAT",null,{"v":384374.34375,"d":"384,374"},{"v":164072.671875,"d":"164,073"},{"$nulls":5},"EIA Prime Mover-level Data","EIA Prime Mover-level Data"]
[1276,2020,"AR","Whillock",7135,"3","HY","OP",{"$nulls":4},"WAT",null,{"v":384374.34375,"d":"384,374"},{"v":164072.671875,"d":"164,073"},{"$nulls":5},"EIA Prime Mover-level Data","EIA Prime Mover-level Data"]
[1277,2020,"AR","White Bluff",6009,"1","ST","OP","Yes","ARP,CSOSG2,MATS","TANGENTIAL",1,"SUB",{"v":4718,"d":"4,718.0"},{"v":27025168,"d":"27,025,168"},{"v":18053968,"d":"18,053,968"},{"v":2297.34912109375,"d":"2,297.3"},{"v":1581.31005859375,"d":"1,581.3"},{"v":6255.10009765625,"d":"6,255.1"},{"v":2833416.5,"d":"2,833,416.5"},{"v":21.1200008392334,"d":"21.1"},"EPA/CAMD","EPA/CAMD","EPA/CAMD","EPA/CAMD","EPA/CAMD","EPA/CAMD","EPA/CAMD",null,"LNC2","Yes",1980]
[1278,2020,"AR","White Bluff",6009,"2","ST","OP","Yes","ARP,CSOSG2,MATS","TANGENTIAL",1,"SUB",{"v":3566,"d":"3,566.0"},{"v":18989808,"d":"18,989,808"},{"v":12694536,"d":"12,694,536"},{"v":1488.79296875,"d":"1,488.8"},{"v":1002.00897216797,"d":"1,002.0"},{"v":4456,"d":"4,456.0"},{"v":1990664,"d":"1,990,664.0"},{"v":10.6000003814697,"d":"10.6"},"EPA/CAMD","EPA/CAMD","EPA/CAMD","EPA/CAMD","EPA/CAMD","EPA/CAMD","EPA/CAMD",null,"LNC2","Yes",1981]
[1279,2020,"AR","White River Lock and Dam 1",57160,"LD#1","HY","OP",{"$nulls":4},"WAT",null,{"v":121689,"d":"121,689"},{"v":50778,"d":"50,778"},{"$nulls":5},"EIA Prime Mover-level Data","EIA Prime Mover-level Data"]
[1280,2020,"AR","White River Lock and Dam 2",57161,"LD#2","HY","OP",{"$nulls":4},"WAT",null,{"v":121689,"d":"121,689"},{"v":50778,"d":"50,778"},{"$nulls":5},"EIA Prime Mover-level Data","EIA Prime Mover-level Data"]
[1281,2020,"AR","White River Lock and Dam 3",57162,"LD#3","HY","OP",{"$nulls":4},"WAT",null,{"v":237880,"d":"237,880"},{"v":101557,"d":"101,557"},{"$nulls":5},"EIA Prime Mover-level Data","EIA Prime Mover-level Data"]
[1282,2020,"AZ","Actus Lend Lease DMAFB",58632,"1","PV","OP",{"$nulls":4},"SUN",null,{"v":34609,"d":"34,609"},{"v":17441,"d":"17,441"},{"$nulls":5},"EIA Prime Mover-level Data","EIA Prime Mover-level Data"]
[1283,2020,"AZ","AES ES GILBERT",61861,"SRP","BA","OP",{"$nulls":4},"MWH",null,0,0,{"$nulls":5},"EIA Prime Mover-level Data","EIA Prime Mover-level Data"]
[1284,2020,"AZ","Agua Caliente Solar Project",57373,"AGU01","PV","IP",{"$nulls":4},"SUN"]
[1285,2020,"AZ","Agua Caliente Solar Project",57373,"AGU1","PV","OP",{"$nulls":4},"SUN",null,{"v":1658431.875,"d":"1,658,432"},{"v":780243.3125,"d":"780,243"},{"$nulls":5},"EIA Prime Mover-level Data","EIA Prime Mover-level Data"]
[1286,2020,"AZ","Agua Caliente Solar Project",57373,"AGU2","PV","OP",{"$nulls":4},"SUN",null,{"v":2486733.5,"d":"2,486,734"},{"v":1169934.875,"d":"1,169,935"},{"$nulls":5},"EIA Prime Mover-level Data","EIA Prime Mover-level Data"]
[1287,2020,"AZ","Agua Caliente Solar Project",57373,"AGU3","PV","OP",{"$nulls":4},"SUN",null,{"v":2212461.5,"d":"2,212,462"},{"v":1040897.875,"d":"1,040,898"},{"$nulls":5},"EIA Prime Mover-level Data","EIA Prime Mover-level Data"]
[1288,2020,"AZ","Agua Fria Generating Station",141,"1","ST","OP","Yes","ARP","WALL",1,"NG",{"v":1621,"d":"1,621.0"},{"v":1012641.5625,"d":"1,012,642"},{"v":823758.875,"d":"823,759"},{"v":163.432006835938,"d":"163.4"},{"v":135.996994018555,"d":"136.0"},{"v":0.300000011920929,"d":"0.3"},{"v":60179,"d":"60,179.0"},null,"EPA/CAMD","EPA/CAMD","EPA/CAMD","EPA/CAMD","EPA/CAMD","EPA/CAMD",{"$nulls":4},1958]
[1289,2020,"AZ","Agua Fria Generating Station",141,"2","ST","OP","Yes","ARP","WALL",1,"NG",{"v":1520,"d":"1,520.0"},{"v":964798.875,"d":"964,799"},{"v":785378.4375,"d":"785,378"},{"v":126.96900177002,"d":"127.0"},{"v":103.606002807617,"d":"103.6"},{"v":0.300000011920929,"d":"0.3"},{"v":57337.80078125,"d":"57,337.8"},null,"EPA/CAMD","EPA/CAMD","EPA/CAMD","EPA/CAMD","EPA/CAMD","EPA/CAMD",{"$nulls":4},1957]
[1290,2020,"AZ","Agua Fria Generating Station",141,"3","ST","OP","Yes","ARP","TURBO",1,"NG",{"v":1632,"d":"1,632.0"},{"v":1569300.5,"d":"1,569,301"},{"v":1343957.625,"d":"1,343,958"},{"v":416.946014404297,"d":"416.9"},{"v":360.501007080078,"d":"360.5"},0.5,{"v":93262.6015625,"d":"93,262.6"},null,"EPA/CAMD","EPA/CAMD","EPA/CAMD","EPA/CAMD","EPA/CAMD","EPA/CAMD",{"$nulls":4},1961]
[1291,2020,"AZ","Agua Fria Generating Station",141,"PV-3","PV","OA",{"$nulls":4},"SUN"]
[1292,2020,"AZ","Amazon TUS2",64384,"ATUS2","PV","P",{"$nulls":4},"SUN"]
[1293,2020,"AZ","Amphitheater High School Solar",60684,"AHS1","PV","OP",{"$nulls":4},"SUN",null,{"v":19496,"d":"19,496"},{"v":9825,"d":"9,825"},{"$nulls":5},"EIA Prime Mover-level Data","EIA Prime Mover-level Data"]
[1294,2020,"AZ","Apache Solar 1",60964,"AEPS1","PV","OP",{"$nulls":4},"SUN",null,{"v":482664,"d":"482,664"},{"v":243236,"d":"243,236"},{"$nulls":5},"EIA Prime Mover-level Data","EIA Prime Mover-level Data"]
[1295,2020,"AZ","Apache Station",160,"1","ST","OP","Yes","ARP","WALL",1,"NG",{"v":3383,"d":"3,383.0"},{"v":1422320.375,"d":"1,422,320"},{"v":1169915.875,"d":"1,169,916"},{"v":31.7329998016357,"d":"31.7"},{"v":26.2609996795654,"d":"26.3"},{"v":0.400000005960464,"d":"0.4"},{"v":84527.703125,"d":"84,527.7"},null,"EPA/CAMD","EPA/CAMD","EPA/CAMD","EPA/CAMD","EPA/CAMD","EPA/CAMD",{"$nulls":4},1964]
[1296,2020,"AZ","Apache Station",160,"2","ST","OP","Yes","ARP,MATS","TURBO",1,"NG",{"v":8064,"d":"8,064.0"},{"v":12078351,"d":"12,078,351"},{"v":6087761.5,"d":"6,087,762"},{"v":421.617004394531,"d":"421.6"},{"v":215.843994140625,"d":"215.8"},{"v":3.59999990463257,"d":"3.6"},{"v":716005.5,"d":"716,005.5"},null,"EPA/CAMD","EPA/CAMD","EPA/CAMD","EPA/CAMD","EPA/CAMD","EPA/CAMD",null,"WL","OFA",null,1979]
[1297,2020,"AZ","Apache Station",160,"3","ST","OP","Yes","ARP,MATS","TURBO",1,"SUB",{"v":7093,"d":"7,093.0"},{"v":9849731,"d":"9,849,731"},{"v":5090696.5,"d":"5,090,697"},{"v":826.820983886719,"d":"826.8"},{"v":421.467987060547,"d":"421.5"},{"v":91.0999984741211,"d":"91.1"},{"v":834369.1875,"d":"834,369.2"},{"v":4.94999980926514,"d":"4.9"},"EPA/CAMD","EPA/CAMD","EPA/CAMD","EPA/CAMD","EPA/CAMD","EPA/CAMD","EPA/CAMD","WL","OFA",null,1979]
[1298,2020,"AZ","Apache Station",160,"4","GT","OP","Yes","ARP","CT",null,"NG",{"v":2501,"d":"2,501.0"},{"v":823435.9375,"d":"823,436"},{"v":412664.8125,"d":"412,665"},{"v":9.16499996185303,"d":"9.2"},{"v":4.49200010299683,"d":"4.5"},{"v":0.200000002980232,"d":"0.2"},{"v":48938.69921875,"d":"48,938.7"},null,"EPA/CAMD","EPA/CAMD","EPA/CAMD","EPA/CAMD","EPA/CAMD","EPA/CAMD",null,null,"H2O,SCR",null,2002]
[1299,2020,"AZ","APS Saguaro Power Plant",118,"CT3","GT","OP","Yes","ARP","CT",null,"NG",{"v":1894,"d":"1,894.0"},{"v":1160786.125,"d":"1,160,786"},{"v":337969.34375,"d":"337,969"},{"v":18.9200000762939,"d":"18.9"},{"v":4.86399984359741,"d":"4.9"},{"v":0.300000011920929,"d":"0.3"},{"v":68982.796875,"d":"68,982.8"},null,"EPA/CAMD","EPA/CAMD","EPA/CAMD","EPA/CAMD","EPA/CAMD","EPA/CAMD",null,null,"DLNB",null,2002]
[1300,2020,"AZ","APS Saguaro Power Plant",118,"PV1","OT","RE",{"$nulls":4},"SUN"]
[1301,2020,"AZ","APS West Phoenix Power Plant",117,"CC4","CT","OP","Yes","ARP","CC",1,"NG",{"v":4660,"d":"4,660.0"},{"v":3390755.25,"d":"3,390,755"},{"v":1793822.75,"d":"1,793,823"},{"v":56.2449989318848,"d":"56.2"},{"v":27.6040000915527,"d":"27.6"},{"v":1,"d":"1.0"},{"v":201509.09375,"d":"201,509.1"},null,"EPA/CAMD","EPA/CAMD","EPA/CAMD","EPA/CAMD","EPA/CAMD","EPA/CAMD",null,null,"DLNB",null,2001]
[1302,2020,"AZ","APS West Phoenix Power Plant",117,"CC5A","CT","OP","Yes","ARP","CC",1,"NG",{"v":5328,"d":"5,328.0"},{"v":7559453.5,"d":"7,559,454"},{"v":4319910,"d":"4,319,910"},{"v":49.7840003967285,"d":"49.8"},{"v":27.826000213623,"d":"27.8"},{"v":2.29999995231628,"d":"2.3"},{"v":449244.8125,"d":"449,244.8"},null,"EPA/CAMD","EPA/CAMD","EPA/CAMD","EPA/CAMD","EPA/CAMD","EPA/CAMD",null,null,"DLNB,SCR",null,2003]
[1303,2020,"AZ","APS West Phoenix Power Plant",117,"CC5B","CT","OP","Yes","ARP","CC",1,"NG",{"v":6666,"d":"6,666.0"},{"v":9433996,"d":"9,433,996"},{"v":4301415.5,"d":"4,301,416"},{"v":63.1980018615723,"d":"63.2"},{"v":28.2000007629395,"d":"28.2"},{"v":2.79999995231628,"d":"2.8"},{"v":560650,"d":"560,650.0"},null,"EPA/CAMD","EPA/CAMD","EPA/CAMD","EPA/CAMD","EPA/CAMD","EPA/CAMD",null,null,"DLNB,SCR",null,2003]
[1304,2020,"AZ","Arizona State University CHP",58199,"G1","CS",{"$nulls":5},"NG",null,{"v":503954.90625,"d":"503,955"},{"v":220391.953125,"d":"220,392"},{"v":78.5210037231445,"d":"78.5"},{"v":34.4210014343262,"d":"34.4"},{"v":0.805299997329712,"d":"0.8"},{"v":29453.408203125,"d":"29,453.4"},null,"EIA Unit-level Data","EIA Unit-Level Data","Estimated using emissions factor","Estimated using emissions factor","Estimated using emissions factor","Estimated using emissions factor"]
[1305,2020,"AZ","Arizona State University CHP",58199,"G2","GT","OP",{"$nulls":4},"NG"]
[1306,2020,"AZ","Arizona Western College PV",57765,"GV1","PV","RE",{"$nulls":4},"SUN"]
[1307,2020,"AZ","Arizona Western College PV",57765,"GV2","PV","RE",{"$nulls":4},"SUN"]
[1308,2020,"AZ","Arizona Western College PV",57765,"SFC","PV","OP",{"$nulls":4},"SUN",null,{"v":14768.5107421875,"d":"14,769"},{"v":7442.55322265625,"d":"7,443"},{"$nulls":5},"EIA Prime Mover-level Data","EIA Prime Mover-level Data"]
[1309,2020,"AZ","Arizona Western College PV",57765,"SHP","PV","OP",{"$nulls":4},"SUN",null,{"v":13291.6591796875,"d":"13,292"},{"v":6698.2978515625,"d":"6,698"},{"$nulls":5},"EIA Prime Mover-level Data","EIA Prime Mover-level Data"]
[1310,2020,"AZ","Arizona Western College PV",57765,"SOLEG","PV","OP",{"$nulls":4},"SUN",null,{"v":14768.5107421875,"d":"14,769"},{"v":7442.55322265625,"d":"7,443"},{"$nulls":5},"EIA Prime Mover-level Data","EIA Prime Mover-level Data"]
[1311,2020,"AZ","Arizona Western College PV",57765,"STE","PV","OP",{"$nulls":4},"SUN",null,{"v":13291.6591796875,"d":"13,292"},{"v":6698.2978515625,"d":"6,698"},{"$nulls":5},"EIA Prime Mover-level Data","EIA Prime Mover-level Data"]
[1312,2020,"AZ","Arizona Western College PV",57765,"SWD","PV","OP",{"$nulls":4},"SUN",null,{"v":13291.6591796875,"d":"13,292"},{"v":6698.2978515625,"d":"6,698"},{"$nulls":5},"EIA Prime Mover-level Data","EIA Prime Mover-level Data"]
[1313,2020,"AZ","Arlington Valley Energy Facility",55282,"CTG1","CT","OP","Yes","ARP","CC",null,"NG",{"v":4759,"d":"4,759.0"},{"v":7533633,"d":"7,533,633"},{"v":3344644,"d":"3,344,644"},{"v":31.7999992370605,"d":"31.8"},{"v":15.7749996185303,"d":"15.8"},{"v":2.29999995231628,"d":"2.3"},{"v":447712.59375,"d":"447,712.6"},null,"EPA/CAMD","EPA/CAMD","EPA/CAMD","EPA/CAMD","EPA/CAMD","EPA/CAMD",null,null,"DLNB,SCR",null,2002]
[1314,2020,"AZ","Arlington Valley Energy Facility",55282,"CTG2","CT","OP","Yes","ARP","CC",null,"NG",{"v":5139,"d":"5,139.0"},{"v":8027583.5,"d":"8,027,584"},{"v":4338381.5,"d":"4,338,382"},{"v":29.9039993286133,"d":"29.9"},{"v":15.7849998474121,"d":"15.8"},{"v":2.40000009536743,"d":"2.4"},{"v":477069.3125,"d":"477,069.3"},null,"EPA/CAMD","EPA/CAMD","EPA/CAMD","EPA/CAMD","EPA/CAMD","EPA/CAMD",null,null,"DLNB,SCR",null,2002]
[1315,2020,"AZ","Arlington Valley Solar Energy I",57679,"AVSE1","PV","T",{"$nulls":4},"SUN"]
[1316,2020,"AZ","Arlington Valley Solar Energy II",57680,"AVSE1","PV","OP",{"$nulls":4},"SUN",null,{"v":467398.375,"d":"467,398"},{"v":235543,"d":"235,543"},{"$nulls":5},"EIA Prime Mover-level Data","EIA Prime Mover-level Data"]
[1317,2020,"AZ","Arlington Valley Solar Energy II",57680,"AVSE2","PV","OP",{"$nulls":4},"SUN",null,{"v":688797.625,"d":"688,798"},{"v":347116,"d":"347,116"},{"$nulls":5},"EIA Prime Mover-level Data","EIA Prime Mover-level Data"]
[1318,2020,"AZ","Arlington Valley Solar Energy II",57680,"AVSE3","PV","OP",{"$nulls":4},"SUN",null,{"v":688797.625,"d":"688,798"},{"v":347116,"d":"347,116"},{"$nulls":5},"EIA Prime Mover-level Data","EIA Prime Mover-level Data"]
[1319,2020,"AZ","Arlington Valley Solar Energy II",57680,"AVSE4","PV","OP",{"$nulls":4},"SUN",null,{"v":639597.8125,"d":"639,598"},{"v":322322,"d":"322,322"},{"$nulls":5},"EIA Prime Mover-level Data","EIA Prime Mover-level Data"]
[1320,2020,"AZ","Arlington Valley Solar Energy II",57680,"AVSE5","PV","OP",{"$nulls":4},"SUN",null,{"v":688797.625,"d":"688,798"},{"v":347116,"d":"347,116"},{"$nulls":5},"EIA Prime Mover-level Data","EIA Prime Mover-level Data"]
[1321,2020,"AZ","Atlas",63798,"ATL01","PV","P",{"$nulls":4},"SUN"]
[1322,2020,"AZ","Atlas",63798,"ATLB1","BA","P",{"$nulls":4},"MWH"]
[1323,2020,"AZ","Avalon Solar",59168,"AS","PV","OP",{"$nulls":4},"SUN",null,{"v":655834,"d":"655,834"},{"v":330504,"d":"330,504"},{"$nulls":5},"EIA Prime Mover-level Data","EIA Prime Mover-level Data"]
[1324,2020,"AZ","Avalon Solar II",60062,"ASII","PV","OP",{"$nulls":4},"SUN",null,{"v":390794,"d":"390,794"},{"v":196938,"d":"196,938"},{"$nulls":5},"EIA Prime Mover-level Data","EIA Prime Mover-level Data"]
[1325,2020,"AZ","Avra Valley Solar",57657,"1","PV","OP",{"$nulls":4},"SUN",null,{"v":572709,"d":"572,709"},{"v":288615,"d":"288,615"},{"$nulls":5},"EIA Prime Mover-level Data","EIA Prime Mover-level Data"]
[1326,2020,"AZ","AZ State University - Tempe Campus Solar",62643,"20794","PV","OP",{"$nulls":4},"SUN",null,{"v":2876.9169921875,"d":"2,877"},{"v":1449.75,"d":"1,450"},{"$nulls":5},"EIA Prime Mover-level Data","EIA Prime Mover-level Data"]
[1327,2020,"AZ","AZ State University - Tempe Campus Solar",62643,"20799","PV","OP",{"$nulls":4},"SUN",null,{"v":1438.4580078125,"d":"1,438"},{"v":724.875,"d":"725"},{"$nulls":5},"EIA Prime Mover-level Data","EIA Prime Mover-level Data"]
[1328,2020,"AZ","AZ State University - Tempe Campus Solar",62643,"20971","PV","OP",{"$nulls":4},"SUN",null,{"v":2876.9169921875,"d":"2,877"},{"v":1449.75,"d":"1,450"},{"$nulls":5},"EIA Prime Mover-level Data","EIA Prime Mover-level Data"]
[1329,2020,"AZ","AZ State University - Tempe Campus Solar",62643,"20974","PV","OP",{"$nulls":4},"SUN",null,{"v":1438.4580078125,"d":"1,438"},{"v":724.875,"d":"725"},{"$nulls":5},"EIA Prime Mover-level Data","EIA Prime Mover-level Data"]
[1330,2020,"AZ","AZ State University - Tempe Campus Solar",62643,"20975","PV","OP",{"$nulls":4},"SUN",null,{"v":1438.4580078125,"d":"1,438"},{"v":724.875,"d":"725"},{"$nulls":5},"EIA Prime Mover-level Data","EIA Prime Mover-level Data"]
[1331,2020,"AZ","AZ State University - Tempe Campus Solar",62643,"3365A","PV","OP",{"$nulls":4},"SUN",null,{"v":1438.4580078125,"d":"1,438"},{"v":724.875,"d":"725"},{"$nulls":5},"EIA Prime Mover-level Data","EIA Prime Mover-level Data"]
[1332,2020,"AZ","AZ State University - Tempe Campus Solar",62643,"3365B","PV","OP",{"$nulls":4},"SUN",null,{"v":1438.4580078125,"d":"1,438"},{"v":724.875,"d":"725"},{"$nulls":5},"EIA Prime Mover-level Data","EIA Prime Mover-level Data"]
[1333,2020,"AZ","AZ State University - Tempe Campus Solar",62643,"3384","PV","OP",{"$nulls":4},"SUN",null,{"v":10069.2080078125,"d":"10,069"},{"v":5074.125,"d":"5,074"},{"$nulls":5},"EIA Prime Mover-level Data","EIA Prime Mover-level Data"]
[1334,2020,"AZ","AZ State University - Tempe Campus Solar",62643,"3385","PV","OP",{"$nulls":4},"SUN",null,{"v":8630.75,"d":"8,631"},{"v":4349.25,"d":"4,349"},{"$nulls":5},"EIA Prime Mover-level Data","EIA Prime Mover-level Data"]
[1335,2020,"AZ","AZ State University - Tempe Campus Solar",62643,"4202","PV","OP",{"$nulls":4},"SUN",null,{"v":1438.4580078125,"d":"1,438"},{"v":724.875,"d":"725"},{"$nulls":5},"EIA Prime Mover-level Data","EIA Prime Mover-level Data"]
[1336,2020,"AZ","AZ State University - Tempe Campus Solar",62643,"91001","PV","OP",{"$nulls":4},"SUN",null,{"v":1438.4580078125,"d":"1,438"},{"v":724.875,"d":"725"},{"$nulls":5},"EIA Prime Mover-level Data","EIA Prime Mover-level Data"]
[1337,2020,"AZ","Badger 1",58262,"1","PV","OP",{"$nulls":4},"SUN",null,{"v":343683,"d":"343,683"},{"v":173197,"d":"173,197"},{"$nulls":5},"EIA Prime Mover-level Data","EIA Prime Mover-level Data"]
[1338,2020,"AZ","Black Mountain Generating Station",56482,"1","GT","OP","Yes","ARP","CT",null,"NG",{"v":2556,"d":"2,556.0"},{"v":866293.25,"d":"866,293"},{"v":499535,"d":"499,535"},{"v":39.4630012512207,"d":"39.5"},{"v":22.2339992523193,"d":"22.2"},1.5,{"v":51481.6015625,"d":"51,481.6"},null,"EPA/CAMD","EPA/CAMD","EPA/CAMD","EPA/CAMD","EPA/CAMD","EPA/CAMD",null,null,"H2O",null,2008]
[1339,2020,"AZ","Black Mountain Generating Station",56482,"2","GT","OP","Yes","ARP","CT",null,"NG",{"v":2429,"d":"2,429.0"},{"v":821562.25,"d":"821,562"},{"v":502877.28125,"d":"502,877"},{"v":33.257999420166,"d":"33.3"},{"v":19.6420001983643,"d":"19.6"},{"v":1.39999997615814,"d":"1.4"},{"v":48825.8984375,"d":"48,825.9"},null,"EPA/CAMD","EPA/CAMD","EPA/CAMD","EPA/CAMD","EPA/CAMD","EPA/CAMD",null,null,"H2O",null,2008]
[1340,2020,"AZ","Black Mountain Solar LLC",58042,"1","PV","OP",{"$nulls":4},"SUN",null,{"v":180155,"d":"180,155"},{"v":90788,"d":"90,788"},{"$nulls":5},"EIA Prime Mover-level Data","EIA Prime Mover-level Data"]
[1341,2020,"AZ","Bonnybrooke PV",60413,"AZPV1","PV","OP",{"$nulls":4},"SUN",null,{"v":1235940,"d":"1,235,940"},{"v":622846,"d":"622,846"},{"$nulls":5},"EIA Prime Mover-level Data","EIA Prime Mover-level Data"]
[1342,2020,"AZ","Broadway 2 - Tucson Phase II",64580,"GEN","PV","OP",{"$nulls":4},"SUN",null,{"v":62323,"d":"62,323"},{"v":31407,"d":"31,407"},{"$nulls":5},"EIA Prime Mover-level Data","EIA Prime Mover-level Data"]
[1343,2020,"AZ","Buckeye Generation Center, LLC",59471,"CTG01","GT","IP",{"$nulls":4},"NG"]
[1344,2020,"AZ","Buckeye Generation Center, LLC",59471,"CTG02","GT","IP",{"$nulls":4},"NG"]
[1345,2020,"AZ","Buckeye Generation Center, LLC",59471,"CTG03","GT","IP",{"$nulls":4},"NG"]
[1346,2020,"AZ","Buckeye Generation Center, LLC",59471,"CTG04","GT","IP",{"$nulls":4},"NG"]
[1347,2020,"AZ","Buckeye Generation Center, LLC",59471,"CTG05","GT","IP",{"$nulls":4},"NG"]
[1348,2020,"AZ","Buckeye Generation Center, LLC",59471,"CTG06","GT","IP",{"$nulls":4},"NG"]
[1349,2020,"AZ","Buckeye Union HS District 201",58037,"PV1","PV","OP",{"$nulls":4},"SUN",null,{"v":64992,"d":"64,992"},{"v":32752,"d":"32,752"},{"$nulls":5},"EIA Prime Mover-level Data","EIA Prime Mover-level Data"]
[1350,2020,"AZ","Canyon Del Oro High School Solar",60685,"CDO1","PV","OP",{"$nulls":4},"SUN",null,{"v":15978,"d":"15,978"},{"v":8052.6669921875,"d":"8,053"},{"$nulls":5},"EIA Prime Mover-level Data","EIA Prime Mover-level Data"]
[1351,2020,"AZ","Canyon Del Oro High School Solar",60685,"CDO2","PV","OP",{"$nulls":4},"SUN",null,{"v":1597.80004882813,"d":"1,598"},{"v":805.267028808594,"d":"805"},{"$nulls":5},"EIA Prime Mover-level Data","EIA Prime Mover-level Data"]
[1352,2020,"AZ","Canyon Del Oro High School Solar",60685,"CDO3","PV","OP",{"$nulls":4},"SUN",null,{"v":3195.60009765625,"d":"3,196"},{"v":1610.53295898438,"d":"1,611"},{"$nulls":5},"EIA Prime Mover-level Data","EIA Prime Mover-level Data"]
[1353,2020,"AZ","Canyon Del Oro High School Solar",60685,"CDO4","PV","OP",{"$nulls":4},"SUN",null,{"v":3195.60009765625,"d":"3,196"},{"v":1610.53295898438,"d":"1,611"},{"$nulls":5},"EIA Prime Mover-level Data","EIA Prime Mover-level Data"]
[1354,2020,"AZ","Central Line Solar, LLC",64566,"CNTRL","PV","L",{"$nulls":4},"SUN"]
[1355,2020,"AZ","Childs",112,"1","HY","RE",{"$nulls":4},"WAT"]
[1356,2020,"AZ","Childs",112,"2","HY","RE",{"$nulls":4},"WAT"]
[1357,2020,"AZ","Childs",112,"3","HY","RE",{"$nulls":4},"WAT"]
[1358,2020,"AZ","Chino Solar Valley",57560,"PV1","PV","OP",{"$nulls":4},"SUN",null,{"v":429632,"d":"429,632"},{"v":216511,"d":"216,511"},{"$nulls":5},"EIA Prime Mover-level Data","EIA Prime Mover-level Data"]
[1359,2020,"AZ","Cholla",113,"1","ST","OP","Yes","ARP,MATS","TANGENTIAL",1,"SUB",{"v":6351,"d":"6,351.0"},{"v":5530380,"d":"5,530,380"},{"v":3333621.5,"d":"3,333,622"},{"v":441.304992675781,"d":"441.3"},{"v":262.304992675781,"d":"262.3"},{"v":263.799987792969,"d":"263.8"},{"v":567416.125,"d":"567,416.1"},{"v":4.98999977111816,"d":"5.0"},"EPA/CAMD","EPA/CAMD","EPA/CAMD","EPA/CAMD","EPA/CAMD","EPA/CAMD","EPA/CAMD","WL","LNC2",null,1962]
[1360,2020,"AZ","Cholla",113,"3","ST","OP","Yes","ARP,MATS","TANGENTIAL",1,"SUB",{"v":7107,"d":"7,107.0"},{"v":14436126,"d":"14,436,126"},{"v":7887488.5,"d":"7,887,489"},{"v":1353.04602050781,"d":"1,353.0"},{"v":728.552978515625,"d":"728.6"},{"v":644.700012207031,"d":"644.7"},{"v":1481146.375,"d":"1,481,146.4"},{"v":11.2399997711182,"d":"11.2"},"EPA/CAMD","EPA/CAMD","EPA/CAMD","EPA/CAMD","EPA/CAMD","EPA/CAMD","EPA/CAMD","WL","LNC3",null,1980]
[1361,2020,"AZ","Cholla",113,"4","ST","OP","Yes","ARP,MATS","TANGENTIAL",1,"SUB",{"v":5456,"d":"5,456.0"},{"v":20741338,"d":"20,741,338"},{"v":12509916,"d":"12,509,916"},{"v":1866.27099609375,"d":"1,866.3"},{"v":1121.89294433594,"d":"1,121.9"},{"v":952.099975585938,"d":"952.1"},{"v":2128058,"d":"2,128,058.0"},{"v":20.1900005340576,"d":"20.2"},"EPA/CAMD","EPA/CAMD","EPA/CAMD","EPA/CAMD","EPA/CAMD","EPA/CAMD","EPA/CAMD","WL","LNC3",null,1981]
[1362,2020,"AZ","Cogeneration 1",56229,"CT1","CS",{"$nulls":5},"NG",null,{"v":669037.8125,"d":"669,038"},{"v":278907.46875,"d":"278,907"},{"v":103.630996704102,"d":"103.6"},{"v":43.1730003356934,"d":"43.2"},{"v":1.06910002231598,"d":"1.1"},{"v":39101.59765625,"d":"39,101.6"},null,"EIA Unit-level Data","EIA Unit-Level Data","Estimated using emissions factor","Estimated using emissions factor","Estimated using emissions factor","Estimated using emissions factor"]
[1363,2020,"AZ","Cogeneration 2",59233,"CT2","CS",{"$nulls":5},"NG",null,{"v":530628.6875,"d":"530,629"},{"v":223163.046875,"d":"223,163"},{"v":82.2009963989258,"d":"82.2"},{"v":34.5400009155273,"d":"34.5"},{"v":0.847899973392487,"d":"0.8"},{"v":31012.341796875,"d":"31,012.3"},null,"EIA Unit-level Data","EIA Unit-Level Data","Estimated using emissions factor","Estimated using emissions factor","Estimated using emissions factor","Estimated using emissions factor"]
[1364,2020,"AZ","Cogenra - TEP",58832,"CTEP","PV","OP",{"$nulls":4},"SUN",null,{"v":15307,"d":"15,307"},{"v":7714,"d":"7,714"},{"$nulls":5},"EIA Prime Mover-level Data","EIA Prime Mover-level Data"]
[1365,2020,"AZ","Concord Blue Eagar, LLC",60374,"CB001","IC","CN",{"$nulls":4},"OBG"]
[1366,2020,"AZ","Concord Blue Eagar, LLC",60374,"CB002","IC","CN",{"$nulls":4},"OBG"]
[1367,2020,"AZ","Coolidge Generating Station",56948,"CT01","GT","OP","Yes","ARP","CT",null,"NG",{"v":1092,"d":"1,092.0"},{"v":322104.40625,"d":"322,104"},{"v":181026.953125,"d":"181,027"},{"v":1.00199997425079,"d":"1.0"},{"v":0.541000008583069,"d":"0.5"},{"v":0.100000001490116,"d":"0.1"},{"v":19143.099609375,"d":"19,143.1"},null,"EPA/CAMD","EPA/CAMD","EPA/CAMD","EPA/CAMD","EPA/CAMD","EPA/CAMD",null,null,"H2O,SCR",null,2011]
[1368,2020,"AZ","Coolidge Generating Station",56948,"CT02","GT","OP","Yes","ARP","CT",null,"NG",{"v":1147,"d":"1,147.0"},{"v":343878.875,"d":"343,879"},{"v":190847.515625,"d":"190,848"},{"v":1.19400000572205,"d":"1.2"},{"v":0.624000012874603,"d":"0.6"},{"v":0.100000001490116,"d":"0.1"},{"v":20436.099609375,"d":"20,436.1"},null,"EPA/CAMD","EPA/CAMD","EPA/CAMD","EPA/CAMD","EPA/CAMD","EPA/CAMD",null,null,"H2O,SCR",null,2011]
[1369,2020,"AZ","Coolidge Generating Station",56948,"CT03","GT","OP","Yes","ARP","CT",null,"NG",{"v":1450,"d":"1,450.0"},{"v":419085.90625,"d":"419,086"},{"v":219424.15625,"d":"219,424"},{"v":1.65400004386902,"d":"1.7"},{"v":0.810999989509583,"d":"0.8"},{"v":0.100000001490116,"d":"0.1"},{"v":24905.5,"d":"24,905.5"},null,"EPA/CAMD","EPA/CAMD","EPA/CAMD","EPA/CAMD","EPA/CAMD","EPA/CAMD",null,null,"H2O,SCR",null,2010]
[1370,2020,"AZ","Coolidge Generating Station",56948,"CT04","GT","OP","Yes","ARP","CT",null,"NG",{"v":1682,"d":"1,682.0"},{"v":493353.75,"d":"493,354"},{"v":240319.9375,"d":"240,320"},{"v":1.53699994087219,"d":"1.5"},{"v":0.727999985218048,"d":"0.7"},{"v":0.100000001490116,"d":"0.1"},{"v":29319.400390625,"d":"29,319.4"},null,"EPA/CAMD","EPA/CAMD","EPA/CAMD","EPA/CAMD","EPA/CAMD","EPA/CAMD",null,null,"H2O,SCR",null,2010]
[1371,2020,"AZ","Coolidge Generating Station",56948,"CT05","GT","OP","Yes","ARP","CT",null,"NG",{"v":1163,"d":"1,163.0"},{"v":328414.84375,"d":"328,415"},{"v":183428.078125,"d":"183,428"},{"v":1.35099995136261,"d":"1.4"},{"v":0.697000026702881,"d":"0.7"},{"v":0.100000001490116,"d":"0.1"},{"v":19516.900390625,"d":"19,516.9"},null,"EPA/CAMD","EPA/CAMD","EPA/CAMD","EPA/CAMD","EPA/CAMD","EPA/CAMD",null,null,"H2O,SCR",null,2010]
[1372,2020,"AZ","Coolidge Generating Station",56948,"CT06","GT","OP","Yes","ARP","CT",null,"NG",{"v":1281,"d":"1,281.0"},{"v":369794.5625,"d":"369,795"},{"v":210355.515625,"d":"210,356"},{"v":1.16700005531311,"d":"1.2"},{"v":0.595000028610229,"d":"0.6"},{"v":0.100000001490116,"d":"0.1"},{"v":21977.30078125,"d":"21,977.3"},null,"EPA/CAMD","EPA/CAMD","EPA/CAMD","EPA/CAMD","EPA/CAMD","EPA/CAMD",null,null,"H2O,SCR",null,2010]
[1373,2020,"AZ","Coolidge Generating Station",56948,"CT07","GT","OP","Yes","ARP","CT",null,"NG",{"v":1699,"d":"1,699.0"},{"v":497278.9375,"d":"497,279"},{"v":254299.25,"d":"254,299"},{"v":2.09899997711182,"d":"2.1"},{"v":1.00199997425079,"d":"1.0"},{"v":0.100000001490116,"d":"0.1"},{"v":29552.5,"d":"29,552.5"},null,"EPA/CAMD","EPA/CAMD","EPA/CAMD","EPA/CAMD","EPA/CAMD","EPA/CAMD",null,null,"H2O,SCR",null,2010]
[1374,2020,"AZ","Coolidge Generating Station",56948,"CT08","GT","OP","Yes","ARP","CT",null,"NG",{"v":1962,"d":"1,962.0"},{"v":556364.4375,"d":"556,364"},{"v":278558,"d":"278,558"},{"v":2.11700010299683,"d":"2.1"},{"v":1.03900003433228,"d":"1.0"},{"v":0.200000002980232,"d":"0.2"},{"v":33065,"d":"33,065.0"},null,"EPA/CAMD","EPA/CAMD","EPA/CAMD","EPA/CAMD","EPA/CAMD","EPA/CAMD",null,null,"H2O,SCR",null,2010]
[1375,2020,"AZ","Coolidge Generating Station",56948,"CT09","GT","OP","Yes","ARP","CT",null,"NG",{"v":1313,"d":"1,313.0"},{"v":376623.90625,"d":"376,624"},{"v":165399.421875,"d":"165,399"},{"v":1.65900003910065,"d":"1.7"},{"v":0.745999991893768,"d":"0.7"},{"v":0.100000001490116,"d":"0.1"},{"v":22381.900390625,"d":"22,381.9"},null,"EPA/CAMD","EPA/CAMD","EPA/CAMD","EPA/CAMD","EPA/CAMD","EPA/CAMD",null,null,"H2O,SCR",null,2010]
[1376,2020,"AZ","Coolidge Generating Station",56948,"CT10","GT","OP","Yes","ARP","CT",null,"NG",{"v":1432,"d":"1,432.0"},{"v":407273.4375,"d":"407,273"},{"v":169318.875,"d":"169,319"},{"v":1.46000003814697,"d":"1.5"},{"v":0.596000015735626,"d":"0.6"},{"v":0.100000001490116,"d":"0.1"},{"v":24203.599609375,"d":"24,203.6"},null,"EPA/CAMD","EPA/CAMD","EPA/CAMD","EPA/CAMD","EPA/CAMD","EPA/CAMD",null,null,"H2O,SCR",null,2010]
[1377,2020,"AZ","Coolidge Generating Station",56948,"CT11","GT","OP","Yes","ARP","CT",null,"NG",{"v":1774,"d":"1,774.0"},{"v":512834.71875,"d":"512,835"},{"v":200615.484375,"d":"200,615"},{"v":2.10800004005432,"d":"2.1"},{"v":0.795000016689301,"d":"0.8"},{"v":0.200000002980232,"d":"0.2"},{"v":30476.5,"d":"30,476.5"},null,"EPA/CAMD","EPA/CAMD","EPA/CAMD","EPA/CAMD","EPA/CAMD","EPA/CAMD",null,null,"H2O,SCR",null,2010]
[1378,2020,"AZ","Coolidge Generating Station",56948,"CT12","GT","OP","Yes","ARP","CT",null,"NG",{"v":2057,"d":"2,057.0"},{"v":587111.9375,"d":"587,112"},{"v":245099.71875,"d":"245,100"},{"v":2.3970000743866,"d":"2.4"},{"v":1.00100004673004,"d":"1.0"},{"v":0.200000002980232,"d":"0.2"},{"v":34892.6015625,"d":"34,892.6"},null,"EPA/CAMD","EPA/CAMD","EPA/CAMD","EPA/CAMD","EPA/CAMD","EPA/CAMD",null,null,"H2O,SCR",null,2010]
[1379,2020,"AZ","Copper Crossing Energy Center",58413,"CCGS1","GT","CN",{"$nulls":4},"NG"]
[1380,2020,"AZ","Copper Crossing Energy Center",58413,"CCGS2","GT","CN",{"$nulls":4},"NG"]
[1381,2020,"AZ","Copper Crossing Energy Center",58413,"CCGS3","GT","CN",{"$nulls":4},"NG"]
[1382,2020,"AZ","Copper Crossing Energy Center",58413,"CCGS4","GT","CN",{"$nulls":4},"NG"]
[1383,2020,"AZ","Copper Crossing Energy Center",58413,"CCGS5","GT","CN",{"$nulls":4},"NG"]
[1384,2020,"AZ","Copper Crossing Energy Center",58413,"CCGS6","GT","CN",{"$nulls":4},"NG"]
[1385,2020,"AZ","Copper Crossing Energy Center",58413,"CCGS7","GT","CN",{"$nulls":4},"NG"]
[1386,2020,"AZ","Copper Crossing Energy Center",58413,"CCGS8","GT","CN",{"$nulls":4},"NG"]
[1387,2020,"AZ","Copper Crossing Energy Center",58413,"CCGS9","GT","CN",{"$nulls":4},"NG"]
[1388,2020,"AZ","Coronado Generating Station",6177,"U1B","ST","OP","Yes","ARP,MATS","TURBO",1,"RC",{"v":6302,"d":"6,302.0"},{"v":15464022,"d":"15,464,022"},{"v":8783812,"d":"8,783,812"},{"v":2119.04711914063,"d":"2,119.0"},{"v":1219.20202636719,"d":"1,219.2"},{"v":31.8999996185303,"d":"31.9"},{"v":1621871.25,"d":"1,621,871.3"},{"v":13.8599996566772,"d":"13.9"},"EPA/CAMD","EPA/CAMD","EPA/CAMD","EPA/CAMD","EPA/CAMD","EPA/CAMD","EPA/CAMD","WLS","LNBO",null,1979]
[1389,2020,"AZ","Coronado Generating Station",6177,"U2B","ST","OP","Yes","ARP,MATS","TURBO",1,"RC",{"v":5950,"d":"5,950.0"},{"v":17534154,"d":"17,534,154"},{"v":10799718,"d":"10,799,718"},{"v":511.700988769531,"d":"511.7"},{"v":306.727996826172,"d":"306.7"},{"v":28.2000007629395,"d":"28.2"},{"v":1838982.75,"d":"1,838,982.8"},{"v":8.1899995803833,"d":"8.2"},"EPA/CAMD","EPA/CAMD","EPA/CAMD","EPA/CAMD","EPA/CAMD","EPA/CAMD","EPA/CAMD","WLS","LNBO,SCR",null,1980]
[1390,2020,"AZ","Cotton Center Solar Hybrid",57561,"CC17M","BA","P",{"$nulls":4},"MWH"]
[1391,2020,"AZ","Cotton Center Solar Hybrid",57561,"PV1","PV","OP",{"$nulls":4},"SUN",null,{"v":342857,"d":"342,857"},{"v":172781,"d":"172,781"},{"$nulls":5},"EIA Prime Mover-level Data","EIA Prime Mover-level Data"]
[1392,2020,"AZ","Crosscut",143,"CC1","ST","RE",{"$nulls":4},"NG"]
[1393,2020,"AZ","Crosscut",143,"CC2","ST","RE",{"$nulls":4},"NG"]
[1394,2020,"AZ","Crosscut",143,"CC3","ST","RE",{"$nulls":4},"NG"]
[1395,2020,"AZ","Crosscut",143,"CC4","ST","RE",{"$nulls":4},"NG"]
[1396,2020,"AZ","Crosscut",143,"CC5","HY","OS",{"$nulls":4},"WAT"]
[1397,2020,"AZ","Davis Dam",152,"1","HY","OP",{"$nulls":4},"WAT",null,{"v":1913207.25,"d":"1,913,207"},{"v":888012.8125,"d":"888,013"},{"$nulls":5},"EIA Prime Mover-level Data","EIA Prime Mover-level Data"]
[1398,2020,"AZ","Davis Dam",152,"2","HY","OP",{"$nulls":4},"WAT",null,{"v":1913207.25,"d":"1,913,207"},{"v":888012.8125,"d":"888,013"},{"$nulls":5},"EIA Prime Mover-level Data","EIA Prime Mover-level Data"]
[1399,2020,"AZ","Davis Dam",152,"3","HY","OP",{"$nulls":4},"WAT",null,{"v":1776285.25,"d":"1,776,285"},{"v":824460.6875,"d":"824,461"},{"$nulls":5},"EIA Prime Mover-level Data","EIA Prime Mover-level Data"]
[1400,2020,"AZ","Davis Dam",152,"4","HY","OP",{"$nulls":4},"WAT",null,{"v":1913207.25,"d":"1,913,207"},{"v":888012.8125,"d":"888,013"},{"$nulls":5},"EIA Prime Mover-level Data","EIA Prime Mover-level Data"]
[1401,2020,"AZ","Davis Dam",152,"5","HY","OP",{"$nulls":4},"WAT",null,{"v":1913207.25,"d":"1,913,207"},{"v":888012.8125,"d":"888,013"},{"$nulls":5},"EIA Prime Mover-level Data","EIA Prime Mover-level Data"]
[1402,2020,"AZ","Davis Monthan AFB (AZ) West Airfield",59779,"1","PV","OP",{"$nulls":4},"SUN",null,{"v":274103,"d":"274,103"},{"v":138133,"d":"138,133"},{"$nulls":5},"EIA Prime Mover-level Data","EIA Prime Mover-level Data"]
[1403,2020,"AZ","De Moss Petrie Generating Station",124,"GT1","GT","OP","Yes","ARP","CT",null,"NG",{"v":43,"d":"43.0"},{"v":21859.5625,"d":"21,860"},{"v":10500.7041015625,"d":"10,501"},0.5,{"v":0.179000005125999,"d":"0.2"},{"v":0,"d":"0.0"},{"v":1299.09997558594,"d":"1,299.1"},null,"EPA/CAMD","EPA/CAMD","EPA/CAMD","EPA/CAMD","EPA/CAMD","EPA/CAMD",null,null,"DLNB",null,2001]
[1404,2020,"AZ","Desert Basin Generating Station",55129,"DBG1","CT","OP","Yes","ARP","CC",null,"NG",{"v":3167,"d":"3,167.0"},{"v":5724156,"d":"5,724,156"},{"v":5210620,"d":"5,210,620"},{"v":31.6700000762939,"d":"31.7"},{"v":27.75,"d":"27.8"},{"v":1.70000004768372,"d":"1.7"},{"v":340180.1875,"d":"340,180.2"},null,"EPA/CAMD","EPA/CAMD","EPA/CAMD","EPA/CAMD","EPA/CAMD","EPA/CAMD",null,null,"SCR",null,2001]
[1405,2020,"AZ","Desert Basin Generating Station",55129,"DBG2","CT","OP","Yes","ARP","CC",null,"NG",{"v":4690,"d":"4,690.0"},{"v":8299429,"d":"8,299,429"},{"v":5030527.5,"d":"5,030,528"},{"v":47.3660011291504,"d":"47.4"},{"v":28.6509990692139,"d":"28.7"},2.5,{"v":493214.59375,"d":"493,214.6"},null,"EPA/CAMD","EPA/CAMD","EPA/CAMD","EPA/CAMD","EPA/CAMD","EPA/CAMD",null,null,"SCR",null,2001]
[1406,2020,"AZ","Desert Star Hybrid",59444,"DS10M","BA","P",{"$nulls":4},"MWH"]
[1407,2020,"AZ","Desert Star Hybrid",59444,"PV1","PV","OP",{"$nulls":4},"SUN",null,{"v":284517,"d":"284,517"},{"v":143381,"d":"143,381"},{"$nulls":5},"EIA Prime Mover-level Data","EIA Prime Mover-level Data"]
[1408,2020,"AZ","Dolan Springs",57920,"1","WT","CN",{"$nulls":4},"WND"]
[1409,2020,"AZ","Douglas",114,"1","GT","OP",{"$nulls":4},"DFO",null,831,325,{"v":0.36599999666214,"d":"0.4"},{"v":0.14300000667572,"d":"0.1"},{"v":0.209800004959106,"d":"0.2"},{"v":67.8619995117188,"d":"67.9"},null,"EIA Prime Mover-level Data","EIA Prime Mover-level Data","Estimated using emissions factor","Estimated using emissions factor","Estimated using emissions factor","Estimated using emissions factor"]
[1410,2020,"AZ","Dry Lake Solar",57922,"1","PV","CN",{"$nulls":4},"SUN"]
[1411,2020,"AZ","Dry Lake Wind LLC",57098,"1","WT","OP",{"$nulls":4},"WND",null,{"v":974898,"d":"974,898"},{"v":418314,"d":"418,314"},{"$nulls":5},"EIA Prime Mover-level Data","EIA Prime Mover-level Data"]
[1412,2020,"AZ","East Line Solar",62899,"EASTL","PV","OP",{"$nulls":4},"SUN"]
[1413,2020,"AZ","El Sol BESS",62964,"EL50M","BA","P",{"$nulls":4},"MWH"]
[1414,2020,"AZ","Estrella Mountain PV",60230,"PV1","PV","OP",{"$nulls":4},"SUN",null,{"v":34794,"d":"34,794"},{"v":17535,"d":"17,535"},{"$nulls":5},"EIA Prime Mover-level Data","EIA Prime Mover-level Data"]
[1415,2020,"AZ","FirstEnergy",55711,"CTG1","CT","CN",{"$nulls":4},"NG"]
[1416,2020,"AZ","FirstEnergy",55711,"CTG2","CT","CN",{"$nulls":4},"NG"]
[1417,2020,"AZ","FirstEnergy",55711,"CTG3","CT","CN",{"$nulls":4},"NG"]
[1418,2020,"AZ","FirstEnergy",55711,"CTG4","CT","CN",{"$nulls":4},"NG"]
[1419,2020,"AZ","FirstEnergy",55711,"STG1","CA","CN",{"$nulls":4},"NG"]
[1420,2020,"AZ","FirstEnergy",55711,"STG2","CA","CN",{"$nulls":4},"NG"]
[1421,2020,"AZ","Foothills Solar Plant Hybrid",57997,"FH38M","BA","P",{"$nulls":4},"MWH"]
[1422,2020,"AZ","Foothills Solar Plant Hybrid",57997,"PV1","PV","OP",{"$nulls":4},"SUN",null,{"v":416853.125,"d":"416,853"},{"v":210070.9375,"d":"210,071"},{"$nulls":5},"EIA Prime Mover-level Data","EIA Prime Mover-level Data"]
[1423,2020,"AZ","Foothills Solar Plant Hybrid",57997,"PV2","PV","OP",{"$nulls":4},"SUN",null,{"v":441373.875,"d":"441,374"},{"v":222428.0625,"d":"222,428"},{"$nulls":5},"EIA Prime Mover-level Data","EIA Prime Mover-level Data"]
[1424,2020,"AZ","Fort Huachuca Solar PV Project",58972,"FHUA2","PV","OP",{"$nulls":4},"SUN",null,{"v":81217.7578125,"d":"81,218"},{"v":40929.3515625,"d":"40,929"},{"$nulls":5},"EIA Prime Mover-level Data","EIA Prime Mover-level Data"]
[1425,2020,"AZ","Fort Huachuca Solar PV Project",58972,"FHUAC","PV","OP",{"$nulls":4},"SUN",null,{"v":269405.25,"d":"269,405"},{"v":135765.65625,"d":"135,766"},{"$nulls":5},"EIA Prime Mover-level Data","EIA Prime Mover-level Data"]
[1426,2020,"AZ","FRB Solar Farm",57930,"UAST","PV","OP",{"$nulls":4},"SUN",null,343,173,{"$nulls":5},"EIA Prime Mover-level Data","EIA Prime Mover-level Data"]
[1427,2020,"AZ","Gato Montes Solar, LLC",58842,"1","PV","OP",{"$nulls":4},"SUN",null,{"v":73877,"d":"73,877"},{"v":37229,"d":"37,229"},{"$nulls":5},"EIA Prime Mover-level Data","EIA Prime Mover-level Data"]
[1428,2020,"AZ","Gila Bend Hybrid",59020,"GB36M","BA","P",{"$nulls":4},"MWH"]
[1429,2020,"AZ","Gila Bend Hybrid",59020,"PV1","PV","OP",{"$nulls":4},"SUN",null,{"v":635430,"d":"635,430"},{"v":320221,"d":"320,221"},{"$nulls":5},"EIA Prime Mover-level Data","EIA Prime Mover-level Data"]
[1430,2020,"AZ","Gila Bend Power Generation Station",55507,"1","CT","L",{"$nulls":4},"NG"]
[1431,2020,"AZ","Gila Bend Power Generation Station",55507,"2","CT","L",{"$nulls":4},"NG"]
[1432,2020,"AZ","Gila Bend Power Generation Station",55507,"3","CT","L",{"$nulls":4},"NG"]
[1433,2020,"AZ","Gila Bend Power Generation Station",55507,"4","CA","L",{"$nulls":4},"NG"]
[1434,2020,"AZ","Gila River Power Block 2",60768,"2 A","CA","OP",null,null,"DUCTBURNER",1,"NG",null,{"v":492164.25,"d":"492,164"},{"v":303677.28125,"d":"303,677"},{"v":2.46099996566772,"d":"2.5"},{"v":1.51800000667572,"d":"1.5"},{"v":0.142700001597404,"d":"0.1"},{"v":28764.306640625,"d":"28,764.3"},null,"EIA Unit-level Data","EIA Unit-Level Data","Estimated based on unit-level NOx emission rates","Estimated based on unit-level NOx ozone season emission rates","Estimated using emissions factor and plant-specific sulfur content","Estimated using emissions factor",null,null,"SR"]
[1435,2020,"AZ","Gila River Power Block 2",60768,"2 B","CA","OP",null,null,"DUCTBURNER",1,"NG",null,{"v":413422.46875,"d":"413,422"},{"v":275093.6875,"d":"275,094"},{"v":2.06699991226196,"d":"2.1"},{"v":1.375,"d":"1.4"},{"v":0.119800001382828,"d":"0.1"},{"v":24162.28125,"d":"24,162.3"},null,"EIA Unit-level Data","EIA Unit-Level Data","Estimated based on unit-level NOx emission rates","Estimated based on unit-level NOx ozone season emission rates","Estimated using emissions factor and plant-specific sulfur content","Estimated using emissions factor",null,null,"SR"]
[1436,2020,"AZ","Gila River Power Block 2",60768,"CTG3","CT",{"$nulls":5},"NG",null,{"v":9543797,"d":"9,543,797"},{"v":5037788,"d":"5,037,788"},{"v":1475.36999511719,"d":"1,475.4"},{"v":773.875,"d":"773.9"},{"v":15.2510004043579,"d":"15.3"},{"v":557782.75,"d":"557,782.8"},null,"EIA Unit-level Data","EIA Unit-Level Data","Estimated using emissions factor","Estimated using emissions factor","Estimated using emissions factor","Estimated using emissions factor"]
[1437,2020,"AZ","Gila River Power Block 2",60768,"CTG4","CT",{"$nulls":5},"NG",null,{"v":9618650,"d":"9,618,650"},{"v":5013478,"d":"5,013,478"},{"v":1486.94104003906,"d":"1,486.9"},{"v":779.943969726563,"d":"779.9"},{"v":15.3705997467041,"d":"15.4"},{"v":562157.5,"d":"562,157.5"},null,"EIA Unit-level Data","EIA Unit-Level Data","Estimated using emissions factor","Estimated using emissions factor","Estimated using emissions factor","Estimated using emissions factor"]
[1438,2020,"AZ","Gila River Power Station",55306,"1CTGA","CT","OP","Yes","ARP","CC",null,"NG",{"v":7269,"d":"7,269.0"},{"v":12023593,"d":"12,023,593"},{"v":4860201.5,"d":"4,860,202"},{"v":53.0429992675781,"d":"53.0"},{"v":22.7549991607666,"d":"22.8"},{"v":3.59999990463257,"d":"3.6"},{"v":714551,"d":"714,551.0"},null,"EPA/CAMD","EPA/CAMD","EPA/CAMD","EPA/CAMD","EPA/CAMD","EPA/CAMD",null,null,"DLNB,SCR",null,2003]
[1439,2020,"AZ","Gila River Power Station",55306,"1CTGB","CT","OP","Yes","ARP","CC",null,"NG",{"v":6950,"d":"6,950.0"},{"v":11186873,"d":"11,186,873"},{"v":4888662.5,"d":"4,888,663"},{"v":48.4749984741211,"d":"48.5"},{"v":21.5130004882813,"d":"21.5"},{"v":3.40000009536743,"d":"3.4"},{"v":664817.3125,"d":"664,817.3"},null,"EPA/CAMD","EPA/CAMD","EPA/CAMD","EPA/CAMD","EPA/CAMD","EPA/CAMD",null,null,"DLNB,SCR",null,2003]
[1440,2020,"AZ","Gila River Power Station",55306,"2CTGA","CT","OP","Yes","ARP","CC",null,"NG",{"v":6600,"d":"6,600.0"},{"v":9940993,"d":"9,940,993"},{"v":5335142.5,"d":"5,335,143"},{"v":41.2789993286133,"d":"41.3"},{"v":19.1760005950928,"d":"19.2"},{"v":3,"d":"3.0"},{"v":590779.8125,"d":"590,779.8"},null,"EPA/CAMD","EPA/CAMD","EPA/CAMD","EPA/CAMD","EPA/CAMD","EPA/CAMD",null,null,"DLNB,SCR",null,2003]
[1441,2020,"AZ","Gila River Power Station",55306,"2CTGB","CT","OP","Yes","ARP","CC",null,"NG",{"v":6527,"d":"6,527.0"},{"v":10004314,"d":"10,004,314"},{"v":5310974.5,"d":"5,310,975"},{"v":39.6920013427734,"d":"39.7"},{"v":18.8299999237061,"d":"18.8"},{"v":3,"d":"3.0"},{"v":594542.5,"d":"594,542.5"},null,"EPA/CAMD","EPA/CAMD","EPA/CAMD","EPA/CAMD","EPA/CAMD","EPA/CAMD",null,null,"DLNB,SCR",null,2003]
[1442,2020,"AZ","Gila River Power Station",55306,"3CTGA","CT","OP","Yes","ARP","CC",null,"NG",{"v":6908,"d":"6,908.0"},{"v":10460982,"d":"10,460,982"},{"v":5447748.5,"d":"5,447,749"},{"v":38.2939987182617,"d":"38.3"},{"v":19.4360008239746,"d":"19.4"},{"v":3.09999990463257,"d":"3.1"},{"v":621681,"d":"621,681.0"},null,"EPA/CAMD","EPA/CAMD","EPA/CAMD","EPA/CAMD","EPA/CAMD","EPA/CAMD",null,null,"DLNB,SCR",null,2003]
[1443,2020,"AZ","Gila River Power Station",55306,"3CTGB","CT","OP","Yes","ARP","CC",null,"NG",{"v":7049,"d":"7,049.0"},{"v":10617810,"d":"10,617,810"},{"v":5434941,"d":"5,434,941"},{"v":49.7690010070801,"d":"49.8"},{"v":19.496000289917,"d":"19.5"},{"v":3.20000004768372,"d":"3.2"},{"v":630999.3125,"d":"630,999.3"},null,"EPA/CAMD","EPA/CAMD","EPA/CAMD","EPA/CAMD","EPA/CAMD","EPA/CAMD",null,null,"DLNB,SCR",null,2003]
[1444,2020,"AZ","Gila River Power Station",55306,"4CTGA","CT","OP","Yes","ARP","CC",null,"NG",{"v":5700,"d":"5,700.0"},{"v":9441841,"d":"9,441,841"},{"v":4941929,"d":"4,941,929"},{"v":41.0900001525879,"d":"41.1"},{"v":20.3470001220703,"d":"20.3"},{"v":2.79999995231628,"d":"2.8"},{"v":561118.1875,"d":"561,118.2"},null,"EPA/CAMD","EPA/CAMD","EPA/CAMD","EPA/CAMD","EPA/CAMD","EPA/CAMD",null,null,"DLNB,SCR",null,2003]
[1445,2020,"AZ","Gila River Power Station",55306,"4CTGB","CT","OP","Yes","ARP","CC",null,"NG",{"v":5502,"d":"5,502.0"},{"v":9083376,"d":"9,083,376"},{"v":4586376,"d":"4,586,376"},{"v":43.568000793457,"d":"43.6"},{"v":22.0580005645752,"d":"22.1"},{"v":2.70000004768372,"d":"2.7"},{"v":539809.875,"d":"539,809.9"},null,"EPA/CAMD","EPA/CAMD","EPA/CAMD","EPA/CAMD","EPA/CAMD","EPA/CAMD",null,null,"DLNB,SCR",null,2003]
[1446,2020,"AZ","Gilbert Solar Facility I, LLC",58543,"1","PV","OP",{"$nulls":4},"SUN",null,{"v":26135,"d":"26,135"},{"v":13172,"d":"13,172"},{"$nulls":5},"EIA Prime Mover-level Data","EIA Prime Mover-level Data"]
[1447,2020,"AZ","Glen Canyon Dam",153,"1","HY","OP",{"$nulls":4},"WAT",null,{"v":3970576,"d":"3,970,576"},{"v":1686161.375,"d":"1,686,161"},{"$nulls":5},"EIA Prime Mover-level Data","EIA Prime Mover-level Data"]
[1448,2020,"AZ","Glen Canyon Dam",153,"2","HY","OP",{"$nulls":4},"WAT",null,{"v":3970576,"d":"3,970,576"},{"v":1686161.375,"d":"1,686,161"},{"$nulls":5},"EIA Prime Mover-level Data","EIA Prime Mover-level Data"]
[1449,2020,"AZ","Glen Canyon Dam",153,"3","HY","OP",{"$nulls":4},"WAT",null,{"v":3970576,"d":"3,970,576"},{"v":1686161.375,"d":"1,686,161"},{"$nulls":5},"EIA Prime Mover-level Data","EIA Prime Mover-level Data"]
[1450,2020,"AZ","Glen Canyon Dam",153,"4","HY","OP",{"$nulls":4},"WAT",null,{"v":3970576,"d":"3,970,576"},{"v":1686161.375,"d":"1,686,161"},{"$nulls":5},"EIA Prime Mover-level Data","EIA Prime Mover-level Data"]
[1451,2020,"AZ","Glen Canyon Dam",153,"5","HY","OP",{"$nulls":4},"WAT",null,{"v":3970576,"d":"3,970,576"},{"v":1686161.375,"d":"1,686,161"},{"$nulls":5},"EIA Prime Mover-level Data","EIA Prime Mover-level Data"]
[1452,2020,"AZ","Glen Canyon Dam",153,"6","HY","OP",{"$nulls":4},"WAT",null,{"v":3970576,"d":"3,970,576"},{"v":1686161.375,"d":"1,686,161"},{"$nulls":5},"EIA Prime Mover-level Data","EIA Prime Mover-level Data"]
[1453,2020,"AZ","Glen Canyon Dam",153,"7","HY","OP",{"$nulls":4},"WAT",null,{"v":3778063.25,"d":"3,778,063"},{"v":1604408.125,"d":"1,604,408"},{"$nulls":5},"EIA Prime Mover-level Data","EIA Prime Mover-level Data"]
[1454,2020,"AZ","Glen Canyon Dam",153,"8","HY","OP",{"$nulls":4},"WAT",null,{"v":3970576,"d":"3,970,576"},{"v":1686161.375,"d":"1,686,161"},{"$nulls":5},"EIA Prime Mover-level Data","EIA Prime Mover-level Data"]
[1455,2020,"AZ","Glendale Energy Power Plant",57829,"GLEN1","IC","RE",{"$nulls":4},"LFG"]
[1456,2020,"AZ","Glendale Energy Power Plant",57829,"GLEN2","IC","RE",{"$nulls":4},"LFG"]
[1457,2020,"AZ","Gray Hawk Solar",61272,"GHS","PV","OP",{"$nulls":4},"SUN",null,{"v":1293738,"d":"1,293,738"},{"v":651869,"d":"651,869"},{"$nulls":5},"EIA Prime Mover-level Data","EIA Prime Mover-level Data"]
[1458,2020,"AZ","Griffith Energy Project",55124,"P1","CT","OP","Yes","ARP","CC",null,"NG",{"v":5371,"d":"5,371.0"},{"v":8230396,"d":"8,230,396"},{"v":3597962,"d":"3,597,962"},{"v":46.0320014953613,"d":"46.0"},{"v":23.5410003662109,"d":"23.5"},2.5,{"v":489121.3125,"d":"489,121.3"},null,"EPA/CAMD","EPA/CAMD","EPA/CAMD","EPA/CAMD","EPA/CAMD","EPA/CAMD",null,null,"DLNB,SCR",null,2001]
[1459,2020,"AZ","Griffith Energy Project",55124,"P2","CT","OP","Yes","ARP","CC",null,"NG",{"v":5786,"d":"5,786.0"},{"v":8881412,"d":"8,881,412"},{"v":4258060.5,"d":"4,258,061"},{"v":37.4059982299805,"d":"37.4"},{"v":16.9080009460449,"d":"16.9"},{"v":2.70000004768372,"d":"2.7"},{"v":527807.125,"d":"527,807.1"},null,"EPA/CAMD","EPA/CAMD","EPA/CAMD","EPA/CAMD","EPA/CAMD","EPA/CAMD",null,null,"DLNB,SCR",null,2001]
[1460,2020,"AZ","Headgate Rock",7179,"1","HY","OP",{"$nulls":4},"WAT",null,{"v":220948,"d":"220,948"},{"v":102553,"d":"102,553"},{"$nulls":5},"EIA Prime Mover-level Data","EIA Prime Mover-level Data"]
[1461,2020,"AZ","Headgate Rock",7179,"2","HY","OP",{"$nulls":4},"WAT",null,{"v":220948,"d":"220,948"},{"v":102553,"d":"102,553"},{"$nulls":5},"EIA Prime Mover-level Data","EIA Prime Mover-level Data"]
[1462,2020,"AZ","Headgate Rock",7179,"3","HY","OP",{"$nulls":4},"WAT",null,{"v":220948,"d":"220,948"},{"v":102553,"d":"102,553"},{"$nulls":5},"EIA Prime Mover-level Data","EIA Prime Mover-level Data"]
[1463,2020,"AZ","Hoover Dam (AZ)",8902,"A0","HY","OP",{"$nulls":4},"WAT",null,{"v":32046.75,"d":"32,047"},{"v":15708.146484375,"d":"15,708"},{"$nulls":5},"EIA Prime Mover-level Data","EIA Prime Mover-level Data"]
[1464,2020,"AZ","Hoover Dam (AZ)",8902,"A1","HY","OP",{"$nulls":4},"WAT",null,{"v":1735865.625,"d":"1,735,866"},{"v":850857.875,"d":"850,858"},{"$nulls":5},"EIA Prime Mover-level Data","EIA Prime Mover-level Data"]
[1465,2020,"AZ","Hoover Dam (AZ)",8902,"A2","HY","OP",{"$nulls":4},"WAT",null,{"v":1735865.625,"d":"1,735,866"},{"v":850857.875,"d":"850,858"},{"$nulls":5},"EIA Prime Mover-level Data","EIA Prime Mover-level Data"]
[1466,2020,"AZ","Hoover Dam (AZ)",8902,"A3","HY","OP",{"$nulls":4},"WAT",null,{"v":1735865.625,"d":"1,735,866"},{"v":850857.875,"d":"850,858"},{"$nulls":5},"EIA Prime Mover-level Data","EIA Prime Mover-level Data"]
[1467,2020,"AZ","Hoover Dam (AZ)",8902,"A4","HY","OP",{"$nulls":4},"WAT",null,{"v":1735865.625,"d":"1,735,866"},{"v":850857.875,"d":"850,858"},{"$nulls":5},"EIA Prime Mover-level Data","EIA Prime Mover-level Data"]
[1468,2020,"AZ","Hoover Dam (AZ)",8902,"A5","HY","OP",{"$nulls":4},"WAT",null,{"v":1695807.125,"d":"1,695,807"},{"v":831222.6875,"d":"831,223"},{"$nulls":5},"EIA Prime Mover-level Data","EIA Prime Mover-level Data"]
[1469,2020,"AZ","Hoover Dam (AZ)",8902,"A6","HY","OP",{"$nulls":4},"WAT",null,{"v":1735865.625,"d":"1,735,866"},{"v":850857.875,"d":"850,858"},{"$nulls":5},"EIA Prime Mover-level Data","EIA Prime Mover-level Data"]
[1470,2020,"AZ","Hoover Dam (AZ)",8902,"A7","HY","OP",{"$nulls":4},"WAT",null,{"v":1735865.625,"d":"1,735,866"},{"v":850857.875,"d":"850,858"},{"$nulls":5},"EIA Prime Mover-level Data","EIA Prime Mover-level Data"]
[1471,2020,"AZ","Hoover Dam (AZ)",8902,"A8","HY","OP",{"$nulls":4},"WAT",null,{"v":821197.9375,"d":"821,198"},{"v":402521.21875,"d":"402,521"},{"$nulls":5},"EIA Prime Mover-level Data","EIA Prime Mover-level Data"]
[1472,2020,"AZ","Hoover Dam (AZ)",8902,"A9","HY","OP",{"$nulls":4},"WAT",null,{"v":914667.625,"d":"914,668"},{"v":448336.65625,"d":"448,337"},{"$nulls":5},"EIA Prime Mover-level Data","EIA Prime Mover-level Data"]
[1473,2020,"AZ","Horse Mesa",145,"HM1","HY","OP",{"$nulls":4},"WAT",null,{"v":13460.6669921875,"d":"13,461"},{"v":7632.6669921875,"d":"7,633"},{"$nulls":5},"EIA Prime Mover-level Data","EIA Prime Mover-level Data"]
[1474,2020,"AZ","Horse Mesa",145,"HM2","HY","OP",{"$nulls":4},"WAT",null,{"v":13460.6669921875,"d":"13,461"},{"v":7632.6669921875,"d":"7,633"},{"$nulls":5},"EIA Prime Mover-level Data","EIA Prime Mover-level Data"]
[1475,2020,"AZ","Horse Mesa",145,"HM3","HY","OP",{"$nulls":4},"WAT",null,{"v":13460.6669921875,"d":"13,461"},{"v":7632.6669921875,"d":"7,633"},{"$nulls":5},"EIA Prime Mover-level Data","EIA Prime Mover-level Data"]
[1476,2020,"AZ","Horse Mesa",145,"HM4","PS","OP",{"$nulls":4},"WAT",null,0,0,{"$nulls":5},"EIA Prime Mover-level Data","EIA Prime Mover-level Data"]
[1477,2020,"AZ","Hyder II Hybrid",58383,"H214M","BA","P",{"$nulls":4},"MWH"]
[1478,2020,"AZ","Hyder II Hybrid",58383,"PV1","PV","OP",{"$nulls":4},"SUN",null,{"v":344148,"d":"344,148"},{"v":173432,"d":"173,432"},{"$nulls":5},"EIA Prime Mover-level Data","EIA Prime Mover-level Data"]
[1479,2020,"AZ","Hyder Solar Hybrid",57563,"H116M","BA","P",{"$nulls":4},"MWH"]
[1480,2020,"AZ","Hyder Solar Hybrid",57563,"PV1","PV","OP",{"$nulls":4},"SUN",null,{"v":246401.859375,"d":"246,402"},{"v":124172.6328125,"d":"124,173"},{"$nulls":5},"EIA Prime Mover-level Data","EIA Prime Mover-level Data"]
[1481,2020,"AZ","Hyder Solar Hybrid",57563,"PV2","PV","OP",{"$nulls":4},"SUN",null,{"v":72471.1328125,"d":"72,471"},{"v":36521.36328125,"d":"36,521"},{"$nulls":5},"EIA Prime Mover-level Data","EIA Prime Mover-level Data"]
[1482,2020,"AZ","Intel - Ocotillo Campus Solar",60822,"PV1","PV","OP",{"$nulls":4},"SUN",null,{"v":31916,"d":"31,916"},{"v":16084,"d":"16,084"},{"$nulls":5},"EIA Prime Mover-level Data","EIA Prime Mover-level Data"]
[1483,2020,"AZ","Intel - Ocotillo Campus Solar",60822,"PV2","PV","OP",{"$nulls":4},"SUN",null,{"v":15958,"d":"15,958"},{"v":8042,"d":"8,042"},{"$nulls":5},"EIA Prime Mover-level Data","EIA Prime Mover-level Data"]
[1484,2020,"AZ","IRC Generator Facility",56899,"290","IC","OP",{"$nulls":4},"DFO"]
[1485,2020,"AZ","IRC Generator Facility",56899,"291","IC","SB",{"$nulls":4},"DFO"]
[1486,2020,"AZ","Iron Horse Battery Storage Hybrid",60996,"BA1","BA","OP",{"$nulls":4},"MWH",null,0,0,{"$nulls":5},"EIA Prime Mover-level Data","EIA Prime Mover-level Data"]
[1487,2020,"AZ","Iron Horse Battery Storage Hybrid",60996,"PV1","PV","OP",{"$nulls":4},"SUN",null,{"v":29677,"d":"29,677"},{"v":14956,"d":"14,956"},{"$nulls":5},"EIA Prime Mover-level Data","EIA Prime Mover-level Data"]
[1488,2020,"AZ","Irving",115,"1","HY","RE",{"$nulls":4},"WAT"]
[1489,2020,"AZ","Irvington Generating Station",126,"3","ST","OP","Yes","ARP","TANGENTIAL",1,"NG",{"v":5935,"d":"5,935.0"},{"v":3521977,"d":"3,521,977"},{"v":1917823.125,"d":"1,917,823"},{"v":357.680999755859,"d":"357.7"},{"v":181.861999511719,"d":"181.9"},{"v":6.19999980926514,"d":"6.2"},{"v":209305,"d":"209,305.0"},null,"EPA/CAMD","EPA/CAMD","EPA/CAMD","EPA/CAMD","EPA/CAMD","EPA/CAMD",{"$nulls":4},1962]
[1490,2020,"AZ","Irvington Generating Station",126,"4","ST","OP","Yes","ARP","WALL",1,"NG",{"v":8005,"d":"8,005.0"},{"v":7077129.5,"d":"7,077,130"},{"v":3007959.75,"d":"3,007,960"},{"v":537.224975585938,"d":"537.2"},{"v":222.867004394531,"d":"222.9"},{"v":12.3999996185303,"d":"12.4"},{"v":420582.8125,"d":"420,582.8"},null,"EPA/CAMD","EPA/CAMD","EPA/CAMD","EPA/CAMD","EPA/CAMD","EPA/CAMD",null,null,"LNBO",null,1967]
[1491,2020,"AZ","Jacobson 5 MW Solar",60603,"PV1","PV","OP",{"$nulls":4},"SUN",null,{"v":76695,"d":"76,695"},{"v":38650,"d":"38,650"},{"$nulls":5},"EIA Prime Mover-level Data","EIA Prime Mover-level Data"]
[1492,2020,"AZ","Jewish Community Center PV",58292,"JCC","PV","OP",{"$nulls":4},"SUN",null,{"v":18932,"d":"18,932"},{"v":9541,"d":"9,541"},{"$nulls":5},"EIA Prime Mover-level Data","EIA Prime Mover-level Data"]
[1493,2020,"AZ","Kayenta Solar Project",61268,"PV1","PV","OP",{"$nulls":4},"SUN",null,{"v":557214.75,"d":"557,215"},{"v":264410.625,"d":"264,411"},{"$nulls":5},"EIA Prime Mover-level Data","EIA Prime Mover-level Data"]
[1494,2020,"AZ","Kayenta Solar Project",61268,"PV2","PV","OP",{"$nulls":4},"SUN",null,{"v":571502.25,"d":"571,502"},{"v":271190.375,"d":"271,190"},{"$nulls":5},"EIA Prime Mover-level Data","EIA Prime Mover-level Data"]
[1495,2020,"AZ","Kingman 1",57775,"PV","PV","OP",{"$nulls":4},"SUN",null,{"v":10107,"d":"10,107"},{"v":5264,"d":"5,264"},{"$nulls":5},"EIA Prime Mover-level Data","EIA Prime Mover-level Data"]
[1496,2020,"AZ","Kingman 1",57775,"WGNS","WT","OP",{"$nulls":4},"WND",null,{"v":233126,"d":"233,126"},{"v":80089,"d":"80,089"},{"$nulls":5},"EIA Prime Mover-level Data","EIA Prime Mover-level Data"]
[1497,2020,"AZ","Kyrene Generating Station",147,"K-7","CT","OP","Yes","ARP","CC",1,"NG",{"v":7769,"d":"7,769.0"},{"v":11461684,"d":"11,461,684"},{"v":5289021.5,"d":"5,289,022"},{"v":48.390998840332,"d":"48.4"},{"v":21.5820007324219,"d":"21.6"},{"v":3.40000009536743,"d":"3.4"},{"v":681150.875,"d":"681,150.9"},null,"EPA/CAMD","EPA/CAMD","EPA/CAMD","EPA/CAMD","EPA/CAMD","EPA/CAMD",null,null,"DLNB,SCR",null,2002]
[1498,2020,"AZ","La Paz Solar Tower",58652,"1","OT","P",{"$nulls":4},"SUN"]
[1499,2020,"AZ","La Senita",57556,"1","PV","OP",{"$nulls":4},"SUN",null,{"v":15845,"d":"15,845"},{"v":7985,"d":"7,985"},{"$nulls":5},"EIA Prime Mover-level Data","EIA Prime Mover-level Data"]
[1500,2020,"AZ","Lake Pleasant WTP",58539,"1","PV","OP",{"$nulls":4},"SUN",null,{"v":131561,"d":"131,561"},{"v":66299,"d":"66,299"},{"$nulls":5},"EIA Prime Mover-level Data","EIA Prime Mover-level Data"]
[1501,2020,"AZ","Luke Solar",57324,"PV1","PV","OP",{"$nulls":4},"SUN",null,{"v":283060,"d":"283,060"},{"v":142647,"d":"142,647"},{"$nulls":5},"EIA Prime Mover-level Data","EIA Prime Mover-level Data"]
[1502,2020,"AZ","Macys Goodyear",57673,"1","PV","OP",{"$nulls":4},"SUN",null,{"v":43280,"d":"43,280"},{"v":21811,"d":"21,811"},{"$nulls":5},"EIA Prime Mover-level Data","EIA Prime Mover-level Data"]
[1503,2020,"AZ","Mesa Carport PV",64404,"CPTPV","PV","OP",{"$nulls":4},"SUN",null,{"v":2861.21704101563,"d":"2,861"},{"v":1648.95703125,"d":"1,649"},{"$nulls":5},"EIA Prime Mover-level Data","EIA Prime Mover-level Data"]
[1504,2020,"AZ","Mesa Carport PV",64404,"GFTPV","PV","OP",{"$nulls":4},"SUN",null,{"v":794.783020019531,"d":"795"},{"v":458.042999267578,"d":"458"},{"$nulls":5},"EIA Prime Mover-level Data","EIA Prime Mover-level Data"]
[1505,2020,"AZ","Mesa Solar Array",58466,"MSA1","PV","RE",{"$nulls":4},"SUN"]
[1506,2020,"AZ","Mesquite Generating Station",55481,"1","CT","OP","Yes","ARP","CC",null,"NG",{"v":6917,"d":"6,917.0"},{"v":12322418,"d":"12,322,418"},{"v":6257374,"d":"6,257,374"},{"v":53.398998260498,"d":"53.4"},{"v":26.3980007171631,"d":"26.4"},{"v":3.70000004768372,"d":"3.7"},{"v":732305.8125,"d":"732,305.8"},null,"EPA/CAMD","EPA/CAMD","EPA/CAMD","EPA/CAMD","EPA/CAMD","EPA/CAMD",null,null,"DLNB,SCR",null,2003]
[1507,2020,"AZ","Mesquite Generating Station",55481,"2","CT","OP","Yes","ARP","CC",null,"NG",{"v":7015,"d":"7,015.0"},{"v":12355775,"d":"12,355,775"},{"v":6034451.5,"d":"6,034,452"},{"v":59.0540008544922,"d":"59.1"},{"v":29.181999206543,"d":"29.2"},{"v":3.70000004768372,"d":"3.7"},{"v":734284.8125,"d":"734,284.8"},null,"EPA/CAMD","EPA/CAMD","EPA/CAMD","EPA/CAMD","EPA/CAMD","EPA/CAMD",null,null,"DLNB,SCR",null,2003]
[1508,2020,"AZ","Mesquite Generating Station",55481,"5","CT","OP","Yes","ARP","CC",1,"NG",{"v":8190,"d":"8,190.0"},{"v":14132185,"d":"14,132,185"},{"v":6430759.5,"d":"6,430,760"},{"v":56.7150001525879,"d":"56.7"},{"v":25.6870002746582,"d":"25.7"},{"v":4.19999980926514,"d":"4.2"},{"v":839857.1875,"d":"839,857.2"},null,"EPA/CAMD","EPA/CAMD","EPA/CAMD","EPA/CAMD","EPA/CAMD","EPA/CAMD",null,null,"DLNB,SCR",null,2003]
[1509,2020,"AZ","Mesquite Generating Station",55481,"6","CT","OP","Yes","ARP","CC",1,"NG",{"v":8126,"d":"8,126.0"},{"v":13839044,"d":"13,839,044"},{"v":6299194.5,"d":"6,299,195"},{"v":56.431999206543,"d":"56.4"},{"v":25.3320007324219,"d":"25.3"},{"v":4.19999980926514,"d":"4.2"},{"v":822434.6875,"d":"822,434.7"},null,"EPA/CAMD","EPA/CAMD","EPA/CAMD","EPA/CAMD","EPA/CAMD","EPA/CAMD",null,null,"DLNB,SCR",null,2003]
[1510,2020,"AZ","Mesquite Solar 1",57707,"1","PV","OP",{"$nulls":4},"SUN",null,{"v":344299.65625,"d":"344,300"},{"v":173508.140625,"d":"173,508"},{"$nulls":5},"EIA Prime Mover-level Data","EIA Prime Mover-level Data"]
[1511,2020,"AZ","Mesquite Solar 1",57707,"10","PV","OP",{"$nulls":4},"SUN",null,{"v":258224.75,"d":"258,225"},{"v":130131.109375,"d":"130,131"},{"$nulls":5},"EIA Prime Mover-level Data","EIA Prime Mover-level Data"]
[1512,2020,"AZ","Mesquite Solar 1",57707,"11","PV","OP",{"$nulls":4},"SUN",null,{"v":344299.65625,"d":"344,300"},{"v":173508.140625,"d":"173,508"},{"$nulls":5},"EIA Prime Mover-level Data","EIA Prime Mover-level Data"]
[1513,2020,"AZ","Mesquite Solar 1",57707,"12","PV","OP",{"$nulls":4},"SUN",null,{"v":344299.65625,"d":"344,300"},{"v":173508.140625,"d":"173,508"},{"$nulls":5},"EIA Prime Mover-level Data","EIA Prime Mover-level Data"]
[1514,2020,"AZ","Mesquite Solar 1",57707,"2","PV","OP",{"$nulls":4},"SUN",null,{"v":344299.65625,"d":"344,300"},{"v":173508.140625,"d":"173,508"},{"$nulls":5},"EIA Prime Mover-level Data","EIA Prime Mover-level Data"]
[1515,2020,"AZ","Mesquite Solar 1",57707,"3","PV","OP",{"$nulls":4},"SUN",null,{"v":215187.296875,"d":"215,187"},{"v":108442.5859375,"d":"108,443"},{"$nulls":5},"EIA Prime Mover-level Data","EIA Prime Mover-level Data"]
[1516,2020,"AZ","Mesquite Solar 1",57707,"4","PV","OP",{"$nulls":4},"SUN",null,{"v":344299.65625,"d":"344,300"},{"v":173508.140625,"d":"173,508"},{"$nulls":5},"EIA Prime Mover-level Data","EIA Prime Mover-level Data"]
[1517,2020,"AZ","Mesquite Solar 1",57707,"5","PV","OP",{"$nulls":4},"SUN",null,{"v":344299.65625,"d":"344,300"},{"v":173508.140625,"d":"173,508"},{"$nulls":5},"EIA Prime Mover-level Data","EIA Prime Mover-level Data"]
[1518,2020,"AZ","Mesquite Solar 1",57707,"6","PV","OP",{"$nulls":4},"SUN",null,{"v":172149.828125,"d":"172,150"},{"v":86754.0703125,"d":"86,754"},{"$nulls":5},"EIA Prime Mover-level Data","EIA Prime Mover-level Data"]
[1519,2020,"AZ","Mesquite Solar 1",57707,"7","PV","OP",{"$nulls":4},"SUN",null,{"v":344299.65625,"d":"344,300"},{"v":173508.140625,"d":"173,508"},{"$nulls":5},"EIA Prime Mover-level Data","EIA Prime Mover-level Data"]
[1520,2020,"AZ","Mesquite Solar 1",57707,"8","PV","OP",{"$nulls":4},"SUN",null,{"v":258224.75,"d":"258,225"},{"v":130131.109375,"d":"130,131"},{"$nulls":5},"EIA Prime Mover-level Data","EIA Prime Mover-level Data"]
[1521,2020,"AZ","Mesquite Solar 1",57707,"9","PV","OP",{"$nulls":4},"SUN",null,{"v":344299.65625,"d":"344,300"},{"v":173508.140625,"d":"173,508"},{"$nulls":5},"EIA Prime Mover-level Data","EIA Prime Mover-level Data"]
[1522,2020,"AZ","Mesquite Solar 2, LLC",60307,"1","PV","OP",{"$nulls":4},"SUN",null,{"v":2313441,"d":"2,313,441"},{"v":1224606,"d":"1,224,606"},{"$nulls":5},"EIA Prime Mover-level Data","EIA Prime Mover-level Data"]
[1523,2020,"AZ","Mesquite Solar 3, LLC",60308,"1","PV","OP",{"$nulls":4},"SUN",null,{"v":3975493,"d":"3,975,493"},{"v":2036494,"d":"2,036,494"},{"$nulls":5},"EIA Prime Mover-level Data","EIA Prime Mover-level Data"]
[1524,2020,"AZ","Mohave County Wind Farm",63114,"MCWF","WT","OP",{"$nulls":4},"WND",null,{"v":976250,"d":"976,250"},0,{"$nulls":5},"EIA Prime Mover-level Data","EIA Prime Mover-level Data"]
[1525,2020,"AZ","Mohave Electric at Fort Mohave",59819,"PV1","PV","OP",{"$nulls":4},"SUN",null,{"v":88589,"d":"88,589"},{"v":44643,"d":"44,643"},{"$nulls":5},"EIA Prime Mover-level Data","EIA Prime Mover-level Data"]
[1526,2020,"AZ","Mohave Electric Cooperative at Joy Lane",63554,"PV2","PV","OP",{"$nulls":4},"SUN",null,{"v":271349,"d":"271,349"},{"v":136745,"d":"136,745"},{"$nulls":5},"EIA Prime Mover-level Data","EIA Prime Mover-level Data"]
[1527,2020,"AZ","Mormon Flat",148,"MF1","HY","OP",{"$nulls":4},"WAT",null,{"v":26521,"d":"26,521"},{"v":10229,"d":"10,229"},{"$nulls":5},"EIA Prime Mover-level Data","EIA Prime Mover-level Data"]
[1528,2020,"AZ","Mormon Flat",148,"MF2","PS","OP",{"$nulls":4},"WAT",null,0,0,{"$nulls":5},"EIA Prime Mover-level Data","EIA Prime Mover-level Data"]
[1529,2020,"AZ","Navajo",4941,"NAV1","ST","RE",{"$nulls":4},"BIT"]
[1530,2020,"AZ","Navajo",4941,"NAV2","ST","RE",{"$nulls":4},"BIT"]
[1531,2020,"AZ","Navajo",4941,"NAV3","ST","RE",{"$nulls":4},"BIT"]
[1532,2020,"AZ","New Harquahala Generating Company",55372,"CTG1","CT","OP","Yes","ARP","CC",null,"NG",{"v":0,"d":"0.0"},{"$nulls":15},"DLNB,SCR",null,2003]
[1533,2020,"AZ","New Harquahala Generating Company",55372,"CTG2","CT","OP","Yes","ARP","CC",null,"NG",{"v":0,"d":"0.0"},{"$nulls":15},"DLNB,SCR",null,2003]
[1534,2020,"AZ","New Harquahala Generating Company",55372,"CTG3","CT","OP","Yes","ARP","CC",null,"NG",{"v":0,"d":"0.0"},{"$nulls":15},"DLNB,SCR",null,2003]
[1535,2020,"AZ","North Loop",6088,"1","GT","OP",{"$nulls":4},"NG",null,{"v":4256.8828125,"d":"4,257"},{"v":2136.70703125,"d":"2,137"},{"v":0.662999987602234,"d":"0.7"},{"v":0.333000004291534,"d":"0.3"},{"v":0.00680000009015203,"d":"0.0"},{"v":248.792007446289,"d":"248.8"},null,"EIA Prime Mover-level Data","EIA Prime Mover-level Data","Estimated using emissions factor","Estimated using emissions factor","Estimated using emissions factor","Estimated using emissions factor"]
[1536,2020,"AZ","North Loop",6088,"2","GT","OP",{"$nulls":4},"NG",null,{"v":4256.8828125,"d":"4,257"},{"v":2136.70703125,"d":"2,137"},{"v":0.662999987602234,"d":"0.7"},{"v":0.333000004291534,"d":"0.3"},{"v":0.00680000009015203,"d":"0.0"},{"v":248.792007446289,"d":"248.8"},null,"EIA Prime Mover-level Data","EIA Prime Mover-level Data","Estimated using emissions factor","Estimated using emissions factor","Estimated using emissions factor","Estimated using emissions factor"]
[1537,2020,"AZ","North Loop",6088,"3","GT","OP",{"$nulls":4},"NG",null,{"v":4256.8828125,"d":"4,257"},{"v":2136.70703125,"d":"2,137"},{"v":0.662999987602234,"d":"0.7"},{"v":0.333000004291534,"d":"0.3"},{"v":0.00680000009015203,"d":"0.0"},{"v":248.792007446289,"d":"248.8"},null,"EIA Prime Mover-level Data","EIA Prime Mover-level Data","Estimated using emissions factor","Estimated using emissions factor","Estimated using emissions factor","Estimated using emissions factor"]
[1538,2020,"AZ","North Loop",6088,"4","GT","OP",{"$nulls":4},"NG",null,{"v":4225.35107421875,"d":"4,225"},{"v":2120.87890625,"d":"2,121"},{"v":0.657999992370605,"d":"0.7"},{"v":0.330000013113022,"d":"0.3"},{"v":0.00680000009015203,"d":"0.0"},{"v":246.949005126953,"d":"246.9"},null,"EIA Prime Mover-level Data","EIA Prime Mover-level Data","Estimated using emissions factor","Estimated using emissions factor","Estimated using emissions factor","Estimated using emissions factor"]
[1539,2020,"AZ","Northwest Regional",57403,"GEN1","IC","OP",{"$nulls":4},"LFG",null,{"v":119095.5,"d":"119,096"},{"v":49350.5,"d":"49,351"},{"v":84.818000793457,"d":"84.8"},{"v":35.1469993591309,"d":"35.1"},{"v":2.67960000038147,"d":"2.7"},{"v":7562.5390625,"d":"7,562.5"},null,"EIA Prime Mover-level Data","EIA Prime Mover-level Data","Estimated using emissions factor","Estimated using emissions factor","Estimated using emissions factor","Estimated using emissions factor"]
[1540,2020,"AZ","Northwest Regional",57403,"GEN2","IC","OP",{"$nulls":4},"LFG",null,{"v":119095.5,"d":"119,096"},{"v":49350.5,"d":"49,351"},{"v":84.818000793457,"d":"84.8"},{"v":35.1469993591309,"d":"35.1"},{"v":2.67960000038147,"d":"2.7"},{"v":7562.5390625,"d":"7,562.5"},null,"EIA Prime Mover-level Data","EIA Prime Mover-level Data","Estimated using emissions factor","Estimated using emissions factor","Estimated using emissions factor","Estimated using emissions factor"]
[1541,2020,"AZ","Novo BioPower Plant",56616,"4PB","ST","OP",{"$nulls":3},1,"WDS",null,{"v":3327379.75,"d":"3,327,380"},{"v":1447320.25,"d":"1,447,320"},{"v":275.341003417969,"d":"275.3"},{"v":123.384002685547,"d":"123.4"},{"v":41.5662994384766,"d":"41.6"},{"v":343933.375,"d":"343,933.4"},null,"EIA Unit-level Data","EIA Unit-Level Data","Estimated based on unit-level NOx emission rates","Estimated based on unit-level NOx ozone season emission rates","Estimated using emissions factor and plant-specific sulfur content","Estimated using emissions factor",null,null,"SN"]
[1542,2020,"AZ","Ocotillo Power Plant",116,"GT3","GT","OP","Yes","ARP","CT",null,"NG",{"v":2492,"d":"2,492.0"},{"v":1536596,"d":"1,536,596"},{"v":574792.75,"d":"574,793"},{"v":6.13399982452393,"d":"6.1"},{"v":2.31800007820129,"d":"2.3"},0.5,{"v":91317.5,"d":"91,317.5"},null,"EPA/CAMD","EPA/CAMD","EPA/CAMD","EPA/CAMD","EPA/CAMD","EPA/CAMD",null,null,"H2O,SCR",null,2019]
[1543,2020,"AZ","Ocotillo Power Plant",116,"GT4","GT","OP","Yes","ARP","CT",null,"NG",{"v":2364,"d":"2,364.0"},{"v":1480920.125,"d":"1,480,920"},{"v":624787.0625,"d":"624,787"},{"v":6.02699995040894,"d":"6.0"},{"v":2.52500009536743,"d":"2.5"},{"v":0.400000005960464,"d":"0.4"},{"v":88009.296875,"d":"88,009.3"},null,"EPA/CAMD","EPA/CAMD","EPA/CAMD","EPA/CAMD","EPA/CAMD","EPA/CAMD",null,null,"H2O,SCR",null,2019]
[1544,2020,"AZ","Ocotillo Power Plant",116,"GT5","GT","OP","Yes","ARP","CT",null,"NG",{"v":1717,"d":"1,717.0"},{"v":1017666.9375,"d":"1,017,667"},{"v":615022.5625,"d":"615,023"},{"v":4.11999988555908,"d":"4.1"},{"v":2.47000002861023,"d":"2.5"},{"v":0.300000011920929,"d":"0.3"},{"v":60478.5,"d":"60,478.5"},null,"EPA/CAMD","EPA/CAMD","EPA/CAMD","EPA/CAMD","EPA/CAMD","EPA/CAMD",null,null,"H2O,SCR",null,2019]
[1545,2020,"AZ","Ocotillo Power Plant",116,"GT6","GT","OP","Yes","ARP","CT",null,"NG",{"v":2732,"d":"2,732.0"},{"v":1711866.875,"d":"1,711,867"},{"v":799459.1875,"d":"799,459"},{"v":6.86999988555908,"d":"6.9"},{"v":3.19300007820129,"d":"3.2"},0.5,{"v":101734.703125,"d":"101,734.7"},null,"EPA/CAMD","EPA/CAMD","EPA/CAMD","EPA/CAMD","EPA/CAMD","EPA/CAMD",null,null,"H2O,SCR",null,2019]
[1546,2020,"AZ","Ocotillo Power Plant",116,"GT7","GT","OP","Yes","ARP","CT",null,"NG",{"v":2038,"d":"2,038.0"},{"v":1251833,"d":"1,251,833"},{"v":748345,"d":"748,345"},{"v":5.10200023651123,"d":"5.1"},{"v":3.03800010681152,"d":"3.0"},{"v":0.400000005960464,"d":"0.4"},{"v":74391.203125,"d":"74,391.2"},null,"EPA/CAMD","EPA/CAMD","EPA/CAMD","EPA/CAMD","EPA/CAMD","EPA/CAMD",null,null,"H2O,SCR",null,2019]
[1547,2020,"AZ","Ocotillo Power Plant",116,"PV1","PV","RE",{"$nulls":4},"SUN"]
[1548,2020,"AZ","Ocotillo Power Plant",116,"PV2","PV","RE",{"$nulls":4},"SUN"]
[1549,2020,"AZ","Ocotillo Power Plant",116,"PVM","PV","RE",{"$nulls":4},"SUN"]
[1550,2020,"AZ","OE_AZ1",63349,"AZ1","PV","OP",{"$nulls":4},"SUN",null,{"v":723509,"d":"723,509"},{"v":340138,"d":"340,138"},{"$nulls":5},"EIA Prime Mover-level Data","EIA Prime Mover-level Data"]
[1551,2020,"AZ","Palo Verde",6008,"1","ST","OP",{"$nulls":4},"NUC",null,{"v":102563600,"d":"102,563,600"},{"v":50586960,"d":"50,586,960"},{"$nulls":5},"EIA Prime Mover-level Data","EIA Prime Mover-level Data"]
[1552,2020,"AZ","Palo Verde",6008,"2","ST","OP",{"$nulls":4},"NUC",null,{"v":109331504,"d":"109,331,504"},{"v":48768564,"d":"48,768,564"},{"$nulls":5},"EIA Prime Mover-level Data","EIA Prime Mover-level Data"]
[1553,2020,"AZ","Palo Verde",6008,"3","ST","OP",{"$nulls":4},"NUC",null,{"v":117700928,"d":"117,700,928"},{"v":50202328,"d":"50,202,328"},{"$nulls":5},"EIA Prime Mover-level Data","EIA Prime Mover-level Data"]
[1554,2020,"AZ","Paloma Solar Hybrid",57562,"PA17M","BA","P",{"$nulls":4},"MWH"]
[1555,2020,"AZ","Paloma Solar Hybrid",57562,"PV1","PV","OP",{"$nulls":4},"SUN",null,{"v":343768,"d":"343,768"},{"v":173240,"d":"173,240"},{"$nulls":5},"EIA Prime Mover-level Data","EIA Prime Mover-level Data"]
[1556,2020,"AZ","Paradise Valley H.S. PV",58293,"PVH","PV","OP",{"$nulls":4},"SUN",null,{"v":22809,"d":"22,809"},{"v":11495,"d":"11,495"},{"$nulls":5},"EIA Prime Mover-level Data","EIA Prime Mover-level Data"]
[1557,2020,"AZ","Perrin Ranch Wind LLC",58155,"GEN1","WT","OP",{"$nulls":4},"WND",null,{"v":1861523,"d":"1,861,523"},{"v":733615,"d":"733,615"},{"$nulls":5},"EIA Prime Mover-level Data","EIA Prime Mover-level Data"]
[1558,2020,"AZ","Phoenix Airport East Economy Lot",58708,"PAEEL","PV","OP",{"$nulls":4},"SUN",null,{"v":17265,"d":"17,265"},{"v":8700,"d":"8,700"},{"$nulls":5},"EIA Prime Mover-level Data","EIA Prime Mover-level Data"]
[1559,2020,"AZ","Phoenix Airport Rental Car Center",58709,"PARCC","PV","OP",{"$nulls":4},"SUN",null,{"v":52349,"d":"52,349"},{"v":26381,"d":"26,381"},{"$nulls":5},"EIA Prime Mover-level Data","EIA Prime Mover-level Data"]
[1560,2020,"AZ","Picture Rocks Solar, LLC",58486,"1","PV","OP",{"$nulls":4},"SUN",null,{"v":463765,"d":"463,765"},{"v":233712,"d":"233,712"},{"$nulls":5},"EIA Prime Mover-level Data","EIA Prime Mover-level Data"]
[1561,2020,"AZ","Pima Community College",62075,"PV1","PV","OP",{"$nulls":4},"SUN",null,{"v":10457,"d":"10,457"},{"v":5270,"d":"5,270"},{"$nulls":5},"EIA Prime Mover-level Data","EIA Prime Mover-level Data"]
[1562,2020,"AZ","Pima Community College - East Campus",61104,"PV1","PV","OP",{"$nulls":4},"SUN",null,{"v":25309,"d":"25,309"},{"v":12755,"d":"12,755"},{"$nulls":5},"EIA Prime Mover-level Data","EIA Prime Mover-level Data"]
[1563,2020,"AZ","Pima Community College NW",63531,"10327","PV","OP",{"$nulls":4},"SUN",null,{"v":27522,"d":"27,522"},{"v":13870,"d":"13,870"},{"$nulls":5},"EIA Prime Mover-level Data","EIA Prime Mover-level Data"]
[1564,2020,"AZ","Pima Energy Storage System",61197,"PIMA","BA","OP",{"$nulls":4},"MWH",null,0,0,{"$nulls":5},"EIA Prime Mover-level Data","EIA Prime Mover-level Data"]
[1565,2020,"AZ","Pinal Central Energy Center Hybrid",61678,"BA1","BA","OP",{"$nulls":4},"MWH",null,0,0,{"$nulls":5},"EIA Prime Mover-level Data","EIA Prime Mover-level Data"]
[1566,2020,"AZ","Pinal Central Energy Center Hybrid",61678,"PCEC","PV","OP",{"$nulls":4},"SUN",null,{"v":535959,"d":"535,959"},{"v":270111,"d":"270,111"},{"$nulls":5},"EIA Prime Mover-level Data","EIA Prime Mover-level Data"]
[1567,2020,"AZ","Poseidon Solar, LLC",57318,"1","PV","OP",{"$nulls":4},"SUN",null,{"v":464012,"d":"464,012"},{"v":233837,"d":"233,837"},{"$nulls":5},"EIA Prime Mover-level Data","EIA Prime Mover-level Data"]
[1568,2020,"AZ","Poseidon Wind, LLC",57379,"1","WT","OP",{"$nulls":4},"WND",null,{"v":1001419,"d":"1,001,419"},{"v":424350,"d":"424,350"},{"$nulls":5},"EIA Prime Mover-level Data","EIA Prime Mover-level Data"]
[1569,2020,"AZ","Prairie Fire",58171,"GEN1","PV","OP",{"$nulls":4},"SUN",null,{"v":79335,"d":"79,335"},{"v":39980,"d":"39,980"},{"$nulls":5},"EIA Prime Mover-level Data","EIA Prime Mover-level Data"]
[1570,2020,"AZ","Prescott Airport",56228,"PV1","PV","OP",{"$nulls":4},"SUN",null,{"v":47147,"d":"47,147"},{"v":23759,"d":"23,759"},{"$nulls":5},"EIA Prime Mover-level Data","EIA Prime Mover-level Data"]
[1571,2020,"AZ","Prescott Airport",56228,"PV2","PV","CN",{"$nulls":4},"SUN"]
[1572,2020,"AZ","Prescott Solar Plant",58147,"PV1","PV","OP",{"$nulls":4},"SUN",null,{"v":218912,"d":"218,912"},{"v":110319,"d":"110,319"},{"$nulls":5},"EIA Prime Mover-level Data","EIA Prime Mover-level Data"]
[1573,2020,"AZ","Punkin Center Battery Storage",61913,"B1","BA","OP",{"$nulls":4},"MWH"]
[1574,2020,"AZ","Queen Creek Solar Farm",57883,"GEN1","PV","OP",{"$nulls":4},"SUN",null,{"v":416138,"d":"416,138"},{"v":209710,"d":"209,710"},{"$nulls":5},"EIA Prime Mover-level Data","EIA Prime Mover-level Data"]
[1575,2020,"AZ","RE Ajo 1 LLC",57795,"1","PV","OP",{"$nulls":4},"SUN",null,{"v":74349,"d":"74,349"},{"v":37468,"d":"37,468"},{"$nulls":5},"EIA Prime Mover-level Data","EIA Prime Mover-level Data"]
[1576,2020,"AZ","RE Bagdad Solar I LLC",57790,"1","PV","OP",{"$nulls":4},"SUN",null,{"v":275936,"d":"275,936"},{"v":139057,"d":"139,057"},{"$nulls":5},"EIA Prime Mover-level Data","EIA Prime Mover-level Data"]
[1577,2020,"AZ","RE Gillespie 1 LLC",58501,"GILL1","PV","OP",{"$nulls":4},"SUN",null,{"v":353866,"d":"353,866"},{"v":178329,"d":"178,329"},{"$nulls":5},"EIA Prime Mover-level Data","EIA Prime Mover-level Data"]
[1578,2020,"AZ","Red Antelope Solar & Energy Storage Farm",64208,"30PNA","PV","P",{"$nulls":4},"SUN"]
[1579,2020,"AZ","Red Antelope Solar & Energy Storage Farm",64208,"30PNB","BA","P",{"$nulls":4},"MWH"]
[1580,2020,"AZ","Red Horse 2",58833,"RH2S","PV","OP",{"$nulls":4},"SUN",null,{"v":1380739,"d":"1,380,739"},{"v":679547,"d":"679,547"},{"$nulls":5},"EIA Prime Mover-level Data","EIA Prime Mover-level Data"]
[1581,2020,"AZ","Red Horse 2",58833,"RH2W","WT","OP",{"$nulls":4},"WND",null,{"v":603996,"d":"603,996"},{"v":227292,"d":"227,292"},{"$nulls":5},"EIA Prime Mover-level Data","EIA Prime Mover-level Data"]
[1582,2020,"AZ","Red Horse III",60285,"RH3","PV","OP",{"$nulls":4},"SUN",null,{"v":676231,"d":"676,231"},{"v":340783,"d":"340,783"},{"$nulls":5},"EIA Prime Mover-level Data","EIA Prime Mover-level Data"]
[1583,2020,"AZ","Red Rock",60467,"PV1","PV","OP",{"$nulls":4},"SUN",null,{"v":1014123,"d":"1,014,123"},{"v":515019,"d":"515,019"},{"$nulls":5},"EIA Prime Mover-level Data","EIA Prime Mover-level Data"]
[1584,2020,"AZ","Redhawk Generating Facility",55455,"CC1A","CT","OP","Yes","ARP","CC",null,"NG",{"v":6946,"d":"6,946.0"},{"v":9719493,"d":"9,719,493"},{"v":4427248,"d":"4,427,248"},{"v":42.9790000915527,"d":"43.0"},{"v":19.2999992370605,"d":"19.3"},{"v":2.90000009536743,"d":"2.9"},{"v":577616.8125,"d":"577,616.8"},null,"EPA/CAMD","EPA/CAMD","EPA/CAMD","EPA/CAMD","EPA/CAMD","EPA/CAMD",null,null,"DLNB,SCR",null,2002]
[1585,2020,"AZ","Redhawk Generating Facility",55455,"CC1B","CT","OP","Yes","ARP","CC",null,"NG",{"v":6897,"d":"6,897.0"},{"v":9666916,"d":"9,666,916"},{"v":4349919,"d":"4,349,919"},{"v":43.0699996948242,"d":"43.1"},{"v":19.7609996795654,"d":"19.8"},{"v":2.90000009536743,"d":"2.9"},{"v":574492.1875,"d":"574,492.2"},null,"EPA/CAMD","EPA/CAMD","EPA/CAMD","EPA/CAMD","EPA/CAMD","EPA/CAMD",null,null,"DLNB,SCR",null,2002]
[1586,2020,"AZ","Redhawk Generating Facility",55455,"CC2A","CT","OP","Yes","ARP","CC",null,"NG",{"v":7139,"d":"7,139.0"},{"v":9924000,"d":"9,924,000"},{"v":4755146.5,"d":"4,755,147"},{"v":43.1469993591309,"d":"43.1"},{"v":20.2700004577637,"d":"20.3"},{"v":3,"d":"3.0"},{"v":589771.875,"d":"589,771.9"},null,"EPA/CAMD","EPA/CAMD","EPA/CAMD","EPA/CAMD","EPA/CAMD","EPA/CAMD",null,null,"DLNB,SCR",null,2002]
[1587,2020,"AZ","Redhawk Generating Facility",55455,"CC2B","CT","OP","Yes","ARP","CC",null,"NG",{"v":6679,"d":"6,679.0"},{"v":9579571,"d":"9,579,571"},{"v":4693393,"d":"4,693,393"},{"v":41.6769981384277,"d":"41.7"},{"v":19.7590007781982,"d":"19.8"},{"v":2.90000009536743,"d":"2.9"},{"v":569301.1875,"d":"569,301.2"},null,"EPA/CAMD","EPA/CAMD","EPA/CAMD","EPA/CAMD","EPA/CAMD","EPA/CAMD",null,null,"DLNB,SCR",null,2002]
[1588,2020,"AZ","Rio Rico Solar",59044,"RRSF","PV","OP",{"$nulls":4},"SUN",null,{"v":104529,"d":"104,529"},{"v":52677,"d":"52,677"},{"$nulls":5},"EIA Prime Mover-level Data","EIA Prime Mover-level Data"]
[1589,2020,"AZ","Roger Road WWTP",57524,"1","PV","OP",{"$nulls":4},"SUN",null,{"v":6106,"d":"6,106"},{"v":3077,"d":"3,077"},{"$nulls":5},"EIA Prime Mover-level Data","EIA Prime Mover-level Data"]
[1590,2020,"AZ","Roosevelt",149,"ROOS","HY","OP",{"$nulls":4},"WAT",null,{"v":556059,"d":"556,059"},{"v":258094,"d":"258,094"},{"$nulls":5},"EIA Prime Mover-level Data","EIA Prime Mover-level Data"]
[1591,2020,"AZ","Saddle Mountain Solar I",58213,"AZ2","PV","OP",{"$nulls":4},"SUN",null,{"v":307080,"d":"307,080"},{"v":154751,"d":"154,751"},{"$nulls":5},"EIA Prime Mover-level Data","EIA Prime Mover-level Data"]
[1592,2020,"AZ","Saint Solar",63476,"SAINT","PV","TS",{"$nulls":4},"SUN"]
[1593,2020,"AZ","Sandstone Solar",59634,"SNDST","PV","OP",{"$nulls":4},"SUN",null,{"v":1099355,"d":"1,099,355"},{"v":554015,"d":"554,015"},{"$nulls":5},"EIA Prime Mover-level Data","EIA Prime Mover-level Data"]
[1594,2020,"AZ","Santan",8068,"5A","CT","OP","Yes","ARP","CC",1,"NG",{"v":6661,"d":"6,661.0"},{"v":11771443,"d":"11,771,443"},{"v":5671931,"d":"5,671,931"},{"v":40.0849990844727,"d":"40.1"},{"v":20.5009994506836,"d":"20.5"},3.5,{"v":699559,"d":"699,559.0"},null,"EPA/CAMD","EPA/CAMD","EPA/CAMD","EPA/CAMD","EPA/CAMD","EPA/CAMD",null,null,"DLNB,SCR",null,2004]
[1595,2020,"AZ","Santan",8068,"5B","CT","OP","Yes","ARP","CC",1,"NG",{"v":6806,"d":"6,806.0"},{"v":12162312,"d":"12,162,312"},{"v":6107769,"d":"6,107,769"},{"v":36.0229988098145,"d":"36.0"},{"v":17.4150009155273,"d":"17.4"},{"v":3.59999990463257,"d":"3.6"},{"v":722788,"d":"722,788.0"},null,"EPA/CAMD","EPA/CAMD","EPA/CAMD","EPA/CAMD","EPA/CAMD","EPA/CAMD",null,null,"DLNB,SCR",null,2004]
[1596,2020,"AZ","Santan",8068,"6A","CT","OP","Yes","ARP","CC",1,"NG",{"v":5873,"d":"5,873.0"},{"v":10755923,"d":"10,755,923"},{"v":6659079,"d":"6,659,079"},{"v":27.9610004425049,"d":"28.0"},{"v":16.9729995727539,"d":"17.0"},{"v":3.20000004768372,"d":"3.2"},{"v":639208.3125,"d":"639,208.3"},null,"EPA/CAMD","EPA/CAMD","EPA/CAMD","EPA/CAMD","EPA/CAMD","EPA/CAMD",null,null,"DLNB,SCR",null,2005]
[1597,2020,"AZ","Solana Generating Station",56812,"GEN 1","CP","OP",{"$nulls":4},"SUN",null,{"v":3402627,"d":"3,402,627"},{"v":1836544.5,"d":"1,836,545"},{"$nulls":5},"EIA Prime Mover-level Data","EIA Prime Mover-level Data"]
[1598,2020,"AZ","Solana Generating Station",56812,"GEN2","CP","OP",{"$nulls":4},"SUN",null,{"v":3402627,"d":"3,402,627"},{"v":1836544.5,"d":"1,836,545"},{"$nulls":5},"EIA Prime Mover-level Data","EIA Prime Mover-level Data"]
[1599,2020,"AZ","South Consolidated",100,"SC1","HY","OP",{"$nulls":4},"WAT",null,{"v":12572,"d":"12,572"},{"v":5836,"d":"5,836"},{"$nulls":5},"EIA Prime Mover-level Data","EIA Prime Mover-level Data"]
[1600,2020,"AZ","South Point Energy Center, LLC",55177,"A","CT","OP","Yes","ARP","CC",null,"NG",{"v":7490,"d":"7,490.0"},{"v":11802403,"d":"11,802,403"},{"v":5636424.5,"d":"5,636,425"},{"v":53.0029983520508,"d":"53.0"},{"v":25.9020004272461,"d":"25.9"},3.5,{"v":701399.6875,"d":"701,399.7"},null,"EPA/CAMD","EPA/CAMD","EPA/CAMD","EPA/CAMD","EPA/CAMD","EPA/CAMD",null,null,"DLNB,SCR",null,2001]
[1601,2020,"AZ","South Point Energy Center, LLC",55177,"B","CT","OP","Yes","ARP","CC",null,"NG",{"v":7124,"d":"7,124.0"},{"v":11495416,"d":"11,495,416"},{"v":5610745,"d":"5,610,745"},{"v":51.5750007629395,"d":"51.6"},{"v":25.7560005187988,"d":"25.8"},{"v":3.40000009536743,"d":"3.4"},{"v":683158.8125,"d":"683,158.8"},null,"EPA/CAMD","EPA/CAMD","EPA/CAMD","EPA/CAMD","EPA/CAMD","EPA/CAMD",null,null,"DLNB,SCR",null,2001]
[1602,2020,"AZ","Springerville Generating Station",8223,"1","ST","OP","Yes","ARP,MATS","TANGENTIAL",1,"SUB",{"v":7901,"d":"7,901.0"},{"v":21768694,"d":"21,768,694"},{"v":9092110,"d":"9,092,110"},{"v":1962.63903808594,"d":"1,962.6"},{"v":826.97802734375,"d":"827.0"},{"v":2480.19995117188,"d":"2,480.2"},{"v":2283104.5,"d":"2,283,104.5"},{"v":7.75,"d":"7.8"},"EPA/CAMD","EPA/CAMD","EPA/CAMD","EPA/CAMD","EPA/CAMD","EPA/CAMD","EPA/CAMD","DL","LNC1","Yes",1985]
[1603,2020,"AZ","Springerville Generating Station",8223,"2","ST","OP","Yes","ARP,MATS","TANGENTIAL",1,"SUB",{"v":7634,"d":"7,634.0"},{"v":21425486,"d":"21,425,486"},{"v":8721533,"d":"8,721,533"},{"v":1907.80200195313,"d":"1,907.8"},{"v":763.257019042969,"d":"763.3"},{"v":2158.60009765625,"d":"2,158.6"},{"v":2247111.25,"d":"2,247,111.3"},{"v":9.68000030517578,"d":"9.7"},"EPA/CAMD","EPA/CAMD","EPA/CAMD","EPA/CAMD","EPA/CAMD","EPA/CAMD","EPA/CAMD","DL","LNC1","Yes",1990]
[1604,2020,"AZ","Springerville Generating Station",8223,"4","ST","OP","Yes","ARP,MATS","WALL",1,"SUB",{"v":6259,"d":"6,259.0"},{"v":15036123,"d":"15,036,123"},{"v":6851561,"d":"6,851,561"},{"v":434.707000732422,"d":"434.7"},{"v":198.352005004883,"d":"198.4"},{"v":568,"d":"568.0"},{"v":1574197.75,"d":"1,574,197.8"},{"v":6.84999990463257,"d":"6.8"},"EPA/CAMD","EPA/CAMD","EPA/CAMD","EPA/CAMD","EPA/CAMD","EPA/CAMD","EPA/CAMD","DL","LNB,SCR",null,2009]
[1605,2020,"AZ","Springerville Generating Station",8223,"TS3","ST","OP","Yes","ARP,MATS","WALL",null,"SUB",{"v":8627,"d":"8,627.0"},{"v":25502236,"d":"25,502,236"},{"v":10975146,"d":"10,975,146"},{"v":911.992004394531,"d":"912.0"},{"v":365.707000732422,"d":"365.7"},{"v":875.599975585938,"d":"875.6"},{"v":2673239.25,"d":"2,673,239.3"},{"v":9.85999965667725,"d":"9.9"},"EPA/CAMD","EPA/CAMD","EPA/CAMD","EPA/CAMD","EPA/CAMD","EPA/CAMD","EPA/CAMD","DL","LNB,SCR",null,2006]
[1606,2020,"AZ","Springerville Generating Station",8223,"SGSS","PV","OP",{"$nulls":4},"SUN",null,{"v":60377.92578125,"d":"60,378"},{"v":28682.1796875,"d":"28,682"},{"$nulls":5},"EIA Prime Mover-level Data","EIA Prime Mover-level Data"]
[1607,2020,"AZ","Springerville Generating Station",8223,"SGSS1","PV","OP",{"$nulls":4},"SUN",null,{"v":22845.701171875,"d":"22,846"},{"v":10852.716796875,"d":"10,853"},{"$nulls":5},"EIA Prime Mover-level Data","EIA Prime Mover-level Data"]
[1608,2020,"AZ","Springerville Generating Station",8223,"WMS","PV","OP",{"$nulls":4},"SUN",null,{"v":135442.375,"d":"135,442"},{"v":64341.10546875,"d":"64,341"},{"$nulls":5},"EIA Prime Mover-level Data","EIA Prime Mover-level Data"]
[1609,2020,"AZ","Stewart Mountain",150,"SM","HY","OP",{"$nulls":4},"WAT",null,{"v":178445,"d":"178,445"},{"v":82825,"d":"82,825"},{"$nulls":5},"EIA Prime Mover-level Data","EIA Prime Mover-level Data"]
[1610,2020,"AZ","Sulphur Springs",60381,"SSSP","PV","OP",{"$nulls":4},"SUN",null,{"v":475506,"d":"475,506"},{"v":239630,"d":"239,630"},{"$nulls":5},"EIA Prime Mover-level Data","EIA Prime Mover-level Data"]
[1611,2020,"AZ","Sun Streams 2",63440,"GEN01","PV","U",{"$nulls":4},"SUN"]
[1612,2020,"AZ","Sun Streams, LLC",60827,"GEN01","PV","OP",{"$nulls":4},"SUN",null,{"v":3421927,"d":"3,421,927"},{"v":1655675,"d":"1,655,675"},{"$nulls":5},"EIA Prime Mover-level Data","EIA Prime Mover-level Data"]
[1613,2020,"AZ","Sundance Power Plant",55522,"CT01","GT","OP","Yes","ARP","CT",null,"NG",{"v":1678,"d":"1,678.0"},{"v":539018.5,"d":"539,019"},{"v":215201.015625,"d":"215,201"},{"v":4.6269998550415,"d":"4.6"},{"v":1.7960000038147,"d":"1.8"},{"v":0.200000002980232,"d":"0.2"},{"v":32032.599609375,"d":"32,032.6"},null,"EPA/CAMD","EPA/CAMD","EPA/CAMD","EPA/CAMD","EPA/CAMD","EPA/CAMD",null,null,"H2O,SCR",null,2002]
[1614,2020,"AZ","Sundance Power Plant",55522,"CT02","GT","OP","Yes","ARP","CT",null,"NG",{"v":1596,"d":"1,596.0"},{"v":501549,"d":"501,549"},{"v":229964.609375,"d":"229,965"},{"v":4.02500009536743,"d":"4.0"},{"v":1.85199999809265,"d":"1.9"},{"v":0.200000002980232,"d":"0.2"},{"v":29806.400390625,"d":"29,806.4"},null,"EPA/CAMD","EPA/CAMD","EPA/CAMD","EPA/CAMD","EPA/CAMD","EPA/CAMD",null,null,"H2O,SCR",null,2002]
[1615,2020,"AZ","Sundance Power Plant",55522,"CT03","GT","OP","Yes","ARP","CT",null,"NG",{"v":1559,"d":"1,559.0"},{"v":490061.84375,"d":"490,062"},{"v":222059.21875,"d":"222,059"},{"v":4.1729998588562,"d":"4.2"},{"v":1.85899996757507,"d":"1.9"},{"v":0.100000001490116,"d":"0.1"},{"v":29123.599609375,"d":"29,123.6"},null,"EPA/CAMD","EPA/CAMD","EPA/CAMD","EPA/CAMD","EPA/CAMD","EPA/CAMD",null,null,"H2O,SCR",null,2002]
[1616,2020,"AZ","Sundance Power Plant",55522,"CT04","GT","OP","Yes","ARP","CT",null,"NG",{"v":1289,"d":"1,289.0"},{"v":411219.34375,"d":"411,219"},{"v":215968.890625,"d":"215,969"},{"v":3.65700006484985,"d":"3.7"},{"v":1.92700004577637,"d":"1.9"},{"v":0.100000001490116,"d":"0.1"},{"v":24438.400390625,"d":"24,438.4"},null,"EPA/CAMD","EPA/CAMD","EPA/CAMD","EPA/CAMD","EPA/CAMD","EPA/CAMD",null,null,"H2O,SCR",null,2002]
[1617,2020,"AZ","Sundance Power Plant",55522,"CT05","GT","OP","Yes","ARP","CT",null,"NG",{"v":1445,"d":"1,445.0"},{"v":469223.03125,"d":"469,223"},{"v":257083.46875,"d":"257,083"},{"v":3.79299998283386,"d":"3.8"},{"v":2.13299989700317,"d":"2.1"},{"v":0.100000001490116,"d":"0.1"},{"v":27885.400390625,"d":"27,885.4"},null,"EPA/CAMD","EPA/CAMD","EPA/CAMD","EPA/CAMD","EPA/CAMD","EPA/CAMD",null,null,"H2O,SCR",null,2002]
[1618,2020,"AZ","Sundance Power Plant",55522,"CT06","GT","OP","Yes","ARP","CT",null,"NG",{"v":1398,"d":"1,398.0"},{"v":444366.59375,"d":"444,367"},{"v":219524.796875,"d":"219,525"},{"v":3.87599992752075,"d":"3.9"},{"v":1.87699997425079,"d":"1.9"},{"v":0.100000001490116,"d":"0.1"},{"v":26408.5,"d":"26,408.5"},null,"EPA/CAMD","EPA/CAMD","EPA/CAMD","EPA/CAMD","EPA/CAMD","EPA/CAMD",null,null,"H2O,SCR",null,2002]
[1619,2020,"AZ","Sundance Power Plant",55522,"CT07","GT","OP","Yes","ARP","CT",null,"NG",{"v":1451,"d":"1,451.0"},{"v":470751.15625,"d":"470,751"},{"v":230956.03125,"d":"230,956"},{"v":3.90799999237061,"d":"3.9"},{"v":1.98599994182587,"d":"2.0"},{"v":0.100000001490116,"d":"0.1"},{"v":27976.599609375,"d":"27,976.6"},null,"EPA/CAMD","EPA/CAMD","EPA/CAMD","EPA/CAMD","EPA/CAMD","EPA/CAMD",null,null,"H2O,SCR",null,2002]
[1620,2020,"AZ","Sundance Power Plant",55522,"CT08","GT","OP","Yes","ARP","CT",null,"NG",{"v":1179,"d":"1,179.0"},{"v":349300.0625,"d":"349,300"},{"v":159865.71875,"d":"159,866"},{"v":3.21399998664856,"d":"3.2"},{"v":1.43499994277954,"d":"1.4"},{"v":0.100000001490116,"d":"0.1"},{"v":20758.599609375,"d":"20,758.6"},null,"EPA/CAMD","EPA/CAMD","EPA/CAMD","EPA/CAMD","EPA/CAMD","EPA/CAMD",null,null,"H2O,SCR",null,2002]
[1621,2020,"AZ","Sundance Power Plant",55522,"CT09","GT","OP","Yes","ARP","CT",null,"NG",{"v":1593,"d":"1,593.0"},{"v":528631.375,"d":"528,631"},{"v":241390.515625,"d":"241,391"},{"v":4.08099985122681,"d":"4.1"},{"v":1.94700002670288,"d":"1.9"},{"v":0.200000002980232,"d":"0.2"},{"v":31415.30078125,"d":"31,415.3"},null,"EPA/CAMD","EPA/CAMD","EPA/CAMD","EPA/CAMD","EPA/CAMD","EPA/CAMD",null,null,"H2O,SCR",null,2002]
[1622,2020,"AZ","Sundance Power Plant",55522,"CT10","GT","OP","Yes","ARP","CT",null,"NG",{"v":1482,"d":"1,482.0"},{"v":481023.34375,"d":"481,023"},{"v":228711.796875,"d":"228,712"},{"v":3.82100009918213,"d":"3.8"},{"v":1.80400002002716,"d":"1.8"},{"v":0.100000001490116,"d":"0.1"},{"v":28586.400390625,"d":"28,586.4"},null,"EPA/CAMD","EPA/CAMD","EPA/CAMD","EPA/CAMD","EPA/CAMD","EPA/CAMD",null,null,"H2O,SCR",null,2002]
[1623,2020,"AZ","T0588 Phoenix - AZ",61199,"PV1","PV","OP",{"$nulls":4},"SUN",null,{"v":24267,"d":"24,267"},{"v":12229,"d":"12,229"},{"$nulls":5},"EIA Prime Mover-level Data","EIA Prime Mover-level Data"]
[1624,2020,"AZ","TAA Solar Facility",57391,"TAA1","PV","CN",{"$nulls":4},"SUN"]
[1625,2020,"AZ","Tech Park Solar",59455,"TECHP","PV","OP",{"$nulls":4},"SUN",null,{"v":111735,"d":"111,735"},{"v":56307,"d":"56,307"},{"$nulls":5},"EIA Prime Mover-level Data","EIA Prime Mover-level Data"]
[1626,2020,"AZ","Tri Cities",7998,"TC1","IC","RE",{"$nulls":4},"LFG"]
[1627,2020,"AZ","Tri Cities",7998,"TC2","IC","RE",{"$nulls":4},"LFG"]
[1628,2020,"AZ","Tri Cities",7998,"TC3","IC","RE",{"$nulls":4},"LFG"]
[1629,2020,"AZ","Tri Cities",7998,"TC4","IC","RE",{"$nulls":4},"LFG"]
[1630,2020,"AZ","Tri Cities",7998,"TC5","IC","RE",{"$nulls":4},"LFG"]
[1631,2020,"AZ","UASTP I",57392,"UATP1","PV","OP",{"$nulls":4},"SUN",null,{"v":22671,"d":"22,671"},{"v":11425,"d":"11,425"},{"$nulls":5},"EIA Prime Mover-level Data","EIA Prime Mover-level Data"]
[1632,2020,"AZ","Union HS at Casa Grande",58516,"PV1","PV","OP",{"$nulls":4},"SUN",null,{"v":28723,"d":"28,723"},{"v":14475,"d":"14,475"},{"$nulls":5},"EIA Prime Mover-level Data","EIA Prime Mover-level Data"]
[1633,2020,"AZ","University of Arizona - Biosphere 2",54594,"G-1","IC","SB",{"$nulls":4},"DFO",null,{"v":549.677001953125,"d":"550"},{"v":258.386993408203,"d":"258"},{"v":0.485000014305115,"d":"0.5"},{"v":0.186000004410744,"d":"0.2"},{"v":0.0438000001013279,"d":"0.0"},{"v":44.8880004882813,"d":"44.9"},null,"EIA Prime Mover-level Data","EIA Prime Mover-level Data","Estimated using emissions factor","Estimated using emissions factor","Estimated using emissions factor","Estimated using emissions factor"]
[1634,2020,"AZ","University of Arizona - Biosphere 2",54594,"G-4","IC","SB",{"$nulls":4},"NG",null,{"v":586.322998046875,"d":"586"},{"v":275.613006591797,"d":"276"},{"v":1.12100005149841,"d":"1.1"},{"v":0.561999976634979,"d":"0.6"},{"v":0.00130000000353903,"d":"0.0"},{"v":34.2669982910156,"d":"34.3"},null,"EIA Prime Mover-level Data","EIA Prime Mover-level Data","Estimated using emissions factor","Estimated using emissions factor","Estimated using emissions factor","Estimated using emissions factor"]
[1635,2020,"AZ","Valencia",6515,"GT1","GT","SB",{"$nulls":4},"NG",null,{"v":14778.5,"d":"14,779"},{"v":7416.8330078125,"d":"7,417"},{"v":2.3199999332428,"d":"2.3"},{"v":1.16499996185303,"d":"1.2"},{"v":0.0236000008881092,"d":"0.0"},{"v":863.721984863281,"d":"863.7"},null,"EIA Prime Mover-level Data","EIA Prime Mover-level Data","Estimated using emissions factor","Estimated using emissions factor","Estimated using emissions factor","Estimated using emissions factor"]
[1636,2020,"AZ","Valencia",6515,"GT2","GT","SB",{"$nulls":4},"NG",null,{"v":14778.5,"d":"14,779"},{"v":7416.8330078125,"d":"7,417"},{"v":2.3199999332428,"d":"2.3"},{"v":1.16499996185303,"d":"1.2"},{"v":0.0236000008881092,"d":"0.0"},{"v":863.721984863281,"d":"863.7"},null,"EIA Prime Mover-level Data","EIA Prime Mover-level Data","Estimated using emissions factor","Estimated using emissions factor","Estimated using emissions factor","Estimated using emissions factor"]
[1637,2020,"AZ","Valencia",6515,"GT3","GT","SB",{"$nulls":4},"NG",null,{"v":14778.5,"d":"14,779"},{"v":7416.8330078125,"d":"7,417"},{"v":2.3199999332428,"d":"2.3"},{"v":1.16499996185303,"d":"1.2"},{"v":0.0236000008881092,"d":"0.0"},{"v":863.721984863281,"d":"863.7"},null,"EIA Prime Mover-level Data","EIA Prime Mover-level Data","Estimated using emissions factor","Estimated using emissions factor","Estimated using emissions factor","Estimated using emissions factor"]
[1638,2020,"AZ","Valencia",6515,"GT4","GT","OP",{"$nulls":4},"NG",null,{"v":44335.5,"d":"44,336"},{"v":22250.5,"d":"22,251"},{"v":6.96099996566772,"d":"7.0"},{"v":3.49399995803833,"d":"3.5"},{"v":0.0707999989390373,"d":"0.1"},{"v":2591.1669921875,"d":"2,591.2"},null,"EIA Prime Mover-level Data","EIA Prime Mover-level Data","Estimated using emissions factor","Estimated using emissions factor","Estimated using emissions factor","Estimated using emissions factor"]
[1639,2020,"AZ","Valencia Solar",59454,"VALEN","PV","OP",{"$nulls":4},"SUN",null,{"v":234951,"d":"234,951"},{"v":118402,"d":"118,402"},{"$nulls":5},"EIA Prime Mover-level Data","EIA Prime Mover-level Data"]
[1640,2020,"AZ","Vista Grande HS at Casa Grande",58517,"PV1","PV","OP",{"$nulls":4},"SUN",null,{"v":27503,"d":"27,503"},{"v":13860,"d":"13,860"},{"$nulls":5},"EIA Prime Mover-level Data","EIA Prime Mover-level Data"]
[1641,2020,"AZ","Waddell",7164,"PG3","PS","OP",{"$nulls":4},"WAT",null,0,0,{"$nulls":5},"EIA Prime Mover-level Data","EIA Prime Mover-level Data"]
[1642,2020,"AZ","Waddell",7164,"PG6","PS","OP",{"$nulls":4},"WAT",null,0,0,{"$nulls":5},"EIA Prime Mover-level Data","EIA Prime Mover-level Data"]
[1643,2020,"AZ","Waddell",7164,"PG7","PS","OP",{"$nulls":4},"WAT",null,0,0,{"$nulls":5},"EIA Prime Mover-level Data","EIA Prime Mover-level Data"]
[1644,2020,"AZ","Waddell",7164,"PS1","PS","OP",{"$nulls":4},"WAT",null,0,0,{"$nulls":5},"EIA Prime Mover-level Data","EIA Prime Mover-level Data"]
[1645,2020,"AZ","Walmart Casa Grande",57939,"1","PV","OP",{"$nulls":4},"SUN",null,{"v":9471,"d":"9,471"},{"v":4772.5,"d":"4,773"},{"$nulls":5},"EIA Prime Mover-level Data","EIA Prime Mover-level Data"]
[1646,2020,"AZ","Walmart Casa Grande",57939,"2","PV","OP",{"$nulls":4},"SUN",null,{"v":9471,"d":"9,471"},{"v":4772.5,"d":"4,773"},{"$nulls":5},"EIA Prime Mover-level Data","EIA Prime Mover-level Data"]
[1647,2020,"AZ","Western Renewable Energy",56358,"1","ST","OS",{"$nulls":4},"WDS"]
[1648,2020,"AZ","White Wing Solar",60572,"GEN01","PV","T",{"$nulls":4},"SUN"]
[1649,2020,"AZ","Wilmot Energy Center LLC",64426,"WIL","PV","U",{"$nulls":4},"SUN"]
[1650,2020,"AZ","Wilmot Energy Center LLC",64426,"WILBA","BA","U",{"$nulls":4},"MWH"]
[1651,2020,"AZ","Yucca Power Plant",120,"1","ST","OP","Yes","ARP","TANGENTIAL",1,"NG",{"v":7392,"d":"7,392.0"},{"v":3190693,"d":"3,190,693"},{"v":1583305.125,"d":"1,583,305"},{"v":160.085998535156,"d":"160.1"},{"v":79.5260009765625,"d":"79.5"},{"v":1,"d":"1.0"},{"v":189616.5,"d":"189,616.5"},null,"EPA/CAMD","EPA/CAMD","EPA/CAMD","EPA/CAMD","EPA/CAMD","EPA/CAMD",{"$nulls":4},1959]
[1652,2020,"AZ","Yucca Power Plant",120,"CT5","GT","OP","Yes","ARP","CT",null,"NG",{"v":2711,"d":"2,711.0"},{"v":875174.375,"d":"875,174"},{"v":456666.625,"d":"456,667"},{"v":4.09299993515015,"d":"4.1"},{"v":1.99100005626678,"d":"2.0"},{"v":0.300000011920929,"d":"0.3"},{"v":52008.3984375,"d":"52,008.4"},null,"EPA/CAMD","EPA/CAMD","EPA/CAMD","EPA/CAMD","EPA/CAMD","EPA/CAMD",null,null,"SCR",null,2008]
[1653,2020,"AZ","Yucca Power Plant",120,"CT6","GT","OP","Yes","ARP","CT",null,"NG",{"v":2681,"d":"2,681.0"},{"v":824263.1875,"d":"824,263"},{"v":380806.90625,"d":"380,807"},{"v":3.99399995803833,"d":"4.0"},{"v":1.75199997425079,"d":"1.8"},{"v":0.200000002980232,"d":"0.2"},{"v":48987.1015625,"d":"48,987.1"},null,"EPA/CAMD","EPA/CAMD","EPA/CAMD","EPA/CAMD","EPA/CAMD","EPA/CAMD",null,null,"SCR",null,2008]
[1654,2020,"AZ","Yuma Cogeneration Associates",54694,"4101","CT","OP","Yes","ARP","CC",null,"NG",{"v":2960,"d":"2,960.0"},{"v":1041395.125,"d":"1,041,395"},{"v":571166.9375,"d":"571,167"},{"v":43.9389991760254,"d":"43.9"},{"v":24.1299991607666,"d":"24.1"},{"v":0.300000011920929,"d":"0.3"},{"v":61884.80078125,"d":"61,884.8"},null,"EPA/CAMD","EPA/CAMD","EPA/CAMD","EPA/CAMD","EPA/CAMD","EPA/CAMD",null,null,"STM",null,1994]
[1655,2020,"CA","1420 Coil Av #C",57310,"1","PV","OP",{"$nulls":4},"SUN",null,{"v":15025,"d":"15,025"},{"v":8108,"d":"8,108"},{"$nulls":5},"EIA Prime Mover-level Data","EIA Prime Mover-level Data"]
[1656,2020,"CA","2081 Terzian Solar Project",58918,"2081","PV","OP",{"$nulls":4},"SUN",null,{"v":21108,"d":"21,108"},{"v":11391,"d":"11,391"},{"$nulls":5},"EIA Prime Mover-level Data","EIA Prime Mover-level Data"]
[1657,2020,"CA","2097 Helton Solar Project",58920,"2097","PV","OP",{"$nulls":4},"SUN",null,{"v":31997,"d":"31,997"},{"v":17266,"d":"17,266"},{"$nulls":5},"EIA Prime Mover-level Data","EIA Prime Mover-level Data"]
[1658,2020,"CA","2127 Harris Solar Project",58919,"2127","PV","OP",{"$nulls":4},"SUN",null,{"v":20800,"d":"20,800"},{"v":11224,"d":"11,224"},{"$nulls":5},"EIA Prime Mover-level Data","EIA Prime Mover-level Data"]
[1659,2020,"CA","2555 E Olympic Bl",57871,"1","PV","OP",{"$nulls":4},"SUN"]
[1660,2020,"CA","85 A",52162,"WGNS","WT","OA",{"$nulls":4},"WND"]
[1661,2020,"CA","85 B",52163,"WTGN","WT","OA",{"$nulls":4},"WND"]
[1662,2020,"CA","A G Wishon",293,"1","HY","OP",{"$nulls":4},"WAT",null,{"v":69387.75,"d":"69,388"},{"v":38572.5,"d":"38,573"},{"$nulls":5},"EIA Prime Mover-level Data","EIA Prime Mover-level Data"]
[1663,2020,"CA","A G Wishon",293,"2","HY","OP",{"$nulls":4},"WAT",null,{"v":69387.75,"d":"69,388"},{"v":38572.5,"d":"38,573"},{"$nulls":5},"EIA Prime Mover-level Data","EIA Prime Mover-level Data"]
[1664,2020,"CA","A G Wishon",293,"3","HY","OP",{"$nulls":4},"WAT",null,{"v":69387.75,"d":"69,388"},{"v":38572.5,"d":"38,573"},{"$nulls":5},"EIA Prime Mover-level Data","EIA Prime Mover-level Data"]
[1665,2020,"CA","A G Wishon",293,"4","HY","OP",{"$nulls":4},"WAT",null,{"v":69387.75,"d":"69,388"},{"v":38572.5,"d":"38,573"},{"$nulls":5},"EIA Prime Mover-level Data","EIA Prime Mover-level Data"]
[1666,2020,"CA","ABEC #2 dba West-Star Dairy",61501,"GEN1","IC","OP",{"$nulls":4},"OBG",null,{"v":132080,"d":"132,080"},{"v":55937,"d":"55,937"},{"v":246.505004882813,"d":"246.5"},{"v":104.397003173828,"d":"104.4"},{"v":0.429300010204315,"d":"0.4"},{"v":8387.0517578125,"d":"8,387.1"},null,"EIA Prime Mover-level Data","EIA Prime Mover-level Data","Estimated using emissions factor","Estimated using emissions factor","Estimated using emissions factor","Estimated using emissions factor"]
[1667,2020,"CA","ABEC #3 dba Lakeview Dairy",61502,"GEN1","IC","OP",{"$nulls":4},"OBG",null,{"v":90233,"d":"90,233"},{"v":38215,"d":"38,215"},{"v":168.404998779297,"d":"168.4"},{"v":71.3209991455078,"d":"71.3"},{"v":0.293300002813339,"d":"0.3"},{"v":5729.77587890625,"d":"5,729.8"},null,"EIA Prime Mover-level Data","EIA Prime Mover-level Data","Estimated using emissions factor","Estimated using emissions factor","Estimated using emissions factor","Estimated using emissions factor"]
[1668,2020,"CA","ABEC #4 dba CE&S Dairy",61503,"GEN1","IC","OP",{"$nulls":4},"OBG",null,{"v":107140,"d":"107,140"},{"v":45375,"d":"45,375"},{"v":199.958999633789,"d":"200.0"},{"v":84.6849975585938,"d":"84.7"},{"v":0.348199993371964,"d":"0.3"},{"v":6803.3681640625,"d":"6,803.4"},null,"EIA Prime Mover-level Data","EIA Prime Mover-level Data","Estimated using emissions factor","Estimated using emissions factor","Estimated using emissions factor","Estimated using emissions factor"]
[1669,2020,"CA","ABEC Bidart-Old River LLC",58699,"GEN 1","IC","OP",{"$nulls":4},"OBG",null,{"v":101750.5,"d":"101,751"},{"v":43092.5,"d":"43,093"},{"v":192.067993164063,"d":"192.1"},{"v":81.3440017700195,"d":"81.3"},{"v":0.330700010061264,"d":"0.3"},{"v":6461.134765625,"d":"6,461.1"},null,"EIA Prime Mover-level Data","EIA Prime Mover-level Data","Estimated using emissions factor","Estimated using emissions factor","Estimated using emissions factor","Estimated using emissions factor"]
[1670,2020,"CA","ABEC Bidart-Old River LLC",58699,"GEN 2","IC","OP",{"$nulls":4},"OBG",null,{"v":101750.5,"d":"101,751"},{"v":43092.5,"d":"43,093"},{"v":192.067993164063,"d":"192.1"},{"v":81.3440017700195,"d":"81.3"},{"v":0.330700010061264,"d":"0.3"},{"v":6461.134765625,"d":"6,461.1"},null,"EIA Prime Mover-level Data","EIA Prime Mover-level Data","Estimated using emissions factor","Estimated using emissions factor","Estimated using emissions factor","Estimated using emissions factor"]
[1671,2020,"CA","Acorn I Energy Storage LLC",62874,"ACOR1","BA","U",{"$nulls":4},"MWH"]
[1672,2020,"CA","Adelanto Solar II, LLC",59440,"SAS","PV","OP",{"$nulls":4},"SUN",null,{"v":143921,"d":"143,921"},{"v":77666,"d":"77,666"},{"$nulls":5},"EIA Prime Mover-level Data","EIA Prime Mover-level Data"]
[1673,2020,"CA","Adelanto Solar Project",57305,"1","PV","OP",{"$nulls":4},"SUN",null,{"v":108005,"d":"108,005"},{"v":58284,"d":"58,284"},{"$nulls":5},"EIA Prime Mover-level Data","EIA Prime Mover-level Data"]
[1674,2020,"CA","Adelanto Solar, LLC",59441,"SAS","PV","OP",{"$nulls":4},"SUN",null,{"v":477760,"d":"477,760"},{"v":257816,"d":"257,816"},{"$nulls":5},"EIA Prime Mover-level Data","EIA Prime Mover-level Data"]
[1675,2020,"CA","Adera Solar",60027,"ADERA","PV","OP",{"$nulls":4},"SUN",null,{"v":323872,"d":"323,872"},{"v":174773,"d":"174,773"},{"$nulls":5},"EIA Prime Mover-level Data","EIA Prime Mover-level Data"]
[1676,2020,"CA","Adobe San Jose",57811,"ADB00","FC","OP",{"$nulls":4},"NG",null,{"v":27336,"d":"27,336"},{"v":12026.6669921875,"d":"12,027"},{"$nulls":5},"EIA Prime Mover-level Data","EIA Prime Mover-level Data"]
[1677,2020,"CA","Adobe San Jose",57811,"ADB01","FC","OP",{"$nulls":4},"NG",null,{"v":13668,"d":"13,668"},{"v":6013.3330078125,"d":"6,013"},{"$nulls":5},"EIA Prime Mover-level Data","EIA Prime Mover-level Data"]
[1678,2020,"CA","Adobe Solar",57651,"FRV3","PV","OP",{"$nulls":4},"SUN",null,{"v":394785,"d":"394,785"},{"v":213040,"d":"213,040"},{"$nulls":5},"EIA Prime Mover-level Data","EIA Prime Mover-level Data"]
[1679,2020,"CA","AEC- Santa Rosa Solar",64819,"AECSR","PV","T",{"$nulls":4},"SUN"]
[1680,2020,"CA","Aera San Ardo Cogen Facility",55184,"UN-A","GT","OS",{"$nulls":4},"NG",null,{"v":219955.15625,"d":"219,955"},{"v":96769.8359375,"d":"96,770"},{"v":34.201000213623,"d":"34.2"},{"v":15.0469999313354,"d":"15.0"},{"v":0.351500004529953,"d":"0.4"},{"v":12855.17578125,"d":"12,855.2"},null,"EIA Prime Mover-level Data","EIA Prime Mover-level Data","Estimated using emissions factor","Estimated using emissions factor","Estimated using emissions factor","Estimated using emissions factor"]
[1681,2020,"CA","Aera San Ardo Cogen Facility",55184,"UN-B","GT","OA",{"$nulls":4},"NG",null,{"v":234618.84375,"d":"234,619"},{"v":103221.1640625,"d":"103,221"},{"v":36.4809989929199,"d":"36.5"},{"v":16.0499992370605,"d":"16.0"},{"v":0.374900013208389,"d":"0.4"},{"v":13712.1884765625,"d":"13,712.2"},null,"EIA Prime Mover-level Data","EIA Prime Mover-level Data","Estimated using emissions factor","Estimated using emissions factor","Estimated using emissions factor","Estimated using emissions factor"]
[1682,2020,"CA","Aera South Belridge Cogen Facility",55185,"GENA","GT","RE",{"$nulls":4},"NG"]
[1683,2020,"CA","Aera South Belridge Cogen Facility",55185,"GENB","GT","RE",{"$nulls":4},"NG"]
[1684,2020,"CA","Aera South Belridge Cogen Facility",55185,"GENC","GT","RE",{"$nulls":4},"NG"]
[1685,2020,"CA","Aerojet I",57697,"1","PV","OP",{"$nulls":4},"SUN",null,{"v":50225,"d":"50,225"},{"v":27103,"d":"27,103"},{"$nulls":5},"EIA Prime Mover-level Data","EIA Prime Mover-level Data"]
[1686,2020,"CA","Aerojet II",57698,"1","PV","OP",{"$nulls":4},"SUN",null,{"v":32916,"d":"32,916"},{"v":17763,"d":"17,763"},{"$nulls":5},"EIA Prime Mover-level Data","EIA Prime Mover-level Data"]
[1687,2020,"CA","Aerolease",61718,"APLEX","PV","OP",{"$nulls":4},"SUN",null,{"v":16746,"d":"16,746"},{"v":9037,"d":"9,037"},{"$nulls":5},"EIA Prime Mover-level Data","EIA Prime Mover-level Data"]
[1688,2020,"CA","AES Alamitos",315,"3","ST","OP","Yes","ARP","TANGENTIAL",1,"NG",{"v":3334,"d":"3,334.0"},{"v":2575117,"d":"2,575,117"},{"v":1842866.625,"d":"1,842,867"},{"v":20.8250007629395,"d":"20.8"},{"v":17.8010005950928,"d":"17.8"},{"v":0.800000011920929,"d":"0.8"},{"v":153037.796875,"d":"153,037.8"},null,"EPA/CAMD","EPA/CAMD","EPA/CAMD","EPA/CAMD","EPA/CAMD","EPA/CAMD",null,null,"SR",null,1961]
[1689,2020,"CA","AES Alamitos",315,"4","ST","OP","Yes","ARP","TANGENTIAL",1,"NG",{"v":2560,"d":"2,560.0"},{"v":1877657.125,"d":"1,877,657"},{"v":837864.8125,"d":"837,865"},{"v":6.07299995422363,"d":"6.1"},{"v":2.7039999961853,"d":"2.7"},{"v":0.600000023841858,"d":"0.6"},{"v":111586.5,"d":"111,586.5"},null,"EPA/CAMD","EPA/CAMD","EPA/CAMD","EPA/CAMD","EPA/CAMD","EPA/CAMD",null,null,"SR",null,1962]
[1690,2020,"CA","AES Alamitos",315,"5","ST","OP","Yes","ARP","WALL",1,"NG",{"v":1300,"d":"1,300.0"},{"v":2667427.25,"d":"2,667,427"},{"v":2073954.875,"d":"2,073,955"},{"v":15.7690000534058,"d":"15.8"},{"v":14.33899974823,"d":"14.3"},{"v":0.800000011920929,"d":"0.8"},{"v":158521.796875,"d":"158,521.8"},null,"EPA/CAMD","EPA/CAMD","EPA/CAMD","EPA/CAMD","EPA/CAMD","EPA/CAMD",null,null,"SR",null,1965]
[1691,2020,"CA","AES Alamitos",315,"CT1","CT","OP","Yes","ARP","CC",null,"NG",{"v":2286,"d":"2,286.0"},{"v":4012377.75,"d":"4,012,378"},{"v":2263272.75,"d":"2,263,273"},{"v":13.9490003585815,"d":"13.9"},{"v":7.72100019454956,"d":"7.7"},{"v":1.20000004768372,"d":"1.2"},{"v":238448.09375,"d":"238,448.1"},null,"EPA/CAMD","EPA/CAMD","EPA/CAMD","EPA/CAMD","EPA/CAMD","EPA/CAMD",null,null,"DLNB,SCR",null,2019]
[1692,2020,"CA","AES Alamitos",315,"CT2","CT","OP","Yes","ARP","CC",null,"NG",{"v":2275,"d":"2,275.0"},{"v":4031333.75,"d":"4,031,334"},{"v":2305196.25,"d":"2,305,196"},{"v":11.8739995956421,"d":"11.9"},{"v":6.71199989318848,"d":"6.7"},{"v":1.20000004768372,"d":"1.2"},{"v":239578.703125,"d":"239,578.7"},null,"EPA/CAMD","EPA/CAMD","EPA/CAMD","EPA/CAMD","EPA/CAMD","EPA/CAMD",null,null,"DLNB,SCR",null,2019]
[1693,2020,"CA","AES Alamitos Energy Center",62115,"1A","CT",{"$nulls":5},"NG",null,{"v":4307138,"d":"4,307,138"},{"v":2307386.75,"d":"2,307,387"},{"v":671.309020996094,"d":"671.3"},{"v":358.317993164063,"d":"358.3"},{"v":6.88280010223389,"d":"6.9"},{"v":251728.640625,"d":"251,728.6"},null,"EIA Unit-level Data","EIA Unit-Level Data","Estimated using emissions factor","Estimated using emissions factor","Estimated using emissions factor","Estimated using emissions factor"]
[1694,2020,"CA","AES Alamitos Energy Center",62115,"1B","CT",{"$nulls":5},"NG",null,{"v":4453287.5,"d":"4,453,288"},{"v":2349362.75,"d":"2,349,363"},{"v":694.088012695313,"d":"694.1"},{"v":370.476989746094,"d":"370.5"},{"v":7.11639976501465,"d":"7.1"},{"v":260270.28125,"d":"260,270.3"},null,"EIA Unit-level Data","EIA Unit-Level Data","Estimated using emissions factor","Estimated using emissions factor","Estimated using emissions factor","Estimated using emissions factor"]
[1695,2020,"CA","AES Alamitos Energy Center",62115,"HRSG1A","CA","OP",{"$nulls":3},1,"NG",null,0,0,{"v":0,"d":"0.0"},{"v":0,"d":"0.0"},{"v":0,"d":"0.0"},{"v":0,"d":"0.0"},null,"EIA Unit-level Data","EIA Unit-Level Data","Estimated using emissions factor","Estimated using emissions factor","Estimated using emissions factor","Estimated using emissions factor"]
[1696,2020,"CA","AES Alamitos Energy Center",62115,"HRSG1B","CA","OP",{"$nulls":3},1,"NG",null,0,0,{"v":0,"d":"0.0"},{"v":0,"d":"0.0"},{"v":0,"d":"0.0"},{"v":0,"d":"0.0"},null,"EIA Unit-level Data","EIA Unit-Level Data","Estimated using emissions factor","Estimated using emissions factor","Estimated using emissions factor","Estimated using emissions factor"]
[1697,2020,"CA","AES ES ALAMITOS, LLC",61204,"ALMTS","BA","V",{"$nulls":4},"MWH"]
[1698,2020,"CA","AES Huntington Beach",335,"2","ST","OP","Yes","ARP","WALL",1,"NG",{"v":2362,"d":"2,362.0"},{"v":1352041.125,"d":"1,352,041"},{"v":815972.625,"d":"815,973"},{"v":5.71600008010864,"d":"5.7"},{"v":3.66899991035461,"d":"3.7"},{"v":0.400000005960464,"d":"0.4"},{"v":80348.796875,"d":"80,348.8"},null,"EPA/CAMD","EPA/CAMD","EPA/CAMD","EPA/CAMD","EPA/CAMD","EPA/CAMD",null,null,"SR",null,1958]
[1699,2020,"CA","AES Huntington Beach",335,"CT1","CT","OP","Yes","ARP","CC",null,"NG",{"v":2326,"d":"2,326.0"},{"v":4062458.5,"d":"4,062,459"},{"v":2421474.75,"d":"2,421,475"},{"v":12.3979997634888,"d":"12.4"},{"v":7.40899991989136,"d":"7.4"},{"v":1.20000004768372,"d":"1.2"},{"v":241424.703125,"d":"241,424.7"},null,"EPA/CAMD","EPA/CAMD","EPA/CAMD","EPA/CAMD","EPA/CAMD","EPA/CAMD",null,null,"DLNB,SCR",null,2019]
[1700,2020,"CA","AES Huntington Beach",335,"CT2","CT","OP","Yes","ARP","CC",null,"NG",{"v":2313,"d":"2,313.0"},{"v":4043994.75,"d":"4,043,995"},{"v":2517982,"d":"2,517,982"},{"v":11.8800001144409,"d":"11.9"},{"v":7.14099979400635,"d":"7.1"},{"v":1.20000004768372,"d":"1.2"},{"v":240326.5,"d":"240,326.5"},null,"EPA/CAMD","EPA/CAMD","EPA/CAMD","EPA/CAMD","EPA/CAMD","EPA/CAMD",null,null,"DLNB,SCR",null,2019]
[1701,2020,"CA","AES Huntington Beach Energy Project",62116,"1A","CT",{"$nulls":5},"NG",null,{"v":4713075.5,"d":"4,713,076"},{"v":2397762.75,"d":"2,397,763"},{"v":732.174011230469,"d":"732.2"},{"v":390.049987792969,"d":"390.0"},{"v":7.5314998626709,"d":"7.5"},{"v":275453.5,"d":"275,453.5"},null,"EIA Unit-level Data","EIA Unit-Level Data","Estimated using emissions factor","Estimated using emissions factor","Estimated using emissions factor","Estimated using emissions factor"]
[1702,2020,"CA","AES Huntington Beach Energy Project",62116,"1B","CT",{"$nulls":5},"NG",null,{"v":4529681,"d":"4,529,681"},{"v":2495353.25,"d":"2,495,353"},{"v":703.684020996094,"d":"703.7"},{"v":374.872009277344,"d":"374.9"},{"v":7.23839998245239,"d":"7.2"},{"v":264735.09375,"d":"264,735.1"},null,"EIA Unit-level Data","EIA Unit-Level Data","Estimated using emissions factor","Estimated using emissions factor","Estimated using emissions factor","Estimated using emissions factor"]
[1703,2020,"CA","AES Huntington Beach Energy Project",62116,"HRSG1A","CA","OP",{"$nulls":3},1,"NG",null,0,0,{"v":0,"d":"0.0"},{"v":0,"d":"0.0"},{"v":0,"d":"0.0"},{"v":0,"d":"0.0"},null,"EIA Unit-level Data","EIA Unit-Level Data","Estimated using emissions factor","Estimated using emissions factor","Estimated using emissions factor","Estimated using emissions factor"]
[1704,2020,"CA","AES Huntington Beach Energy Project",62116,"HRSG1B","CA","OP",{"$nulls":3},1,"NG",null,0,0,{"v":0,"d":"0.0"},{"v":0,"d":"0.0"},{"v":0,"d":"0.0"},{"v":0,"d":"0.0"},null,"EIA Unit-level Data","EIA Unit-Level Data","Estimated using emissions factor","Estimated using emissions factor","Estimated using emissions factor","Estimated using emissions factor"]
[1705,2020,"CA","AES Redondo Beach",356,"5","ST","OP","Yes","ARP","WALL",1,"NG",{"v":1664,"d":"1,664.0"},{"v":658322.375,"d":"658,322"},{"v":492237.59375,"d":"492,238"},{"v":3.08699989318848,"d":"3.1"},{"v":2.35700011253357,"d":"2.4"},{"v":0.200000002980232,"d":"0.2"},{"v":39124.80078125,"d":"39,124.8"},null,"EPA/CAMD","EPA/CAMD","EPA/CAMD","EPA/CAMD","EPA/CAMD","EPA/CAMD",null,null,"SR",null,1954]
[1706,2020,"CA","AES Redondo Beach",356,"6","ST","OP","Yes","ARP","WALL",1,"NG",{"v":2714,"d":"2,714.0"},{"v":1326278,"d":"1,326,278"},{"v":784987.875,"d":"784,988"},{"v":7.29300022125244,"d":"7.3"},{"v":4.7350001335144,"d":"4.7"},{"v":0.400000005960464,"d":"0.4"},{"v":78801.6015625,"d":"78,801.6"},null,"EPA/CAMD","EPA/CAMD","EPA/CAMD","EPA/CAMD","EPA/CAMD","EPA/CAMD",null,null,"SR",null,1957]
[1707,2020,"CA","AES Redondo Beach",356,"8","ST","OP","Yes","ARP","WALL",1,"NG",{"v":1247,"d":"1,247.0"},{"v":2460820.25,"d":"2,460,820"},{"v":2082283.75,"d":"2,082,284"},{"v":9.23499965667725,"d":"9.2"},{"v":7.99900007247925,"d":"8.0"},{"v":0.699999988079071,"d":"0.7"},{"v":146241.203125,"d":"146,241.2"},null,"EPA/CAMD","EPA/CAMD","EPA/CAMD","EPA/CAMD","EPA/CAMD","EPA/CAMD",null,null,"SR",null,1967]
[1708,2020,"CA","Agnews Power Plant",50748,"GEN1","CT",{"$nulls":5},"NG",null,{"v":123638.484375,"d":"123,638"},0,{"v":19.1319999694824,"d":"19.1"},{"v":8.41699981689453,"d":"8.4"},{"v":0.19760000705719,"d":"0.2"},{"v":7225.9931640625,"d":"7,226.0"},null,"EIA Unit-level Data","EIA Unit-Level Data","Estimated using emissions factor","Estimated using emissions factor","Estimated using emissions factor","Estimated using emissions factor"]
[1709,2020,"CA","Agnews Power Plant",50748,"GEN2","CA","OP",{"$nulls":4},"NG",null,0,0,{"v":0,"d":"0.0"},{"v":0,"d":"0.0"},{"v":0,"d":"0.0"},{"v":0,"d":"0.0"},null,"EIA Prime Mover-level Data","EIA Prime Mover-level Data","Estimated using emissions factor","Estimated using emissions factor","Estimated using emissions factor","Estimated using emissions factor"]
[1710,2020,"CA","AGT000 Stevens Creek Fuel Cell",63699,"AGT0A","FC","OP",{"$nulls":4},"NG",null,{"v":68975.453125,"d":"68,975"},{"v":30345.2734375,"d":"30,345"},{"$nulls":5},"EIA Prime Mover-level Data","EIA Prime Mover-level Data"]
[1711,2020,"CA","AGT000 Stevens Creek Fuel Cell",63699,"AGT0B","FC","OP",{"$nulls":4},"NG",null,{"v":57479.546875,"d":"57,480"},{"v":25287.7265625,"d":"25,288"},{"$nulls":5},"EIA Prime Mover-level Data","EIA Prime Mover-level Data"]
[1712,2020,"CA","Agua Mansa Power",55951,"AMP-1","GT","OP","Yes","ARP","CT",null,"NG",{"v":460,"d":"460.0"},{"v":162191.328125,"d":"162,191"},{"v":125834.8984375,"d":"125,835"},{"v":1.25899994373322,"d":"1.3"},{"v":0.962000012397766,"d":"1.0"},{"v":0,"d":"0.0"},{"v":9639.400390625,"d":"9,639.4"},null,"EPA/CAMD","EPA/CAMD","EPA/CAMD","EPA/CAMD","EPA/CAMD","EPA/CAMD",null,null,"H2O,SCR",null,2003]
[1713,2020,"CA","Aidlin Geothermal Power Plant",52158,"GEN1","ST","OP",{"$nulls":4},"GEO",null,{"v":460841.5,"d":"460,842"},{"v":197353,"d":"197,353"},{"v":0.0700000002980232,"d":"0.1"},{"v":0.0299999993294477,"d":"0.0"},{"v":0.0144999995827675,"d":"0.0"},{"v":5996.8818359375,"d":"5,996.9"},null,"EIA Prime Mover-level Data","EIA Prime Mover-level Data","Estimated using emissions factor","Estimated using emissions factor","Estimated using emissions factor","Estimated using emissions factor"]
[1714,2020,"CA","Aidlin Geothermal Power Plant",52158,"GEN2","ST","OP",{"$nulls":4},"GEO",null,{"v":460841.5,"d":"460,842"},{"v":197353,"d":"197,353"},{"v":0.0700000002980232,"d":"0.1"},{"v":0.0299999993294477,"d":"0.0"},{"v":0.0144999995827675,"d":"0.0"},{"v":5996.8818359375,"d":"5,996.9"},null,"EIA Prime Mover-level Data","EIA Prime Mover-level Data","Estimated using emissions factor","Estimated using emissions factor","Estimated using emissions factor","Estimated using emissions factor"]
[1715,2020,"CA","Alameda",7450,"1","GT","OP",{"$nulls":4},"NG",null,{"v":64645,"d":"64,645"},{"v":28440.5,"d":"28,441"},{"v":9.93599987030029,"d":"9.9"},{"v":4.37099981307983,"d":"4.4"},{"v":0.103299997746944,"d":"0.1"},{"v":3778.14599609375,"d":"3,778.1"},null,"EIA Prime Mover-level Data","EIA Prime Mover-level Data","Estimated using emissions factor","Estimated using emissions factor","Estimated using emissions factor","Estimated using emissions factor"]
[1716,2020,"CA","Alameda",7450,"2","GT","OP",{"$nulls":4},"NG",null,{"v":64645,"d":"64,645"},{"v":28440.5,"d":"28,441"},{"v":9.93599987030029,"d":"9.9"},{"v":4.37099981307983,"d":"4.4"},{"v":0.103299997746944,"d":"0.1"},{"v":3778.14599609375,"d":"3,778.1"},null,"EIA Prime Mover-level Data","EIA Prime Mover-level Data","Estimated using emissions factor","Estimated using emissions factor","Estimated using emissions factor","Estimated using emissions factor"]
[1717,2020,"CA","Alamo",905,"1","HY","OP",{"$nulls":4},"WAT",null,{"v":362508,"d":"362,508"},{"v":201518,"d":"201,518"},{"$nulls":5},"EIA Prime Mover-level Data","EIA Prime Mover-level Data"]
[1718,2020,"CA","Alamo Solar",59469,"ALAMO","PV","OP",{"$nulls":4},"SUN",null,{"v":364684,"d":"364,684"},{"v":196797,"d":"196,797"},{"$nulls":5},"EIA Prime Mover-level Data","EIA Prime Mover-level Data"]
[1719,2020,"CA","Algonquin Power Sanger",57564,"8","CT","OP","Yes","ARP","CC",null,"NG",{"v":1773,"d":"1,773.0"},{"v":536778.5,"d":"536,779"},{"v":288481.28125,"d":"288,481"},{"v":4.18200016021729,"d":"4.2"},{"v":2.1949999332428,"d":"2.2"},{"v":0.200000002980232,"d":"0.2"},{"v":31900.400390625,"d":"31,900.4"},null,"EPA/CAMD","EPA/CAMD","EPA/CAMD","EPA/CAMD","EPA/CAMD","EPA/CAMD",null,null,"H2O,SCR",null,2007]
[1720,2020,"CA","Algonquin SKIC 10 Solar, LLC",60242,"SKI10","PV","OP",{"$nulls":4},"SUN",null,{"v":158721,"d":"158,721"},{"v":85651,"d":"85,651"},{"$nulls":5},"EIA Prime Mover-level Data","EIA Prime Mover-level Data"]
[1721,2020,"CA","Algonquin SKIC20 Solar LLC",59412,"SKI20","PV","OP",{"$nulls":4},"SUN",null,{"v":407330,"d":"407,330"},{"v":219810,"d":"219,810"},{"$nulls":5},"EIA Prime Mover-level Data","EIA Prime Mover-level Data"]
[1722,2020,"CA","Allergan",63609,"ALRGN","BA","OP",{"$nulls":4},"MWH",null,0,0,{"$nulls":5},"EIA Prime Mover-level Data","EIA Prime Mover-level Data"]
[1723,2020,"CA","Almond",62546,"ALMND","PV","T",{"$nulls":4},"SUN"]
[1724,2020,"CA","Almond Power Plant",7315,"1","GT","OP","Yes","ARP","CT",null,"NG",{"v":2224,"d":"2,224.0"},{"v":692707.375,"d":"692,707"},{"v":442651.40625,"d":"442,651"},{"v":4.20900011062622,"d":"4.2"},{"v":2.81900000572205,"d":"2.8"},{"v":0.200000002980232,"d":"0.2"},{"v":41169.6015625,"d":"41,169.6"},null,"EPA/CAMD","EPA/CAMD","EPA/CAMD","EPA/CAMD","EPA/CAMD","EPA/CAMD",null,null,"SCR,STM",null,1996]
[1725,2020,"CA","Almond Power Plant",7315,"2","GT","OP","Yes","ARP","CT",null,"NG",{"v":1103,"d":"1,103.0"},{"v":378205.03125,"d":"378,205"},{"v":198235.265625,"d":"198,235"},{"v":1.62699997425079,"d":"1.6"},{"v":0.861000001430511,"d":"0.9"},{"v":0.100000001490116,"d":"0.1"},{"v":22475,"d":"22,475.0"},null,"EPA/CAMD","EPA/CAMD","EPA/CAMD","EPA/CAMD","EPA/CAMD","EPA/CAMD",null,null,"H2O,SCR",null,2012]
[1726,2020,"CA","Almond Power Plant",7315,"3","GT","OP","Yes","ARP","CT",null,"NG",{"v":1873,"d":"1,873.0"},{"v":680521,"d":"680,521"},{"v":146694.203125,"d":"146,694"},{"v":2.84999990463257,"d":"2.8"},{"v":0.646000027656555,"d":"0.6"},{"v":0.200000002980232,"d":"0.2"},{"v":40443.30078125,"d":"40,443.3"},null,"EPA/CAMD","EPA/CAMD","EPA/CAMD","EPA/CAMD","EPA/CAMD","EPA/CAMD",null,null,"H2O,SCR",null,2012]
[1727,2020,"CA","Almond Power Plant",7315,"4","GT","OP","Yes","ARP","CT",null,"NG",{"v":2355,"d":"2,355.0"},{"v":816982.875,"d":"816,983"},{"v":464179.84375,"d":"464,180"},{"v":3.54200005531311,"d":"3.5"},{"v":2.01099991798401,"d":"2.0"},{"v":0.200000002980232,"d":"0.2"},{"v":48550.5,"d":"48,550.5"},null,"EPA/CAMD","EPA/CAMD","EPA/CAMD","EPA/CAMD","EPA/CAMD","EPA/CAMD",null,null,"H2O,SCR",null,2012]
[1728,2020,"CA","Alpaugh 50",58003,"SPS50","PV","OP",{"$nulls":4},"SUN",null,{"v":1141300,"d":"1,141,300"},{"v":615886,"d":"615,886"},{"$nulls":5},"EIA Prime Mover-level Data","EIA Prime Mover-level Data"]
[1729,2020,"CA","Alpaugh North",58002,"SPS","PV","OP",{"$nulls":4},"SUN",null,{"v":394942,"d":"394,942"},{"v":213125,"d":"213,125"},{"$nulls":5},"EIA Prime Mover-level Data","EIA Prime Mover-level Data"]
[1730,2020,"CA","Alpine Solar",57295,"1","PV","OP",{"$nulls":4},"SUN",null,{"v":1368563,"d":"1,368,563"},{"v":738526,"d":"738,526"},{"$nulls":5},"EIA Prime Mover-level Data","EIA Prime Mover-level Data"]
[1731,2020,"CA","Alpine Solar",57295,"2","PV","IP",{"$nulls":4},"SUN"]
[1732,2020,"CA","Alta Mesa Project Phase IV",55352,"GEN1","WT","CN",{"$nulls":4},"WND"]
[1733,2020,"CA","Alta Mesa Repower LLC",54650,"EXI2","WT","OS",{"$nulls":4},"WND"]
[1734,2020,"CA","Alta Mesa Repower LLC",54650,"EXIS","WT","OS",{"$nulls":4},"WND"]
[1735,2020,"CA","Alta Powerhouse",214,"1","HY","OP",{"$nulls":4},"WAT",null,{"v":21370,"d":"21,370"},{"v":11879,"d":"11,879"},{"$nulls":5},"EIA Prime Mover-level Data","EIA Prime Mover-level Data"]
[1736,2020,"CA","Alta Powerhouse",214,"2","HY","RE",{"$nulls":4},"WAT"]
[1737,2020,"CA","Alta Wind Energy Center I",57282,"AW01","WT","OP",{"$nulls":4},"WND",null,{"v":3306131,"d":"3,306,131"},{"v":1753882,"d":"1,753,882"},{"$nulls":5},"EIA Prime Mover-level Data","EIA Prime Mover-level Data"]
[1738,2020,"CA","Alta Wind Energy Center II",57291,"AW02","WT","OP",{"$nulls":4},"WND",null,{"v":2832311,"d":"2,832,311"},{"v":1502524,"d":"1,502,524"},{"$nulls":5},"EIA Prime Mover-level Data","EIA Prime Mover-level Data"]
[1739,2020,"CA","Alta Wind Energy Center III",57292,"AW03","WT","OP",{"$nulls":4},"WND",null,{"v":2915462,"d":"2,915,462"},{"v":1546634,"d":"1,546,634"},{"$nulls":5},"EIA Prime Mover-level Data","EIA Prime Mover-level Data"]
[1740,2020,"CA","Alta Wind Energy Center IV",57293,"AW04","WT","OP",{"$nulls":4},"WND",null,{"v":1420867,"d":"1,420,867"},{"v":753761,"d":"753,761"},{"$nulls":5},"EIA Prime Mover-level Data","EIA Prime Mover-level Data"]
[1741,2020,"CA","Alta Wind Energy Center V",57294,"AW05","WT","OP",{"$nulls":4},"WND",null,{"v":2248072,"d":"2,248,072"},{"v":1192589,"d":"1,192,589"},{"$nulls":5},"EIA Prime Mover-level Data","EIA Prime Mover-level Data"]
[1742,2020,"CA","Alta Wind VIII",57835,"AW08","WT","OP",{"$nulls":4},"WND",null,{"v":1878915,"d":"1,878,915"},{"v":996752,"d":"996,752"},{"$nulls":5},"EIA Prime Mover-level Data","EIA Prime Mover-level Data"]
[1743,2020,"CA","Alta Wind X",58394,"AW10","WT","OP",{"$nulls":4},"WND",null,{"v":3047258,"d":"3,047,258"},{"v":1616551,"d":"1,616,551"},{"$nulls":5},"EIA Prime Mover-level Data","EIA Prime Mover-level Data"]
[1744,2020,"CA","Alta Wind XI",58395,"AW11","WT","OP",{"$nulls":4},"WND",null,{"v":1884597,"d":"1,884,597"},{"v":999767,"d":"999,767"},{"$nulls":5},"EIA Prime Mover-level Data","EIA Prime Mover-level Data"]
[1745,2020,"CA","AltaGas Ripon Energy Inc.",50299,"GEN1","GT","OP",{"$nulls":4},"NG",null,{"v":71306,"d":"71,306"},{"v":43554,"d":"43,554"},{"v":10.9670000076294,"d":"11.0"},{"v":6.71700000762939,"d":"6.7"},{"v":0.113899998366833,"d":"0.1"},{"v":4167.44580078125,"d":"4,167.4"},null,"EIA Prime Mover-level Data","EIA Prime Mover-level Data","Estimated using emissions factor","Estimated using emissions factor","Estimated using emissions factor","Estimated using emissions factor"]
[1746,2020,"CA","Altamont Gas Recovery",50571,"GEN1","GT","OP",{"$nulls":4},"LFG",null,{"v":360605,"d":"360,605"},{"v":152720.5,"d":"152,721"},{"v":32.2099990844727,"d":"32.2"},{"v":13.6409997940063,"d":"13.6"},{"v":8.11359977722168,"d":"8.1"},{"v":22898.341796875,"d":"22,898.3"},null,"EIA Prime Mover-level Data","EIA Prime Mover-level Data","Estimated using emissions factor","Estimated using emissions factor","Estimated using emissions factor","Estimated using emissions factor"]
[1747,2020,"CA","Altamont Gas Recovery",50571,"GEN2","GT","OP",{"$nulls":4},"LFG",null,{"v":360605,"d":"360,605"},{"v":152720.5,"d":"152,721"},{"v":32.2099990844727,"d":"32.2"},{"v":13.6409997940063,"d":"13.6"},{"v":8.11359977722168,"d":"8.1"},{"v":22898.341796875,"d":"22,898.3"},null,"EIA Prime Mover-level Data","EIA Prime Mover-level Data","Estimated using emissions factor","Estimated using emissions factor","Estimated using emissions factor","Estimated using emissions factor"]
[1748,2020,"CA","Altamont Gas Recovery",50571,"GEN3","IC","RE",{"$nulls":4},"LFG"]
[1749,2020,"CA","Altamont Gas Recovery",50571,"GEN4","IC","RE",{"$nulls":4},"LFG"]
[1750,2020,"CA","Altamont Midway Ltd",50001,"WTGS","WT","RE",{"$nulls":4},"WND"]
[1751,2020,"CA","Altech III",50485,"GEN1","WT","RE",{"$nulls":4},"WND"]
[1752,2020,"CA","Altech III",50485,"GEN2","WT","RE",{"$nulls":4},"WND"]
[1753,2020,"CA","Alticor Inc - Solar Project",63303,"AISP","PV","OP",{"$nulls":4},"SUN",null,{"v":16362,"d":"16,362"},{"v":8830,"d":"8,830"},{"$nulls":5},"EIA Prime Mover-level Data","EIA Prime Mover-level Data"]
[1754,2020,"CA","Alvarado Hydro Facility",54242,"AHF","HY","RE",{"$nulls":4},"WAT"]
[1755,2020,"CA","Alvarado Hydro Facility",54242,"SD28H","HY","T",{"$nulls":4},"WAT"]
[1756,2020,"CA","Amazon - Moreno Valley",63740,"ONT6","PV","CN",{"$nulls":4},"SUN"]
[1757,2020,"CA","Amazon - Patterson PV",61377,"PATT1","PV","OP",{"$nulls":4},"SUN",null,{"v":39609,"d":"39,609"},{"v":21374,"d":"21,374"},{"$nulls":5},"EIA Prime Mover-level Data","EIA Prime Mover-level Data"]
[1758,2020,"CA","Amazon - Stockton - Roof (SCK1) - (CA)",64429,"19001","PV","V",{"$nulls":4},"SUN"]
[1759,2020,"CA","Amazon PSP1",64751,"267","PV","V",{"$nulls":4},"SUN"]
[1760,2020,"CA","Amazon San Bernardino",59800,"AMZ00","FC","OP",{"$nulls":4},"NG",null,{"v":46709,"d":"46,709"},{"v":20549,"d":"20,549"},{"$nulls":5},"EIA Prime Mover-level Data","EIA Prime Mover-level Data"]
[1761,2020,"CA","Amedee Geothermal Venture I",50964,"IND","ST","OP",{"$nulls":4},"GEO"]
[1762,2020,"CA","Amedee Geothermal Venture I",50964,"SYN","ST","OP",{"$nulls":4},"GEO"]
[1763,2020,"CA","Ameresco Butte County",57771,"1","IC","OP",{"$nulls":4},"LFG",null,{"v":122891,"d":"122,891"},{"v":52045,"d":"52,045"},{"v":95.802001953125,"d":"95.8"},{"v":40.5730018615723,"d":"40.6"},{"v":2.76500010490417,"d":"2.8"},{"v":7803.55322265625,"d":"7,803.6"},null,"EIA Prime Mover-level Data","EIA Prime Mover-level Data","Estimated using emissions factor","Estimated using emissions factor","Estimated using emissions factor","Estimated using emissions factor"]
[1764,2020,"CA","Ameresco Chiquita Canyon",56898,"1","GT","OP",{"$nulls":4},"LFG",null,{"v":319160,"d":"319,160"},{"v":135168.5,"d":"135,169"},{"v":29.9209995269775,"d":"29.9"},{"v":12.6719999313354,"d":"12.7"},{"v":7.1810998916626,"d":"7.2"},{"v":20266.59375,"d":"20,266.6"},null,"EIA Prime Mover-level Data","EIA Prime Mover-level Data","Estimated using emissions factor","Estimated using emissions factor","Estimated using emissions factor","Estimated using emissions factor"]
[1765,2020,"CA","Ameresco Chiquita Canyon",56898,"2","GT","OP",{"$nulls":4},"LFG",null,{"v":319160,"d":"319,160"},{"v":135168.5,"d":"135,169"},{"v":29.9209995269775,"d":"29.9"},{"v":12.6719999313354,"d":"12.7"},{"v":7.1810998916626,"d":"7.2"},{"v":20266.59375,"d":"20,266.6"},null,"EIA Prime Mover-level Data","EIA Prime Mover-level Data","Estimated using emissions factor","Estimated using emissions factor","Estimated using emissions factor","Estimated using emissions factor"]
[1766,2020,"CA","Ameresco Forward",58437,"ENG1","IC","OP",{"$nulls":4},"LFG",null,{"v":162070.5,"d":"162,071"},{"v":68639,"d":"68,639"},{"v":122.908996582031,"d":"122.9"},{"v":52.0540008544922,"d":"52.1"},{"v":3.64660000801086,"d":"3.6"},{"v":10291.4423828125,"d":"10,291.4"},null,"EIA Prime Mover-level Data","EIA Prime Mover-level Data","Estimated using emissions factor","Estimated using emissions factor","Estimated using emissions factor","Estimated using emissions factor"]
[1767,2020,"CA","Ameresco Forward",58437,"ENG2","IC","OP",{"$nulls":4},"LFG",null,{"v":162070.5,"d":"162,071"},{"v":68639,"d":"68,639"},{"v":122.908996582031,"d":"122.9"},{"v":52.0540008544922,"d":"52.1"},{"v":3.64660000801086,"d":"3.6"},{"v":10291.4423828125,"d":"10,291.4"},null,"EIA Prime Mover-level Data","EIA Prime Mover-level Data","Estimated using emissions factor","Estimated using emissions factor","Estimated using emissions factor","Estimated using emissions factor"]
[1768,2020,"CA","Ameresco Johnson Canyon",58397,"ENG1","IC","OP",{"$nulls":4},"LFG",null,{"v":113407,"d":"113,407"},{"v":48029,"d":"48,029"},{"v":84.7630004882813,"d":"84.8"},{"v":35.8979988098145,"d":"35.9"},{"v":2.55170011520386,"d":"2.6"},{"v":7201.32080078125,"d":"7,201.3"},null,"EIA Prime Mover-level Data","EIA Prime Mover-level Data","Estimated using emissions factor","Estimated using emissions factor","Estimated using emissions factor","Estimated using emissions factor"]
[1769,2020,"CA","Ameresco Keller Canyon",56897,"1","IC","OP",{"$nulls":4},"LFG",null,{"v":155758,"d":"155,758"},{"v":65965.5,"d":"65,966"},{"v":109.421997070313,"d":"109.4"},{"v":46.3419990539551,"d":"46.3"},{"v":3.50460004806519,"d":"3.5"},{"v":9890.6005859375,"d":"9,890.6"},null,"EIA Prime Mover-level Data","EIA Prime Mover-level Data","Estimated using emissions factor","Estimated using emissions factor","Estimated using emissions factor","Estimated using emissions factor"]
[1770,2020,"CA","Ameresco Keller Canyon",56897,"2","IC","OP",{"$nulls":4},"LFG",null,{"v":155758,"d":"155,758"},{"v":65965.5,"d":"65,966"},{"v":109.421997070313,"d":"109.4"},{"v":46.3419990539551,"d":"46.3"},{"v":3.50460004806519,"d":"3.5"},{"v":9890.6005859375,"d":"9,890.6"},null,"EIA Prime Mover-level Data","EIA Prime Mover-level Data","Estimated using emissions factor","Estimated using emissions factor","Estimated using emissions factor","Estimated using emissions factor"]
[1771,2020,"CA","Ameresco Ox Mountain",56895,"1","IC","OP",{"$nulls":4},"LFG",null,{"v":136706.671875,"d":"136,707"},{"v":58705.5,"d":"58,706"},{"v":96.6480026245117,"d":"96.6"},{"v":41.7760009765625,"d":"41.8"},{"v":3.07590007781982,"d":"3.1"},{"v":8680.8447265625,"d":"8,680.8"},null,"EIA Prime Mover-level Data","EIA Prime Mover-level Data","Estimated using emissions factor","Estimated using emissions factor","Estimated using emissions factor","Estimated using emissions factor"]
[1772,2020,"CA","Ameresco Ox Mountain",56895,"2","IC","OP",{"$nulls":4},"LFG",null,{"v":136706.671875,"d":"136,707"},{"v":58705.5,"d":"58,706"},{"v":96.6480026245117,"d":"96.6"},{"v":41.7760009765625,"d":"41.8"},{"v":3.07590007781982,"d":"3.1"},{"v":8680.8447265625,"d":"8,680.8"},null,"EIA Prime Mover-level Data","EIA Prime Mover-level Data","Estimated using emissions factor","Estimated using emissions factor","Estimated using emissions factor","Estimated using emissions factor"]
[1773,2020,"CA","Ameresco Ox Mountain",56895,"3","IC","OP",{"$nulls":4},"LFG",null,{"v":136706.671875,"d":"136,707"},{"v":58705.5,"d":"58,706"},{"v":96.6480026245117,"d":"96.6"},{"v":41.7760009765625,"d":"41.8"},{"v":3.07590007781982,"d":"3.1"},{"v":8680.8447265625,"d":"8,680.8"},null,"EIA Prime Mover-level Data","EIA Prime Mover-level Data","Estimated using emissions factor","Estimated using emissions factor","Estimated using emissions factor","Estimated using emissions factor"]
[1774,2020,"CA","Ameresco Ox Mountain",56895,"4","IC","OP",{"$nulls":4},"LFG",null,{"v":136706.671875,"d":"136,707"},{"v":58705.5,"d":"58,706"},{"v":96.6480026245117,"d":"96.6"},{"v":41.7760009765625,"d":"41.8"},{"v":3.07590007781982,"d":"3.1"},{"v":8680.8447265625,"d":"8,680.8"},null,"EIA Prime Mover-level Data","EIA Prime Mover-level Data","Estimated using emissions factor","Estimated using emissions factor","Estimated using emissions factor","Estimated using emissions factor"]
[1775,2020,"CA","Ameresco Ox Mountain",56895,"5","IC","OP",{"$nulls":4},"LFG",null,{"v":136706.671875,"d":"136,707"},{"v":58705.5,"d":"58,706"},{"v":96.6480026245117,"d":"96.6"},{"v":41.7760009765625,"d":"41.8"},{"v":3.07590007781982,"d":"3.1"},{"v":8680.8447265625,"d":"8,680.8"},null,"EIA Prime Mover-level Data","EIA Prime Mover-level Data","Estimated using emissions factor","Estimated using emissions factor","Estimated using emissions factor","Estimated using emissions factor"]
[1776,2020,"CA","Ameresco Ox Mountain",56895,"6","IC","OP",{"$nulls":4},"LFG",null,{"v":136706.671875,"d":"136,707"},{"v":58705.5,"d":"58,706"},{"v":96.6480026245117,"d":"96.6"},{"v":41.7760009765625,"d":"41.8"},{"v":3.07590007781982,"d":"3.1"},{"v":8680.8447265625,"d":"8,680.8"},null,"EIA Prime Mover-level Data","EIA Prime Mover-level Data","Estimated using emissions factor","Estimated using emissions factor","Estimated using emissions factor","Estimated using emissions factor"]
[1777,2020,"CA","Ameresco San Joaquin",58436,"ENG1","IC","OP",{"$nulls":4},"LFG",null,{"v":148638.5,"d":"148,639"},{"v":62950.5,"d":"62,951"},{"v":109.292999267578,"d":"109.3"},{"v":46.2869987487793,"d":"46.3"},{"v":3.34439992904663,"d":"3.3"},{"v":9438.513671875,"d":"9,438.5"},null,"EIA Prime Mover-level Data","EIA Prime Mover-level Data","Estimated using emissions factor","Estimated using emissions factor","Estimated using emissions factor","Estimated using emissions factor"]
[1778,2020,"CA","Ameresco San Joaquin",58436,"ENG2","IC","OP",{"$nulls":4},"LFG",null,{"v":148638.5,"d":"148,639"},{"v":62950.5,"d":"62,951"},{"v":109.292999267578,"d":"109.3"},{"v":46.2869987487793,"d":"46.3"},{"v":3.34439992904663,"d":"3.3"},{"v":9438.513671875,"d":"9,438.5"},null,"EIA Prime Mover-level Data","EIA Prime Mover-level Data","Estimated using emissions factor","Estimated using emissions factor","Estimated using emissions factor","Estimated using emissions factor"]
[1779,2020,"CA","Ameresco Santa Cruz Energy",56428,"Unit1","IC","OP",{"$nulls":4},"LFG",null,{"v":74559.6640625,"d":"74,560"},{"v":31577,"d":"31,577"},{"v":63.8950004577637,"d":"63.9"},{"v":27.0610008239746,"d":"27.1"},{"v":1.67760002613068,"d":"1.7"},{"v":4734.52294921875,"d":"4,734.5"},null,"EIA Prime Mover-level Data","EIA Prime Mover-level Data","Estimated using emissions factor","Estimated using emissions factor","Estimated using emissions factor","Estimated using emissions factor"]
[1780,2020,"CA","Ameresco Santa Cruz Energy",56428,"Unit2","IC","OP",{"$nulls":4},"LFG",null,{"v":74559.6640625,"d":"74,560"},{"v":31577,"d":"31,577"},{"v":63.8950004577637,"d":"63.9"},{"v":27.0610008239746,"d":"27.1"},{"v":1.67760002613068,"d":"1.7"},{"v":4734.52294921875,"d":"4,734.5"},null,"EIA Prime Mover-level Data","EIA Prime Mover-level Data","Estimated using emissions factor","Estimated using emissions factor","Estimated using emissions factor","Estimated using emissions factor"]
[1781,2020,"CA","Ameresco Santa Cruz Energy",56428,"Unit3","IC","OP",{"$nulls":4},"LFG",null,{"v":74559.6640625,"d":"74,560"},{"v":31577,"d":"31,577"},{"v":63.8950004577637,"d":"63.9"},{"v":27.0610008239746,"d":"27.1"},{"v":1.67760002613068,"d":"1.7"},{"v":4734.52294921875,"d":"4,734.5"},null,"EIA Prime Mover-level Data","EIA Prime Mover-level Data","Estimated using emissions factor","Estimated using emissions factor","Estimated using emissions factor","Estimated using emissions factor"]
[1782,2020,"CA","Ameresco Vasco Road",58435,"ENG1","IC","OP",{"$nulls":4},"LFG",null,{"v":174180.5,"d":"174,181"},{"v":73768,"d":"73,768"},{"v":125.27799987793,"d":"125.3"},{"v":53.056999206543,"d":"53.1"},{"v":3.91910004615784,"d":"3.9"},{"v":11060.4248046875,"d":"11,060.4"},null,"EIA Prime Mover-level Data","EIA Prime Mover-level Data","Estimated using emissions factor","Estimated using emissions factor","Estimated using emissions factor","Estimated using emissions factor"]
[1783,2020,"CA","Ameresco Vasco Road",58435,"ENG2","IC","OP",{"$nulls":4},"LFG",null,{"v":174180.5,"d":"174,181"},{"v":73768,"d":"73,768"},{"v":125.27799987793,"d":"125.3"},{"v":53.056999206543,"d":"53.1"},{"v":3.91910004615784,"d":"3.9"},{"v":11060.4248046875,"d":"11,060.4"},null,"EIA Prime Mover-level Data","EIA Prime Mover-level Data","Estimated using emissions factor","Estimated using emissions factor","Estimated using emissions factor","Estimated using emissions factor"]
[1784,2020,"CA","American Canyon Solar",62687,"RPNPA","PV","OP",{"$nulls":4},"SUN",null,{"v":19461.666015625,"d":"19,462"},{"v":10502.3330078125,"d":"10,502"},{"$nulls":5},"EIA Prime Mover-level Data","EIA Prime Mover-level Data"]
[1785,2020,"CA","American Canyon Solar",62687,"RPNPB","PV","OP",{"$nulls":4},"SUN",null,{"v":19461.666015625,"d":"19,462"},{"v":10502.3330078125,"d":"10,502"},{"$nulls":5},"EIA Prime Mover-level Data","EIA Prime Mover-level Data"]
[1786,2020,"CA","American Canyon Solar",62687,"RPNPC","PV","OP",{"$nulls":4},"SUN",null,{"v":19461.666015625,"d":"19,462"},{"v":10502.3330078125,"d":"10,502"},{"$nulls":5},"EIA Prime Mover-level Data","EIA Prime Mover-level Data"]
[1787,2020,"CA","American Kings Solar, LLC",60777,"GEN01","PV","OP",{"$nulls":4},"SUN",null,{"v":125392,"d":"125,392"},0,{"$nulls":5},"EIA Prime Mover-level Data","EIA Prime Mover-level Data"]
[1788,2020,"CA","Ampersand Chowchilla Biomass LLC",56706,"SD200","ST","OP",{"$nulls":3},1,"WDS",null,{"v":1280742.125,"d":"1,280,742"},{"v":607524.125,"d":"607,524"},{"v":37.7820014953613,"d":"37.8"},{"v":18.5289993286133,"d":"18.5"},{"v":0.19200000166893,"d":"0.2"},{"v":132380.921875,"d":"132,380.9"},null,"EIA Unit-level Data","EIA Unit-Level Data","Estimated based on unit-level NOx emission rates","Estimated based on unit-level NOx ozone season emission rates","Estimated using emissions factor and plant-specific sulfur content","Estimated using emissions factor",null,"DSI","SN"]
[1789,2020,"CA","Anaheim GT",7693,"1","GT","RE",{"$nulls":4},"NG"]
[1790,2020,"CA","Anaheim Solar Energy Plant",59416,"PV1","PV","OP",{"$nulls":4},"SUN",null,{"v":28336,"d":"28,336"},{"v":15291,"d":"15,291"},{"$nulls":5},"EIA Prime Mover-level Data","EIA Prime Mover-level Data"]
[1791,2020,"CA","Angels",215,"1","HY","OP",{"$nulls":4},"WAT",null,{"v":47559,"d":"47,559"},{"v":26438,"d":"26,438"},{"$nulls":5},"EIA Prime Mover-level Data","EIA Prime Mover-level Data"]
[1792,2020,"CA","Anheuser-Busch #2",59331,"ANB2","WT","OP",{"$nulls":4},"WND",null,{"v":29827,"d":"29,827"},{"v":19625,"d":"19,625"},{"$nulls":5},"EIA Prime Mover-level Data","EIA Prime Mover-level Data"]
[1793,2020,"CA","Antelope Big Sky Ranch",60279,"ABSR","PV","OP",{"$nulls":4},"SUN",null,{"v":457107,"d":"457,107"},{"v":246672,"d":"246,672"},{"$nulls":5},"EIA Prime Mover-level Data","EIA Prime Mover-level Data"]
[1794,2020,"CA","Antelope DSR 1",60186,"DSR1","PV","OP",{"$nulls":4},"SUN",null,{"v":1123505,"d":"1,123,505"},{"v":605275,"d":"605,275"},{"$nulls":5},"EIA Prime Mover-level Data","EIA Prime Mover-level Data"]
[1795,2020,"CA","Antelope DSR 2",60187,"DSR2","PV","OP",{"$nulls":4},"SUN",null,{"v":121156,"d":"121,156"},{"v":65380,"d":"65,380"},{"$nulls":5},"EIA Prime Mover-level Data","EIA Prime Mover-level Data"]
[1796,2020,"CA","Antelope DSR 3",61265,"ADSR3","PV","OP",{"$nulls":4},"SUN",null,{"v":500605,"d":"500,605"},{"v":270145,"d":"270,145"},{"$nulls":5},"EIA Prime Mover-level Data","EIA Prime Mover-level Data"]
[1797,2020,"CA","Antelope Expansion 1B",62320,"ANE1B","PV","P",{"$nulls":4},"SUN"]
[1798,2020,"CA","Antelope Expansion 2",61264,"ANTX2","PV","OP",{"$nulls":4},"SUN",null,{"v":2214497,"d":"2,214,497"},{"v":1122242,"d":"1,122,242"},{"$nulls":5},"EIA Prime Mover-level Data","EIA Prime Mover-level Data"]
[1799,2020,"CA","Antelope Expansion 3A",62673,"ANX3A","PV","L",{"$nulls":4},"SUN"]
[1800,2020,"CA","Antelope Expansion 3B",62674,"ANX3B","PV","L",{"$nulls":4},"SUN"]
[1801,2020,"CA","AP North Lake I, LP",59610,"APNLI","PV","OP",{"$nulls":4},"SUN",null,{"v":380565,"d":"380,565"},{"v":205367,"d":"205,367"},{"$nulls":5},"EIA Prime Mover-level Data","EIA Prime Mover-level Data"]
[1802,2020,"CA","APP Prune A-D",62577,"AP11A","FC","OP",{"$nulls":4},"NG",null,{"v":51322,"d":"51,322"},{"v":22579.25,"d":"22,579"},{"$nulls":5},"EIA Prime Mover-level Data","EIA Prime Mover-level Data"]
[1803,2020,"CA","APP Prune A-D",62577,"AP11B","FC","OP",{"$nulls":4},"NG",null,{"v":51322,"d":"51,322"},{"v":22579.25,"d":"22,579"},{"$nulls":5},"EIA Prime Mover-level Data","EIA Prime Mover-level Data"]
[1804,2020,"CA","APP Prune A-D",62577,"AP11C","FC","OP",{"$nulls":4},"NG",null,{"v":51322,"d":"51,322"},{"v":22579.25,"d":"22,579"},{"$nulls":5},"EIA Prime Mover-level Data","EIA Prime Mover-level Data"]
[1805,2020,"CA","APP Prune A-D",62577,"AP11D","FC","OP",{"$nulls":4},"NG",null,{"v":51322,"d":"51,322"},{"v":22579.25,"d":"22,579"},{"$nulls":5},"EIA Prime Mover-level Data","EIA Prime Mover-level Data"]
[1806,2020,"CA","Apple Campus 2 Fuel Cell",59557,"AC2FC","FC","OP",{"$nulls":4},"LFG",null,{"v":208711,"d":"208,711"},{"v":88391,"d":"88,391"},{"$nulls":5},"EIA Prime Mover-level Data","EIA Prime Mover-level Data"]
[1807,2020,"CA","Apple Campus 2 PV",59473,"AC2PV","PV","OP",{"$nulls":4},"SUN",null,{"v":141306,"d":"141,306"},{"v":76254,"d":"76,254"},{"$nulls":5},"EIA Prime Mover-level Data","EIA Prime Mover-level Data"]
[1808,2020,"CA","Aquamarine",62547,"AQUAM","PV","T",{"$nulls":4},"SUN"]
[1809,2020,"CA","Aratina Solar Center 1 Hybrid",61167,"91MC8","PV","P",{"$nulls":4},"SUN"]
[1810,2020,"CA","Aratina Solar Center 1 Hybrid",61167,"BESS","BA","P",{"$nulls":4},"MWH"]
[1811,2020,"CA","Aratina Solar Center 2",64215,"45MGA","PV","P",{"$nulls":4},"SUN"]
[1812,2020,"CA","Aratina Solar Center 2",64215,"45MGB","BA","P",{"$nulls":4},"MWH"]
[1813,2020,"CA","Argus Cogen Plant",10684,"BLR22","ST","SB",{"$nulls":3},1,"NG",null,{"v":113760.8828125,"d":"113,761"},{"v":55715.49609375,"d":"55,715"},{"v":103.077003479004,"d":"103.1"},{"v":52.3930015563965,"d":"52.4"},{"v":1.98290002346039,"d":"2.0"},{"v":6648.701171875,"d":"6,648.7"},null,"EIA Unit-level Data","EIA Unit-Level Data","Estimated using emissions factor","Estimated using emissions factor","Estimated using emissions factor","Estimated using emissions factor"]
[1814,2020,"CA","Argus Cogen Plant",10684,"BLR25","ST","OP",{"$nulls":3},3,"RC",null,{"v":7101257,"d":"7,101,257"},{"v":2963035.25,"d":"2,963,035"},{"v":701.2490234375,"d":"701.2"},{"v":288.600006103516,"d":"288.6"},{"v":0.807900011539459,"d":"0.8"},{"v":707316.1875,"d":"707,316.2"},null,"EIA Unit-level Data","EIA Unit-Level Data","Estimated based on unit-level NOx emission rates","Estimated based on unit-level NOx ozone season emission rates","Estimated using emissions factor and plant-specific sulfur content","Estimated using emissions factor",null,"TR","SN"]
[1815,2020,"CA","Argus Cogen Plant",10684,"BLR26","ST","OP",{"$nulls":3},3,"RC",null,{"v":7498734,"d":"7,498,734"},{"v":2964351.75,"d":"2,964,352"},{"v":774.994018554688,"d":"775.0"},{"v":312.442993164063,"d":"312.4"},{"v":0.964299976825714,"d":"1.0"},{"v":776711.8125,"d":"776,711.8"},null,"EIA Unit-level Data","EIA Unit-Level Data","Estimated based on unit-level NOx emission rates","Estimated based on unit-level NOx ozone season emission rates","Estimated using emissions factor and plant-specific sulfur content","Estimated using emissions factor",null,"TR","SN"]
[1816,2020,"CA","Arlington Energy Center II",64481,"AEC1","PV","U",{"$nulls":4},"SUN"]
[1817,2020,"CA","Arlington Energy Center II",64481,"AEC2","PV","U",{"$nulls":4},"SUN"]
[1818,2020,"CA","Arlington Energy Center II",64481,"AEC2B","BA","U",{"$nulls":4},"MWH"]
[1819,2020,"CA","Arlington Energy Center III",64564,"AEC3","PV","U",{"$nulls":4},"SUN"]
[1820,2020,"CA","Arlington Energy Center III",64564,"AEC3B","BA","U",{"$nulls":4},"MWH"]
[1821,2020,"CA","Arrache 4006",58445,"1","PV","OP",{"$nulls":4},"SUN",null,{"v":10286.5,"d":"10,287"},{"v":5551,"d":"5,551"},{"$nulls":5},"EIA Prime Mover-level Data","EIA Prime Mover-level Data"]
[1822,2020,"CA","Arrache 4006",58445,"2","PV","OP",{"$nulls":4},"SUN",null,{"v":10286.5,"d":"10,287"},{"v":5551,"d":"5,551"},{"$nulls":5},"EIA Prime Mover-level Data","EIA Prime Mover-level Data"]
[1823,2020,"CA","Arrache 4013",58446,"1","PV","OP",{"$nulls":4},"SUN",null,{"v":30619,"d":"30,619"},{"v":16523,"d":"16,523"},{"$nulls":5},"EIA Prime Mover-level Data","EIA Prime Mover-level Data"]
[1824,2020,"CA","Arrache 8083",58447,"1","PV","OP",{"$nulls":4},"SUN",null,{"v":12119.625,"d":"12,120"},{"v":6540,"d":"6,540"},{"$nulls":5},"EIA Prime Mover-level Data","EIA Prime Mover-level Data"]
[1825,2020,"CA","Arrache 8083",58447,"2","PV","OP",{"$nulls":4},"SUN",null,{"v":12119.625,"d":"12,120"},{"v":6540,"d":"6,540"},{"$nulls":5},"EIA Prime Mover-level Data","EIA Prime Mover-level Data"]
[1826,2020,"CA","Arrache 8083",58447,"3","PV","OP",{"$nulls":4},"SUN",null,{"v":8079.75,"d":"8,080"},{"v":4360,"d":"4,360"},{"$nulls":5},"EIA Prime Mover-level Data","EIA Prime Mover-level Data"]
[1827,2020,"CA","Aspiration G",59737,"ASPRG","PV","OP",{"$nulls":4},"SUN",null,{"v":184979,"d":"184,979"},{"v":99822,"d":"99,822"},{"$nulls":5},"EIA Prime Mover-level Data","EIA Prime Mover-level Data"]
[1828,2020,"CA","ASTI",58889,"ASTI","PV","OP",{"$nulls":4},"SUN",null,{"v":12483,"d":"12,483"},{"v":6736,"d":"6,736"},{"$nulls":5},"EIA Prime Mover-level Data","EIA Prime Mover-level Data"]
[1829,2020,"CA","AT&T Anaheim",61154,"AT058","FC","OP",{"$nulls":4},"NG",null,{"v":62378,"d":"62,378"},{"v":27444,"d":"27,444"},{"$nulls":5},"EIA Prime Mover-level Data","EIA Prime Mover-level Data"]
[1830,2020,"CA","AT&T Holger",61153,"AT057","FC","OP",{"$nulls":4},"NG",null,{"v":62438,"d":"62,438"},{"v":27470,"d":"27,470"},{"$nulls":5},"EIA Prime Mover-level Data","EIA Prime Mover-level Data"]
[1831,2020,"CA","Atascadero State Hospital",64523,"ATASC","PV","OP",{"$nulls":4},"SUN"]
[1832,2020,"CA","Athos Solar Project",63300,"IPAT1","PV","U",{"$nulls":4},"SUN"]
[1833,2020,"CA","ATT  Kelvin",62573,"ATT56","FC","OP",{"$nulls":4},"NG",null,{"v":54113,"d":"54,113"},{"v":23807,"d":"23,807"},{"$nulls":5},"EIA Prime Mover-level Data","EIA Prime Mover-level Data"]
[1834,2020,"CA","ATT North Watney",63605,"ATT35","FC","OP",{"$nulls":4},"NG",null,{"v":54654,"d":"54,654"},{"v":24045,"d":"24,045"},{"$nulls":5},"EIA Prime Mover-level Data","EIA Prime Mover-level Data"]
[1835,2020,"CA","ATT Van Nyus",62574,"ATT93","FC","OP",{"$nulls":4},"NG",null,{"v":51199,"d":"51,199"},{"v":22525,"d":"22,525"},{"$nulls":5},"EIA Prime Mover-level Data","EIA Prime Mover-level Data"]
[1836,2020,"CA","ATT Ventura Blvd",63606,"ATT27","FC","OP",{"$nulls":4},"NG",null,{"v":57656,"d":"57,656"},{"v":25367,"d":"25,367"},{"$nulls":5},"EIA Prime Mover-level Data","EIA Prime Mover-level Data"]
[1837,2020,"CA","Atwell Island",58366,"1","PV","OP",{"$nulls":4},"SUN",null,{"v":287869,"d":"287,869"},{"v":155344,"d":"155,344"},{"$nulls":5},"EIA Prime Mover-level Data","EIA Prime Mover-level Data"]
[1838,2020,"CA","Atwell Island West Solar",59414,"AWCA","PV","OP",{"$nulls":4},"SUN",null,{"v":453475,"d":"453,475"},{"v":244711,"d":"244,711"},{"$nulls":5},"EIA Prime Mover-level Data","EIA Prime Mover-level Data"]
[1839,2020,"CA","AV Solar Ranch One",57378,"AVSR","PV","OP",{"$nulls":4},"SUN",null,{"v":5001768,"d":"5,001,768"},{"v":2423225,"d":"2,423,225"},{"$nulls":5},"EIA Prime Mover-level Data","EIA Prime Mover-level Data"]
[1840,2020,"CA","Avenal Park",57359,"1","PV","OP",{"$nulls":4},"SUN",null,{"v":98610,"d":"98,610"},{"v":53213,"d":"53,213"},{"$nulls":5},"EIA Prime Mover-level Data","EIA Prime Mover-level Data"]
[1841,2020,"CA","AVS Lancaster 1",60085,"PV1","PV","OP",{"$nulls":4},"SUN",null,{"v":65322,"d":"65,322"},{"v":35250,"d":"35,250"},{"$nulls":5},"EIA Prime Mover-level Data","EIA Prime Mover-level Data"]
[1842,2020,"CA","Axium Modesto Solar",58039,"1","PV","OP",{"$nulls":4},"SUN",null,{"v":536644,"d":"536,644"},{"v":289592,"d":"289,592"},{"$nulls":5},"EIA Prime Mover-level Data","EIA Prime Mover-level Data"]
[1843,2020,"CA","Azusa",6449,"1","HY","OP",{"$nulls":4},"WAT"]
[1844,2020,"CA","B Braun Medical",50200,"GEN1","GT","OP",{"$nulls":4},"NG",null,{"v":267204,"d":"267,204"},{"v":117557.3125,"d":"117,557"},{"v":41.5069999694824,"d":"41.5"},{"v":18.2609996795654,"d":"18.3"},{"v":0.426999986171722,"d":"0.4"},{"v":15616.6123046875,"d":"15,616.6"},null,"EIA Prime Mover-level Data","EIA Prime Mover-level Data","Estimated using emissions factor","Estimated using emissions factor","Estimated using emissions factor","Estimated using emissions factor"]
[1845,2020,"CA","B Braun Medical",50200,"GEN2","GT","OP",{"$nulls":4},"NG",null,{"v":314919,"d":"314,919"},{"v":138549.6875,"d":"138,550"},{"v":48.9189987182617,"d":"48.9"},{"v":21.5219993591309,"d":"21.5"},{"v":0.503199994564056,"d":"0.5"},{"v":18405.29296875,"d":"18,405.3"},null,"EIA Prime Mover-level Data","EIA Prime Mover-level Data","Estimated using emissions factor","Estimated using emissions factor","Estimated using emissions factor","Estimated using emissions factor"]
[1846,2020,"CA","Badger Creek Limited",10650,"GT1","GT","OP","Yes","ARP","CT",null,"NG",{"v":593,"d":"593.0"},{"v":176720.125,"d":"176,720"},{"v":127639.3984375,"d":"127,639"},{"v":9.74600028991699,"d":"9.7"},{"v":5.92999982833862,"d":"5.9"},{"v":0.100000001490116,"d":"0.1"},{"v":10502.7001953125,"d":"10,502.7"},null,"EPA/CAMD","EPA/CAMD","EPA/CAMD","EPA/CAMD","EPA/CAMD","EPA/CAMD",null,null,"SCR",null,1991]
[1847,2020,"CA","Baker",63610,"BAKER","BA","OP",{"$nulls":4},"MWH",null,0,0,{"$nulls":5},"EIA Prime Mover-level Data","EIA Prime Mover-level Data"]
[1848,2020,"CA","Baker Creek Hydroelectric",59428,"GENE1","HY","OP",{"$nulls":4},"WAT",null,{"v":16229.7333984375,"d":"16,230"},{"v":9021.599609375,"d":"9,022"},{"$nulls":5},"EIA Prime Mover-level Data","EIA Prime Mover-level Data"]
[1849,2020,"CA","Baker Creek Hydroelectric",59428,"GENE2","HY","OP",{"$nulls":4},"WAT",null,{"v":1159.26696777344,"d":"1,159"},{"v":644.400024414063,"d":"644"},{"$nulls":5},"EIA Prime Mover-level Data","EIA Prime Mover-level Data"]
[1850,2020,"CA","Bakersfield 111",59948,"BF111","PV","OP",{"$nulls":4},"SUN",null,{"v":27626,"d":"27,626"},{"v":14908,"d":"14,908"},{"$nulls":5},"EIA Prime Mover-level Data","EIA Prime Mover-level Data"]
[1851,2020,"CA","Bakersfield College Solar 01",57655,"BC01","PV","OP",{"$nulls":4},"SUN"]
[1852,2020,"CA","Bakersfield Industrial PV 1",61118,"BIND1","PV","OP",{"$nulls":4},"SUN",null,{"v":19704,"d":"19,704"},{"v":10633,"d":"10,633"},{"$nulls":5},"EIA Prime Mover-level Data","EIA Prime Mover-level Data"]
[1853,2020,"CA","Bakersfield PV 1",61117,"BAKE1","PV","OP",{"$nulls":4},"SUN",null,{"v":83388,"d":"83,388"},{"v":44999,"d":"44,999"},{"$nulls":5},"EIA Prime Mover-level Data","EIA Prime Mover-level Data"]
[1854,2020,"CA","Balch 1",217,"1","HY","OP",{"$nulls":4},"WAT",null,{"v":401129,"d":"401,129"},{"v":222987,"d":"222,987"},{"$nulls":5},"EIA Prime Mover-level Data","EIA Prime Mover-level Data"]
[1855,2020,"CA","Balch 2",218,"2","HY","OP",{"$nulls":4},"WAT",null,{"v":1104425,"d":"1,104,425"},{"v":613947,"d":"613,947"},{"$nulls":5},"EIA Prime Mover-level Data","EIA Prime Mover-level Data"]
[1856,2020,"CA","Balch 2",218,"3","HY","OP",{"$nulls":4},"WAT",null,{"v":1104425,"d":"1,104,425"},{"v":613947,"d":"613,947"},{"$nulls":5},"EIA Prime Mover-level Data","EIA Prime Mover-level Data"]
[1857,2020,"CA","Barre Generating Station",56474,"CT1","GT","OP","Yes","ARP","CT",null,"NG",{"v":1346,"d":"1,346.0"},{"v":444714.8125,"d":"444,715"},{"v":229483.40625,"d":"229,483"},{"v":1.62800002098083,"d":"1.6"},{"v":0.759999990463257,"d":"0.8"},{"v":0.100000001490116,"d":"0.1"},{"v":26429.30078125,"d":"26,429.3"},null,"EPA/CAMD","EPA/CAMD","EPA/CAMD","EPA/CAMD","EPA/CAMD","EPA/CAMD",null,null,"DLNB,H2O,SCR",null,2007]
[1858,2020,"CA","Bayshore Solar A, LLC",60481,"BSHRA","PV","OP",{"$nulls":4},"SUN",null,{"v":457233,"d":"457,233"},{"v":246739,"d":"246,739"},{"$nulls":5},"EIA Prime Mover-level Data","EIA Prime Mover-level Data"]
[1859,2020,"CA","Bayshore Solar B, LLC",60474,"BSHRB","PV","OP",{"$nulls":4},"SUN",null,{"v":435509,"d":"435,509"},{"v":235016,"d":"235,016"},{"$nulls":5},"EIA Prime Mover-level Data","EIA Prime Mover-level Data"]
[1860,2020,"CA","Bayshore Solar C, LLC",60475,"BSHRC","PV","OP",{"$nulls":4},"SUN",null,{"v":434922,"d":"434,922"},{"v":234699,"d":"234,699"},{"$nulls":5},"EIA Prime Mover-level Data","EIA Prime Mover-level Data"]
[1861,2020,"CA","Beacon BESS 1",61431,"BCNB1","BA","OP",{"$nulls":4},"MWH",null,0,0,{"$nulls":5},"EIA Prime Mover-level Data","EIA Prime Mover-level Data"]
[1862,2020,"CA","Beacon Solar Plant Site 2",59309,"BEAC2","PV","OP",{"$nulls":4},"SUN",null,{"v":1095178,"d":"1,095,178"},{"v":563384,"d":"563,384"},{"$nulls":5},"EIA Prime Mover-level Data","EIA Prime Mover-level Data"]
[1863,2020,"CA","Beacon Solar Plant Site 5",59308,"BEAC5","PV","OP",{"$nulls":4},"SUN",null,{"v":884940,"d":"884,940"},{"v":467012,"d":"467,012"},{"$nulls":5},"EIA Prime Mover-level Data","EIA Prime Mover-level Data"]
[1864,2020,"CA","Bear Canyon Power Plant",10469,"BVC1","ST","RE",{"$nulls":4},"GEO"]
[1865,2020,"CA","Bear Canyon Power Plant",10469,"BVC2","ST","RE",{"$nulls":4},"GEO"]
[1866,2020,"CA","Bear Creek",50156,"GEN1","HY","OP",{"$nulls":4},"WAT",null,17,9,{"$nulls":5},"EIA Prime Mover-level Data","EIA Prime Mover-level Data"]
[1867,2020,"CA","Bear Creek Solar",58508,"PV3","PV","OP",{"$nulls":4},"SUN",null,{"v":34451,"d":"34,451"},{"v":18591,"d":"18,591"},{"$nulls":5},"EIA Prime Mover-level Data","EIA Prime Mover-level Data"]
[1868,2020,"CA","Bear Mountain Limited",10649,"GT1","GT","OP","Yes","ARP","CT",null,"NG",{"v":1216,"d":"1,216.0"},{"v":397448.0625,"d":"397,448"},{"v":304520.03125,"d":"304,520"},{"v":9.2480001449585,"d":"9.2"},{"v":6.06799983978271,"d":"6.1"},{"v":0.100000001490116,"d":"0.1"},{"v":23620.30078125,"d":"23,620.3"},null,"EPA/CAMD","EPA/CAMD","EPA/CAMD","EPA/CAMD","EPA/CAMD","EPA/CAMD",null,null,"SCR",null,1995]
[1869,2020,"CA","Bear Valley",457,"HC1","HY","OP",{"$nulls":4},"WAT",null,{"v":6628,"d":"6,628"},{"v":3684.5,"d":"3,685"},{"$nulls":5},"EIA Prime Mover-level Data","EIA Prime Mover-level Data"]
[1870,2020,"CA","Bear Valley",457,"HC2","HY","OP",{"$nulls":4},"WAT",null,{"v":6628,"d":"6,628"},{"v":3684.5,"d":"3,685"},{"$nulls":5},"EIA Prime Mover-level Data","EIA Prime Mover-level Data"]
[1871,2020,"CA","Bear Valley Power Plant",56346,"ICE1","IC","OP",{"$nulls":4},"NG",null,{"v":1892.71398925781,"d":"1,893"},{"v":832.713989257813,"d":"833"},{"v":2.52600002288818,"d":"2.5"},{"v":1.11099994182587,"d":"1.1"},{"v":0.00300000002607703,"d":"0.0"},{"v":110.619003295898,"d":"110.6"},null,"EIA Prime Mover-level Data","EIA Prime Mover-level Data","Estimated using emissions factor","Estimated using emissions factor","Estimated using emissions factor","Estimated using emissions factor"]
[1872,2020,"CA","Bear Valley Power Plant",56346,"ICE2","IC","OP",{"$nulls":4},"NG",null,{"v":1892.71398925781,"d":"1,893"},{"v":832.713989257813,"d":"833"},{"v":2.52600002288818,"d":"2.5"},{"v":1.11099994182587,"d":"1.1"},{"v":0.00300000002607703,"d":"0.0"},{"v":110.619003295898,"d":"110.6"},null,"EIA Prime Mover-level Data","EIA Prime Mover-level Data","Estimated using emissions factor","Estimated using emissions factor","Estimated using emissions factor","Estimated using emissions factor"]
[1873,2020,"CA","Bear Valley Power Plant",56346,"ICE3","IC","OP",{"$nulls":4},"NG",null,{"v":1892.71398925781,"d":"1,893"},{"v":832.713989257813,"d":"833"},{"v":2.52600002288818,"d":"2.5"},{"v":1.11099994182587,"d":"1.1"},{"v":0.00300000002607703,"d":"0.0"},{"v":110.619003295898,"d":"110.6"},null,"EIA Prime Mover-level Data","EIA Prime Mover-level Data","Estimated using emissions factor","Estimated using emissions factor","Estimated using emissions factor","Estimated using emissions factor"]
[1874,2020,"CA","Bear Valley Power Plant",56346,"ICE4","IC","OP",{"$nulls":4},"NG",null,{"v":1892.71398925781,"d":"1,893"},{"v":832.713989257813,"d":"833"},{"v":2.52600002288818,"d":"2.5"},{"v":1.11099994182587,"d":"1.1"},{"v":0.00300000002607703,"d":"0.0"},{"v":110.619003295898,"d":"110.6"},null,"EIA Prime Mover-level Data","EIA Prime Mover-level Data","Estimated using emissions factor","Estimated using emissions factor","Estimated using emissions factor","Estimated using emissions factor"]
[1875,2020,"CA","Bear Valley Power Plant",56346,"ICE5","IC","OP",{"$nulls":4},"NG",null,{"v":1892.71398925781,"d":"1,893"},{"v":832.713989257813,"d":"833"},{"v":2.52600002288818,"d":"2.5"},{"v":1.11099994182587,"d":"1.1"},{"v":0.00300000002607703,"d":"0.0"},{"v":110.619003295898,"d":"110.6"},null,"EIA Prime Mover-level Data","EIA Prime Mover-level Data","Estimated using emissions factor","Estimated using emissions factor","Estimated using emissions factor","Estimated using emissions factor"]
[1876,2020,"CA","Bear Valley Power Plant",56346,"ICE6","IC","OP",{"$nulls":4},"NG",null,{"v":1892.71398925781,"d":"1,893"},{"v":832.713989257813,"d":"833"},{"v":2.52600002288818,"d":"2.5"},{"v":1.11099994182587,"d":"1.1"},{"v":0.00300000002607703,"d":"0.0"},{"v":110.619003295898,"d":"110.6"},null,"EIA Prime Mover-level Data","EIA Prime Mover-level Data","Estimated using emissions factor","Estimated using emissions factor","Estimated using emissions factor","Estimated using emissions factor"]
[1877,2020,"CA","Bear Valley Power Plant",56346,"ICE7","IC","OP",{"$nulls":4},"NG",null,{"v":1892.71398925781,"d":"1,893"},{"v":832.713989257813,"d":"833"},{"v":2.52600002288818,"d":"2.5"},{"v":1.11099994182587,"d":"1.1"},{"v":0.00300000002607703,"d":"0.0"},{"v":110.619003295898,"d":"110.6"},null,"EIA Prime Mover-level Data","EIA Prime Mover-level Data","Estimated using emissions factor","Estimated using emissions factor","Estimated using emissions factor","Estimated using emissions factor"]
[1878,2020,"CA","Beardsley",414,"1","HY","OP",{"$nulls":4},"WAT",null,{"v":320450,"d":"320,450"},{"v":178138,"d":"178,138"},{"$nulls":5},"EIA Prime Mover-level Data","EIA Prime Mover-level Data"]
[1879,2020,"CA","Belden",219,"1","HY","OP",{"$nulls":4},"WAT",null,{"v":2170441,"d":"2,170,441"},{"v":1169476,"d":"1,169,476"},{"$nulls":5},"EIA Prime Mover-level Data","EIA Prime Mover-level Data"]
[1880,2020,"CA","Bellefield 2 Solar & Energy Storage Farm",64209,"26SBA","PV","P",{"$nulls":4},"SUN"]
[1881,2020,"CA","Bellefield 2 Solar & Energy Storage Farm",64209,"26SBB","BA","P",{"$nulls":4},"MWH"]
[1882,2020,"CA","Bellefield Solar and Energy Storage Farm",64210,"50LWA","PV","P",{"$nulls":4},"SUN"]
[1883,2020,"CA","Bellefield Solar and Energy Storage Farm",64210,"50LWB","BA","P",{"$nulls":4},"MWH"]
[1884,2020,"CA","Beringer",58890,"BERI","PV","OP",{"$nulls":4},"SUN",null,{"v":11975,"d":"11,975"},{"v":6462,"d":"6,462"},{"$nulls":5},"EIA Prime Mover-level Data","EIA Prime Mover-level Data"]
[1885,2020,"CA","Berry Cogen",50170,"GEN1","GT","OP",{"$nulls":4},"NG",null,{"v":3723897,"d":"3,723,897"},{"v":1573577,"d":"1,573,577"},{"v":574.677001953125,"d":"574.7"},{"v":242.871002197266,"d":"242.9"},{"v":5.9507999420166,"d":"6.0"},{"v":217641.40625,"d":"217,641.4"},null,"EIA Prime Mover-level Data","EIA Prime Mover-level Data","Estimated using emissions factor","Estimated using emissions factor","Estimated using emissions factor","Estimated using emissions factor"]
[1886,2020,"CA","Berry Cogen Tanne Hills 18",50622,"GEN1","GT","OP",{"$nulls":4},"NG",null,{"v":882597,"d":"882,597"},{"v":390254,"d":"390,254"},{"v":136.083999633789,"d":"136.1"},{"v":60.234001159668,"d":"60.2"},{"v":1.41040003299713,"d":"1.4"},{"v":51582.96484375,"d":"51,583.0"},null,"EIA Prime Mover-level Data","EIA Prime Mover-level Data","Estimated using emissions factor","Estimated using emissions factor","Estimated using emissions factor","Estimated using emissions factor"]
[1887,2020,"CA","Berry Cogen Tanne Hills 18",50622,"GEN2","GT","OP",{"$nulls":4},"NG",null,{"v":882597,"d":"882,597"},{"v":390254,"d":"390,254"},{"v":136.083999633789,"d":"136.1"},{"v":60.234001159668,"d":"60.2"},{"v":1.41040003299713,"d":"1.4"},{"v":51582.96484375,"d":"51,583.0"},null,"EIA Prime Mover-level Data","EIA Prime Mover-level Data","Estimated using emissions factor","Estimated using emissions factor","Estimated using emissions factor","Estimated using emissions factor"]
[1888,2020,"CA","Berry NMW Cogens",62176,"21Z","GT","OP",{"$nulls":4},"NG",null,{"v":421781,"d":"421,781"},{"v":185563.5,"d":"185,564"},{"v":66.4219970703125,"d":"66.4"},{"v":29.2229995727539,"d":"29.2"},{"v":0.674000024795532,"d":"0.7"},{"v":24650.791015625,"d":"24,650.8"},null,"EIA Prime Mover-level Data","EIA Prime Mover-level Data","Estimated using emissions factor","Estimated using emissions factor","Estimated using emissions factor","Estimated using emissions factor"]
[1889,2020,"CA","Berry NMW Cogens",62176,"PF","GT","OP",{"$nulls":4},"NG",null,{"v":421781,"d":"421,781"},{"v":185563.5,"d":"185,564"},{"v":66.4219970703125,"d":"66.4"},{"v":29.2229995727539,"d":"29.2"},{"v":0.674000024795532,"d":"0.7"},{"v":24650.791015625,"d":"24,650.8"},null,"EIA Prime Mover-level Data","EIA Prime Mover-level Data","Estimated using emissions factor","Estimated using emissions factor","Estimated using emissions factor","Estimated using emissions factor"]
[1890,2020,"CA","Berry Placerita Cogen",52096,"GEN1","GT","OP",{"$nulls":4},"NG",null,{"v":1713631,"d":"1,713,631"},{"v":703182.5,"d":"703,183"},{"v":263.578002929688,"d":"263.6"},{"v":108.53800201416,"d":"108.5"},{"v":2.73839998245239,"d":"2.7"},{"v":100152.359375,"d":"100,152.4"},null,"EIA Prime Mover-level Data","EIA Prime Mover-level Data","Estimated using emissions factor","Estimated using emissions factor","Estimated using emissions factor","Estimated using emissions factor"]
[1891,2020,"CA","Berry Placerita Cogen",52096,"GEN2","GT","OP",{"$nulls":4},"NG",null,{"v":1713631,"d":"1,713,631"},{"v":703182.5,"d":"703,183"},{"v":263.578002929688,"d":"263.6"},{"v":108.53800201416,"d":"108.5"},{"v":2.73839998245239,"d":"2.7"},{"v":100152.359375,"d":"100,152.4"},null,"EIA Prime Mover-level Data","EIA Prime Mover-level Data","Estimated using emissions factor","Estimated using emissions factor","Estimated using emissions factor","Estimated using emissions factor"]
[1892,2020,"CA","Bidwell Ditch Project",10880,"GEN1","HY","OP",{"$nulls":4},"WAT",null,{"v":103583,"d":"103,583"},{"v":57582,"d":"57,582"},{"$nulls":5},"EIA Prime Mover-level Data","EIA Prime Mover-level Data"]
[1893,2020,"CA","Big Bear",64418,"BB000","PV","OP",{"$nulls":4},"SUN",null,684,0,{"$nulls":5},"EIA Prime Mover-level Data","EIA Prime Mover-level Data"]
[1894,2020,"CA","Big Creek 1",317,"1","HY","OP",{"$nulls":4},"WAT",null,{"v":323129.28125,"d":"323,129"},{"v":179626.984375,"d":"179,627"},{"$nulls":5},"EIA Prime Mover-level Data","EIA Prime Mover-level Data"]
[1895,2020,"CA","Big Creek 1",317,"2","HY","OP",{"$nulls":4},"WAT",null,{"v":257850.640625,"d":"257,851"},{"v":143338.703125,"d":"143,339"},{"$nulls":5},"EIA Prime Mover-level Data","EIA Prime Mover-level Data"]
[1896,2020,"CA","Big Creek 1",317,"3","HY","OP",{"$nulls":4},"WAT",null,{"v":352504.65625,"d":"352,505"},{"v":195956.71875,"d":"195,957"},{"$nulls":5},"EIA Prime Mover-level Data","EIA Prime Mover-level Data"]
[1897,2020,"CA","Big Creek 1",317,"4","HY","OP",{"$nulls":4},"WAT",null,{"v":509173.40625,"d":"509,173"},{"v":283048.59375,"d":"283,049"},{"$nulls":5},"EIA Prime Mover-level Data","EIA Prime Mover-level Data"]
[1898,2020,"CA","Big Creek 2",318,"3","HY","OA",{"$nulls":4},"WAT",null,{"v":244273.9375,"d":"244,274"},{"v":135791.265625,"d":"135,791"},{"$nulls":5},"EIA Prime Mover-level Data","EIA Prime Mover-level Data"]
[1899,2020,"CA","Big Creek 2",318,"4","HY","OA",{"$nulls":4},"WAT",null,{"v":244273.9375,"d":"244,274"},{"v":135791.265625,"d":"135,791"},{"$nulls":5},"EIA Prime Mover-level Data","EIA Prime Mover-level Data"]
[1900,2020,"CA","Big Creek 2",318,"5","HY","OA",{"$nulls":4},"WAT",null,{"v":270556.5625,"d":"270,557"},{"v":150401.734375,"d":"150,402"},{"$nulls":5},"EIA Prime Mover-level Data","EIA Prime Mover-level Data"]
[1901,2020,"CA","Big Creek 2",318,"6","HY","OA",{"$nulls":4},"WAT",null,{"v":270556.5625,"d":"270,557"},{"v":150401.734375,"d":"150,402"},{"$nulls":5},"EIA Prime Mover-level Data","EIA Prime Mover-level Data"]
[1902,2020,"CA","Big Creek 2A",322,"1","HY","OA",{"$nulls":4},"WAT",null,{"v":943743,"d":"943,743"},{"v":667134.5,"d":"667,135"},{"$nulls":5},"EIA Prime Mover-level Data","EIA Prime Mover-level Data"]
[1903,2020,"CA","Big Creek 2A",322,"2","HY","OA",{"$nulls":4},"WAT",null,{"v":943743,"d":"943,743"},{"v":667134.5,"d":"667,135"},{"$nulls":5},"EIA Prime Mover-level Data","EIA Prime Mover-level Data"]
[1904,2020,"CA","Big Creek 3",319,"1","HY","OP",{"$nulls":4},"WAT",null,{"v":692280.75,"d":"692,281"},{"v":453617.6875,"d":"453,618"},{"$nulls":5},"EIA Prime Mover-level Data","EIA Prime Mover-level Data"]
[1905,2020,"CA","Big Creek 3",319,"2","HY","OP",{"$nulls":4},"WAT",null,{"v":692280.75,"d":"692,281"},{"v":453617.6875,"d":"453,618"},{"$nulls":5},"EIA Prime Mover-level Data","EIA Prime Mover-level Data"]
[1906,2020,"CA","Big Creek 3",319,"3","HY","OP",{"$nulls":4},"WAT",null,{"v":692280.75,"d":"692,281"},{"v":453617.6875,"d":"453,618"},{"$nulls":5},"EIA Prime Mover-level Data","EIA Prime Mover-level Data"]
[1907,2020,"CA","Big Creek 3",319,"4","HY","OP",{"$nulls":4},"WAT",null,{"v":733003.125,"d":"733,003"},{"v":480301.0625,"d":"480,301"},{"$nulls":5},"EIA Prime Mover-level Data","EIA Prime Mover-level Data"]
[1908,2020,"CA","Big Creek 3",319,"5","HY","OP",{"$nulls":4},"WAT",null,{"v":743183.6875,"d":"743,184"},{"v":486971.90625,"d":"486,972"},{"$nulls":5},"EIA Prime Mover-level Data","EIA Prime Mover-level Data"]
[1909,2020,"CA","Big Creek 4",320,"1","HY","OP",{"$nulls":4},"WAT",null,{"v":945462,"d":"945,462"},{"v":604082.5,"d":"604,083"},{"$nulls":5},"EIA Prime Mover-level Data","EIA Prime Mover-level Data"]
[1910,2020,"CA","Big Creek 4",320,"2","HY","OP",{"$nulls":4},"WAT",null,{"v":945462,"d":"945,462"},{"v":604082.5,"d":"604,083"},{"$nulls":5},"EIA Prime Mover-level Data","EIA Prime Mover-level Data"]
[1911,2020,"CA","Big Creek 8",321,"1","HY","OA",{"$nulls":4},"WAT",null,{"v":332096.8125,"d":"332,097"},{"v":184612,"d":"184,612"},{"$nulls":5},"EIA Prime Mover-level Data","EIA Prime Mover-level Data"]
[1912,2020,"CA","Big Creek 8",321,"2","HY","OS",{"$nulls":4},"WAT",null,{"v":498145.1875,"d":"498,145"},{"v":276918,"d":"276,918"},{"$nulls":5},"EIA Prime Mover-level Data","EIA Prime Mover-level Data"]
[1913,2020,"CA","Big Creek Water Works",10282,"BCHY","HY","OP",{"$nulls":4},"WAT",null,{"v":26038,"d":"26,038"},{"v":9413,"d":"9,413"},{"$nulls":5},"EIA Prime Mover-level Data","EIA Prime Mover-level Data"]
[1914,2020,"CA","Big Pine Creek",391,"1","HY","OP",{"$nulls":4},"WAT",null,{"v":80959,"d":"80,959"},{"v":45005,"d":"45,005"},{"$nulls":5},"EIA Prime Mover-level Data","EIA Prime Mover-level Data"]
[1915,2020,"CA","Big Rock Solar Farm",64636,"92JT8","PV","P",{"$nulls":4},"SUN"]
[1916,2020,"CA","Big Rock Solar Farm",64636,"92JTB","BA","P",{"$nulls":4},"MWH"]
[1917,2020,"CA","Big Valley Power LLC",10288,"IS27","ST","OS",{"$nulls":4},"WDS"]
[1918,2020,"CA","Biola University Hybrid",54296,"BATT","BA","OP",{"$nulls":4},"MWH",null,0,0,{"$nulls":5},"EIA Prime Mover-level Data","EIA Prime Mover-level Data"]
[1919,2020,"CA","Biola University Hybrid",54296,"EG1","IC","RE",{"$nulls":4},"NG",null,{"v":31756.908203125,"d":"31,757"},{"v":14232.818359375,"d":"14,233"},{"v":42.6469993591309,"d":"42.6"},{"v":19.2169990539551,"d":"19.2"},{"v":0.0507000014185905,"d":"0.1"},{"v":1856.01794433594,"d":"1,856.0"},null,"EIA Prime Mover-level Data","EIA Prime Mover-level Data","Estimated using emissions factor","Estimated using emissions factor","Estimated using emissions factor","Estimated using emissions factor"]
[1920,2020,"CA","Biola University Hybrid",54296,"EG-1H","IC","U",{"$nulls":4},"NG"]
[1921,2020,"CA","Biola University Hybrid",54296,"EG2","IC","RE",{"$nulls":4},"NG",null,{"v":31756.908203125,"d":"31,757"},{"v":14232.818359375,"d":"14,233"},{"v":42.6469993591309,"d":"42.6"},{"v":19.2169990539551,"d":"19.2"},{"v":0.0507000014185905,"d":"0.1"},{"v":1856.01794433594,"d":"1,856.0"},null,"EIA Prime Mover-level Data","EIA Prime Mover-level Data","Estimated using emissions factor","Estimated using emissions factor","Estimated using emissions factor","Estimated using emissions factor"]
[1922,2020,"CA","Biola University Hybrid",54296,"EG-2H","IC","U",{"$nulls":4},"NG"]
[1923,2020,"CA","Biola University Hybrid",54296,"EG3","IC","OP",{"$nulls":4},"NG",null,{"v":52928.18359375,"d":"52,928"},{"v":23721.36328125,"d":"23,721"},{"v":71.0790023803711,"d":"71.1"},{"v":32.0279998779297,"d":"32.0"},{"v":0.0846000015735626,"d":"0.1"},{"v":3093.36303710938,"d":"3,093.4"},null,"EIA Prime Mover-level Data","EIA Prime Mover-level Data","Estimated using emissions factor","Estimated using emissions factor","Estimated using emissions factor","Estimated using emissions factor"]
[1924,2020,"CA","Bio-Rad",63189,"BIORD","PV","U",{"$nulls":4},"SUN"]
[1925,2020,"CA","Bishop Creek 2",323,"1","HY","OP",{"$nulls":4},"WAT",null,{"v":86156.1640625,"d":"86,156"},{"v":47893.8359375,"d":"47,894"},{"$nulls":5},"EIA Prime Mover-level Data","EIA Prime Mover-level Data"]
[1926,2020,"CA","Bishop Creek 2",323,"2","HY","OP",{"$nulls":4},"WAT",null,{"v":86156.1640625,"d":"86,156"},{"v":47893.8359375,"d":"47,894"},{"$nulls":5},"EIA Prime Mover-level Data","EIA Prime Mover-level Data"]
[1927,2020,"CA","Bishop Creek 2",323,"3","HY","OP",{"$nulls":4},"WAT",null,{"v":79263.671875,"d":"79,264"},{"v":44062.328125,"d":"44,062"},{"$nulls":5},"EIA Prime Mover-level Data","EIA Prime Mover-level Data"]
[1928,2020,"CA","Bishop Creek 3",324,"1","HY","OP",{"$nulls":4},"WAT",null,{"v":82045.6640625,"d":"82,046"},{"v":45608.66796875,"d":"45,609"},{"$nulls":5},"EIA Prime Mover-level Data","EIA Prime Mover-level Data"]
[1929,2020,"CA","Bishop Creek 3",324,"2","HY","OP",{"$nulls":4},"WAT",null,{"v":82045.6640625,"d":"82,046"},{"v":45608.66796875,"d":"45,609"},{"$nulls":5},"EIA Prime Mover-level Data","EIA Prime Mover-level Data"]
[1930,2020,"CA","Bishop Creek 3",324,"3","HY","OP",{"$nulls":4},"WAT",null,{"v":82045.6640625,"d":"82,046"},{"v":45608.66796875,"d":"45,609"},{"$nulls":5},"EIA Prime Mover-level Data","EIA Prime Mover-level Data"]
[1931,2020,"CA","Bishop Creek 4",325,"1","HY","OP",{"$nulls":4},"WAT",null,{"v":45964.0234375,"d":"45,964"},{"v":25551.341796875,"d":"25,551"},{"$nulls":5},"EIA Prime Mover-level Data","EIA Prime Mover-level Data"]
[1932,2020,"CA","Bishop Creek 4",325,"2","HY","OP",{"$nulls":4},"WAT",null,{"v":45964.0234375,"d":"45,964"},{"v":25551.341796875,"d":"25,551"},{"$nulls":5},"EIA Prime Mover-level Data","EIA Prime Mover-level Data"]
[1933,2020,"CA","Bishop Creek 4",325,"3","HY","OP",{"$nulls":4},"WAT",null,{"v":91928.046875,"d":"91,928"},{"v":51102.68359375,"d":"51,103"},{"$nulls":5},"EIA Prime Mover-level Data","EIA Prime Mover-level Data"]
[1934,2020,"CA","Bishop Creek 4",325,"4","HY","OP",{"$nulls":4},"WAT",null,{"v":101120.8515625,"d":"101,121"},{"v":56212.953125,"d":"56,213"},{"$nulls":5},"EIA Prime Mover-level Data","EIA Prime Mover-level Data"]
[1935,2020,"CA","Bishop Creek 4",325,"5","HY","OP",{"$nulls":4},"WAT",null,{"v":91928.046875,"d":"91,928"},{"v":51102.68359375,"d":"51,103"},{"$nulls":5},"EIA Prime Mover-level Data","EIA Prime Mover-level Data"]
[1936,2020,"CA","Bishop Creek 5",326,"1","HY","OP",{"$nulls":4},"WAT",null,{"v":53383.109375,"d":"53,383"},{"v":29675.5546875,"d":"29,676"},{"$nulls":5},"EIA Prime Mover-level Data","EIA Prime Mover-level Data"]
[1937,2020,"CA","Bishop Creek 5",326,"2","HY","OP",{"$nulls":4},"WAT",null,{"v":66728.890625,"d":"66,729"},{"v":37094.4453125,"d":"37,094"},{"$nulls":5},"EIA Prime Mover-level Data","EIA Prime Mover-level Data"]
[1938,2020,"CA","Bishop Creek 6",327,"1","HY","OP",{"$nulls":4},"WAT",null,{"v":91422,"d":"91,422"},{"v":50822,"d":"50,822"},{"$nulls":5},"EIA Prime Mover-level Data","EIA Prime Mover-level Data"]
[1939,2020,"CA","Black Butte",7229,"1","HY","OP",{"$nulls":4},"WAT",null,{"v":39294,"d":"39,294"},{"v":21843,"d":"21,843"},{"$nulls":5},"EIA Prime Mover-level Data","EIA Prime Mover-level Data"]
[1940,2020,"CA","Black Rock I",57477,"G3201","ST","IP",{"$nulls":4},"GEO"]
[1941,2020,"CA","Black Rock II",57478,"G3202","ST","IP",{"$nulls":4},"GEO"]
[1942,2020,"CA","Black Rock III",57479,"G303","ST","IP",{"$nulls":4},"GEO"]
[1943,2020,"CA","Blacksand Generating Facility",56090,"D182","GT","OP",{"$nulls":4},"PRG",null,{"v":273697,"d":"273,697"},{"v":127728,"d":"127,728"},{"v":23.2639999389648,"d":"23.3"},{"v":10.8570003509521,"d":"10.9"},{"v":0.0854000002145767,"d":"0.1"},{"v":15996.091796875,"d":"15,996.1"},null,"EIA Prime Mover-level Data","EIA Prime Mover-level Data","Estimated using emissions factor","Estimated using emissions factor","Estimated using emissions factor","Estimated using emissions factor"]
[1944,2020,"CA","Blacksand Generating Facility",56090,"D189","GT","OP",{"$nulls":4},"PRG",null,{"v":253169.71875,"d":"253,170"},{"v":118148.3984375,"d":"118,148"},{"v":21.5189990997314,"d":"21.5"},{"v":10.0430002212524,"d":"10.0"},{"v":0.0790000036358833,"d":"0.1"},{"v":14796.384765625,"d":"14,796.4"},null,"EIA Prime Mover-level Data","EIA Prime Mover-level Data","Estimated using emissions factor","Estimated using emissions factor","Estimated using emissions factor","Estimated using emissions factor"]
[1945,2020,"CA","Blacksand Generating Facility",56090,"D190","GT","OP",{"$nulls":4},"PRG",null,{"v":20527.275390625,"d":"20,527"},{"v":9579.599609375,"d":"9,580"},{"v":1.74500000476837,"d":"1.7"},{"v":0.814000010490417,"d":"0.8"},{"v":0.0063999998383224,"d":"0.0"},{"v":1199.70703125,"d":"1,199.7"},null,"EIA Prime Mover-level Data","EIA Prime Mover-level Data","Estimated using emissions factor","Estimated using emissions factor","Estimated using emissions factor","Estimated using emissions factor"]
[1946,2020,"CA","Blackwell Solar Park",59524,"FRBSP","PV","OP",{"$nulls":4},"SUN",null,{"v":404189,"d":"404,189"},{"v":218115,"d":"218,115"},{"$nulls":5},"EIA Prime Mover-level Data","EIA Prime Mover-level Data"]
[1947,2020,"CA","Blue Lake Power LLC",10764,"Zurn","ST","OP",{"$nulls":3},1,"PG",null,0,0,null,null,{"v":0,"d":"0.0"},{"v":0,"d":"0.0"},null,"EIA Unit-level Data","EIA Unit-Level Data",null,null,"Estimated using emissions factor and plant-specific sulfur content","Estimated using emissions factor"]
[1948,2020,"CA","Blue Shld Of Cal- El Dorado Hlls Mtr B",62077,"PV1","PV","OP",{"$nulls":4},"SUN",null,{"v":11414,"d":"11,414"},{"v":6159,"d":"6,159"},{"$nulls":5},"EIA Prime Mover-level Data","EIA Prime Mover-level Data"]
[1949,2020,"CA","Blythe Energy",55295,"1","CT","OP","Yes","ARP","CC",null,"NG",{"v":4539,"d":"4,539.0"},{"v":6489265.5,"d":"6,489,266"},{"v":3472702,"d":"3,472,702"},{"v":25.5109996795654,"d":"25.5"},{"v":12.1639995574951,"d":"12.2"},{"v":1.89999997615814,"d":"1.9"},{"v":385649.59375,"d":"385,649.6"},null,"EPA/CAMD","EPA/CAMD","EPA/CAMD","EPA/CAMD","EPA/CAMD","EPA/CAMD",null,null,"SCR",null,2003]
[1950,2020,"CA","Blythe Energy",55295,"2","CT","OP","Yes","ARP","CC",null,"NG",{"v":5244,"d":"5,244.0"},{"v":7694950.5,"d":"7,694,951"},{"v":3523338,"d":"3,523,338"},{"v":30.1860008239746,"d":"30.2"},{"v":12.4540004730225,"d":"12.5"},{"v":2.29999995231628,"d":"2.3"},{"v":457298.8125,"d":"457,298.8"},null,"EPA/CAMD","EPA/CAMD","EPA/CAMD","EPA/CAMD","EPA/CAMD","EPA/CAMD",null,null,"SCR",null,2003]
[1951,2020,"CA","Blythe Solar 110, LLC",60093,"BES1","BA","U",{"$nulls":4},"MWH"]
[1952,2020,"CA","Blythe Solar 110, LLC",60093,"BLCK1","PV","OP",{"$nulls":4},"SUN",null,{"v":913388.375,"d":"913,388"},{"v":492897.71875,"d":"492,898"},{"$nulls":5},"EIA Prime Mover-level Data","EIA Prime Mover-level Data"]
[1953,2020,"CA","Blythe Solar 110, LLC",60093,"BLCK2","PV","OP",{"$nulls":4},"SUN",null,{"v":856744.125,"d":"856,744"},{"v":462330.40625,"d":"462,330"},{"$nulls":5},"EIA Prime Mover-level Data","EIA Prime Mover-level Data"]
[1954,2020,"CA","Blythe Solar 110, LLC",60093,"BLCK3","PV","OP",{"$nulls":4},"SUN",null,{"v":821341.5,"d":"821,342"},{"v":443225.84375,"d":"443,226"},{"$nulls":5},"EIA Prime Mover-level Data","EIA Prime Mover-level Data"]
[1955,2020,"CA","Blythe Solar II, LLC",60092,"BLCK4","PV","OP",{"$nulls":4},"SUN",null,{"v":615927.3125,"d":"615,927"},{"v":332376.53125,"d":"332,377"},{"$nulls":5},"EIA Prime Mover-level Data","EIA Prime Mover-level Data"]
[1956,2020,"CA","Blythe Solar II, LLC",60092,"BLCK5","PV","OP",{"$nulls":4},"SUN",null,{"v":628913.75,"d":"628,914"},{"v":339384.46875,"d":"339,384"},{"$nulls":5},"EIA Prime Mover-level Data","EIA Prime Mover-level Data"]
[1957,2020,"CA","Blythe Solar II, LLC",60092,"BLCK6","PV","OP",{"$nulls":4},"SUN",null,{"v":593664.875,"d":"593,665"},{"v":320362.9375,"d":"320,363"},{"$nulls":5},"EIA Prime Mover-level Data","EIA Prime Mover-level Data"]
[1958,2020,"CA","Blythe Solar II, LLC",60092,"BLCK7","PV","OP",{"$nulls":4},"SUN",null,{"v":595520.0625,"d":"595,520"},{"v":321364.0625,"d":"321,364"},{"$nulls":5},"EIA Prime Mover-level Data","EIA Prime Mover-level Data"]
[1959,2020,"CA","Blythe Solar II, LLC",60092,"BLST2","BA","V",{"$nulls":4},"MWH"]
[1960,2020,"CA","Blythe Solar III, LLC Hybrid",60094,"BLSL3","PV","OP",{"$nulls":4},"SUN",null,{"v":1957485,"d":"1,957,485"},{"v":1559331,"d":"1,559,331"},{"$nulls":5},"EIA Prime Mover-level Data","EIA Prime Mover-level Data"]
[1961,2020,"CA","Blythe Solar III, LLC Hybrid",60094,"BLST3","BA","U",{"$nulls":4},"MWH"]
[1962,2020,"CA","Blythe Solar IV, LLC",60095,"BLS4A","PV","OP",{"$nulls":4},"SUN",null,{"v":390517,"d":"390,517"},{"v":165551,"d":"165,551"},{"$nulls":5},"EIA Prime Mover-level Data","EIA Prime Mover-level Data"]
[1963,2020,"CA","Blythe Solar IV, LLC",60095,"BLS4B","PV","OP",{"$nulls":4},"SUN",null,{"v":390517,"d":"390,517"},{"v":165551,"d":"165,551"},{"$nulls":5},"EIA Prime Mover-level Data","EIA Prime Mover-level Data"]
[1964,2020,"CA","Bolthouse Farms Fuel Cell",61845,"MM28","FC","CN",{"$nulls":4},"NG"]
[1965,2020,"CA","Bolthouse Farms Fuel Cell",61845,"MM29","FC","CN",{"$nulls":4},"NG"]
[1966,2020,"CA","Bolthouse S&P and Rowen Farms Solar",56862,"1","PV","OP",{"$nulls":4},"SUN",null,{"v":6094.75,"d":"6,095"},{"v":3289,"d":"3,289"},{"$nulls":5},"EIA Prime Mover-level Data","EIA Prime Mover-level Data"]
[1967,2020,"CA","Bolthouse S&P and Rowen Farms Solar",56862,"2","PV","OP",{"$nulls":4},"SUN",null,{"v":6094.75,"d":"6,095"},{"v":3289,"d":"3,289"},{"$nulls":5},"EIA Prime Mover-level Data","EIA Prime Mover-level Data"]
[1968,2020,"CA","Bolthouse S&P and Rowen Farms Solar",56862,"3","PV","OP",{"$nulls":4},"SUN",null,{"v":6094.75,"d":"6,095"},{"v":3289,"d":"3,289"},{"$nulls":5},"EIA Prime Mover-level Data","EIA Prime Mover-level Data"]
[1969,2020,"CA","Bolthouse S&P and Rowen Farms Solar",56862,"4","PV","OP",{"$nulls":4},"SUN",null,{"v":6094.75,"d":"6,095"},{"v":3289,"d":"3,289"},{"$nulls":5},"EIA Prime Mover-level Data","EIA Prime Mover-level Data"]
[1970,2020,"CA","Bolthouse Solar LLC",64668,"KOV4A","PV","T",{"$nulls":4},"SUN"]
[1971,2020,"CA","Borden Solar Farm",59531,"BRDN","PV","OP",{"$nulls":4},"SUN",null,{"v":675899,"d":"675,899"},{"v":500685,"d":"500,685"},{"$nulls":5},"EIA Prime Mover-level Data","EIA Prime Mover-level Data"]
[1972,2020,"CA","Borel",328,"1","HY","RE",{"$nulls":4},"WAT"]
[1973,2020,"CA","Borel",328,"2","HY","RE",{"$nulls":4},"WAT"]
[1974,2020,"CA","Borel",328,"3","HY","RE",{"$nulls":4},"WAT"]
[1975,2020,"CA","Borrego Springs Energy Storage",60565,"SES1","BA","OP",{"$nulls":4},"MWH",null,0,0,{"$nulls":5},"EIA Prime Mover-level Data","EIA Prime Mover-level Data"]
[1976,2020,"CA","Borrego Springs Energy Storage",60565,"SES2","BA","OP",{"$nulls":4},"MWH",null,0,0,{"$nulls":5},"EIA Prime Mover-level Data","EIA Prime Mover-level Data"]
[1977,2020,"CA","Bottle Rock Power",902,"1","ST","OS",{"$nulls":4},"GEO"]
[1978,2020,"CA","Bowerman Power LFG, LLC",59461,"GEN01","IC","OP",{"$nulls":4},"LFG",null,{"v":210845.578125,"d":"210,846"},{"v":89295.859375,"d":"89,296"},{"v":151.95100402832,"d":"152.0"},{"v":64.3529968261719,"d":"64.4"},{"v":4.74399995803833,"d":"4.7"},{"v":13388.650390625,"d":"13,388.7"},null,"EIA Prime Mover-level Data","EIA Prime Mover-level Data","Estimated using emissions factor","Estimated using emissions factor","Estimated using emissions factor","Estimated using emissions factor"]
[1979,2020,"CA","Bowerman Power LFG, LLC",59461,"GEN02","IC","OP",{"$nulls":4},"LFG",null,{"v":210845.578125,"d":"210,846"},{"v":89295.859375,"d":"89,296"},{"v":151.95100402832,"d":"152.0"},{"v":64.3529968261719,"d":"64.4"},{"v":4.74399995803833,"d":"4.7"},{"v":13388.650390625,"d":"13,388.7"},null,"EIA Prime Mover-level Data","EIA Prime Mover-level Data","Estimated using emissions factor","Estimated using emissions factor","Estimated using emissions factor","Estimated using emissions factor"]
[1980,2020,"CA","Bowerman Power LFG, LLC",59461,"GEN03","IC","OP",{"$nulls":4},"LFG",null,{"v":210845.578125,"d":"210,846"},{"v":89295.859375,"d":"89,296"},{"v":151.95100402832,"d":"152.0"},{"v":64.3529968261719,"d":"64.4"},{"v":4.74399995803833,"d":"4.7"},{"v":13388.650390625,"d":"13,388.7"},null,"EIA Prime Mover-level Data","EIA Prime Mover-level Data","Estimated using emissions factor","Estimated using emissions factor","Estimated using emissions factor","Estimated using emissions factor"]
[1981,2020,"CA","Bowerman Power LFG, LLC",59461,"GEN04","IC","OP",{"$nulls":4},"LFG",null,{"v":210845.578125,"d":"210,846"},{"v":89295.859375,"d":"89,296"},{"v":151.95100402832,"d":"152.0"},{"v":64.3529968261719,"d":"64.4"},{"v":4.74399995803833,"d":"4.7"},{"v":13388.650390625,"d":"13,388.7"},null,"EIA Prime Mover-level Data","EIA Prime Mover-level Data","Estimated using emissions factor","Estimated using emissions factor","Estimated using emissions factor","Estimated using emissions factor"]
[1982,2020,"CA","Bowerman Power LFG, LLC",59461,"GEN05","IC","OP",{"$nulls":4},"LFG",null,{"v":210845.578125,"d":"210,846"},{"v":89295.859375,"d":"89,296"},{"v":151.95100402832,"d":"152.0"},{"v":64.3529968261719,"d":"64.4"},{"v":4.74399995803833,"d":"4.7"},{"v":13388.650390625,"d":"13,388.7"},null,"EIA Prime Mover-level Data","EIA Prime Mover-level Data","Estimated using emissions factor","Estimated using emissions factor","Estimated using emissions factor","Estimated using emissions factor"]
[1983,2020,"CA","Bowerman Power LFG, LLC",59461,"GEN06","IC","OP",{"$nulls":4},"LFG",null,{"v":210845.578125,"d":"210,846"},{"v":89295.859375,"d":"89,296"},{"v":151.95100402832,"d":"152.0"},{"v":64.3529968261719,"d":"64.4"},{"v":4.74399995803833,"d":"4.7"},{"v":13388.650390625,"d":"13,388.7"},null,"EIA Prime Mover-level Data","EIA Prime Mover-level Data","Estimated using emissions factor","Estimated using emissions factor","Estimated using emissions factor","Estimated using emissions factor"]
[1984,2020,"CA","Bowerman Power LFG, LLC",59461,"GEN07","IC","OP",{"$nulls":4},"LFG",null,{"v":210845.578125,"d":"210,846"},{"v":89295.859375,"d":"89,296"},{"v":151.95100402832,"d":"152.0"},{"v":64.3529968261719,"d":"64.4"},{"v":4.74399995803833,"d":"4.7"},{"v":13388.650390625,"d":"13,388.7"},null,"EIA Prime Mover-level Data","EIA Prime Mover-level Data","Estimated using emissions factor","Estimated using emissions factor","Estimated using emissions factor","Estimated using emissions factor"]
[1985,2020,"CA","Bowman",50546,"GEN1","HY","OP",{"$nulls":4},"WAT",null,{"v":78054,"d":"78,054"},{"v":43389,"d":"43,389"},{"$nulls":5},"EIA Prime Mover-level Data","EIA Prime Mover-level Data"]
[1986,2020,"CA","Box Canyon Dam",50179,"GEN1","HY","OP",{"$nulls":4},"WAT",null,{"v":34101,"d":"34,101"},{"v":18956.5,"d":"18,957"},{"$nulls":5},"EIA Prime Mover-level Data","EIA Prime Mover-level Data"]
[1987,2020,"CA","Box Canyon Dam",50179,"GEN2","HY","OP",{"$nulls":4},"WAT",null,{"v":34101,"d":"34,101"},{"v":18956.5,"d":"18,957"},{"$nulls":5},"EIA Prime Mover-level Data","EIA Prime Mover-level Data"]
[1988,2020,"CA","BP Carson Refinery",50540,"GEN1","OT","SB",{"$nulls":4},"OG"]
[1989,2020,"CA","BP Carson Refinery",50540,"GEN2","ST","OS",{"$nulls":4},"NG"]
[1990,2020,"CA","Brawley",383,"GT1","GT","RE",{"$nulls":4},"DFO"]
[1991,2020,"CA","Brawley",383,"GT2","GT","RE",{"$nulls":4},"DFO"]
[1992,2020,"CA","Brea Expansion Plant",58007,"G1","CT",{"$nulls":5},"LFG",null,{"v":593343.6875,"d":"593,344"},{"v":246748.03125,"d":"246,748"},{"v":51.7270011901855,"d":"51.7"},{"v":22.0179996490479,"d":"22.0"},{"v":13.3501996994019,"d":"13.4"},{"v":37677.19921875,"d":"37,677.2"},null,"EIA Unit-level Data","EIA Unit-Level Data","Estimated using emissions factor","Estimated using emissions factor","Estimated using emissions factor","Estimated using emissions factor"]
[1993,2020,"CA","Brea Expansion Plant",58007,"G2","CT",{"$nulls":5},"LFG",null,{"v":590723.4375,"d":"590,723"},{"v":247587.65625,"d":"247,588"},{"v":51.4990005493164,"d":"51.5"},{"v":21.9209995269775,"d":"21.9"},{"v":13.2912998199463,"d":"13.3"},{"v":37510.8125,"d":"37,510.8"},null,"EIA Unit-level Data","EIA Unit-Level Data","Estimated using emissions factor","Estimated using emissions factor","Estimated using emissions factor","Estimated using emissions factor"]
[1994,2020,"CA","Brea Expansion Plant",58007,"G3","CT",{"$nulls":5},"LFG",null,{"v":589436.4375,"d":"589,436"},{"v":245902.453125,"d":"245,902"},{"v":51.3870010375977,"d":"51.4"},{"v":21.8729991912842,"d":"21.9"},{"v":13.2622995376587,"d":"13.3"},{"v":37429.08984375,"d":"37,429.1"},null,"EIA Unit-level Data","EIA Unit-Level Data","Estimated using emissions factor","Estimated using emissions factor","Estimated using emissions factor","Estimated using emissions factor"]
[1995,2020,"CA","Brea Expansion Plant",58007,"G4","CT",{"$nulls":5},"LFG",null,{"v":567447.6875,"d":"567,448"},{"v":246401.296875,"d":"246,401"},{"v":49.4700012207031,"d":"49.5"},{"v":21.056999206543,"d":"21.1"},{"v":12.7676000595093,"d":"12.8"},{"v":36032.80859375,"d":"36,032.8"},null,"EIA Unit-level Data","EIA Unit-Level Data","Estimated using emissions factor","Estimated using emissions factor","Estimated using emissions factor","Estimated using emissions factor"]
[1996,2020,"CA","Brea Expansion Plant",58007,"HRSG1","CA","OP",{"$nulls":3},1,"LFG",null,0,0,{"v":0,"d":"0.0"},{"v":0,"d":"0.0"},{"v":0,"d":"0.0"},{"v":0,"d":"0.0"},null,"EIA Unit-level Data","EIA Unit-Level Data","Estimated using emissions factor","Estimated using emissions factor","Estimated using emissions factor","Estimated using emissions factor"]
[1997,2020,"CA","Brea Expansion Plant",58007,"HRSG2","CA","OP",{"$nulls":3},1,"LFG",null,0,0,{"v":0,"d":"0.0"},{"v":0,"d":"0.0"},{"v":0,"d":"0.0"},{"v":0,"d":"0.0"},null,"EIA Unit-level Data","EIA Unit-Level Data","Estimated using emissions factor","Estimated using emissions factor","Estimated using emissions factor","Estimated using emissions factor"]
[1998,2020,"CA","Brea Expansion Plant",58007,"HRSG3","CA","OP",{"$nulls":3},1,"LFG",null,0,0,{"v":0,"d":"0.0"},{"v":0,"d":"0.0"},{"v":0,"d":"0.0"},{"v":0,"d":"0.0"},null,"EIA Unit-level Data","EIA Unit-Level Data","Estimated using emissions factor","Estimated using emissions factor","Estimated using emissions factor","Estimated using emissions factor"]
[2007,2020,"CA","Broadway (CA)",420,"B3","ST","RE",null,null,"WALL",1,"NG",{"$nulls":16},"SR"]
[2023,2020,"CA","Byron Highway Solar",64471,"BYHWY","PV","L",{"$nulls":4},"SUN"]
[2030,2020,"CA","CA Flats Solar 130, LLC",60033,"GEN01","PV","OP",{"$nulls":4},"SUN",null,{"v":2990198,"d":"2,990,198"},{"v":1635357,"d":"1,635,357"},{"$nulls":5},"EIA Prime Mover-level Data","EIA Prime Mover-level Data"]
[2046,2020,"CA","California City",63516,"CACTY","PV","OP",{"$nulls":4},"SUN",null,{"v":47039,"d":"47,039"},{"v":25384,"d":"25,384"},{"$nulls":5},"EIA Prime Mover-level Data","EIA Prime Mover-level Data"]
[2053,2020,"CA","California Institute of Technology",10262,"GEN7","CA","OP",{"$nulls":4},"NG",null,{"v":230875,"d":"230,875"},{"v":60437,"d":"60,437"},{"v":35.7910003662109,"d":"35.8"},{"v":9.42399978637695,"d":"9.4"},{"v":0.368900001049042,"d":"0.4"},{"v":13493.380859375,"d":"13,493.4"},null,"EIA Prime Mover-level Data","EIA Prime Mover-level Data","Estimated using emissions factor","Estimated using emissions factor","Estimated using emissions factor","Estimated using emissions factor"]
[2074,2020,"CA","Calpine Gilroy Cogen, LP",10034,"S-100","CT","OP","Yes","ARP","CC",null,"NG",{"v":1360,"d":"1,360.0"},{"v":940467.75,"d":"940,468"},{"v":559673.125,"d":"559,673"},{"v":15.1400003433228,"d":"15.1"},{"v":8.27499961853027,"d":"8.3"},{"v":0.300000011920929,"d":"0.3"},{"v":55885.30078125,"d":"55,885.3"},null,"EPA/CAMD","EPA/CAMD","EPA/CAMD","EPA/CAMD","EPA/CAMD","EPA/CAMD",null,null,"DLNB",null,1987]
[2090,2020,"CA","Camanche",537,"2","HY","OP",{"$nulls":4},"WAT",null,{"v":45014,"d":"45,014"},{"v":25023.333984375,"d":"25,023"},{"$nulls":5},"EIA Prime Mover-level Data","EIA Prime Mover-level Data"]
[2097,2020,"CA","Camp Far West",531,"1","HY","OP",{"$nulls":4},"WAT",null,{"v":113268,"d":"113,268"},{"v":62965,"d":"62,965"},{"$nulls":5},"EIA Prime Mover-level Data","EIA Prime Mover-level Data"]
[2113,2020,"CA","Carson Cogeneration Company",10169,"D1","CT","OP","Yes","ARP","CC",null,"NG",{"v":769,"d":"769.0"},{"v":188613.65625,"d":"188,614"},{"v":142092.890625,"d":"142,093"},{"v":12.1579999923706,"d":"12.2"},{"v":6.34700012207031,"d":"6.3"},{"v":0.100000001490116,"d":"0.1"},{"v":11209.5,"d":"11,209.5"},null,"EPA/CAMD","EPA/CAMD","EPA/CAMD","EPA/CAMD","EPA/CAMD","EPA/CAMD",null,null,"H2O,SCR",null,2003]
[2120,2020,"CA","Castaic",392,"5","PS","OP",{"$nulls":4},"WAT",null,0,0,{"$nulls":5},"EIA Prime Mover-level Data","EIA Prime Mover-level Data"]
[2139,2020,"CA","CCCSD Wastewater Treatment Plnt",57573,"S188","GT","OP",{"$nulls":4},"NG",null,{"v":350601,"d":"350,601"},{"v":147828,"d":"147,828"},{"v":53.9000015258789,"d":"53.9"},{"v":22.8150005340576,"d":"22.8"},{"v":0.56029999256134,"d":"0.6"},{"v":20490.7109375,"d":"20,490.7"},null,"EIA Prime Mover-level Data","EIA Prime Mover-level Data","Estimated using emissions factor","Estimated using emissions factor","Estimated using emissions factor","Estimated using emissions factor"]
[2144,2020,"CA","CDCR (CA) - Wasco State Prison",61621,"WASCO","PV","OP",{"$nulls":4},"SUN",null,{"v":26186,"d":"26,186"},{"v":14131,"d":"14,131"},{"$nulls":5},"EIA Prime Mover-level Data","EIA Prime Mover-level Data"]
[2164,2020,"CA","Central Antelope Dry Ranch B LLC",60281,"CADRB","PV","OP",{"$nulls":4},"SUN",null,{"v":69237,"d":"69,237"},{"v":37362,"d":"37,362"},{"$nulls":5},"EIA Prime Mover-level Data","EIA Prime Mover-level Data"]
[2171,2020,"CA","Central Valley Ag Power",58978,"CVAP","IC","OP",{"$nulls":4},"OBG"]
[2187,2020,"CA","Chevron - Lost Hills Hybrid",63545,"GEN1","PV","OP",{"$nulls":4},"SUN",null,{"v":491588,"d":"491,588"},{"v":353475,"d":"353,475"},{"$nulls":5},"EIA Prime Mover-level Data","EIA Prime Mover-level Data"]
[2207,2020,"CA","Chowchilla II",56185,"IC2","IC","OP",{"$nulls":4},"NG",null,{"v":10101.4384765625,"d":"10,101"},{"v":4444.18798828125,"d":"4,444"},{"v":13.706000328064,"d":"13.7"},{"v":6.03000020980835,"d":"6.0"},{"v":0.016100000590086,"d":"0.0"},{"v":590.3740234375,"d":"590.4"},null,"EIA Prime Mover-level Data","EIA Prime Mover-level Data","Estimated using emissions factor","Estimated using emissions factor","Estimated using emissions factor","Estimated using emissions factor"]
[2222,2020,"CA","Citizens Imperial Solar",62052,"CIS1","PV","OP",{"$nulls":4},"SUN",null,{"v":698243,"d":"698,243"},{"v":354858,"d":"354,858"},{"$nulls":5},"EIA Prime Mover-level Data","EIA Prime Mover-level Data"]
[2231,2020,"CA","City of Tulare Water Facility",59395,"C2550","IC","RE",{"$nulls":4},"OBG"]
[2238,2020,"CA","Civic Center",10623,"4","CA","OP",{"$nulls":3},1,"NG",null,{"v":102753.421875,"d":"102,753"},{"v":61687.37109375,"d":"61,687"},{"v":0.611000001430511,"d":"0.6"},{"v":0.611000001430511,"d":"0.6"},{"v":0.164199993014336,"d":"0.2"},{"v":6005.375,"d":"6,005.4"},null,"EIA Unit-level Data","EIA Unit-Level Data","Estimated based on unit-level NOx emission rates","Estimated using emissions factor","Estimated using emissions factor and plant-specific sulfur content","Estimated using emissions factor"]
[2254,2020,"CA","Coalinga 25D Cogen",52086,"TG4","GT","OP",{"$nulls":4},"NG",null,{"v":276508,"d":"276,508"},{"v":121650.25,"d":"121,650"},{"v":42.6629981994629,"d":"42.7"},{"v":18.7700004577637,"d":"18.8"},{"v":0.441900014877319,"d":"0.4"},{"v":16160.3798828125,"d":"16,160.4"},null,"EIA Prime Mover-level Data","EIA Prime Mover-level Data","Estimated using emissions factor","Estimated using emissions factor","Estimated using emissions factor","Estimated using emissions factor"]
[2274,2020,"CA","Colusa Generating Station",56532,"CT2","CT","OP","Yes","ARP","CC",null,"NG",{"v":6309,"d":"6,309.0"},{"v":11126337,"d":"11,126,337"},{"v":3817318.25,"d":"3,817,318"},{"v":21.7569999694824,"d":"21.8"},{"v":8.25800037384033,"d":"8.3"},{"v":3.29999995231628,"d":"3.3"},{"v":661221.875,"d":"661,221.9"},null,"EPA/CAMD","EPA/CAMD","EPA/CAMD","EPA/CAMD","EPA/CAMD","EPA/CAMD",null,null,"DLNB,SCR",null,2010]
[2287,2020,"CA","Coolwater",329,"32","CT","RE",null,null,"DUCTBURNER",1,"NG"]
[2298,2020,"CA","Coram Energy LLC (ECT)",54298,"SX1S","WT","RE",{"$nulls":4},"WND"]
[2305,2020,"CA","CoreSite Real Estate 1656 McCarthy, L.P.",61475,"G-2","IC","SB",{"$nulls":4},"DFO"]
[2321,2020,"CA","CoreSite Real Estate 3032 Coronado, L.P.",61482,"G-10","IC","SB",{"$nulls":4},"DFO"]
[2328,2020,"CA","CoreSite Real Estate 3032 Coronado, L.P.",61482,"G-8","IC","SB",{"$nulls":4},"DFO"]
[2348,2020,"CA","Coso Power Developers",10874,"GEN6","ST","OP",{"$nulls":4},"GEO",null,{"v":1160320,"d":"1,160,320"},{"v":469689,"d":"469,689"},{"v":0,"d":"0.0"},{"v":0,"d":"0.0"},{"v":59.5122985839844,"d":"59.5"},{"v":10202.1103515625,"d":"10,202.1"},null,"EIA Prime Mover-level Data","EIA Prime Mover-level Data","Estimated using emissions factor","Estimated using emissions factor","Estimated using emissions factor","Estimated using emissions factor"]
[2365,2020,"CA","Cow Creek",229,"1","HY","OP",{"$nulls":4},"WAT",null,{"v":18563.5,"d":"18,564"},{"v":10319.5,"d":"10,320"},{"$nulls":5},"EIA Prime Mover-level Data","EIA Prime Mover-level Data"]
[2372,2020,"CA","Cresta",231,"2","HY","OP",{"$nulls":4},"WAT",null,{"v":714428.5,"d":"714,429"},{"v":397149.5,"d":"397,150"},{"$nulls":5},"EIA Prime Mover-level Data","EIA Prime Mover-level Data"]
[2388,2020,"CA","CSU Northridge Plant",58422,"B2PV","PV","OP",{"$nulls":4},"SUN",null,{"v":4340,"d":"4,340"},{"v":2341.3330078125,"d":"2,341"},{"$nulls":5},"EIA Prime Mover-level Data","EIA Prime Mover-level Data"]
[2395,2020,"CA","CSUF Nutwood Solar",60979,"PV1","PV","OP",{"$nulls":4},"SUN",null,{"v":27846,"d":"27,846"},{"v":15027,"d":"15,027"},{"$nulls":5},"EIA Prime Mover-level Data","EIA Prime Mover-level Data"]
[2415,2020,"CA","Cymric 6Z Cogen",52082,"TG1","GT","OP",{"$nulls":4},"NG",null,{"v":339118.5,"d":"339,119"},{"v":149196.5,"d":"149,197"},{"v":52.5260009765625,"d":"52.5"},{"v":23.1089992523193,"d":"23.1"},{"v":0.541899979114532,"d":"0.5"},{"v":19819.62109375,"d":"19,819.6"},null,"EIA Prime Mover-level Data","EIA Prime Mover-level Data","Estimated using emissions factor","Estimated using emissions factor","Estimated using emissions factor","Estimated using emissions factor"]
[2431,2020,"CA","Delta Energy Center, LLC",55333,"1","CT","OP","Yes","ARP","CC",null,"NG",{"v":6223,"d":"6,223.0"},{"v":10367266,"d":"10,367,266"},{"v":3632839.25,"d":"3,632,839"},{"v":47.4410018920898,"d":"47.4"},{"v":16.2759990692139,"d":"16.3"},{"v":3.09999990463257,"d":"3.1"},{"v":616108.375,"d":"616,108.4"},null,"EPA/CAMD","EPA/CAMD","EPA/CAMD","EPA/CAMD","EPA/CAMD","EPA/CAMD",null,null,"NH3",null,2001]
[2439,2020,"CA","Desert Harvest II LLC",64103,"DH003","BA","TS",{"$nulls":4},"MWH"]
[2459,2020,"CA","Desert Sunlight 300, LLC",57993,"DSL6","PV","OP",{"$nulls":4},"SUN",null,{"v":464050,"d":"464,050"},{"v":250418.265625,"d":"250,418"},{"$nulls":5},"EIA Prime Mover-level Data","EIA Prime Mover-level Data"]
[2462,2020,"CA","Desert Sunlight 300, LLC",57993,"DSL9","PV","OP",{"$nulls":4},"SUN",null,{"v":418013.3125,"d":"418,013"},{"v":225575.1875,"d":"225,575"},{"$nulls":5},"EIA Prime Mover-level Data","EIA Prime Mover-level Data"]
[2482,2020,"CA","Diamond H Dairy Power",64622,"GEN2","IC","V",{"$nulls":4},"OBG"]
[2496,2020,"CA","Difwind Farms Ltd I",54681,"EXIS","WT","RE",{"$nulls":4},"WND"]
[2506,2020,"CA","Dion R Holm",380,"1","HY","OP",{"$nulls":4},"WAT",null,{"v":2105006,"d":"2,105,006"},{"v":1131826.5,"d":"1,131,827"},{"$nulls":5},"EIA Prime Mover-level Data","EIA Prime Mover-level Data"]
[2513,2020,"CA","Dome Project",54449,"T1","GT","OP",{"$nulls":4},"NG",null,{"v":562650,"d":"562,650"},{"v":247538.5,"d":"247,539"},{"v":86.8960037231445,"d":"86.9"},{"v":38.2299995422363,"d":"38.2"},{"v":0.899100005626678,"d":"0.9"},{"v":32883.8125,"d":"32,883.8"},null,"EIA Prime Mover-level Data","EIA Prime Mover-level Data","Estimated using emissions factor","Estimated using emissions factor","Estimated using emissions factor","Estimated using emissions factor"]
[2529,2020,"CA","Drews Generating Facility",55935,"D1","GT","OP",{"$nulls":4},"NG",null,{"v":2454.25,"d":"2,454"},{"v":1079.5,"d":"1,080"},{"v":0.386000007390976,"d":"0.4"},{"v":0.170000001788139,"d":"0.2"},{"v":0.00389999989420176,"d":"0.0"},{"v":143.436996459961,"d":"143.4"},null,"EIA Prime Mover-level Data","EIA Prime Mover-level Data","Estimated using emissions factor","Estimated using emissions factor","Estimated using emissions factor","Estimated using emissions factor"]
[2549,2020,"CA","DSH (CA) - Coalinga State Hospital",59746,"1","PV","OP",{"$nulls":4},"SUN",null,{"v":41716,"d":"41,716"},{"v":22512,"d":"22,512"},{"$nulls":5},"EIA Prime Mover-level Data","EIA Prime Mover-level Data"]
[2561,2020,"CA","E&B Resources",60446,"PVEB","PV","OP",{"$nulls":4},"SUN"]
[2573,2020,"CA","Edward C Hyatt",437,"1","HY","OP",{"$nulls":4},"WAT",null,{"v":3433565,"d":"3,433,565"},{"v":2188050.75,"d":"2,188,051"},{"$nulls":5},"EIA Prime Mover-level Data","EIA Prime Mover-level Data"]
[2580,2020,"CA","Edwards Air Force Base",58076,"2","PV","OP",{"$nulls":4},"SUN",null,{"v":7024.3330078125,"d":"7,024"},{"v":3790.6669921875,"d":"3,791"},{"$nulls":5},"EIA Prime Mover-level Data","EIA Prime Mover-level Data"]
[2596,2020,"CA","El Dorado County",64402,"ELDCO","PV","P",{"$nulls":4},"SUN"]
[2616,2020,"CA","Electra",239,"2","HY","OP",{"$nulls":4},"WAT",null,{"v":859683.9375,"d":"859,684"},{"v":420395.28125,"d":"420,395"},{"$nulls":5},"EIA Prime Mover-level Data","EIA Prime Mover-level Data"]
[2623,2020,"CA","Elkhorn Battery Energy Storage System",62564,"ELKHO","BA","U",{"$nulls":4},"MWH"]
[2640,2020,"CA","Energy Center",58168,"TURB2","GT","OP",{"$nulls":4},"NG",null,{"v":28045.666015625,"d":"28,046"},{"v":12339,"d":"12,339"},{"v":3.73900008201599,"d":"3.7"},{"v":1.64499998092651,"d":"1.6"},{"v":0.0447999984025955,"d":"0.0"},{"v":1639.11596679688,"d":"1,639.1"},null,"EIA Prime Mover-level Data","EIA Prime Mover-level Data","Estimated using emissions factor","Estimated using emissions factor","Estimated using emissions factor","Estimated using emissions factor"]
[2647,2020,"CA","Equilon Los Angeles Refining",50530,"GEN1","GT","OP",{"$nulls":4},"PRG",null,{"v":2472859.5,"d":"2,472,860"},{"v":1191195.5,"d":"1,191,196"},{"v":210.192993164063,"d":"210.2"},{"v":101.251998901367,"d":"101.3"},{"v":0.482100009918213,"d":"0.5"},{"v":144525.109375,"d":"144,525.1"},null,"EIA Prime Mover-level Data","EIA Prime Mover-level Data","Estimated using emissions factor","Estimated using emissions factor","Estimated using emissions factor","Estimated using emissions factor"]
[2663,2020,"CA","EQX011 Duane Fuel Cell",63705,"EQ11C","FC","OP",{"$nulls":4},"NG",null,{"v":91474.265625,"d":"91,474"},{"v":40244.19140625,"d":"40,244"},{"$nulls":5},"EIA Prime Mover-level Data","EIA Prime Mover-level Data"]
[2683,2020,"CA","Extreme San Ignacio",63604,"EXN02","FC","OP",{"$nulls":4},"NG",null,{"v":56660,"d":"56,660"},{"v":24928,"d":"24,928"},{"$nulls":5},"EIA Prime Mover-level Data","EIA Prime Mover-level Data"]
[2690,2020,"CA","Fall Creek",296,"2","HY","OP",{"$nulls":4},"WAT",null,{"v":13896.5712890625,"d":"13,897"},{"v":7725.14306640625,"d":"7,725"},{"$nulls":5},"EIA Prime Mover-level Data","EIA Prime Mover-level Data"]
[2705,2020,"CA","FLEX Gibraltar",62575,"FLX01","FC","OP",{"$nulls":4},"NG",null,{"v":55731,"d":"55,731"},{"v":24520,"d":"24,520"},{"$nulls":5},"EIA Prime Mover-level Data","EIA Prime Mover-level Data"]
[2714,2020,"CA","Foothill Feeder",6645,"2","HY","OP",{"$nulls":4},"WAT",null,{"v":223654,"d":"223,654"},{"v":124329,"d":"124,329"},{"$nulls":5},"EIA Prime Mover-level Data","EIA Prime Mover-level Data"]
[2730,2020,"CA","Foundation Dole Fresh Vegetables",62654,"WTG1","WT","U",{"$nulls":4},"WND"]
[2737,2020,"CA","Foundation RRM",58113,"WTG1","WT","OP",{"$nulls":4},"WND",null,{"v":40610,"d":"40,610"},{"v":21543.5,"d":"21,544"},{"$nulls":5},"EIA Prime Mover-level Data","EIA Prime Mover-level Data"]
[2757,2020,"CA","Fresno Solar",60083,"PV-S","PV","OP",{"$nulls":4},"SUN",null,{"v":28030,"d":"28,030"},{"v":15125.5,"d":"15,126"},{"$nulls":5},"EIA Prime Mover-level Data","EIA Prime Mover-level Data"]
[2770,2020,"CA","Fullerton Mill CHP",58083,"GTG1","CT",{"$nulls":5},"NG",null,{"v":118058.4140625,"d":"118,058"},0,{"v":18.2110004425049,"d":"18.2"},{"v":0,"d":"0.0"},{"v":0.188700005412102,"d":"0.2"},{"v":6899.8681640625,"d":"6,899.9"},null,"EIA Unit-level Data","EIA Unit-Level Data","Estimated using emissions factor","Estimated using emissions factor","Estimated using emissions factor","Estimated using emissions factor"]
[2781,2020,"CA","Gas Utilization Facility",50492,"1","IC","OP",{"$nulls":4},"OBG",null,{"v":159658.5,"d":"159,659"},{"v":64356,"d":"64,356"},{"v":335.471008300781,"d":"335.5"},{"v":135.391998291016,"d":"135.4"},{"v":0.518899977207184,"d":"0.5"},{"v":10138.28125,"d":"10,138.3"},null,"EIA Prime Mover-level Data","EIA Prime Mover-level Data","Estimated using emissions factor","Estimated using emissions factor","Estimated using emissions factor","Estimated using emissions factor"]
[2801,2020,"CA","Genentech Vacaville Meter #1",60844,"PV1","PV","OP",{"$nulls":4},"SUN",null,{"v":43769.76953125,"d":"43,770"},{"v":23619.802734375,"d":"23,620"},{"$nulls":5},"EIA Prime Mover-level Data","EIA Prime Mover-level Data"]
[2804,2020,"CA","Genentech-Oceanside Hybrid",60231,"PV1","PV","OP",{"$nulls":4},"SUN",null,{"v":57971,"d":"57,971"},{"v":31284,"d":"31,284"},{"$nulls":5},"EIA Prime Mover-level Data","EIA Prime Mover-level Data"]
[2824,2020,"CA","Geysers Unit 5-20",286,"U8","ST","OP",{"$nulls":4},"GEO",null,{"v":1912582,"d":"1,912,582"},{"v":824137.25,"d":"824,137"},{"v":0.291000008583069,"d":"0.3"},{"v":0.126000002026558,"d":"0.1"},{"v":0.0603000000119209,"d":"0.1"},{"v":24888.23046875,"d":"24,888.2"},null,"EIA Prime Mover-level Data","EIA Prime Mover-level Data","Estimated using emissions factor","Estimated using emissions factor","Estimated using emissions factor","Estimated using emissions factor"]
[2840,2020,"CA","Golden Field Solar III, LLC",63859,"RCTR","PV","OP",{"$nulls":4},"SUN"]
[2849,2020,"CA","Gosselin Hydro Plant",10128,"GEN2","HY","OP",{"$nulls":4},"WAT",null,{"v":13940,"d":"13,940"},{"v":7749.5,"d":"7,750"},{"$nulls":5},"EIA Prime Mover-level Data","EIA Prime Mover-level Data"]
[2868,2020,"CA","Green Power I",55396,"WGNS","WT","OP",{"$nulls":4},"WND",null,{"v":105128,"d":"105,128"},{"v":55770,"d":"55,770"},{"$nulls":5},"EIA Prime Mover-level Data","EIA Prime Mover-level Data"]
[2871,2020,"CA","Greg Avenue",6643,"1","HY","RE",{"$nulls":4},"WAT"]
[2891,2020,"CA","Haiwee",398,"1","HY","OP",{"$nulls":4},"WAT"]
[2898,2020,"CA","Hanford Energy Park Peaker",55698,"HEP1","GT","OP","Yes","ARP","CT",null,"NG",{"v":732,"d":"732.0"},{"v":132408.6875,"d":"132,409"},{"v":76483.109375,"d":"76,483"},{"v":0.730000019073486,"d":"0.7"},{"v":0.421999990940094,"d":"0.4"},{"v":0,"d":"0.0"},{"v":7869.7998046875,"d":"7,869.8"},null,"EPA/CAMD","EPA/CAMD","EPA/CAMD","EPA/CAMD","EPA/CAMD","EPA/CAMD",null,null,"H2O,SCR",null,2001]
[2914,2020,"CA","Haynes Generating Station",400,"1","ST","OP","Yes","ARP","WALL",1,"NG",{"v":1764,"d":"1,764.0"},{"v":1306379.75,"d":"1,306,380"},{"v":803311.0625,"d":"803,311"},{"v":1.04999995231628,"d":"1.0"},{"v":0.61599999666214,"d":"0.6"},{"v":0.400000005960464,"d":"0.4"},{"v":76218.5,"d":"76,218.5"},null,"EPA/CAMD","EPA/CAMD","EPA/CAMD","EPA/CAMD","EPA/CAMD","EPA/CAMD",null,null,"SCR",null,1962]
[2922,2020,"CA","Haynes Generating Station",400,"2","ST","OP","Yes","ARP","WALL",1,"NG",{"v":1341,"d":"1,341.0"},{"v":986869.625,"d":"986,870"},{"v":644297.5625,"d":"644,298"},{"v":1.11899995803833,"d":"1.1"},{"v":0.694999992847443,"d":"0.7"},{"v":0.300000011920929,"d":"0.3"},{"v":57576.8984375,"d":"57,576.9"},null,"EPA/CAMD","EPA/CAMD","EPA/CAMD","EPA/CAMD","EPA/CAMD","EPA/CAMD",null,null,"SCR",null,1963]
[2938,2020,"CA","Hecate Energy Beacon Solar 3",59316,"BEAC3","PV","OP",{"$nulls":4},"SUN",null,{"v":1214340,"d":"1,214,340"},{"v":638919,"d":"638,919"},{"$nulls":5},"EIA Prime Mover-level Data","EIA Prime Mover-level Data"]
[2958,2020,"CA","High Desert Power Project",55518,"CTG2","CT","OP","Yes","ARP","CC",null,"NG",{"v":4729,"d":"4,729.0"},{"v":7721449.5,"d":"7,721,450"},{"v":2334650.5,"d":"2,334,651"},{"v":33.1640014648438,"d":"33.2"},{"v":10.4589996337891,"d":"10.5"},{"v":2.29999995231628,"d":"2.3"},{"v":458873.8125,"d":"458,873.8"},null,"EPA/CAMD","EPA/CAMD","EPA/CAMD","EPA/CAMD","EPA/CAMD","EPA/CAMD",null,null,"SCR",null,2003]
[2965,2020,"CA","High Winds LLC",56075,"2","WT","OP",{"$nulls":4},"WND",null,{"v":274587.90625,"d":"274,588"},{"v":145667.203125,"d":"145,667"},{"$nulls":5},"EIA Prime Mover-level Data","EIA Prime Mover-level Data"]
[2979,2020,"CA","Hudson Ranch Power II LLC",58211,"HR2","ST","CN",{"$nulls":4},"GEO"]
[2989,2020,"CA","Humboldt Bay",246,"IC9","IC","OP",{"$nulls":4},"NG",null,{"v":426917.40625,"d":"426,917"},{"v":205520.796875,"d":"205,521"},{"v":563.203979492188,"d":"563.2"},{"v":271.89599609375,"d":"271.9"},{"v":0.677200019359589,"d":"0.7"},{"v":24950.986328125,"d":"24,951.0"},null,"EIA Prime Mover-level Data","EIA Prime Mover-level Data","Estimated using emissions factor","Estimated using emissions factor","Estimated using emissions factor","Estimated using emissions factor"]
[3005,2020,"CA","Illumina Way SD",63603,"ILM01","FC","OP",{"$nulls":4},"NG",null,{"v":199618,"d":"199,618"},{"v":87822,"d":"87,822"},{"$nulls":5},"EIA Prime Mover-level Data","EIA Prime Mover-level Data"]
[3025,2020,"CA","Inskip",248,"1","HY","OS",{"$nulls":4},"WAT"]
[3032,2020,"CA","Iron Gate",297,"1","HY","OP",{"$nulls":4},"WAT",null,{"v":722660,"d":"722,660"},{"v":401725,"d":"401,725"},{"$nulls":5},"EIA Prime Mover-level Data","EIA Prime Mover-level Data"]
[3048,2020,"CA","Ivanpah 2",57073,"BLR1","ST","OP","Yes","ARP","OTHER BOILER",1,"NG",{"v":4025,"d":"4,025.0"},{"v":476779.1875,"d":"476,779"},{"v":303428,"d":"303,428"},{"v":2.62800002098083,"d":"2.6"},{"v":1.66999995708466,"d":"1.7"},{"v":0.100000001490116,"d":"0.1"},{"v":28142,"d":"28,142.0"},null,"EPA/CAMD","EPA/CAMD","EPA/CAMD","EPA/CAMD","EPA/CAMD","EPA/CAMD",{"$nulls":4},2013]
[3058,2020,"CA","James B Black",249,"2","HY","OP",{"$nulls":4},"WAT",null,{"v":1953502.25,"d":"1,953,502"},{"v":768486.25,"d":"768,486"},{"$nulls":5},"EIA Prime Mover-level Data","EIA Prime Mover-level Data"]
[3076,2020,"CA","Kaiser East La Palma Ave. Fuel Cell",62698,"KR059","FC","OP",{"$nulls":4},"NG",null,{"v":123698,"d":"123,698"},{"v":54421,"d":"54,421"},{"$nulls":5},"EIA Prime Mover-level Data","EIA Prime Mover-level Data"]
[3092,2020,"CA","Kaweah Delta District Hospital",10042,"KDH2","IC","RE",{"$nulls":4},"NG"]
[3099,2020,"CA","Kellogg's - San Jose",59280,"KLG00","FC","OP",{"$nulls":4},"NG",null,{"v":46744,"d":"46,744"},{"v":20565,"d":"20,565"},{"$nulls":5},"EIA Prime Mover-level Data","EIA Prime Mover-level Data"]
[3115,2020,"CA","Kern River Cogeneration",10496,"GTAG","GT","OP",{"$nulls":4},"NG",null,{"v":1403820.5,"d":"1,403,821"},{"v":1010835.75,"d":"1,010,836"},{"v":218.069000244141,"d":"218.1"},{"v":157.022994995117,"d":"157.0"},{"v":2.24329996109009,"d":"2.2"},{"v":82045.625,"d":"82,045.6"},null,"EIA Prime Mover-level Data","EIA Prime Mover-level Data","Estimated using emissions factor","Estimated using emissions factor","Estimated using emissions factor","Estimated using emissions factor"]
[3123,2020,"CA","Kern River Fee B Cogen",52092,"GEN1","GT","RE",{"$nulls":4},"NG"]
[3143,2020,"CA","King City Power Plant",10294,"GTG","CT","OP","Yes","ARP","CC",null,"NG",{"v":796,"d":"796.0"},{"v":510039.625,"d":"510,040"},{"v":383030.96875,"d":"383,031"},{"v":10.128999710083,"d":"10.1"},{"v":7.29400014877319,"d":"7.3"},{"v":0.200000002980232,"d":"0.2"},{"v":30312,"d":"30,312.0"},null,"EPA/CAMD","EPA/CAMD","EPA/CAMD","EPA/CAMD","EPA/CAMD","EPA/CAMD",null,null,"DLNB,SCR",null,1989]
[3146,2020,"CA","Kings Beach",6518,"1","IC","RE",{"$nulls":4},"DFO"]
[3166,2020,"CA","Kohls San Bernardino Solar Facility",57009,"1","PV","OP",{"$nulls":4},"SUN",null,{"v":12765,"d":"12,765"},{"v":6888,"d":"6,888"},{"$nulls":5},"EIA Prime Mover-level Data","EIA Prime Mover-level Data"]
[3173,2020,"CA","L-8 Solar Project",57836,"TSM","PV","OP",{"$nulls":4},"SUN",null,{"v":18414,"d":"18,414"},{"v":9937,"d":"9,937"},{"$nulls":5},"EIA Prime Mover-level Data","EIA Prime Mover-level Data"]
[3188,2020,"CA","Lake Herman",64676,"359","PV","T",{"$nulls":4},"SUN"]
[3210,2020,"CA","LeConte Energy Storage",64701,"LCES","BA","P",{"$nulls":4},"MWH"]
[3213,2020,"CA","Life Technologies - Pleasanton",59279,"LFT01","FC","OP",{"$nulls":4},"NG",null,{"v":54011,"d":"54,011"},{"v":23762,"d":"23,762"},{"$nulls":5},"EIA Prime Mover-level Data","EIA Prime Mover-level Data"]
[3233,2020,"CA","Little Bear 4",62464,"GEN01","PV","OP",{"$nulls":4},"SUN",null,{"v":48111,"d":"48,111"},0,{"$nulls":5},"EIA Prime Mover-level Data","EIA Prime Mover-level Data"]
[3240,2020,"CA","Lodi",7451,"1","GT","SB",{"$nulls":4},"NG",null,{"v":47470,"d":"47,470"},{"v":20885,"d":"20,885"},{"v":7.28900003433228,"d":"7.3"},{"v":3.20700001716614,"d":"3.2"},{"v":0.0759000033140182,"d":"0.1"},{"v":2774.36206054688,"d":"2,774.4"},null,"EIA Prime Mover-level Data","EIA Prime Mover-level Data","Estimated using emissions factor","Estimated using emissions factor","Estimated using emissions factor","Estimated using emissions factor"]
[3256,2020,"CA","Loon Lake",432,"H1","HY","OP",{"$nulls":4},"WAT",null,{"v":385257,"d":"385,257"},{"v":214164,"d":"214,164"},{"$nulls":5},"EIA Prime Mover-level Data","EIA Prime Mover-level Data"]
[3267,2020,"CA","Lost Creek I",10708,"GEN1","HY","OP",{"$nulls":4},"WAT",null,{"v":51909,"d":"51,909"},{"v":28856,"d":"28,856"},{"$nulls":5},"EIA Prime Mover-level Data","EIA Prime Mover-level Data"]
[3280,2020,"CA","Madelyn Solar, LLC",59409,"SNL17","PV","OP",{"$nulls":4},"SUN",null,{"v":19179,"d":"19,179"},{"v":10349,"d":"10,349"},{"$nulls":5},"EIA Prime Mover-level Data","EIA Prime Mover-level Data"]
[3300,2020,"CA","Mammoth G2",10481,"T103","BT","RE",{"$nulls":4},"GEO"]
[3307,2020,"CA","Mandalay",345,"1","ST","RE",null,null,"WALL",1,"NG",{"$nulls":16},"SR"]
[3323,2020,"CA","Marina Landfill Gas",10748,"U4J16","IC","OP",{"$nulls":4},"LFG",null,{"v":104084.6796875,"d":"104,085"},{"v":44081.23828125,"d":"44,081"},{"v":75.4609985351563,"d":"75.5"},{"v":31.9589996337891,"d":"32.0"},{"v":2.34190011024475,"d":"2.3"},{"v":6609.35498046875,"d":"6,609.4"},null,"EIA Prime Mover-level Data","EIA Prime Mover-level Data","Estimated using emissions factor","Estimated using emissions factor","Estimated using emissions factor","Estimated using emissions factor"]
[3332,2020,"CA","Marsh Landing Generating Station",57267,"4","GT","OP","Yes","ARP","CT",null,"NG",{"v":647,"d":"647.0"},{"v":1065628,"d":"1,065,628"},{"v":848818.875,"d":"848,819"},{"v":3.77600002288818,"d":"3.8"},{"v":2.89000010490417,"d":"2.9"},{"v":0.300000011920929,"d":"0.3"},{"v":63329,"d":"63,329.0"},null,"EPA/CAMD","EPA/CAMD","EPA/CAMD","EPA/CAMD","EPA/CAMD","EPA/CAMD",null,null,"DLNB,SCR",null,2013]
[3351,2020,"CA","McCoy Solar Energy Project Hybrid",58462,"BLK2","PV","OP",{"$nulls":4},"SUN",null,{"v":387502.6875,"d":"387,503"},{"v":209110.484375,"d":"209,110"},{"$nulls":5},"EIA Prime Mover-level Data","EIA Prime Mover-level Data"]
[3367,2020,"CA","Medline Ind. Phase 2 Tracy",63361,"MIP2T","PV","OP",{"$nulls":4},"SUN",null,{"v":18652,"d":"18,652"},{"v":10064,"d":"10,064"},{"$nulls":5},"EIA Prime Mover-level Data","EIA Prime Mover-level Data"]
[3374,2020,"CA","Mesquite Lake Energy Park Plant 2",50363,"L313","ST","OS",{"$nulls":4},"WDS"]
[3390,2020,"CA","Midway Sunset Cogen",52169,"B","GT","OP",{"$nulls":4},"NG",null,{"v":2421499.25,"d":"2,421,499"},{"v":1319128,"d":"1,319,128"},{"v":373.459014892578,"d":"373.5"},{"v":204.699005126953,"d":"204.7"},{"v":3.86960005760193,"d":"3.9"},{"v":141523.390625,"d":"141,523.4"},null,"EIA Prime Mover-level Data","EIA Prime Mover-level Data","Estimated using emissions factor","Estimated using emissions factor","Estimated using emissions factor","Estimated using emissions factor"]
[3397,2020,"CA","Mira Loma",58698,"D9611","PV","OP",{"$nulls":4},"SUN",null,{"v":10102,"d":"10,102"},{"v":5451,"d":"5,451"},{"$nulls":5},"EIA Prime Mover-level Data","EIA Prime Mover-level Data"]
[3418,2020,"CA","MM Yolo Power",54567,"1","IC","OP",{"$nulls":4},"LFG",null,{"v":43708.5,"d":"43,709"},{"v":18511.166015625,"d":"18,511"},{"v":33.5690002441406,"d":"33.6"},{"v":14.2170000076294,"d":"14.2"},{"v":0.983399987220764,"d":"1.0"},{"v":2775.47998046875,"d":"2,775.5"},null,"EIA Prime Mover-level Data","EIA Prime Mover-level Data","Estimated using emissions factor","Estimated using emissions factor","Estimated using emissions factor","Estimated using emissions factor"]
[3434,2020,"CA","Mojave Solar Project",57331,"MSP1","ST","OP",{"$nulls":3},1,"SUN",null,{"v":2449483.5,"d":"2,449,484"},{"v":1474018,"d":"1,474,018"},{"$nulls":5},"EIA Prime Mover-level Data","EIA Prime Mover-level Data"]
[3441,2020,"CA","Montgomery Creek Hydro",55009,"GEN1","HY","OP",{"$nulls":4},"WAT",null,{"v":31916,"d":"31,916"},{"v":17742,"d":"17,742"},{"$nulls":5},"EIA Prime Mover-level Data","EIA Prime Mover-level Data"]
[3457,2020,"CA","Mountain View IV",57459,"1","WT","OP",{"$nulls":4},"WND",null,{"v":1422191,"d":"1,422,191"},{"v":754463,"d":"754,463"},{"$nulls":5},"EIA Prime Mover-level Data","EIA Prime Mover-level Data"]
[3464,2020,"CA","Mule Creek State Prison",63876,"MLCRK","PV","P",{"$nulls":4},"SUN"]
[3476,2020,"CA","Narrows PH",262,"1","HY","OP",{"$nulls":4},"WAT",null,{"v":215447,"d":"215,447"},{"v":119767,"d":"119,767"},{"$nulls":5},"EIA Prime Mover-level Data","EIA Prime Mover-level Data"]
[3501,2020,"CA","Nickel 1 Solar Facility",58034,"1","PV","OP",{"$nulls":4},"SUN",null,{"v":20117,"d":"20,117"},{"v":10855,"d":"10,855"},{"$nulls":5},"EIA Prime Mover-level Data","EIA Prime Mover-level Data"]
[3508,2020,"CA","Nordhoff Place",59652,"W4162","PV","OP",{"$nulls":4},"SUN",null,{"v":11378,"d":"11,378"},{"v":6140,"d":"6,140"},{"$nulls":5},"EIA Prime Mover-level Data","EIA Prime Mover-level Data"]
[3515,2020,"CA","North City - Landfill Gas Engine North",60571,"NCEP","IC","OP",{"$nulls":4},"LFG",null,{"v":78193,"d":"78,193"},{"v":33116,"d":"33,116"},{"v":53.4809989929199,"d":"53.5"},{"v":22.6499996185303,"d":"22.6"},{"v":1.75929999351501,"d":"1.8"},{"v":4965.23876953125,"d":"4,965.2"},null,"EIA Prime Mover-level Data","EIA Prime Mover-level Data","Estimated using emissions factor","Estimated using emissions factor","Estimated using emissions factor","Estimated using emissions factor"]
[3531,2020,"CA","North Midway Cogen",52078,"GEN7","GT","OS",{"$nulls":4},"NG"]
[3541,2020,"CA","Nove Power Plant",50831,"GEN3","IC","OP",{"$nulls":4},"LFG",null,{"v":5917,"d":"5,917"},{"v":2505.6669921875,"d":"2,506"},{"v":4.7350001335144,"d":"4.7"},{"v":2.00500011444092,"d":"2.0"},{"v":0.133100003004074,"d":"0.1"},{"v":375.727996826172,"d":"375.7"},null,"EIA Prime Mover-level Data","EIA Prime Mover-level Data","Estimated using emissions factor","Estimated using emissions factor","Estimated using emissions factor","Estimated using emissions factor"]
[3555,2020,"CA","OES Biogas Power",63622,"OES02","IC","V",{"$nulls":4},"OBG"]
[3575,2020,"CA","Orange County Energy Storage 2",62497,"OCES2","BA","U",{"$nulls":4},"MWH"]
[3582,2020,"CA","Ormesa I",50766,"ITLU2","BT","OP",{"$nulls":4},"GEO"]
[3598,2020,"CA","Ormesa I",50766,"OE27","ST","RE",{"$nulls":4},"GEO"]
[3620,2020,"CA","Ormesa IE",50764,"OEC9","ST","RE",{"$nulls":4},"GEO"]
[3626,2020,"CA","Ormesa IH",50762,"OE16","ST","RE",{"$nulls":4},"GEO"]
[3642,2020,"CA","Ormesa II",54724,"OE26","ST","RE",{"$nulls":4},"GEO"]
[3649,2020,"CA","Ormesa II",54724,"OEC4","ST","RE",{"$nulls":4},"GEO"]
[3665,2020,"CA","Oroville Cogeneration LP",54477,"GEN5","IC","SB",{"$nulls":4},"NG",null,{"v":275.143005371094,"d":"275"},{"v":121.142997741699,"d":"121"},{"v":0.370000004768372,"d":"0.4"},{"v":0.163000002503395,"d":"0.2"},{"v":0.00039999998989515,"d":"0.0"},{"v":16.0809993743896,"d":"16.1"},null,"EIA Prime Mover-level Data","EIA Prime Mover-level Data","Estimated using emissions factor","Estimated using emissions factor","Estimated using emissions factor","Estimated using emissions factor"]
[3685,2020,"CA","Pacific Ethanol Stockton Cogen Plant",61027,"PESCT","GT","RE",{"$nulls":4},"NG"]
[3699,2020,"CA","Panoche Energy Center",56803,"2","GT","OP","Yes","ARP","CT",null,"NG",{"v":1919,"d":"1,919.0"},{"v":1340973.25,"d":"1,340,973"},{"v":570050,"d":"570,050"},{"v":7.51399993896484,"d":"7.5"},{"v":3.03200006484985,"d":"3.0"},{"v":0.400000005960464,"d":"0.4"},{"v":79691,"d":"79,691.0"},null,"EPA/CAMD","EPA/CAMD","EPA/CAMD","EPA/CAMD","EPA/CAMD","EPA/CAMD",null,null,"H2O,SCR",null,2009]
[3709,2020,"CA","Parker Dam",447,"1","HY","OP",{"$nulls":4},"WAT",null,{"v":943115.25,"d":"943,115"},{"v":506594.75,"d":"506,595"},{"$nulls":5},"EIA Prime Mover-level Data","EIA Prime Mover-level Data"]
[3716,2020,"CA","Pastoria Energy Facility",55656,"CT001","CT","OP","Yes","ARP","CC",null,"NG",{"v":6623,"d":"6,623.0"},{"v":11348761,"d":"11,348,761"},{"v":4537474,"d":"4,537,474"},{"v":35.318000793457,"d":"35.3"},{"v":13.4169998168945,"d":"13.4"},{"v":3.40000009536743,"d":"3.4"},{"v":674443.125,"d":"674,443.1"},null,"EPA/CAMD","EPA/CAMD","EPA/CAMD","EPA/CAMD","EPA/CAMD","EPA/CAMD",null,null,"DLNB,SCR",null,2005]
[3732,2020,"CA","Pebbly Beach Generating Station Hybrid",6704,"MT04","GT","OP",{"$nulls":4},"PG",null,{"v":728.869995117188,"d":"729"},{"v":349.434997558594,"d":"349"},{"v":0.11599999666214,"d":"0.1"},{"v":0.0560000017285347,"d":"0.1"},{"v":9.99999974737875e-05,"d":"0.0"},{"v":49.3790016174316,"d":"49.4"},null,"EIA Prime Mover-level Data","EIA Prime Mover-level Data","Estimated using emissions factor","Estimated using emissions factor","Estimated using emissions factor","Estimated using emissions factor"]
[3739,2020,"CA","Pebbly Beach Generating Station Hybrid",6704,"MT11","GT","OP",{"$nulls":4},"PG",null,{"v":728.869995117188,"d":"729"},{"v":349.434997558594,"d":"349"},{"v":0.11599999666214,"d":"0.1"},{"v":0.0560000017285347,"d":"0.1"},{"v":9.99999974737875e-05,"d":"0.0"},{"v":49.3790016174316,"d":"49.4"},null,"EIA Prime Mover-level Data","EIA Prime Mover-level Data","Estimated using emissions factor","Estimated using emissions factor","Estimated using emissions factor","Estimated using emissions factor"]
[3764,2020,"CA","Pierce College",58248,"GEN1","PV","OP",{"$nulls":4},"SUN",null,{"v":27476,"d":"27,476"},{"v":14827,"d":"14,827"},{"$nulls":5},"EIA Prime Mover-level Data","EIA Prime Mover-level Data"]
[3776,2020,"CA","Pio Pico Energy Center LLC",57555,"CTG3","GT","OP","Yes","ARP","CT",null,"NG",{"v":781,"d":"781.0"},{"v":345010.375,"d":"345,010"},{"v":197689.265625,"d":"197,689"},{"v":2.03900003433228,"d":"2.0"},{"v":1.08599996566772,"d":"1.1"},{"v":0.100000001490116,"d":"0.1"},{"v":20503.400390625,"d":"20,503.4"},null,"EPA/CAMD","EPA/CAMD","EPA/CAMD","EPA/CAMD","EPA/CAMD","EPA/CAMD",null,null,"H2O,SCR",null,2016]
[3783,2020,"CA","Pit 4",267,"2","HY","OP",{"$nulls":4},"WAT",null,{"v":1451647,"d":"1,451,647"},{"v":529823.5,"d":"529,824"},{"$nulls":5},"EIA Prime Mover-level Data","EIA Prime Mover-level Data"]
[3803,2020,"CA","Plant No 2 Orange County",52099,"GEN6","ST","OP",{"$nulls":4},"OBG"]
[3806,2020,"CA","Poe",272,"1","HY","OP",{"$nulls":4},"WAT",null,{"v":1036240.5,"d":"1,036,241"},{"v":513317,"d":"513,317"},{"$nulls":5},"EIA Prime Mover-level Data","EIA Prime Mover-level Data"]
[3826,2020,"CA","Potrero Hills Energy Producers",59952,"2","IC","OP",{"$nulls":4},"LFG",null,{"v":132315.796875,"d":"132,316"},{"v":56037.3984375,"d":"56,037"},{"v":90.8420028686523,"d":"90.8"},{"v":38.4729995727539,"d":"38.5"},{"v":2.97709989547729,"d":"3.0"},{"v":8402.025390625,"d":"8,402.0"},null,"EIA Prime Mover-level Data","EIA Prime Mover-level Data","Estimated using emissions factor","Estimated using emissions factor","Estimated using emissions factor","Estimated using emissions factor"]
[3833,2020,"CA","Power Generation Station (PGS) 2",57696,"1","GT","OP",{"$nulls":4},"OBG",null,{"v":322910,"d":"322,910"},{"v":136756,"d":"136,756"},{"v":78.6210021972656,"d":"78.6"},{"v":33.2970008850098,"d":"33.3"},{"v":1.04949998855591,"d":"1.0"},{"v":20504.716796875,"d":"20,504.7"},null,"EIA Prime Mover-level Data","EIA Prime Mover-level Data","Estimated using emissions factor","Estimated using emissions factor","Estimated using emissions factor","Estimated using emissions factor"]
[3850,2020,"CA","Putah Creek Solar Farm",59550,"PCSF","PV","OP",{"$nulls":4},"SUN",null,{"v":42339,"d":"42,339"},{"v":22848,"d":"22,848"},{"$nulls":5},"EIA Prime Mover-level Data","EIA Prime Mover-level Data"]
[3870,2020,"CA","Rancho Seco Solar, LLC",60226,"GEN01","PV","OP",{"$nulls":4},"SUN",null,{"v":200927,"d":"200,927"},{"v":108428,"d":"108,428"},{"$nulls":5},"EIA Prime Mover-level Data","EIA Prime Mover-level Data"]
[3873,2020,"CA","RE Adams East, LLC",58984,"1","PV","OP",{"$nulls":4},"SUN",null,{"v":381399,"d":"381,399"},{"v":205817,"d":"205,817"},{"$nulls":5},"EIA Prime Mover-level Data","EIA Prime Mover-level Data"]
[3893,2020,"CA","RE Gaskell West 5 LLC",61449,"PV5","PV","P",{"$nulls":4},"SUN"]
[3898,2020,"CA","RE Kansas South LLC",58148,"KS","PV","OP",{"$nulls":4},"SUN",null,{"v":365291,"d":"365,291"},{"v":197124,"d":"197,124"},{"$nulls":5},"EIA Prime Mover-level Data","EIA Prime Mover-level Data"]
[3917,2020,"CA","Red Bluff",56184,"IC11","IC","OP",{"$nulls":4},"NG",null,{"v":8124.06201171875,"d":"8,124"},{"v":3574.18798828125,"d":"3,574"},{"v":11.0229997634888,"d":"11.0"},{"v":4.84999990463257,"d":"4.8"},{"v":0.0130000002682209,"d":"0.0"},{"v":474.807006835938,"d":"474.8"},null,"EIA Prime Mover-level Data","EIA Prime Mover-level Data","Estimated using emissions factor","Estimated using emissions factor","Estimated using emissions factor","Estimated using emissions factor"]
[3924,2020,"CA","Red Bluff",56184,"IC3","IC","OP",{"$nulls":4},"NG",null,{"v":8124.06201171875,"d":"8,124"},{"v":3574.18798828125,"d":"3,574"},{"v":11.0229997634888,"d":"11.0"},{"v":4.84999990463257,"d":"4.8"},{"v":0.0130000002682209,"d":"0.0"},{"v":474.807006835938,"d":"474.8"},null,"EIA Prime Mover-level Data","EIA Prime Mover-level Data","Estimated using emissions factor","Estimated using emissions factor","Estimated using emissions factor","Estimated using emissions factor"]
[3940,2020,"CA","Regional Wastewater Control Facility",56134,"0301","IC","OA",{"$nulls":4},"OBG",null,{"v":33711.04296875,"d":"33,711"},{"v":14291.0419921875,"d":"14,291"},{"v":105.40599822998,"d":"105.4"},{"v":44.640998840332,"d":"44.6"},{"v":0.170900002121925,"d":"0.2"},{"v":2140.64404296875,"d":"2,140.6"},null,"EIA Prime Mover-level Data","EIA Prime Mover-level Data","Estimated using emissions factor","Estimated using emissions factor","Estimated using emissions factor","Estimated using emissions factor"]
[3960,2020,"CA","Richmond Refinery TG800",52105,"GEN1","ST","RE",{"$nulls":4},"OG"]
[3973,2020,"CA","Ripon Generation Station",56135,"1","GT","OP","Yes","ARP","CT",null,"NG",{"v":348,"d":"348.0"},{"v":95436.921875,"d":"95,437"},{"v":72653.8125,"d":"72,654"},{"v":0.524999976158142,"d":"0.5"},{"v":0.377999991178513,"d":"0.4"},{"v":0,"d":"0.0"},{"v":5671.7998046875,"d":"5,671.8"},null,"EPA/CAMD","EPA/CAMD","EPA/CAMD","EPA/CAMD","EPA/CAMD","EPA/CAMD",null,null,"H2O,SCR",null,2006]
[3984,2020,"CA","Roaring Creek Water Power",10881,"GEN1","HY","OP",{"$nulls":4},"WAT",null,{"v":29994,"d":"29,994"},{"v":16674,"d":"16,674"},{"$nulls":5},"EIA Prime Mover-level Data","EIA Prime Mover-level Data"]
[3991,2020,"CA","Rock Creek LP",50892,"GEN1","HY","OP",{"$nulls":4},"WAT",null,{"v":2438.5,"d":"2,439"},{"v":1355.5,"d":"1,356"},{"$nulls":5},"EIA Prime Mover-level Data","EIA Prime Mover-level Data"]
[4007,2020,"CA","Roseville Solar",62114,"ROSE","PV","OP",{"$nulls":4},"SUN",null,{"v":15520,"d":"15,520"},{"v":8375,"d":"8,375"},{"$nulls":5},"EIA Prime Mover-level Data","EIA Prime Mover-level Data"]
[4027,2020,"CA","Salinas River Cogeneration Facility",50865,"1","GT","OP","Yes","ARP","CT",null,"NG",{"v":7520,"d":"7,520.0"},{"v":3338059.25,"d":"3,338,059"},{"v":941892.125,"d":"941,892"},{"v":17.382999420166,"d":"17.4"},{"v":5.30600023269653,"d":"5.3"},{"v":1,"d":"1.0"},{"v":198378.5,"d":"198,378.5"},null,"EPA/CAMD","EPA/CAMD","EPA/CAMD","EPA/CAMD","EPA/CAMD","EPA/CAMD",null,null,"DLNB,SCR",null,1992]
[4034,2020,"CA","Salton Sea Power Gen Co - Unit 4",54996,"4100","ST","OP",{"$nulls":4},"GEO",null,{"v":1952510,"d":"1,952,510"},{"v":836154,"d":"836,154"},{"v":0,"d":"0.0"},{"v":0,"d":"0.0"},{"v":100.143402099609,"d":"100.1"},{"v":17167.4375,"d":"17,167.4"},null,"EIA Prime Mover-level Data","EIA Prime Mover-level Data","Estimated using emissions factor","Estimated using emissions factor","Estimated using emissions factor","Estimated using emissions factor"]
[4042,2020,"CA","San Diego - NCRC at Vista",64049,"NCRC","PV","U",{"$nulls":4},"SUN"]
[4058,2020,"CA","San Francisco Electric Reliability Proj",56305,"2","GT","CN",{"$nulls":4},"NG"]
[4078,2020,"CA","San Joaquin Solar",60678,"SJ1A","PV","OP",{"$nulls":4},"SUN",null,{"v":334875.625,"d":"334,876"},{"v":180710.78125,"d":"180,711"},{"$nulls":5},"EIA Prime Mover-level Data","EIA Prime Mover-level Data"]
[4094,2020,"CA","Santa Ana 1",361,"4","HY","OP",{"$nulls":4},"WAT",null,{"v":1024.5,"d":"1,025"},{"v":569.5,"d":"570"},{"$nulls":5},"EIA Prime Mover-level Data","EIA Prime Mover-level Data"]
[4101,2020,"CA","Santa Fe Springs Rooftop Solar BLDG M",58912,"1","PV","OP",{"$nulls":4},"SUN",null,{"v":25662,"d":"25,662"},{"v":13848,"d":"13,848"},{"$nulls":5},"EIA Prime Mover-level Data","EIA Prime Mover-level Data"]
[4121,2020,"CA","SC 1 Data Center, Phase 2",59074,"18B","IC","SB",{"$nulls":4},"DFO",null,{"v":46.4119987487793,"d":"46"},{"v":20.5520000457764,"d":"21"},{"v":0.0710000023245811,"d":"0.1"},{"v":0.0309999994933605,"d":"0.0"},{"v":0.00669999979436398,"d":"0.0"},{"v":3.78999996185303,"d":"3.8"},null,"EIA Prime Mover-level Data","EIA Prime Mover-level Data","Estimated using emissions factor","Estimated using emissions factor","Estimated using emissions factor","Estimated using emissions factor"]
[4125,2020,"CA","SC 1 Data Center, Phase 2",59074,"20B","IC","SB",{"$nulls":4},"DFO",null,{"v":46.4119987487793,"d":"46"},{"v":20.5520000457764,"d":"21"},{"v":0.0710000023245811,"d":"0.1"},{"v":0.0309999994933605,"d":"0.0"},{"v":0.00669999979436398,"d":"0.0"},{"v":3.78999996185303,"d":"3.8"},null,"EIA Prime Mover-level Data","EIA Prime Mover-level Data","Estimated using emissions factor","Estimated using emissions factor","Estimated using emissions factor","Estimated using emissions factor"]
[4145,2020,"CA","SC 1 Data Center, Phase 2",59074,"EG3A","IC","SB",{"$nulls":4},"DFO",null,{"v":44.3940010070801,"d":"44"},{"v":19.6590003967285,"d":"20"},{"v":0.068000003695488,"d":"0.1"},{"v":0.0299999993294477,"d":"0.0"},{"v":0.0063999998383224,"d":"0.0"},{"v":3.625,"d":"3.6"},null,"EIA Prime Mover-level Data","EIA Prime Mover-level Data","Estimated using emissions factor","Estimated using emissions factor","Estimated using emissions factor","Estimated using emissions factor"]
[4148,2020,"CA","SC 1 Data Center, Phase 2",59074,"EG4B","IC","SB",{"$nulls":4},"DFO",null,{"v":44.3940010070801,"d":"44"},{"v":19.6590003967285,"d":"20"},{"v":0.068000003695488,"d":"0.1"},{"v":0.0299999993294477,"d":"0.0"},{"v":0.0063999998383224,"d":"0.0"},{"v":3.625,"d":"3.6"},null,"EIA Prime Mover-level Data","EIA Prime Mover-level Data","Estimated using emissions factor","Estimated using emissions factor","Estimated using emissions factor","Estimated using emissions factor"]
[4168,2020,"CA","SCCCD - Clovis Community College",63021,"232","PV","OP",{"$nulls":4},"SUN",null,{"v":17564,"d":"17,564"},{"v":9478,"d":"9,478"},{"$nulls":5},"EIA Prime Mover-level Data","EIA Prime Mover-level Data"]
[4186,2020,"CA","Second Imperial Geothermal",54111,"GEN1","BT","OP",{"$nulls":4},"GEO",null,{"v":78766.140625,"d":"78,766"},{"v":33731.25,"d":"33,731"},{"v":0,"d":"0.0"},{"v":0,"d":"0.0"},{"v":0,"d":"0.0"},{"v":0,"d":"0.0"},null,"EIA Prime Mover-level Data","EIA Prime Mover-level Data","Estimated using emissions factor","Estimated using emissions factor","Estimated using emissions factor","Estimated using emissions factor"]
[4192,2020,"CA","Second Imperial Geothermal",54111,"GEN6","BT","OP",{"$nulls":4},"GEO",null,{"v":78766.140625,"d":"78,766"},{"v":33731.25,"d":"33,731"},{"v":0,"d":"0.0"},{"v":0,"d":"0.0"},{"v":0,"d":"0.0"},{"v":0,"d":"0.0"},null,"EIA Prime Mover-level Data","EIA Prime Mover-level Data","Estimated using emissions factor","Estimated using emissions factor","Estimated using emissions factor","Estimated using emissions factor"]
[4212,2020,"CA","Sepulveda Canyon",316,"1","HY","SB",{"$nulls":4},"WAT"]
[4215,2020,"CA","SEPV 2",58074,"SEPV","PV","OP",{"$nulls":4},"SUN",null,{"v":34660,"d":"34,660"},{"v":18705,"d":"18,705"},{"$nulls":5},"EIA Prime Mover-level Data","EIA Prime Mover-level Data"]
[4235,2020,"CA","Shasta",445,"5","HY","OP",{"$nulls":4},"WAT",null,{"v":2915451.5,"d":"2,915,452"},{"v":1719570.5,"d":"1,719,571"},{"$nulls":5},"EIA Prime Mover-level Data","EIA Prime Mover-level Data"]
[4242,2020,"CA","Shiloh III Wind Project LLC",57586,"1","WT","OP",{"$nulls":4},"WND",null,{"v":2288227,"d":"2,288,227"},{"v":1213890,"d":"1,213,890"},{"$nulls":5},"EIA Prime Mover-level Data","EIA Prime Mover-level Data"]
[4265,2020,"CA","Sierra SunTower Solar Gen Station",57323,"UNIT1","ST","RE",{"$nulls":4},"SUN"]
[4279,2020,"CA","Site 980 65",50322,"GEN1","HY","OP",{"$nulls":4},"WAT",null,{"v":18291,"d":"18,291"},{"v":10168,"d":"10,168"},{"$nulls":5},"EIA Prime Mover-level Data","EIA Prime Mover-level Data"]
[4282,2020,"CA","SJ/SC WPCP",56080,"E3","IC","RE",{"$nulls":4},"OBG"]
[4302,2020,"CA","Slate Hybrid",63727,"SLSTN","PV","U",{"$nulls":4},"SUN"]
[4309,2020,"CA","Soboba Community Solar Project",61834,"SCSP1","PV","OP",{"$nulls":4},"SUN",null,{"v":16528.5,"d":"16,529"},{"v":8919.5,"d":"8,920"},{"$nulls":5},"EIA Prime Mover-level Data","EIA Prime Mover-level Data"]
[4330,2020,"CA","Solar Photovoltaic Project #01",56976,"S1C","PV","RE",{"$nulls":4},"SUN"]
[4333,2020,"CA","Solar Photovoltaic Project #02",56996,"S1B","PV","OP",{"$nulls":4},"SUN",null,{"v":3167,"d":"3,167"},{"v":1709,"d":"1,709"},{"$nulls":5},"EIA Prime Mover-level Data","EIA Prime Mover-level Data"]
[4353,2020,"CA","Solar Photovoltaic Project #08",57222,"S008A","PV","OP",{"$nulls":4},"SUN",null,{"v":4252.75,"d":"4,253"},{"v":2295,"d":"2,295"},{"$nulls":5},"EIA Prime Mover-level Data","EIA Prime Mover-level Data"]
[4369,2020,"CA","Solar Photovoltaic Project #11",57225,"S011E","PV","OP",{"$nulls":4},"SUN",null,{"v":4085.71411132813,"d":"4,086"},{"v":2204.71411132813,"d":"2,205"},{"$nulls":5},"EIA Prime Mover-level Data","EIA Prime Mover-level Data"]
[4376,2020,"CA","Solar Photovoltaic Project #13",57227,"S013C","PV","OP",{"$nulls":4},"SUN",null,{"v":4640.85693359375,"d":"4,641"},{"v":2504.42797851563,"d":"2,504"},{"$nulls":5},"EIA Prime Mover-level Data","EIA Prime Mover-level Data"]
[4395,2020,"CA","Solar Photovoltaic Project #17",57231,"S017B","PV","OP",{"$nulls":4},"SUN",null,{"v":4485.42919921875,"d":"4,485"},{"v":2420.57202148438,"d":"2,421"},{"$nulls":5},"EIA Prime Mover-level Data","EIA Prime Mover-level Data"]
[4400,2020,"CA","Solar Photovoltaic Project #17",57231,"S017G","PV","OP",{"$nulls":4},"SUN",null,{"v":4485.42919921875,"d":"4,485"},{"v":2420.57202148438,"d":"2,421"},{"$nulls":5},"EIA Prime Mover-level Data","EIA Prime Mover-level Data"]
[4420,2020,"CA","Solar Photovoltaic Project #20",57234,"S020F","PV","CN",{"$nulls":4},"SUN"]
[4436,2020,"CA","Solar Photovoltaic Project #23",57236,"S023F","PV","CN",{"$nulls":4},"SUN"]
[4443,2020,"CA","Solar Photovoltaic Project #24",57127,"SO24G","PV","CN",{"$nulls":4},"SUN"]
[4459,2020,"CA","Solar Photovoltaic Project #26",57245,"S026F","PV","OP",{"$nulls":4},"SUN",null,{"v":5588.4169921875,"d":"5,588"},{"v":3015.75,"d":"3,016"},{"$nulls":5},"EIA Prime Mover-level Data","EIA Prime Mover-level Data"]
[4474,2020,"CA","Solar Photovoltaic Project #28",57247,"S028C","PV","OP",{"$nulls":4},"SUN",null,{"v":4650.85693359375,"d":"4,651"},{"v":2509.85693359375,"d":"2,510"},{"$nulls":5},"EIA Prime Mover-level Data","EIA Prime Mover-level Data"]
[4487,2020,"CA","Solar Photovoltaic Project #32",57534,"S32C","PV","OP",{"$nulls":4},"SUN",null,{"v":4273,"d":"4,273"},{"v":2305.6669921875,"d":"2,306"},{"$nulls":5},"EIA Prime Mover-level Data","EIA Prime Mover-level Data"]
[4503,2020,"CA","Solar Photovoltaic Project #35",57537,"S35G","PV","CN",{"$nulls":4},"SUN"]
[4510,2020,"CA","Solar Photovoltaic Project #40",57538,"S40G","PV","CN",{"$nulls":4},"SUN"]
[4517,2020,"CA","Solar Photovoltaic Project #40",57538,"S40N","PV","CN",{"$nulls":4},"SUN"]
[4539,2020,"CA","Solar Photovoltaic Project #41",57539,"S41P","PV","CN",{"$nulls":4},"SUN"]
[4554,2020,"CA","Solar Photovoltaic Project #44",57540,"S44A","PV","RE",{"$nulls":4},"SUN"]
[4557,2020,"CA","Solar Photovoltaic Project #44",57540,"S44D","PV","RE",{"$nulls":4},"SUN"]
[4577,2020,"CA","Solar Photovoltaic Project #45",57541,"S45H","PV","CN",{"$nulls":4},"SUN"]
[4584,2020,"CA","Solar Photovoltaic Project #46",57545,"S46C","PV","CN",{"$nulls":4},"SUN"]
[4604,2020,"CA","Solar Star 1",58388,"SS13","PV","OP",{"$nulls":4},"SUN",null,{"v":1333598.5,"d":"1,333,599"},{"v":705694.3125,"d":"705,694"},{"$nulls":5},"EIA Prime Mover-level Data","EIA Prime Mover-level Data"]
[4621,2020,"CA","Sonoma Central Landfill Phase I",55752,"P-12","IC","OP",{"$nulls":4},"LFG",null,{"v":52846,"d":"52,846"},{"v":22380.75,"d":"22,381"},{"v":34.4550018310547,"d":"34.5"},{"v":14.5920000076294,"d":"14.6"},{"v":1.18900001049042,"d":"1.2"},{"v":3355.7099609375,"d":"3,355.7"},null,"EIA Prime Mover-level Data","EIA Prime Mover-level Data","Estimated using emissions factor","Estimated using emissions factor","Estimated using emissions factor","Estimated using emissions factor"]
[4624,2020,"CA","Sonoma Central Landfill Phase II",55753,"P-21","IC","OP",{"$nulls":4},"LFG",null,{"v":39300.75,"d":"39,301"},{"v":16644.25,"d":"16,644"},{"v":25.6229991912842,"d":"25.6"},{"v":10.8520002365112,"d":"10.9"},{"v":0.884299993515015,"d":"0.9"},{"v":2495.58911132813,"d":"2,495.6"},null,"EIA Prime Mover-level Data","EIA Prime Mover-level Data","Estimated using emissions factor","Estimated using emissions factor","Estimated using emissions factor","Estimated using emissions factor"]
[4644,2020,"CA","Southeast Resource Recovery",50837,"UNIT3","ST","OP",{"$nulls":3},1,"MSW",null,{"v":1330273,"d":"1,330,273"},{"v":532990.125,"d":"532,990"},{"v":106.421997070313,"d":"106.4"},{"v":45.3040008544922,"d":"45.3"},{"v":115.009300231934,"d":"115.0"},{"v":130082.21875,"d":"130,082.2"},null,"EIA Unit-level Data","EIA Unit-Level Data","Estimated based on unit-level NOx emission rates","Estimated based on unit-level NOx ozone season emission rates","Estimated using emissions factor and plant-specific sulfur content","Estimated using emissions factor",null,"SP","SN","Yes"]
[4651,2020,"CA","Spicer Meadow Project",54554,"GEN1","HY","OP",{"$nulls":4},"WAT",null,{"v":39621.8125,"d":"39,622"},{"v":22026.05078125,"d":"22,026"},{"$nulls":5},"EIA Prime Mover-level Data","EIA Prime Mover-level Data"]
[4667,2020,"CA","SRI International Cogen Project",50537,"GEN1","GT","OP",{"$nulls":4},"NG",null,{"v":463068,"d":"463,068"},{"v":187072,"d":"187,072"},{"v":71.6470031738281,"d":"71.6"},{"v":29.0090007781982,"d":"29.0"},{"v":0.740000009536743,"d":"0.7"},{"v":27063.791015625,"d":"27,063.8"},null,"EIA Prime Mover-level Data","EIA Prime Mover-level Data","Estimated using emissions factor","Estimated using emissions factor","Estimated using emissions factor","Estimated using emissions factor"]
[4683,2020,"CA","Stateline Solar",58646,"STL7","PV","OP",{"$nulls":4},"SUN",null,{"v":725437.75,"d":"725,438"},{"v":391472.46875,"d":"391,472"},{"$nulls":5},"EIA Prime Mover-level Data","EIA Prime Mover-level Data"]
[4695,2020,"CA","Summer Solar A2",58753,"SSA2","PV","OP",{"$nulls":4},"SUN",null,{"v":33031,"d":"33,031"},{"v":17825,"d":"17,825"},{"$nulls":5},"EIA Prime Mover-level Data","EIA Prime Mover-level Data"]
[4711,2020,"CA","SunEdison Walgreens Moreno Valley",57004,"1","PV","OP",{"$nulls":4},"SUN",null,{"v":12799,"d":"12,799"},{"v":6907,"d":"6,907"},{"$nulls":5},"EIA Prime Mover-level Data","EIA Prime Mover-level Data"]
[4718,2020,"CA","Sunray 3",10438,"SUN3","PV","OP",{"$nulls":4},"SUN",null,{"v":296432,"d":"296,432"},{"v":159965,"d":"159,965"},{"$nulls":5},"EIA Prime Mover-level Data","EIA Prime Mover-level Data"]
[4734,2020,"CA","Sycamore Energy LLC",10387,"1A","GT","OP",{"$nulls":4},"LFG",null,{"v":108600.890625,"d":"108,601"},{"v":45993.77734375,"d":"45,994"},{"v":10.2480001449585,"d":"10.2"},{"v":4.34000015258789,"d":"4.3"},{"v":2.44350004196167,"d":"2.4"},{"v":6896.1337890625,"d":"6,896.1"},null,"EIA Prime Mover-level Data","EIA Prime Mover-level Data","Estimated using emissions factor","Estimated using emissions factor","Estimated using emissions factor","Estimated using emissions factor"]
[4748,2020,"CA","Target Woodland Solar Project",62246,"TWSP","PV","OP",{"$nulls":4},"SUN",null,{"v":35066,"d":"35,066"},{"v":18923,"d":"18,923"},{"$nulls":5},"EIA Prime Mover-level Data","EIA Prime Mover-level Data"]
[4762,2020,"CA","Terminus Hydroelectric Project",54343,"GEN1","HY","OP",{"$nulls":4},"WAT",null,{"v":144157,"d":"144,157"},{"v":80137,"d":"80,137"},{"$nulls":5},"EIA Prime Mover-level Data","EIA Prime Mover-level Data"]
[4778,2020,"CA","Thomas M Knott Cogen Facility",58190,"CG","GT","OS",{"$nulls":4},"NG"]
[4785,2020,"CA","Tiger Creek",287,"H2","HY","OP",{"$nulls":4},"WAT",null,{"v":1055588.625,"d":"1,055,589"},{"v":586799.5,"d":"586,800"},{"$nulls":5},"EIA Prime Mover-level Data","EIA Prime Mover-level Data"]
[4805,2020,"CA","Total Energy Facilities",10091,"GEN4","CA","OP",{"$nulls":4},"OBG",null,0,0,{"v":0,"d":"0.0"},{"v":0,"d":"0.0"},{"v":0,"d":"0.0"},{"v":0,"d":"0.0"},null,"EIA Prime Mover-level Data","EIA Prime Mover-level Data","Estimated using emissions factor","Estimated using emissions factor","Estimated using emissions factor","Estimated using emissions factor"]
[4813,2020,"CA","Transamerica Pyramid",58619,"2","IC","OP",{"$nulls":4},"NG",null,{"v":8250,"d":"8,250"},{"v":3630,"d":"3,630"},{"v":11.4180002212524,"d":"11.4"},{"v":5.02400016784668,"d":"5.0"},{"v":0.0131999999284744,"d":"0.0"},{"v":482.1669921875,"d":"482.2"},null,"EIA Prime Mover-level Data","EIA Prime Mover-level Data","Estimated using emissions factor","Estimated using emissions factor","Estimated using emissions factor","Estimated using emissions factor"]
[4829,2020,"CA","Turlock Lake",161,"1","HY","OP",{"$nulls":4},"WAT",null,{"v":321.6669921875,"d":"322"},179,{"$nulls":5},"EIA Prime Mover-level Data","EIA Prime Mover-level Data"]
[4845,2020,"CA","Union Valley",6612,"1","HY","OP",{"$nulls":4},"WAT",null,{"v":436816,"d":"436,816"},{"v":242825,"d":"242,825"},{"$nulls":5},"EIA Prime Mover-level Data","EIA Prime Mover-level Data"]
[4852,2020,"CA","University of California San Diego Hybrid",57584,"NT2","CT",{"$nulls":5},"NG",null,{"v":1125665.375,"d":"1,125,665"},{"v":502712.09375,"d":"502,712"},{"v":174.860992431641,"d":"174.9"},{"v":78.0910034179688,"d":"78.1"},{"v":1.79879999160767,"d":"1.8"},{"v":65788.984375,"d":"65,789.0"},null,"EIA Unit-level Data","EIA Unit-Level Data","Estimated using emissions factor","Estimated using emissions factor","Estimated using emissions factor","Estimated using emissions factor"]
[4872,2020,"CA","Valentine Solar, LLC",62288,"VAL01","PV","OP",{"$nulls":4},"SUN",null,{"v":2224639,"d":"2,224,639"},{"v":1162397,"d":"1,162,397"},{"$nulls":5},"EIA Prime Mover-level Data","EIA Prime Mover-level Data"]
[4875,2020,"CA","Valero Wilmington Cogeneration Plant",63285,"79G1","GT","OP",{"$nulls":4},"NG",null,{"v":2130307,"d":"2,130,307"},{"v":937232,"d":"937,232"},{"v":372.513000488281,"d":"372.5"},{"v":163.888000488281,"d":"163.9"},{"v":3.40420007705688,"d":"3.4"},{"v":124504.7890625,"d":"124,504.8"},null,"EIA Prime Mover-level Data","EIA Prime Mover-level Data","Estimated using emissions factor","Estimated using emissions factor","Estimated using emissions factor","Estimated using emissions factor"]
[4892,2020,"CA","Venable Solar 1",58289,"VNPV","PV","OP",{"$nulls":4},"SUN",null,{"v":29417,"d":"29,417"},{"v":15874,"d":"15,874"},{"$nulls":5},"EIA Prime Mover-level Data","EIA Prime Mover-level Data"]
[4912,2020,"CA","Victor Valley CC CPV Solar",57254,"1PV","PV","OP",{"$nulls":4},"SUN",null,{"v":12072,"d":"12,072"},{"v":6515,"d":"6,515"},{"$nulls":5},"EIA Prime Mover-level Data","EIA Prime Mover-level Data"]
[4919,2020,"CA","Vista Energy Storage System",61661,"VISTA","BA","OP",{"$nulls":4},"MWH",null,0,0,{"$nulls":5},"EIA Prime Mover-level Data","EIA Prime Mover-level Data"]
[4926,2020,"CA","Voyager Wind II",61582,"VYGR2","WT","OP",{"$nulls":4},"WND",null,{"v":4114377,"d":"4,114,377"},{"v":2056768,"d":"2,056,768"},{"$nulls":5},"EIA Prime Mover-level Data","EIA Prime Mover-level Data"]
[4942,2020,"CA","Wadham Energy LP",50293,"BLR100","ST","OP",{"$nulls":3},1,"AB",null,{"v":1926296.875,"d":"1,926,297"},{"v":1081647.125,"d":"1,081,647"},{"v":97.2779998779297,"d":"97.3"},{"v":55.7050018310547,"d":"55.7"},{"v":24.0189990997314,"d":"24.0"},{"v":250526,"d":"250,526.0"},null,"EIA Unit-level Data","EIA Unit-Level Data","Estimated based on unit-level NOx emission rates","Estimated based on unit-level NOx ozone season emission rates","Estimated using emissions factor and plant-specific sulfur content","Estimated using emissions factor"]
[4957,2020,"CA","Waste Management Tri-Cities LFGTE",57164,"GEN1","IC","CN",{"$nulls":4},"LFG"]
[4970,2020,"CA","Watson Cogeneration",50216,"GN92","CT",{"$nulls":5},"NG",null,{"v":8602537,"d":"8,602,537"},{"v":3615860,"d":"3,615,860"},{"v":1151.71801757813,"d":"1,151.7"},{"v":473.450012207031,"d":"473.5"},{"v":11.8657999038696,"d":"11.9"},{"v":503758.59375,"d":"503,758.6"},null,"EIA Unit-level Data","EIA Unit-Level Data","Estimated using emissions factor","Estimated using emissions factor","Estimated using emissions factor","Estimated using emissions factor"]
[4986,2020,"CA","Western Power & Steam Inc",54410,"CTG","GT","OP",{"$nulls":4},"NG",null,{"v":1720124,"d":"1,720,124"},{"v":775740,"d":"775,740"},{"v":265.110992431641,"d":"265.1"},{"v":120.380996704102,"d":"120.4"},{"v":2.74880003929138,"d":"2.7"},{"v":100531.8359375,"d":"100,531.8"},null,"EIA Prime Mover-level Data","EIA Prime Mover-level Data","Estimated using emissions factor","Estimated using emissions factor","Estimated using emissions factor","Estimated using emissions factor"]
[4993,2020,"CA","Westmont 400B",61349,"W5694","PV","OP",{"$nulls":4},"SUN",null,{"v":30566,"d":"30,566"},{"v":16495,"d":"16,495"},{"$nulls":5},"EIA Prime Mover-level Data","EIA Prime Mover-level Data"]
[5009,2020,"CA","White Rock/Slab Creek",435,"H3","HY","OP",{"$nulls":4},"WAT",null,{"v":16075.451171875,"d":"16,075"},{"v":11048.10546875,"d":"11,048"},{"$nulls":5},"EIA Prime Mover-level Data","EIA Prime Mover-level Data"]
[5022,2020,"CA","Willow Spring Solar 3, LLC",60325,"GEN01","PV","T",{"$nulls":4},"SUN"]
[5037,2020,"CA","Wonderful Orchards - New Columbia",64055,"WOC","PV","OP",{"$nulls":4},"SUN"]
[5053,2020,"CA","Yolo County Solar Project",57422,"1","PV","OP",{"$nulls":4},"SUN",null,{"v":11685,"d":"11,685"},{"v":6306,"d":"6,306"},{"$nulls":5},"EIA Prime Mover-level Data","EIA Prime Mover-level Data"]
[5060,2020,"CA","Zero Waste Energy Development Co LLC",60220,"ZWED1","IC","OP",{"$nulls":4},"OBG",null,{"v":21009,"d":"21,009"},{"v":8898,"d":"8,898"},{"v":27.4969997406006,"d":"27.5"},{"v":11.6459999084473,"d":"11.6"},{"v":0.0683000013232231,"d":"0.1"},{"v":1334.06701660156,"d":"1,334.1"},null,"EIA Prime Mover-level Data","EIA Prime Mover-level Data","Estimated using emissions factor","Estimated using emissions factor","Estimated using emissions factor","Estimated using emissions factor"]
[5080,2020,"CO","American Gypsum Cogeneration",54630,"D-2","IC","SB",{"$nulls":4},"DFO",null,102,48,{"v":0.167999997735023,"d":"0.2"},{"v":0.0790000036358833,"d":"0.1"},{"v":0.0148000000044703,"d":"0.0"},{"v":8.32999992370605,"d":"8.3"},null,"EIA Prime Mover-level Data","EIA Prime Mover-level Data","Estimated using emissions factor","Estimated using emissions factor","Estimated using emissions factor","Estimated using emissions factor"]
[5096,2020,"CO","Black Hollow Sun, LLC",64745,"BHS01","PV","P",{"$nulls":4},"SUN"]
[5101,2020,"CO","Boulder Canyon Hydro",466,"1","HY","RE",{"$nulls":4},"WAT"]
[5120,2020,"CO","Carousel Wind Farm LLC",59975,"CW1","WT","OP",{"$nulls":4},"WND",null,{"v":5762484,"d":"5,762,484"},{"v":2360606,"d":"2,360,606"},{"$nulls":5},"EIA Prime Mover-level Data","EIA Prime Mover-level Data"]
[5127,2020,"CO","Cedar Creek Wind",56371,"1","WT","OP",{"$nulls":4},"WND",null,{"v":5077846,"d":"5,077,846"},{"v":1768041.875,"d":"1,768,042"},{"$nulls":5},"EIA Prime Mover-level Data","EIA Prime Mover-level Data"]
[5147,2020,"CO","Colorado Highlands Wind",57174,"CHW2","WT","OP",{"$nulls":4},"WND",null,{"v":866552.0625,"d":"866,552"},{"v":354983.75,"d":"354,984"},{"$nulls":5},"EIA Prime Mover-level Data","EIA Prime Mover-level Data"]
[5150,2020,"CO","Comanche (470)",470,"2","ST","OP","Yes","ARP,MATS","WALL",1,"SUB",{"v":8116,"d":"8,116.0"},{"v":23698064,"d":"23,698,064"},{"v":9394482,"d":"9,394,482"},{"v":1804.64697265625,"d":"1,804.6"},{"v":693.25,"d":"693.3"},{"v":952.900024414063,"d":"952.9"},{"v":2457874,"d":"2,457,874.0"},{"v":13.0100002288818,"d":"13.0"},"EPA/CAMD","EPA/CAMD","EPA/CAMD","EPA/CAMD","EPA/CAMD","EPA/CAMD","EPA/CAMD","DL","LNBO","Yes",1975]
[5166,2020,"CO","Denver Int Airport",56815,"1","PV","OP",{"$nulls":4},"SUN",null,{"v":20037,"d":"20,037"},{"v":10556,"d":"10,556"},{"$nulls":5},"EIA Prime Mover-level Data","EIA Prime Mover-level Data"]
[5187,2020,"CO","Fort St. Vrain",6112,"5","GT","OP","Yes","ARP","CT",null,"NG",{"v":794,"d":"794.0"},{"v":758717.625,"d":"758,718"},{"v":433288.46875,"d":"433,288"},{"v":12.1470003128052,"d":"12.1"},{"v":6.85400009155273,"d":"6.9"},{"v":0.200000002980232,"d":"0.2"},{"v":45089.3984375,"d":"45,089.4"},null,"EPA/CAMD","EPA/CAMD","EPA/CAMD","EPA/CAMD","EPA/CAMD","EPA/CAMD",null,null,"DLNB",null,2009]
[5194,2020,"CO","Fountain Valley Power Plant",55453,"6","GT","OP","Yes","ARP","CT",null,"NG",{"v":1441,"d":"1,441.0"},{"v":284097.125,"d":"284,097"},{"v":150081.15625,"d":"150,081"},{"v":15.1969995498657,"d":"15.2"},{"v":7.77799987792969,"d":"7.8"},{"v":0.100000001490116,"d":"0.1"},{"v":16885.099609375,"d":"16,885.1"},null,"EPA/CAMD","EPA/CAMD","EPA/CAMD","EPA/CAMD","EPA/CAMD","EPA/CAMD",null,null,"H2O",null,2001]
[5214,2020,"CO","Grazing Yak Solar",62376,"PV1","PV","OP",{"$nulls":4},"SUN",null,{"v":757944,"d":"757,944"},{"v":392048,"d":"392,048"},{"$nulls":5},"EIA Prime Mover-level Data","EIA Prime Mover-level Data"]
[5217,2020,"CO","Green Mountain",516,"1","HY","OP",{"$nulls":4},"WAT",null,{"v":184614,"d":"184,614"},{"v":85688.5,"d":"85,689"},{"$nulls":5},"EIA Prime Mover-level Data","EIA Prime Mover-level Data"]
[5231,2020,"CO","Huerfano River Wind",58548,"WTG1","WT","OP",{"$nulls":4},"WND",null,{"v":34091.5,"d":"34,092"},{"v":13965.5,"d":"13,966"},{"$nulls":5},"EIA Prime Mover-level Data","EIA Prime Mover-level Data"]
[5245,2020,"CO","James W. Broderick Hydropower Plant",64123,"GEN35","HY","OP",{"$nulls":4},"WAT",null,{"v":111837.1328125,"d":"111,837"},{"v":51909.19921875,"d":"51,909"},{"$nulls":5},"EIA Prime Mover-level Data","EIA Prime Mover-level Data"]
[5261,2020,"CO","La Junta",506,"8","IC","RE",{"$nulls":4},"DFO",null,0,0,{"v":0,"d":"0.0"},{"v":0,"d":"0.0"},{"v":0,"d":"0.0"},{"v":0,"d":"0.0"},null,"EIA Prime Mover-level Data","EIA Prime Mover-level Data","Estimated using emissions factor","Estimated using emissions factor","Estimated using emissions factor","Estimated using emissions factor"]
[5281,2020,"CO","Limon Wind I",58126,"1","WT","OP",{"$nulls":4},"WND",null,{"v":6238725,"d":"6,238,725"},{"v":2670335,"d":"2,670,335"},{"$nulls":5},"EIA Prime Mover-level Data","EIA Prime Mover-level Data"]
[5284,2020,"CO","Logan Wind Energy",56613,"1","WT","OP",{"$nulls":4},"WND",null,{"v":4889965,"d":"4,889,965"},{"v":1701392,"d":"1,701,392"},{"$nulls":5},"EIA Prime Mover-level Data","EIA Prime Mover-level Data"]
[5304,2020,"CO","Monte Vista Solar 2 CSG, LLC",64024,"262","PV","OP",{"$nulls":4},"SUN",null,{"v":22161,"d":"22,161"},{"v":16673,"d":"16,673"},{"$nulls":5},"EIA Prime Mover-level Data","EIA Prime Mover-level Data"]
[5310,2020,"CO","Mtn Solar 6 LLC",64352,"SC","PV","U",{"$nulls":4},"SUN"]
[5328,2020,"CO","Oak Leaf Solar XVIII LLC",64831,"DIA7","PV","U",{"$nulls":4},"SUN"]
[5335,2020,"CO","Oak Leaf Solar XXVII LLC",62224,"53971","PV","OP",{"$nulls":4},"SUN",null,{"v":31047,"d":"31,047"},{"v":16358,"d":"16,358"},{"$nulls":5},"EIA Prime Mover-level Data","EIA Prime Mover-level Data"]
[5351,2020,"CO","Pike Solar Hybrid",64212,"PSBES","BA","P",{"$nulls":4},"MWH"]
[5371,2020,"CO","Plains End",55650,"GE18","IC","OP",{"$nulls":4},"NG",null,{"v":3094.05004882813,"d":"3,094"},{"v":1412.59997558594,"d":"1,413"},{"v":4.15700006484985,"d":"4.2"},{"v":1.89800000190735,"d":"1.9"},{"v":0.00490000005811453,"d":"0.0"},{"v":180.830001831055,"d":"180.8"},null,"EIA Prime Mover-level Data","EIA Prime Mover-level Data","Estimated using emissions factor","Estimated using emissions factor","Estimated using emissions factor","Estimated using emissions factor"]
[5375,2020,"CO","Plains End",55650,"GEN2","IC","OP",{"$nulls":4},"NG",null,{"v":3094.05004882813,"d":"3,094"},{"v":1412.59997558594,"d":"1,413"},{"v":4.15700006484985,"d":"4.2"},{"v":1.89800000190735,"d":"1.9"},{"v":0.00490000005811453,"d":"0.0"},{"v":180.830001831055,"d":"180.8"},null,"EIA Prime Mover-level Data","EIA Prime Mover-level Data","Estimated using emissions factor","Estimated using emissions factor","Estimated using emissions factor","Estimated using emissions factor"]
[5395,2020,"CO","Plains End II LLC",56516,"2G13","IC","OP",{"$nulls":4},"NG",null,{"v":5051.2138671875,"d":"5,051"},{"v":2306.21411132813,"d":"2,306"},{"v":6.78700017929077,"d":"6.8"},{"v":3.09899997711182,"d":"3.1"},{"v":0.00810000021010637,"d":"0.0"},{"v":295.216003417969,"d":"295.2"},null,"EIA Prime Mover-level Data","EIA Prime Mover-level Data","Estimated using emissions factor","Estimated using emissions factor","Estimated using emissions factor","Estimated using emissions factor"]
[5402,2020,"CO","Pueblo",460,"6","ST","RE",{"$nulls":4},"NG"]
[5422,2020,"CO","Rawhide Prairie Solar Hybrid",63722,"BA1","BA","TS",{"$nulls":4},"MWH"]
[5438,2020,"CO","Rocky Ford",6516,"IC1A","IC","OP",{"$nulls":4},"DFO",null,{"v":178.199996948242,"d":"178"},{"v":69.5999984741211,"d":"70"},{"v":0.291000008583069,"d":"0.3"},{"v":0.114000000059605,"d":"0.1"},{"v":0.0258000008761883,"d":"0.0"},{"v":14.5520000457764,"d":"14.6"},null,"EIA Prime Mover-level Data","EIA Prime Mover-level Data","Estimated using emissions factor","Estimated using emissions factor","Estimated using emissions factor","Estimated using emissions factor"]
[5445,2020,"CO","Rush Creek Wind",60619,"GEN1","WT","OP",{"$nulls":4},"WND",null,{"v":17759366,"d":"17,759,366"},{"v":7927343,"d":"7,927,343"},{"$nulls":5},"EIA Prime Mover-level Data","EIA Prime Mover-level Data"]
[5458,2020,"CO","Shoshone (CO)",476,"A","HY","OP",{"$nulls":4},"WAT",null,{"v":88852.5,"d":"88,853"},{"v":41241,"d":"41,241"},{"$nulls":5},"EIA Prime Mover-level Data","EIA Prime Mover-level Data"]
[5469,2020,"CO","Spring Canyon Expansion Wind Energy Ctr",58769,"SCIII","WT","OP",{"$nulls":4},"WND",null,{"v":976800.5625,"d":"976,801"},{"v":400147.34375,"d":"400,147"},{"$nulls":5},"EIA Prime Mover-level Data","EIA Prime Mover-level Data"]
[5489,2020,"CO","Tacoma",6206,"2","HY","OP",{"$nulls":4},"WAT",null,{"v":10378.5,"d":"10,379"},{"v":4817,"d":"4,817"},{"$nulls":5},"EIA Prime Mover-level Data","EIA Prime Mover-level Data"]
[5505,2020,"CO","Trinidad (CO)",511,"7","IC","OP",{"$nulls":4},"DFO",null,{"v":20.1520004272461,"d":"20"},{"v":6.84800004959106,"d":"7"},{"v":0.0560000017285347,"d":"0.1"},{"v":0.0189999993890524,"d":"0.0"},{"v":0.00499999988824129,"d":"0.0"},{"v":1.64600002765656,"d":"1.6"},null,"EIA Prime Mover-level Data","EIA Prime Mover-level Data","Estimated using emissions factor","Estimated using emissions factor","Estimated using emissions factor","Estimated using emissions factor"]
[5512,2020,"CO","University of Colorado",54372,"GT1","CT",{"$nulls":5},"NG",null,{"v":104801.2265625,"d":"104,801"},{"v":18264.130859375,"d":"18,264"},{"v":16.9200000762939,"d":"16.9"},{"v":3.51799988746643,"d":"3.5"},{"v":0.167500004172325,"d":"0.2"},{"v":6125.05810546875,"d":"6,125.1"},null,"EIA Unit-level Data","EIA Unit-Level Data","Estimated using emissions factor","Estimated using emissions factor","Estimated using emissions factor","Estimated using emissions factor"]
[5519,2020,"CO","Valley View Solar",60247,"VVS","PV","OP",{"$nulls":4},"SUN",null,{"v":92951,"d":"92,951"},{"v":48972,"d":"48,972"},{"$nulls":5},"EIA Prime Mover-level Data","EIA Prime Mover-level Data"]
[5536,2020,"CO","Williams Ignacio Natural Gas Plant",50205,"7101","ST","OP",{"$nulls":4},"WH",null,{"v":405426,"d":"405,426"},{"v":173266,"d":"173,266"},{"$nulls":5},"EIA Prime Mover-level Data","EIA Prime Mover-level Data"]
[5556,2020,"CT","Blair Solar",64217,"BLAIR","PV","TS",{"$nulls":4},"SUN"]
[5559,2020,"CT","Bradley Energy Center",58327,"UNIT3","IC","OP",{"$nulls":4},"NG",null,{"v":49112.27734375,"d":"49,112"},{"v":21936,"d":"21,936"},{"v":65.9919967651367,"d":"66.0"},{"v":29.4750003814697,"d":"29.5"},{"v":0.0785000026226044,"d":"0.1"},{"v":2870.34399414063,"d":"2,870.3"},null,"EIA Prime Mover-level Data","EIA Prime Mover-level Data","Estimated using emissions factor","Estimated using emissions factor","Estimated using emissions factor","Estimated using emissions factor"]
[5579,2020,"CT","Canis Minor Solar Farm",61408,"B1000","PV","OP",{"$nulls":4},"SUN",null,{"v":15117,"d":"15,117"},{"v":8222,"d":"8,222"},{"$nulls":5},"EIA Prime Mover-level Data","EIA Prime Mover-level Data"]
[5598,2020,"CT","CMEEC - Norwich Stott St Solar Hybrid",60609,"PV1","PV","OP",{"$nulls":4},"SUN",null,{"v":45707,"d":"45,707"},{"v":24859,"d":"24,859"},{"$nulls":5},"EIA Prime Mover-level Data","EIA Prime Mover-level Data"]
[5603,2020,"CT","Colebrook Hydroelectric",54301,"BK2","HY","RE",{"$nulls":4},"WAT"]
[5623,2020,"CT","Derby Fuel Cell",62588,"MM45","FC","L",{"$nulls":4},"NG"]
[5626,2020,"CT","Derby Fuel Cell",62588,"MM48","FC","L",{"$nulls":4},"NG"]
[5646,2020,"CT","Falls Village",560,"2","HY","OP",{"$nulls":4},"WAT",null,{"v":101041.6640625,"d":"101,042"},{"v":27669.333984375,"d":"27,669"},{"$nulls":5},"EIA Prime Mover-level Data","EIA Prime Mover-level Data"]
[5653,2020,"CT","Fort Hill 1, 2, 3 & 4",57599,"FH4","IC","OP",{"$nulls":4},"DFO",null,{"v":2142,"d":"2,142"},{"v":1158.25,"d":"1,158"},{"v":3.4300000667572,"d":"3.4"},{"v":1.85500001907349,"d":"1.9"},{"v":0.310600012540817,"d":"0.3"},{"v":174.921997070313,"d":"174.9"},null,"EIA Prime Mover-level Data","EIA Prime Mover-level Data","Estimated using emissions factor","Estimated using emissions factor","Estimated using emissions factor","Estimated using emissions factor"]
[5667,2020,"CT","Goodwin Hydroelectric",54302,"G1","HY","OP",{"$nulls":4},"WAT",null,{"v":39553,"d":"39,553"},{"v":10831.5,"d":"10,832"},{"$nulls":5},"EIA Prime Mover-level Data","EIA Prime Mover-level Data"]
[5690,2020,"CT","Killingly Energy Center",61239,"KEC","CT","L",{"$nulls":4},"NG"]
[5697,2020,"CT","Kleen Energy Systems Project",56798,"U1","CT","OP","Yes","ARP,RGGI,SIPNOX","CC",null,"NG",{"v":3530,"d":"3,530.0"},{"v":6291892.5,"d":"6,291,893"},{"v":4434325.5,"d":"4,434,326"},{"v":21.6790008544922,"d":"21.7"},{"v":14.076000213623,"d":"14.1"},{"v":1.89999997615814,"d":"1.9"},{"v":374035.90625,"d":"374,035.9"},null,"EPA/CAMD","EPA/CAMD","EPA/CAMD","EPA/CAMD","EPA/CAMD","EPA/CAMD",null,null,"DLNB,H2O,SCR",null,2011]
[5713,2020,"CT","Middletown",562,"13","GT","OP","Yes","ARP,RGGI,SIPNOX","CT",null,"DFO",{"v":53,"d":"53.0"},{"v":13036.1806640625,"d":"13,036"},{"v":11446.85546875,"d":"11,447"},{"v":0.0640000030398369,"d":"0.1"},{"v":0.0590000003576279,"d":"0.1"},{"v":0,"d":"0.0"},{"v":1032.19995117188,"d":"1,032.2"},null,"EPA/CAMD","EPA/CAMD","EPA/CAMD","EPA/CAMD","EPA/CAMD","EPA/CAMD",null,null,"H2O,SCR",null,2011]
[5720,2020,"CT","Milford Power Company LLC",55126,"CT02","CT","OP","Yes","ARP,RGGI,SIPNOX","CC",null,"NG",{"v":7829,"d":"7,829.0"},{"v":12571849,"d":"12,571,849"},{"v":4834355.5,"d":"4,834,356"},{"v":44.3889999389648,"d":"44.4"},{"v":18.2509994506836,"d":"18.3"},{"v":3.79999995231628,"d":"3.8"},{"v":747128,"d":"747,128.0"},null,"EPA/CAMD","EPA/CAMD","EPA/CAMD","EPA/CAMD","EPA/CAMD","EPA/CAMD",null,null,"H2O,SCR",null,2002]
[5732,2020,"CT","New Milford Gas Recovery",50564,"GEN2","IC","OP",{"$nulls":4},"LFG",null,{"v":24119.666015625,"d":"24,120"},{"v":10155.3330078125,"d":"10,155"},{"v":17.6280002593994,"d":"17.6"},{"v":7.42199993133545,"d":"7.4"},{"v":0.542699992656708,"d":"0.5"},{"v":1531.59399414063,"d":"1,531.6"},null,"EIA Prime Mover-level Data","EIA Prime Mover-level Data","Estimated using emissions factor","Estimated using emissions factor","Estimated using emissions factor","Estimated using emissions factor"]
[5744,2020,"CT","Pawcatuck Solar Center, LLC",62318,"PAWCA","PV","P",{"$nulls":4},"SUN"]
[5764,2020,"CT","Quinebaug Lower Project",55860,"UI","HY","OP",{"$nulls":4},"WAT",null,{"v":32098.560546875,"d":"32,099"},{"v":8789.5595703125,"d":"8,790"},{"$nulls":5},"EIA Prime Mover-level Data","EIA Prime Mover-level Data"]
[5780,2020,"CT","South Meadow Station",563,"11A","GT","OP","Yes","RGGI,SIPNOX","CT",null,"DFO",{"v":41,"d":"41.0"},{"v":4910.5,"d":"4,911"},{"v":3361.69995117188,"d":"3,362"},{"v":1.81599998474121,"d":"1.8"},{"v":1.29299998283386,"d":"1.3"},{"v":1.23989999294281,"d":"1.2"},397.5,null,"EPA/CAMD","EPA/CAMD","EPA/CAMD","EPA/CAMD","Estimated using emissions factor","EPA/CAMD",{"$nulls":4},1970]
[5787,2020,"CT","South Windsor Fuel Cell",63302,"SWFC5","FC","OP",{"$nulls":4},"NG",null,{"v":96334,"d":"96,334"},{"v":51783,"d":"51,783"},{"$nulls":5},"EIA Prime Mover-level Data","EIA Prime Mover-level Data"]
[5797,2020,"CT","Stamford Health",64515,"4","IC","OP",{"$nulls":4},"DFO",null,{"v":89.0479965209961,"d":"89"},{"v":18.8570003509521,"d":"19"},{"v":0.14300000667572,"d":"0.1"},{"v":0.0299999993294477,"d":"0.0"},{"v":0.0129000004380941,"d":"0.0"},{"v":7.27199983596802,"d":"7.3"},null,"EIA Prime Mover-level Data","EIA Prime Mover-level Data","Estimated using emissions factor","Estimated using emissions factor","Estimated using emissions factor","Estimated using emissions factor"]
[5811,2020,"CT","Taftville",554,"1","HY","OP",{"$nulls":4},"WAT",null,{"v":7575.75,"d":"7,576"},{"v":2074.5,"d":"2,075"},{"$nulls":5},"EIA Prime Mover-level Data","EIA Prime Mover-level Data"]
[5831,2020,"CT","UCONN Cogen Facility",58159,"CGT3","CT",{"$nulls":5},"NG",null,{"v":388877.875,"d":"388,878"},{"v":153882.546875,"d":"153,883"},{"v":56.2290000915527,"d":"56.2"},{"v":23.8939990997314,"d":"23.9"},{"v":0.619400024414063,"d":"0.6"},{"v":22766.833984375,"d":"22,766.8"},null,"EIA Unit-level Data","EIA Unit-Level Data","Estimated using emissions factor","Estimated using emissions factor","Estimated using emissions factor","Estimated using emissions factor"]
[5847,2020,"CT","Wallingford Solar",64559,"WS","PV","U",{"$nulls":4},"SUN"]
[5854,2020,"CT","Wesleyan University Cogen 1",58158,"1","IC","OP",{"$nulls":4},"NG",null,{"v":130995,"d":"130,995"},{"v":58510,"d":"58,510"},{"v":174.996994018555,"d":"175.0"},{"v":78.1630020141602,"d":"78.2"},{"v":0.209299996495247,"d":"0.2"},{"v":7655.94091796875,"d":"7,655.9"},null,"EIA Prime Mover-level Data","EIA Prime Mover-level Data","Estimated using emissions factor","Estimated using emissions factor","Estimated using emissions factor","Estimated using emissions factor"]
[5874,2020,"DC","Nationals",62710,"SO435","PV","OP",{"$nulls":4},"SUN",null,{"v":16291,"d":"16,291"},{"v":7828,"d":"7,828"},{"$nulls":5},"EIA Prime Mover-level Data","EIA Prime Mover-level Data"]
[5876,2020,"DC","Ross Hall Central Utility Plant",63478,"CT-1","GT","OP",{"$nulls":4},"NG"]
[5898,2020,"DE","Delaware City",592,"10","GT","OP","Yes","SIPNOX","CT",null,"DFO",{"v":3,"d":"3.0"},923,459,{"v":0.31700000166893,"d":"0.3"},{"v":0.0560000017285347,"d":"0.1"},{"v":0.209600001573563,"d":"0.2"},{"v":75.375,"d":"75.4"},null,"EIA non-ozone season distributed and EPA/CAMD ozone season","EPA/CAMD","Estimated using emissions factor and EIA data for non-ozone season and EPA/CAMD ozone season emissions","EPA/CAMD","Estimated using emissions factor","Estimated using emissions factor",null,null,"H2O",null,1968]
[5914,2020,"DE","Edge Moor",593,"3","ST","OP","Yes","ARP,RGGI,SIPNOX","TANGENTIAL",1,"NG",{"v":694,"d":"694.0"},{"v":357880.25,"d":"357,880"},{"v":248971.40625,"d":"248,971"},{"v":11.3929996490479,"d":"11.4"},{"v":7.88399982452393,"d":"7.9"},{"v":0.100000001490116,"d":"0.1"},{"v":21215.400390625,"d":"21,215.4"},null,"EPA/CAMD","EPA/CAMD","EPA/CAMD","EPA/CAMD","EPA/CAMD","EPA/CAMD",null,"CD","SNCR",null,1954]
[5921,2020,"DE","Hay Road",7153,"**3","CT","OP","Yes","ARP,RGGI,SIPNOX","CC",null,"NG",{"v":2120,"d":"2,120.0"},{"v":2174455.75,"d":"2,174,456"},{"v":1772206.125,"d":"1,772,206"},{"v":55.3680000305176,"d":"55.4"},{"v":43.3969993591309,"d":"43.4"},{"v":0.699999988079071,"d":"0.7"},{"v":129224.703125,"d":"129,224.7"},null,"EPA/CAMD","EPA/CAMD","EPA/CAMD","EPA/CAMD","EPA/CAMD","EPA/CAMD",null,null,"H2O,OFA",null,1990]
[5928,2020,"DE","Indian River",594,"4","ST","OP","Yes","ARP,MATS,RGGI,SIPNOX","TURBO",1,"BIT",{"v":838,"d":"838.0"},{"v":1595859.75,"d":"1,595,860"},{"v":1106840,"d":"1,106,840"},{"v":75.3539962768555,"d":"75.4"},{"v":53.0519981384277,"d":"53.1"},{"v":275.899993896484,"d":"275.9"},{"v":163735.09375,"d":"163,735.1"},{"v":0.75,"d":"0.8"},"EPA/CAMD","EPA/CAMD","EPA/CAMD","EPA/CAMD","EPA/CAMD","EPA/CAMD","EPA/CAMD","DL","LNBO,SCR,SNCR","Yes",1980]
[5941,2020,"DE","Seaford Delaware Plant",10793,"GEN1","ST","RE",{"$nulls":4},"NG"]
[5965,2020,"FL","Avon Park",624,"P1","GT","RE",{"$nulls":4},"NG",null,{"v":5025,"d":"5,025"},{"v":2519,"d":"2,519"},{"v":0.118000000715256,"d":"0.1"},{"v":0.0640000030398369,"d":"0.1"},{"v":1.20000005699694E-3,"d":"0.0"},{"v":293.683990478516,"d":"293.7"},null,"EIA Prime Mover-level Data","EIA Prime Mover-level Data","Estimated using emissions factor","Estimated using emissions factor","Estimated using emissions factor","Estimated using emissions factor"]
[5972,2020,"FL","Baptist Medical Center",10008,"CG-3","IC","RE",{"$nulls":4},"NG"]
[5988,2020,"FL","Bayside Power Station",7873,"CT1B","CT","OP","Yes","ARP","CC",null,"NG",{"v":5603,"d":"5,603.0"},{"v":7444350.5,"d":"7,444,351"},{"v":3818132.5,"d":"3,818,133"},{"v":44.7719993591309,"d":"44.8"},{"v":22.6639995574951,"d":"22.7"},{"v":2.20000004768372,"d":"2.2"},{"v":442410,"d":"442,410.0"},null,"EPA/CAMD","EPA/CAMD","EPA/CAMD","EPA/CAMD","EPA/CAMD","EPA/CAMD",null,null,"DLNB,SCR",null,2003]
[5995,2020,"FL","Bayside Power Station",7873,"CT3B","GT","OP","Yes","ARP","CT",null,"NG",{"v":178,"d":"178.0"},{"v":37469.6953125,"d":"37,470"},{"v":22684.3984375,"d":"22,684"},{"v":1.66199994087219,"d":"1.7"},{"v":0.995999991893768,"d":"1.0"},{"v":0,"d":"0.0"},{"v":2227.30004882813,"d":"2,227.3"},null,"EPA/CAMD","EPA/CAMD","EPA/CAMD","EPA/CAMD","EPA/CAMD","EPA/CAMD",null,null,"H2O",null,2009]
[6020,2020,"FL","Brevard",61777,"ENG3","IC","OP",{"$nulls":4},"LFG",null,{"v":67789.6640625,"d":"67,790"},{"v":26236.666015625,"d":"26,237"},{"v":48.1839981079102,"d":"48.2"},{"v":18.6490001678467,"d":"18.6"},{"v":1.52530002593994,"d":"1.5"},{"v":4304.62890625,"d":"4,304.6"},null,"EIA Prime Mover-level Data","EIA Prime Mover-level Data","Estimated using emissions factor","Estimated using emissions factor","Estimated using emissions factor","Estimated using emissions factor"]
[6032,2020,"FL","Buckeye Florida LP",50466,"2BB","ST","OP",{"$nulls":3},5,"WDS",null,{"v":2751986.75,"d":"2,751,987"},{"v":1093866.125,"d":"1,093,866"},{"v":188.375,"d":"188.4"},{"v":80.1849975585938,"d":"80.2"},{"v":24.6389007568359,"d":"24.6"},{"v":243943.59375,"d":"243,943.6"},null,"EIA Unit-level Data","EIA Unit-Level Data","Estimated using emissions factor","Estimated using emissions factor","Estimated using emissions factor and plant-specific sulfur content","Estimated using emissions factor"]
[6039,2020,"FL","C D McIntosh Jr Power Plant",676,"3","ST","OP","Yes","ARP,MATS","WALL",1,"BIT",{"v":3499,"d":"3,499.0"},{"v":7606615,"d":"7,606,615"},{"v":1884796.625,"d":"1,884,797"},{"v":698.786010742188,"d":"698.8"},{"v":194.261001586914,"d":"194.3"},579.5,{"v":738498.6875,"d":"738,498.7"},null,"EPA/CAMD","EPA/CAMD","EPA/CAMD","EPA/CAMD","EPA/CAMD","EPA/CAMD",null,"WLS","LNB",null,1982]
[6055,2020,"FL","Central District Wastewater Treat Plant",54623,"1","IC","RE",{"$nulls":4},"OBG"]
[6062,2020,"FL","Central District Wastewater Treat Plant",54623,"6","IC","OP",{"$nulls":4},"OBG"]
[6078,2020,"FL","Coral Farms Solar Energy Center",61022,"1","PV","OP",{"$nulls":4},"SUN",null,{"v":1311318,"d":"1,311,318"},{"v":581991,"d":"581,991"},{"$nulls":5},"EIA Prime Mover-level Data","EIA Prime Mover-level Data"]
[6099,2020,"FL","Cutler",610,"6","ST","RE",{"$nulls":4},"NG"]
[6106,2020,"FL","Cutrale Citrus Juices USA II",10188,"GEN4","GT","RE",{"$nulls":4},"NG"]
[6122,2020,"FL","Discovery Solar Center",63109,"1","PV","U",{"$nulls":4},"SUN"]
[6129,2020,"FL","F J Gannon",646,"2","ST","RE",{"$nulls":4},"BIT"]
[6149,2020,"FL","Fort Myers",612,"FMCT2B","CT","OP","Yes","ARP","CC",null,"NG",{"v":7042,"d":"7,042.0"},{"v":11166021,"d":"11,166,021"},{"v":4586768.5,"d":"4,586,769"},{"v":153.944000244141,"d":"153.9"},{"v":63.3089981079102,"d":"63.3"},{"v":3.40000009536743,"d":"3.4"},{"v":663578.375,"d":"663,578.4"},null,"EPA/CAMD","EPA/CAMD","EPA/CAMD","EPA/CAMD","EPA/CAMD","EPA/CAMD",null,null,"DLNB",null,2000]
[6164,2020,"FL","G W Ivey",665,"12","IC","RE",{"$nulls":4},"NG"]
[6173,2020,"FL","G W Ivey",665,"20","IC","OP",{"$nulls":4},"NG",null,{"v":1270.67797851563,"d":"1,271"},{"v":585.143005371094,"d":"585"},{"v":1.41499996185303,"d":"1.4"},{"v":0.658999979496002,"d":"0.7"},{"v":1.70000002253801E-3,"d":"0.0"},{"v":74.2639999389648,"d":"74.3"},null,"EIA Prime Mover-level Data","EIA Prime Mover-level Data","Estimated using emissions factor","Estimated using emissions factor","Estimated using emissions factor","Estimated using emissions factor"]
[6189,2020,"FL","Grange Hall Solar",61656,"PV1","PV","OP",{"$nulls":4},"SUN",null,{"v":1042865,"d":"1,042,865"},{"v":499167,"d":"499,167"},{"$nulls":5},"EIA Prime Mover-level Data","EIA Prime Mover-level Data"]
[6196,2020,"FL","Gulf Coast Solar Center I",59689,"GCSC1","PV","OP",{"$nulls":4},"SUN",null,{"v":517510,"d":"517,510"},{"v":234327,"d":"234,327"},{"$nulls":5},"EIA Prime Mover-level Data","EIA Prime Mover-level Data"]
[6216,2020,"FL","Harvest Power Orlando",59151,"CHP 2","IC","RE",{"$nulls":4},"OBG"]
[6229,2020,"FL","Higgins",630,"P3","GT","RE",{"$nulls":4},"NG"]
[6240,2020,"FL","Hines Energy Complex",7302,"2B","CT","OP","Yes","ARP","CC",1,"NG",{"v":6610,"d":"6,610.0"},{"v":10508601,"d":"10,508,601"},{"v":5244328,"d":"5,244,328"},{"v":62.9889984130859,"d":"63.0"},{"v":29.5669994354248,"d":"29.6"},{"v":3.20000004768372,"d":"3.2"},{"v":624508.5,"d":"624,508.5"},null,"EPA/CAMD","EPA/CAMD","EPA/CAMD","EPA/CAMD","EPA/CAMD","EPA/CAMD",null,null,"DLNB,H2O,SCR",null,2003]
[6247,2020,"FL","Hookers Point",647,"3","ST","RE",{"$nulls":4},"RFO"]
[6263,2020,"FL","Indian River",55318,"3","ST","OS",null,null,"TANGENTIAL",1,"NG"]
[6283,2020,"FL","J D Kennedy",666,"CT8","GT","OP","Yes","ARP","CT",null,"NG",{"v":447,"d":"447.0"},{"v":505683.78125,"d":"505,684"},{"v":305371.71875,"d":"305,372"},{"v":9.58600044250488,"d":"9.6"},{"v":5.80000019073486,"d":"5.8"},{"v":0.200000002980232,"d":"0.2"},{"v":30106,"d":"30,106.0"},null,"EPA/CAMD","EPA/CAMD","EPA/CAMD","EPA/CAMD","EPA/CAMD","EPA/CAMD",null,null,"DLNB,H2O",null,2009]
[6286,2020,"FL","J Woodruff",690,"1A","HY","OP",{"$nulls":4},"WAT",null,{"v":677509.3125,"d":"677,509"},{"v":230805.671875,"d":"230,806"},{"$nulls":5},"EIA Prime Mover-level Data","EIA Prime Mover-level Data"]
[6308,2020,"FL","Lansing Smith Generating Plant",643,"4","CT","OP","Yes","ARP","CC",1,"NG",{"v":8231,"d":"8,231.0"},{"v":17460426,"d":"17,460,426"},{"v":7823278,"d":"7,823,278"},{"v":240.442993164063,"d":"240.4"},{"v":107.029998779297,"d":"107.0"},{"v":1.89999997615814,"d":"1.9"},{"v":1037647.8125,"d":"1,037,647.8"},null,"EPA/CAMD","EPA/CAMD","EPA/CAMD","EPA/CAMD","EPA/CAMD","EPA/CAMD",null,null,"DLNB",null,2002]
[6314,2020,"FL","Lauderdale",613,"PFL6E","GT","OP","Yes","ARP","CT",null,"NG",{"v":815,"d":"815.0"},{"v":1203208.75,"d":"1,203,209"},{"v":766360.1875,"d":"766,360"},{"v":17.9839992523193,"d":"18.0"},{"v":11.2950000762939,"d":"11.3"},{"v":0.400000005960464,"d":"0.4"},{"v":71665.703125,"d":"71,665.7"},null,"EPA/CAMD","EPA/CAMD","EPA/CAMD","EPA/CAMD","EPA/CAMD","EPA/CAMD",null,null,"DLNB,H2O",null,2016]
[6330,2020,"FL","Manatee",6042,"MTCT3B","CT","OP","Yes","ARP","CC",null,"NG",{"v":7621,"d":"7,621.0"},{"v":13694678,"d":"13,694,678"},{"v":6082161,"d":"6,082,161"},{"v":55.7789993286133,"d":"55.8"},{"v":25.1760005950928,"d":"25.2"},{"v":4.09999990463257,"d":"4.1"},{"v":813855.6875,"d":"813,855.7"},null,"EPA/CAMD","EPA/CAMD","EPA/CAMD","EPA/CAMD","EPA/CAMD","EPA/CAMD",null,null,"DLNB,SCR",null,2005]
[6337,2020,"FL","Manatee Solar Energy Center",60014,"BMS","BA","U",{"$nulls":4},"MWH"]
[6353,2020,"FL","Martin",6043,"PMR8C","CT","OP","Yes","ARP","CC",1,"NG",{"v":7471,"d":"7,471.0"},{"v":12206152,"d":"12,206,152"},{"v":5137475,"d":"5,137,475"},{"v":43.4860000610352,"d":"43.5"},{"v":18.3969993591309,"d":"18.4"},{"v":3.70000004768372,"d":"3.7"},{"v":725684.625,"d":"725,684.6"},null,"EPA/CAMD","EPA/CAMD","EPA/CAMD","EPA/CAMD","EPA/CAMD","EPA/CAMD",null,null,"DLNB,H2O,SCR",null,2004]
[6373,2020,"FL","Midulla Generating Station",7380,"7A","GT","OP","Yes","ARP","CT",null,"NG",{"v":1004,"d":"1,004.0"},{"v":206919.75,"d":"206,920"},{"v":109944.0859375,"d":"109,944"},{"v":8.57999992370605,"d":"8.6"},{"v":4.31699991226196,"d":"4.3"},{"v":0.100000001490116,"d":"0.1"},{"v":12297.2001953125,"d":"12,297.2"},null,"EPA/CAMD","EPA/CAMD","EPA/CAMD","EPA/CAMD","EPA/CAMD","EPA/CAMD",null,null,"DLNB,H2O",null,2006]
[6381,2020,"FL","Mosaic Co Bartow Facility",50633,"GEN2","ST","OP",{"$nulls":4},"WH",null,{"v":1654191.75,"d":"1,654,192"},{"v":805925.25,"d":"805,925"},{"$nulls":5},"EIA Prime Mover-level Data","EIA Prime Mover-level Data"]
[6397,2020,"FL","Northside",667,"1A","ST","OP","Yes","ARP,MATS","FLUIDIZED",null,"BIT",{"v":7426,"d":"7,426.0"},{"v":19330706,"d":"19,330,706"},{"v":7765214,"d":"7,765,214"},{"v":688.130981445313,"d":"688.1"},{"v":252.82600402832,"d":"252.8"},{"v":1446,"d":"1,446.0"},{"v":1966413.125,"d":"1,966,413.1"},{"v":0.860000014305115,"d":"0.9"},"EPA/CAMD","EPA/CAMD","EPA/CAMD","EPA/CAMD","EPA/CAMD","EPA/CAMD","EPA/CAMD","DL","SNCR",null,2002]
[6404,2020,"FL","Okeelanta Cogeneration",54627,"A","ST","OP",null,null,"STOKER",2,"AB",null,{"v":2614358,"d":"2,614,358"},{"v":741181.875,"d":"741,182"},{"v":184.311996459961,"d":"184.3"},{"v":52.2529983520508,"d":"52.3"},{"v":28.5898990631104,"d":"28.6"},{"v":316489.0625,"d":"316,489.1"},null,"EIA Unit-level Data","EIA Unit-Level Data","Estimated based on unit-level NOx emission rates","Estimated based on unit-level NOx ozone season emission rates","Estimated using emissions factor and plant-specific sulfur content","Estimated using emissions factor",null,null,"SN","Yes"]
[6424,2020,"FL","P L Bartow",634,"4C","CT","OP","Yes","ARP","CC",1,"NG",{"v":7384,"d":"7,384.0"},{"v":12968728,"d":"12,968,728"},{"v":5856597,"d":"5,856,597"},{"v":210.998992919922,"d":"211.0"},{"v":96.7710037231445,"d":"96.8"},{"v":3.90000009536743,"d":"3.9"},{"v":770713.875,"d":"770,713.9"},null,"EPA/CAMD","EPA/CAMD","EPA/CAMD","EPA/CAMD","EPA/CAMD","EPA/CAMD",null,null,"DLNB,H2O,SCR",null,2008]
[6438,2020,"FL","Pea Ridge",7715,"1","GT","OP",{"$nulls":4},"NG",null,{"v":457625.34375,"d":"457,625"},{"v":212927.328125,"d":"212,927"},{"v":71.7839965820313,"d":"71.8"},{"v":33.4000015258789,"d":"33.4"},{"v":0.731299996376038,"d":"0.7"},{"v":26745.697265625,"d":"26,745.7"},null,"EIA Prime Mover-level Data","EIA Prime Mover-level Data","Estimated using emissions factor","Estimated using emissions factor","Estimated using emissions factor","Estimated using emissions factor"]
[6448,2020,"FL","Pensacola Florida Plant",10416,"BO8","ST","OP",{"$nulls":3},3,"NG",null,{"v":577179.6875,"d":"577,180"},{"v":239774.5625,"d":"239,775"},{"v":47.3359985351563,"d":"47.3"},{"v":13.1619997024536,"d":"13.2"},{"v":0.907700002193451,"d":"0.9"},{"v":33732.99609375,"d":"33,733.0"},null,"EIA Unit-level Data","EIA Unit-Level Data","Estimated using emissions factor","Estimated using emissions factor","Estimated using emissions factor","Estimated using emissions factor"]
[6464,2020,"FL","Polk",7242,"**3","CT","OP","Yes","ARP","CC",null,"NG",{"v":7214,"d":"7,214.0"},{"v":10953201,"d":"10,953,201"},{"v":4482553.5,"d":"4,482,554"},{"v":44.6339988708496,"d":"44.6"},{"v":21.0949993133545,"d":"21.1"},{"v":10,"d":"10.0"},{"v":651222.5,"d":"651,222.5"},null,"EPA/CAMD","EPA/CAMD","EPA/CAMD","EPA/CAMD","EPA/CAMD","EPA/CAMD",null,null,"DLNB,H2O,SCR",null,2002]
[6471,2020,"FL","Port Everglades",617,"PECT5C","CT","OP","Yes","ARP","CC",null,"NG",{"v":5979,"d":"5,979.0"},{"v":13337358,"d":"13,337,358"},{"v":5350517.5,"d":"5,350,518"},{"v":50.5709991455078,"d":"50.6"},{"v":20.1439990997314,"d":"20.1"},{"v":4,"d":"4.0"},{"v":793147.6875,"d":"793,147.7"},null,"EPA/CAMD","EPA/CAMD","EPA/CAMD","EPA/CAMD","EPA/CAMD","EPA/CAMD",null,null,"DLNB,H2O,SCR",null,2015]
[6491,2020,"FL","Sanford",620,"SNCT4B","CT","OP","Yes","ARP","CC",null,"NG",{"v":5168,"d":"5,168.0"},{"v":7662411,"d":"7,662,411"},{"v":4757740.5,"d":"4,757,741"},{"v":109.180999755859,"d":"109.2"},{"v":68.4960021972656,"d":"68.5"},{"v":2.29999995231628,"d":"2.3"},{"v":455366.5,"d":"455,366.5"},null,"EPA/CAMD","EPA/CAMD","EPA/CAMD","EPA/CAMD","EPA/CAMD","EPA/CAMD",null,null,"DLNB",null,2002]
[6507,2020,"FL","Seminole (136)",136,"2","ST","OP","Yes","ARP,MATS","WALL",1,"BIT",{"v":8003,"d":"8,003.0"},{"v":37440776,"d":"37,440,776"},{"v":16957646,"d":"16,957,646"},{"v":1199.63598632813,"d":"1,199.6"},{"v":574.120971679688,"d":"574.1"},{"v":2768.80004882813,"d":"2,768.8"},{"v":3841421.5,"d":"3,841,421.5"},null,"EPA/CAMD","EPA/CAMD","EPA/CAMD","EPA/CAMD","EPA/CAMD","EPA/CAMD",null,"WLS","LNBO,SCR",null,1984]
[6517,2020,"FL","Shady Hills",55414,"GT301","GT","OP","Yes","ARP","CT",null,"NG",{"v":542,"d":"542.0"},{"v":726481.75,"d":"726,482"},{"v":305737.46875,"d":"305,737"},{"v":11.8559999465942,"d":"11.9"},{"v":4.99599981307983,"d":"5.0"},{"v":0.300000011920929,"d":"0.3"},{"v":43210.8984375,"d":"43,210.9"},null,"EPA/CAMD","EPA/CAMD","EPA/CAMD","EPA/CAMD","EPA/CAMD","EPA/CAMD",null,null,"DLNB,H2O",null,2002]
[6531,2020,"FL","South District Wastewater Treatment Plt",54624,"2A","IC","OP",{"$nulls":4},"OBG",null,{"v":56149.75,"d":"56,150"},{"v":24276.5,"d":"24,277"},{"v":79.0690002441406,"d":"79.1"},{"v":32.7560005187988,"d":"32.8"},{"v":0.135900005698204,"d":"0.1"},{"v":3565.4970703125,"d":"3,565.5"},null,"EIA Prime Mover-level Data","EIA Prime Mover-level Data","Estimated using emissions factor","Estimated using emissions factor","Estimated using emissions factor","Estimated using emissions factor"]
[6538,2020,"FL","South West Landfill",7963,"2","IC","RE",{"$nulls":4},"LFG"]
[6558,2020,"FL","St Johns River Power Park",207,"1","ST","RE",null,null,"WALL",1,"BIT",{"$nulls":15},"TR","SR"]
[6561,2020,"FL","St Lucie",6045,"2","ST","OP",{"$nulls":4},"NUC",null,{"v":84335888,"d":"84,335,888"},{"v":38552472,"d":"38,552,472"},{"$nulls":5},"EIA Prime Mover-level Data","EIA Prime Mover-level Data"]
[6582,2020,"FL","Suwannee River",638,"3","ST","RE",null,null,"WALL",1,"NG"]
[6589,2020,"FL","Swift Creek Chemical Complex",50474,"E","ST","OP",{"$nulls":3},1,"OTH",null,{"v":1884163.125,"d":"1,884,163"},{"v":785375.9375,"d":"785,376"},{"v":40.6479988098145,"d":"40.6"},{"v":16.8649997711182,"d":"16.9"},{"v":334.821502685547,"d":"334.8"},{"v":0,"d":"0.0"},null,"EIA Unit-level Data","EIA Unit-Level Data","Estimated using emissions factor","Estimated using emissions factor","Estimated using emissions factor","Estimated using emissions factor"]
[6605,2020,"FL","Tiger Bay",7699,"1","CT","OP","Yes","ARP","CC",1,"NG",{"v":4095,"d":"4,095.0"},{"v":5725426.5,"d":"5,725,427"},{"v":1537040.875,"d":"1,537,041"},{"v":83.5419998168945,"d":"83.5"},{"v":21.8600006103516,"d":"21.9"},{"v":1.70000004768372,"d":"1.7"},{"v":340251.59375,"d":"340,251.6"},null,"EPA/CAMD","EPA/CAMD","EPA/CAMD","EPA/CAMD","EPA/CAMD","EPA/CAMD",null,null,"DLNB",null,1997]
[6625,2020,"FL","Twin Rivers Solar Power Plant",63518,"PV1","PV","V",{"$nulls":4},"SUN"]
[6628,2020,"FL","Unknown",7738,"1","GT","CN",{"$nulls":4},"DFO"]
[6647,2020,"FL","W E Swoope",681,"2","IC","RE",{"$nulls":4},"DFO"]
[6656,2020,"FL","West County Energy Center",56407,"WCCT1A","CT","OP","Yes","ARP","CC",null,"NG",{"v":5438,"d":"5,438.0"},{"v":12317976,"d":"12,317,976"},{"v":7824985,"d":"7,824,985"},{"v":48.4640007019043,"d":"48.5"},{"v":28.9799995422363,"d":"29.0"},{"v":3.70000004768372,"d":"3.7"},{"v":732192.3125,"d":"732,192.3"},null,"EPA/CAMD","EPA/CAMD","EPA/CAMD","EPA/CAMD","EPA/CAMD","EPA/CAMD",null,null,"DLNB,H2O,NH3,O,SCR",null,2009]
[6672,2020,"FL","Wheelabrator South Broward",50887,"BLR2","ST","OP",{"$nulls":3},1,"MSW",null,{"v":2755537.75,"d":"2,755,538"},{"v":1181136.125,"d":"1,181,136"},{"v":446.397003173828,"d":"446.4"},{"v":193.705993652344,"d":"193.7"},{"v":51.7990989685059,"d":"51.8"},{"v":275497.59375,"d":"275,497.6"},null,"EIA Unit-level Data","EIA Unit-Level Data","Estimated based on unit-level NOx emission rates","Estimated based on unit-level NOx ozone season emission rates","Estimated using emissions factor and plant-specific sulfur content","Estimated using emissions factor",null,"SD","SN","Yes"]
[6692,2020,"FL","Winston",7997,"WD16","IC","OP",{"$nulls":4},"DFO"]
[6699,2020,"GA","191 Peachtree Tower",54818,"GEN2","IC","SB",{"$nulls":4},"DFO"]
[6715,2020,"GA","Allen B Wilson Combustion Turbine Plant",6258,"1B","GT","OP","Yes","CSNOX,CSOSG1,CSSO2G2","CT",null,"DFO",{"v":22,"d":"22.0"},{"v":7178.10009765625,"d":"7,178"},{"v":2540,"d":"2,540"},{"v":4.30700016021729,"d":"4.3"},{"v":1.52400004863739,"d":"1.5"},{"v":1.79999995231628,"d":"1.8"},{"v":586.184020996094,"d":"586.2"},null,"EPA/CAMD","EPA/CAMD","EPA/CAMD","EPA/CAMD","EPA/CAMD","Estimated using emissions factor",{"$nulls":4},1972]
[6726,2020,"GA","Arkwright",699,"ST2","ST","RE",{"$nulls":4},"NG"]
[6739,2020,"GA","Atkinson",700,"ST2","ST","RE",{"$nulls":4},"NG"]
[6746,2020,"GA","Baconton Power",55304,"CT4","GT","OP","Yes","ARP,CSNOX,CSOSG1,CSSO2G2","CT",null,"NG",{"v":1237,"d":"1,237.0"},{"v":479292.84375,"d":"479,293"},{"v":396399.375,"d":"396,399"},{"v":22.556999206543,"d":"22.6"},{"v":18.5049991607666,"d":"18.5"},{"v":0.100000001490116,"d":"0.1"},{"v":28483,"d":"28,483.0"},null,"EPA/CAMD","EPA/CAMD","EPA/CAMD","EPA/CAMD","EPA/CAMD","EPA/CAMD",null,null,"H2O",null,2000]
[6766,2020,"GA","Bowen",703,"1BLR","ST","OP","Yes","ARP,CSNOX,CSOSG1,CSSO2G2,MATS","TANGENTIAL",1,"BIT",{"v":3674,"d":"3,674.0"},{"v":18262714,"d":"18,262,714"},{"v":11616671,"d":"11,616,671"},{"v":822.442993164063,"d":"822.4"},{"v":328.342987060547,"d":"328.3"},{"v":1318.30004882813,"d":"1,318.3"},{"v":1873754.375,"d":"1,873,754.4"},6.5,"EPA/CAMD","EPA/CAMD","EPA/CAMD","EPA/CAMD","EPA/CAMD","EPA/CAMD","EPA/CAMD","WL","LNC2,SCR","Yes",1971]
[6782,2020,"GA","Burton Dam",704,"1","HY","OP",{"$nulls":4},"WAT",null,{"v":145982.5,"d":"145,983"},{"v":56766.5,"d":"56,767"},{"$nulls":5},"EIA Prime Mover-level Data","EIA Prime Mover-level Data"]
[6791,2020,"GA","Carters",6130,"3","PS","OP",{"$nulls":4},"WAT",null,0,0,{"$nulls":5},"EIA Prime Mover-level Data","EIA Prime Mover-level Data"]
[6806,2020,"GA","Comer Solar",61554,"1","PV","OP",{"$nulls":4},"SUN",null,{"v":29573,"d":"29,573"},{"v":14624,"d":"14,624"},{"$nulls":5},"EIA Prime Mover-level Data","EIA Prime Mover-level Data"]
[6813,2020,"GA","Dahlberg (Jackson County)",7765,"1","GT","OP","Yes","ARP,CSNOX,CSOSG1,CSSO2G2","CT",null,"NG",{"v":1267,"d":"1,267.0"},{"v":1012245.4375,"d":"1,012,245"},{"v":637505.4375,"d":"637,505"},{"v":13.5679998397827,"d":"13.6"},{"v":7.86199998855591,"d":"7.9"},{"v":0.300000011920929,"d":"0.3"},{"v":61139,"d":"61,139.0"},null,"EPA/CAMD","EPA/CAMD","EPA/CAMD","EPA/CAMD","EPA/CAMD","EPA/CAMD",null,null,"DLNB,H2O",null,2000]
[6833,2020,"GA","Dublin Solar I",60930,"DUBL1","PV","OP",{"$nulls":4},"SUN",null,{"v":54612,"d":"54,612"},{"v":27004,"d":"27,004"},{"$nulls":5},"EIA Prime Mover-level Data","EIA Prime Mover-level Data"]
[6849,2020,"GA","Flint River",706,"2","HY","OP",{"$nulls":4},"WAT",null,{"v":80574.3359375,"d":"80,574"},{"v":31331.666015625,"d":"31,332"},{"$nulls":5},"EIA Prime Mover-level Data","EIA Prime Mover-level Data"]
[6856,2020,"GA","Fort Valley State University Solar",63062,"1","PV","U",{"$nulls":4},"SUN"]
[6877,2020,"GA","Georgia-Pacific Cedar Springs",54101,"PB1","ST","OP",null,null,"WALL",2,"WDS",null,{"v":4718383.5,"d":"4,718,384"},{"v":1909881.25,"d":"1,909,881"},{"v":786.789978027344,"d":"786.8"},{"v":193.184005737305,"d":"193.2"},{"v":53.3356018066406,"d":"53.3"},{"v":463097.59375,"d":"463,097.6"},null,"EIA Unit-level Data","EIA Unit-Level Data","Estimated based on unit-level NOx emission rates","Estimated based on unit-level NOx ozone season emission rates","Estimated using emissions factor and plant-specific sulfur content","Estimated using emissions factor",null,"VE"]
[6880,2020,"GA","Georgia-Pacific Cedar Springs",54101,"RB2","ST","OP",null,null,"WALL",2,"BLQ",null,{"v":3860928.5,"d":"3,860,929"},{"v":1698995.75,"d":"1,698,996"},{"v":238.580993652344,"d":"238.6"},{"v":105.008003234863,"d":"105.0"},{"v":1169.99401855469,"d":"1,170.0"},{"v":426075.375,"d":"426,075.4"},null,"EIA Unit-level Data","EIA Unit-Level Data","Estimated using emissions factor","Estimated using emissions factor","Estimated using emissions factor and plant-specific sulfur content","Estimated using emissions factor"]
[6900,2020,"GA","Hammond",708,"2","ST","RE",null,null,"WALL",1,"BIT",{"$nulls":15},"SP",null,"Yes"]
[6916,2020,"GA","Hawk Road Energy Facility",55141,"CT1","GT","OP","Yes","ARP,CSNOX,CSOSG1,CSSO2G2","CT",null,"NG",{"v":1567,"d":"1,567.0"},{"v":2400713.75,"d":"2,400,714"},{"v":1941666.25,"d":"1,941,666"},{"v":55.5629997253418,"d":"55.6"},{"v":43.7120018005371,"d":"43.7"},{"v":0.699999988079071,"d":"0.7"},{"v":142672.09375,"d":"142,672.1"},null,"EPA/CAMD","EPA/CAMD","EPA/CAMD","EPA/CAMD","EPA/CAMD","EPA/CAMD",null,null,"DLNB",null,2001]
[6923,2020,"GA","Hewlett Packard Enterprise",54457,"ALF3","IC","SB",{"$nulls":4},"DFO"]
[6935,2020,"GA","Imperial Savannah LP",50146,"A","ST","OP",{"$nulls":3},4,"NG",null,{"v":171926.328125,"d":"171,926"},{"v":40907.75,"d":"40,908"},{"v":13.5950002670288,"d":"13.6"},{"v":5.54300022125244,"d":"5.5"},{"v":0.261999994516373,"d":"0.3"},{"v":10048.1533203125,"d":"10,048.2"},null,"EIA Unit-level Data","EIA Unit-Level Data","Estimated using emissions factor","Estimated using emissions factor","Estimated using emissions factor","Estimated using emissions factor"]
[6947,2020,"GA","International Paper Savanna Mill",50398,"13PB","ST","OP",null,null,"TANGENTIAL",1,"NG",null,{"v":6960204,"d":"6,960,204"},{"v":2728098.5,"d":"2,728,099"},{"v":1204.11499023438,"d":"1,204.1"},{"v":471.960998535156,"d":"472.0"},{"v":23.7992992401123,"d":"23.8"},{"v":487055.78125,"d":"487,055.8"},null,"EIA Unit-level Data","EIA Unit-Level Data","Estimated based on unit-level NOx emission rates","Estimated based on unit-level NOx ozone season emission rates","Estimated using emissions factor and plant-specific sulfur content","Estimated using emissions factor"]
[6967,2020,"GA","Jesup Plant",10560,"POWB3","ST","OP",{"$nulls":3},4,"WDS",null,{"v":3294403.75,"d":"3,294,404"},{"v":1251406.25,"d":"1,251,406"},{"v":304.907989501953,"d":"304.9"},{"v":112.718002319336,"d":"112.7"},{"v":34.3022003173828,"d":"34.3"},{"v":315896.5625,"d":"315,896.6"},null,"EIA Unit-level Data","EIA Unit-Level Data","Estimated using emissions factor","Estimated using emissions factor","Estimated using emissions factor","Estimated using emissions factor"]
[6970,2020,"GA","Jesup Plant",10560,"RB5","ST","OP",{"$nulls":3},4,"BLQ",null,{"v":5778246.5,"d":"5,778,247"},{"v":2380277.5,"d":"2,380,278"},{"v":390.325012207031,"d":"390.3"},{"v":153.188995361328,"d":"153.2"},{"v":1878.0166015625,"d":"1,878.0"},{"v":638487.8125,"d":"638,487.8"},null,"EIA Unit-level Data","EIA Unit-Level Data","Estimated using emissions factor","Estimated using emissions factor","Estimated using emissions factor and plant-specific sulfur content","Estimated using emissions factor"]
[6990,2020,"GA","Kraft",733,"4","ST","RE",null,null,"TANGENTIAL",1,"NG"]
[7000,2020,"GA","Laredo Bus Facility Solar Canopies",58064,"LBFS","PV","OP",{"$nulls":4},"SUN",null,{"v":15456,"d":"15,456"},{"v":7643,"d":"7,643"},{"$nulls":5},"EIA Prime Mover-level Data","EIA Prime Mover-level Data"]
[7014,2020,"GA","McCleskey Cotton",62878,"MCCOT","PV","OP",{"$nulls":4},"SUN",null,{"v":32731,"d":"32,731"},{"v":16184,"d":"16,184"},{"$nulls":5},"EIA Prime Mover-level Data","EIA Prime Mover-level Data"]
[7034,2020,"GA","McManus",715,"4D","GT","OP","Yes","CSNOX,CSOSG1,CSSO2G2","CT",null,"DFO",{"v":17,"d":"17.0"},{"v":6992,"d":"6,992"},{"v":4998,"d":"4,998"},{"v":4.19500017166138,"d":"4.2"},{"v":2.99900007247925,"d":"3.0"},{"v":1.70000004768372,"d":"1.7"},{"v":570.986999511719,"d":"571.0"},null,"EPA/CAMD","EPA/CAMD","EPA/CAMD","EPA/CAMD","EPA/CAMD","Estimated using emissions factor",{"$nulls":4},1972]
[7041,2020,"GA","Mid-Georgia Cogeneration",55040,"1","CT","OP","Yes","ARP,CSNOX,CSOSG1,CSSO2G2","CC",null,"NG",{"v":561,"d":"561.0"},{"v":600866.875,"d":"600,867"},{"v":438539.71875,"d":"438,540"},{"v":10.1590003967285,"d":"10.2"},{"v":7.16800022125244,"d":"7.2"},{"v":0.300000011920929,"d":"0.3"},{"v":35800.8984375,"d":"35,800.9"},null,"EPA/CAMD","EPA/CAMD","EPA/CAMD","EPA/CAMD","EPA/CAMD","EPA/CAMD",null,null,"DLNB,H2O,SCR",null,1997]
[7057,2020,"GA","Morgan Falls",717,"7","HY","OP",{"$nulls":4},"WAT",null,{"v":53881.14453125,"d":"53,881"},{"v":20952,"d":"20,952"},{"$nulls":5},"EIA Prime Mover-level Data","EIA Prime Mover-level Data"]
[7064,2020,"GA","Nacoochee",718,"1","HY","OP",{"$nulls":4},"WAT",null,{"v":98617,"d":"98,617"},{"v":38348,"d":"38,348"},{"$nulls":5},"EIA Prime Mover-level Data","EIA Prime Mover-level Data"]
[7083,2020,"GA","Nottely",758,"2","HY","OP",{"$nulls":4},"WAT",null,{"v":33722.0390625,"d":"33,722"},{"v":13113.056640625,"d":"13,113"},{"$nulls":5},"EIA Prime Mover-level Data","EIA Prime Mover-level Data"]
[7101,2020,"GA","PInova Inc",10120,"GEN5","ST","OP",{"$nulls":4},"WDS",null,{"v":2278297,"d":"2,278,297"},{"v":997552,"d":"997,552"},{"v":173.733993530273,"d":"173.7"},{"v":73.7509994506836,"d":"73.8"},{"v":17.3733997344971,"d":"17.4"},{"v":235568.546875,"d":"235,568.5"},null,"EIA Prime Mover-level Data","EIA Prime Mover-level Data","Estimated using emissions factor","Estimated using emissions factor","Estimated using emissions factor","Estimated using emissions factor"]
[7108,2020,"GA","Quitman II Solar",64335,"QUIT2","PV","U",{"$nulls":4},"SUN"]
[7124,2020,"GA","Riverside (GA)",734,"6","ST","RE",{"$nulls":4},"NG"]
[7131,2020,"GA","Riverwood International Macon Mill",54464,"B004","ST","OP",{"$nulls":3},1,"WDS",null,{"v":3690546,"d":"3,690,546"},{"v":1544623,"d":"1,544,623"},{"v":269.410003662109,"d":"269.4"},{"v":111.212997436523,"d":"111.2"},{"v":45.962100982666,"d":"46.0"},{"v":380890.59375,"d":"380,890.6"},null,"EIA Unit-level Data","EIA Unit-Level Data","Estimated based on unit-level NOx emission rates","Estimated based on unit-level NOx ozone season emission rates","Estimated using emissions factor and plant-specific sulfur content","Estimated using emissions factor"]
[7144,2020,"GA","Savannah River Mill",10361,"4B","ST","OS",{"$nulls":3},2,"BIT",null,0,0,{"v":0,"d":"0.0"},{"v":0,"d":"0.0"},{"v":0,"d":"0.0"},{"v":0,"d":"0.0"},null,"EIA Unit-level Data","EIA Unit-Level Data","Estimated using emissions factor","Estimated using emissions factor","Estimated using emissions factor and plant-specific sulfur content","Estimated using emissions factor",null,"LIJ"]
[7155,2020,"GA","Sewell Creek Energy",7813,"3","GT","OP","Yes","ARP,CSNOX,CSOSG1,CSSO2G2","CT",null,"NG",{"v":1035,"d":"1,035.0"},{"v":1132216.25,"d":"1,132,216"},{"v":1071131.125,"d":"1,071,131"},{"v":44.6650009155273,"d":"44.7"},{"v":41.8689994812012,"d":"41.9"},{"v":0.300000011920929,"d":"0.3"},{"v":67285.203125,"d":"67,285.2"},null,"EPA/CAMD","EPA/CAMD","EPA/CAMD","EPA/CAMD","EPA/CAMD","EPA/CAMD",null,null,"DLNB",null,2000]
[7175,2020,"GA","Solar Glynn",60469,"INV1","PV","OP",{"$nulls":4},"SUN",null,{"v":267015,"d":"267,015"},{"v":132032,"d":"132,032"},{"$nulls":5},"EIA Prime Mover-level Data","EIA Prime Mover-level Data"]
[7191,2020,"GA","SR DeSoto I, LLC",64841,"SOTOI","PV","P",{"$nulls":4},"SUN"]
[7198,2020,"GA","State Farm Support Center East",55274,"2B","IC","SB",{"$nulls":4},"DFO",null,{"v":76.8330001831055,"d":"77"},{"v":35.6669998168945,"d":"36"},{"v":0.123999997973442,"d":"0.1"},{"v":0.0570000000298023,"d":"0.1"},{"v":0.0110999997705221,"d":"0.0"},{"v":6.27400016784668,"d":"6.3"},null,"EIA Prime Mover-level Data","EIA Prime Mover-level Data","Estimated using emissions factor","Estimated using emissions factor","Estimated using emissions factor","Estimated using emissions factor"]
[7209,2020,"GA","Stevens Creek",736,"7","HY","OP",{"$nulls":4},"WAT",null,{"v":108868.375,"d":"108,868"},{"v":42334,"d":"42,334"},{"$nulls":5},"EIA Prime Mover-level Data","EIA Prime Mover-level Data"]
[7222,2020,"GA","Talbot Energy Facility",7916,"2","GT","OP","Yes","ARP,CSNOX,CSOSG1,CSSO2G2","CT",null,"NG",{"v":921,"d":"921.0"},{"v":889376.4375,"d":"889,376"},{"v":865870.1875,"d":"865,870"},{"v":11.7569999694824,"d":"11.8"},{"v":11.3479995727539,"d":"11.3"},{"v":0.300000011920929,"d":"0.3"},{"v":52855.30078125,"d":"52,855.3"},null,"EPA/CAMD","EPA/CAMD","EPA/CAMD","EPA/CAMD","EPA/CAMD","EPA/CAMD",null,null,"DLNB",null,2002]
[7242,2020,"GA","Taylor",56870,"8","IC","OP",{"$nulls":4},"LFG",null,{"v":51185.25,"d":"51,185"},{"v":19672.875,"d":"19,673"},{"v":37.109001159668,"d":"37.1"},{"v":14.2629995346069,"d":"14.3"},{"v":1.15170001983643,"d":"1.2"},{"v":3250.2529296875,"d":"3,250.3"},null,"EIA Prime Mover-level Data","EIA Prime Mover-level Data","Estimated using emissions factor","Estimated using emissions factor","Estimated using emissions factor","Estimated using emissions factor"]
[7258,2020,"GA","Terrora",724,"2","HY","OP",{"$nulls":4},"WAT",null,{"v":187899.5,"d":"187,900"},{"v":73066,"d":"73,066"},{"$nulls":5},"EIA Prime Mover-level Data","EIA Prime Mover-level Data"]
[7265,2020,"GA","Troup RC50 II",64284,"TRC50","PV","OP",{"$nulls":4},"SUN",null,{"v":20048,"d":"20,048"},{"v":12388,"d":"12,388"},{"$nulls":5},"EIA Prime Mover-level Data","EIA Prime Mover-level Data"]
[7285,2020,"GA","W R Clayton Plant",7968,"3","GT","IP",{"$nulls":4},"NG"]
[7292,2020,"GA","Walter F George",761,"1","HY","OP",{"$nulls":4},"WAT",null,{"v":1283917.75,"d":"1,283,918"},{"v":499259.25,"d":"499,259"},{"$nulls":5},"EIA Prime Mover-level Data","EIA Prime Mover-level Data"]
[7309,2020,"GA","Wansley CC (55965)",55965,"6B","CT","OP","Yes","ARP,CSNOX,CSOSG1,CSSO2G2","CC",1,"NG",{"v":8370,"d":"8,370.0"},{"v":15901557,"d":"15,901,557"},{"v":6521874.5,"d":"6,521,875"},{"v":67.5739974975586,"d":"67.6"},{"v":28.0200004577637,"d":"28.0"},{"v":4.80000019073486,"d":"4.8"},{"v":945009,"d":"945,009.0"},null,"EPA/CAMD","EPA/CAMD","EPA/CAMD","EPA/CAMD","EPA/CAMD","EPA/CAMD",null,null,"DLNB,SCR",null,2001]
[7316,2020,"GA","Washington County Power",55332,"T3","GT","OP","Yes","ARP,CSNOX,CSOSG1,CSSO2G2","CT",null,"NG",{"v":278,"d":"278.0"},{"v":407513.15625,"d":"407,513"},{"v":329711.65625,"d":"329,712"},{"v":8.9370002746582,"d":"8.9"},{"v":7.08900022506714,"d":"7.1"},{"v":0.100000001490116,"d":"0.1"},{"v":24217.80078125,"d":"24,217.8"},null,"EPA/CAMD","EPA/CAMD","EPA/CAMD","EPA/CAMD","EPA/CAMD","EPA/CAMD",null,null,"DLNB",null,2003]
[7332,2020,"GA","YKK USA Chestney",54566,"GEN1","IC","RE",{"$nulls":4},"DFO"]
[7339,2020,"GA","Yonah",729,"1","HY","OP",{"$nulls":4},"WAT",null,{"v":242556,"d":"242,556"},{"v":94319.3359375,"d":"94,319"},{"$nulls":5},"EIA Prime Mover-level Data","EIA Prime Mover-level Data"]
[7357,2020,"HI","Barbers Point Solar, LLC",64094,"BPBA","BA","P",{"$nulls":4},"MWH"]
[7376,2020,"HI","Gay Robinson",50333,"DSL1","IC","RE",{"$nulls":4},"DFO"]
[7383,2020,"HI","H Power",10334,"1","ST","OP",{"$nulls":3},2,"MSW",null,{"v":2062389,"d":"2,062,389"},{"v":856291.6875,"d":"856,292"},{"v":269.244995117188,"d":"269.2"},{"v":109.861999511719,"d":"109.9"},{"v":12.2513999938965,"d":"12.3"},{"v":205347.328125,"d":"205,347.3"},null,"EIA Unit-level Data","EIA Unit-Level Data","Estimated based on unit-level NOx emission rates","Estimated based on unit-level NOx ozone season emission rates","Estimated using emissions factor and plant-specific sulfur content","Estimated using emissions factor",null,"SD"]
[7399,2020,"HI","Hawi Wind Farm",56447,"V-47","WT","OP",{"$nulls":4},"WND",null,{"v":233870,"d":"233,870"},{"v":87966,"d":"87,966"},{"$nulls":5},"EIA Prime Mover-level Data","EIA Prime Mover-level Data"]
[7406,2020,"HI","HNL Emergency Power Facility",58469,"AP4","IC","OP",{"$nulls":4},"OBL",null,{"v":3147.5,"d":"3,148"},{"v":1303,"d":"1,303"},{"v":5.1100001335144,"d":"5.1"},{"v":2.1159999370575,"d":"2.1"},{"v":0.0102000003680587,"d":"0.0"},{"v":291.378997802734,"d":"291.4"},null,"EIA Prime Mover-level Data","EIA Prime Mover-level Data","Estimated using emissions factor","Estimated using emissions factor","Estimated using emissions factor","Estimated using emissions factor"]
[7418,2020,"HI","Kahana Solar, LLC",64095,"KSSOL","PV","P",{"$nulls":4},"SUN"]
[7443,2020,"HI","Kalaeoloa Pole Yard DG",56514,"DG1","IC","RE",{"$nulls":4},"DFO"]
[7450,2020,"HI","Kanoelehua",769,"15","IC","OP",{"$nulls":4},"DFO",null,{"v":1890.78894042969,"d":"1,891"},{"v":779.473999023438,"d":"779"},{"v":3.07599997520447,"d":"3.1"},{"v":1.26800000667572,"d":"1.3"},{"v":0.274199992418289,"d":"0.3"},{"v":154.406997680664,"d":"154.4"},null,"EIA Prime Mover-level Data","EIA Prime Mover-level Data","Estimated using emissions factor","Estimated using emissions factor","Estimated using emissions factor","Estimated using emissions factor"]
[7466,2020,"HI","Keahole",8083,"21","IC","OP",{"$nulls":4},"DFO",null,{"v":3622,"d":"3,622"},{"v":1394.3330078125,"d":"1,394"},{"v":5.8899998664856,"d":"5.9"},{"v":2.26799988746643,"d":"2.3"},{"v":0.525200009346008,"d":"0.5"},{"v":295.782989501953,"d":"295.8"},null,"EIA Prime Mover-level Data","EIA Prime Mover-level Data","Estimated using emissions factor","Estimated using emissions factor","Estimated using emissions factor","Estimated using emissions factor"]
[7473,2020,"HI","KRS I Anahola Solar Hybrid",58639,"B5B6","BA","OP",{"$nulls":4},"MWH",null,0,0,{"$nulls":5},"EIA Prime Mover-level Data","EIA Prime Mover-level Data"]
[7493,2020,"HI","Lanikuhana Solar LLC",58281,"1","PV","OP",{"$nulls":4},"SUN",null,{"v":248741,"d":"248,741"},{"v":126612,"d":"126,612"},{"$nulls":5},"EIA Prime Mover-level Data","EIA Prime Mover-level Data"]
[7501,2020,"HI","Maalaea",6504,"M19","CA","OP",{"$nulls":3},1,"DFO",null,0,0,{"v":0,"d":"0.0"},{"v":0,"d":"0.0"},{"v":0,"d":"0.0"},{"v":0,"d":"0.0"},null,"EIA Unit-level Data","EIA Unit-Level Data","Estimated using emissions factor","Estimated using emissions factor","Estimated using emissions factor","Estimated using emissions factor"]
[7517,2020,"HI","Mauka FIT One",58662,"3501","PV","OP",{"$nulls":4},"SUN",null,{"v":25424,"d":"25,424"},0,{"$nulls":5},"EIA Prime Mover-level Data","EIA Prime Mover-level Data"]
[7533,2020,"HI","Palaau Power Hybrid",792,"7","IC","OP",{"$nulls":4},"DFO",null,{"v":56562.17578125,"d":"56,562"},{"v":23335.71484375,"d":"23,336"},{"v":92.0630035400391,"d":"92.1"},{"v":37.9819984436035,"d":"38.0"},{"v":8.20149993896484,"d":"8.2"},{"v":4619.02978515625,"d":"4,619.0"},null,"EIA Prime Mover-level Data","EIA Prime Mover-level Data","Estimated using emissions factor","Estimated using emissions factor","Estimated using emissions factor","Estimated using emissions factor"]
[7540,2020,"HI","Palaau Power Hybrid",792,"CUM4","IC","OP",{"$nulls":4},"DFO",null,{"v":23139.072265625,"d":"23,139"},{"v":9546.4287109375,"d":"9,546"},{"v":37.6619987487793,"d":"37.7"},{"v":15.5380001068115,"d":"15.5"},{"v":3.35520005226135,"d":"3.4"},{"v":1889.60302734375,"d":"1,889.6"},null,"EIA Prime Mover-level Data","EIA Prime Mover-level Data","Estimated using emissions factor","Estimated using emissions factor","Estimated using emissions factor","Estimated using emissions factor"]
[7560,2020,"HI","Puna Geothermal Venture I",52028,"OEC12","ST","OP",{"$nulls":4},"GEO"]
[7566,2020,"HI","Puna Geothermal Venture I",52028,"OEC23","ST","OP",{"$nulls":4},"GEO"]
[7584,2020,"HI","W H Hill",772,"5","ST","OP",{"$nulls":3},1,"RFO",null,{"v":726509.9375,"d":"726,510"},{"v":335863.6875,"d":"335,864"},{"v":114.055000305176,"d":"114.1"},{"v":48.3730010986328,"d":"48.4"},{"v":317.376495361328,"d":"317.4"},{"v":59274.1640625,"d":"59,274.2"},null,"EIA Unit-level Data","EIA Unit-Level Data","Estimated using emissions factor","Estimated using emissions factor","Estimated using emissions factor","Estimated using emissions factor"]
[7591,2020,"HI","Waiau Generating Station",766,"8","ST","OP","Yes","MATS","TANGENTIAL",1,"RFO",null,{"v":5001259.5,"d":"5,001,260"},{"v":1997878.125,"d":"1,997,878"},{"v":541.56298828125,"d":"541.6"},{"v":193.595001220703,"d":"193.6"},{"v":2213.38647460938,"d":"2,213.4"},{"v":408040.5,"d":"408,040.5"},null,"EIA Unit-level Data",null,"Estimated using emissions factor","Estimated using emissions factor","Estimated using emissions factor","Estimated using emissions factor",{"$nulls":4},1968]
[7607,2020,"HI","Waihonu South Solar",58656,"INV-2","PV","OP",{"$nulls":4},"SUN",null,{"v":8293.6669921875,"d":"8,294"},{"v":4183.3330078125,"d":"4,183"},{"$nulls":5},"EIA Prime Mover-level Data","EIA Prime Mover-level Data"]
[7627,2020,"IA","Agency GT",7706,"1","GT","RE",{"$nulls":4},"NG"]
[7631,2020,"IA","AgriReNew",59181,"00001","GT","OP",{"$nulls":4},"OBG",null,{"v":259495,"d":"259,495"},{"v":108214,"d":"108,214"},{"v":65.0530014038086,"d":"65.1"},{"v":26.5289993286133,"d":"26.5"},{"v":0.843400001525879,"d":"0.8"},{"v":16477.87890625,"d":"16,477.9"},null,"EIA Prime Mover-level Data","EIA Prime Mover-level Data","Estimated using emissions factor","Estimated using emissions factor","Estimated using emissions factor","Estimated using emissions factor"]
[7651,2020,"IA","Alliant SBD 8602 Marion Sub",54716,"2741","IC","SB",{"$nulls":4},"DFO",null,{"v":55.9819984436035,"d":"56"},{"v":22.1959991455078,"d":"22"},{"v":0.0879999995231628,"d":"0.1"},{"v":0.0350000001490116,"d":"0.0"},{"v":0.00810000021010637,"d":"0.0"},{"v":4.57200002670288,"d":"4.6"},null,"EIA Prime Mover-level Data","EIA Prime Mover-level Data","Estimated using emissions factor","Estimated using emissions factor","Estimated using emissions factor","Estimated using emissions factor"]
[7658,2020,"IA","Alliant SBD 9106 Rockwell CR",54717,"2679","IC","SB",{"$nulls":4},"DFO",null,{"v":269.899993896484,"d":"270"},{"v":109.900001525879,"d":"110"},{"v":0.428000003099442,"d":"0.4"},{"v":0.17399999499321,"d":"0.2"},{"v":0.0390999987721443,"d":"0.0"},{"v":22.0410003662109,"d":"22.0"},null,"EIA Prime Mover-level Data","EIA Prime Mover-level Data","Estimated using emissions factor","Estimated using emissions factor","Estimated using emissions factor","Estimated using emissions factor"]
[7674,2020,"IA","Alliant SBD 9203 Profol",54719,"6917","IC","SB",{"$nulls":4},"DFO",null,{"v":629.356994628906,"d":"629"},{"v":515.893005371094,"d":"516"},{"v":0.947000026702881,"d":"0.9"},{"v":0.776000022888184,"d":"0.8"},{"v":0.0913000032305717,"d":"0.1"},{"v":51.3950004577637,"d":"51.4"},null,"EIA Prime Mover-level Data","EIA Prime Mover-level Data","Estimated using emissions factor","Estimated using emissions factor","Estimated using emissions factor","Estimated using emissions factor"]
[7694,2020,"IA","Alliant SBD 9502 Eaton",54968,"0386","IC","SB",{"$nulls":4},"DFO",null,149,{"v":78.3330001831055,"d":"78"},{"v":0.236000001430511,"d":"0.2"},{"v":0.123999997973442,"d":"0.1"},{"v":0.0216000005602837,"d":"0.0"},{"v":12.1680002212524,"d":"12.2"},null,"EIA Prime Mover-level Data","EIA Prime Mover-level Data","Estimated using emissions factor","Estimated using emissions factor","Estimated using emissions factor","Estimated using emissions factor"]
[7697,2020,"IA","Alliant SBD 9801 Aegon Martha's Way",56072,"01","IC","RE",{"$nulls":4},"DFO"]
[7710,2020,"IA","Amana Society Service Company",61850,"IC11","IC","SB",{"$nulls":4},"DFO",null,{"v":1380.75,"d":"1,381"},{"v":563.8330078125,"d":"564"},{"v":2.31399989128113,"d":"2.3"},{"v":0.944999992847443,"d":"0.9"},{"v":0.200200006365776,"d":"0.2"},{"v":112.755996704102,"d":"112.8"},null,"EIA Prime Mover-level Data","EIA Prime Mover-level Data","Estimated using emissions factor","Estimated using emissions factor","Estimated using emissions factor","Estimated using emissions factor"]
[7725,2020,"IA","Anderson Erickson",56138,"1","IC","OP",{"$nulls":4},"DFO",null,23,0,{"v":0.0370000004768372,"d":"0.0"},{"v":0,"d":"0.0"},{"v":3.29999998211861E-3,"d":"0.0"},{"v":1.87800002098083,"d":"1.9"},null,"EIA Prime Mover-level Data","EIA Prime Mover-level Data","Estimated using emissions factor","Estimated using emissions factor","Estimated using emissions factor","Estimated using emissions factor"]
[7741,2020,"IA","Archer Daniels Midland Clinton",10860,"CFB1","ST","OP",null,null,"FLUIDIZED",2,"SUB",null,{"v":7594292,"d":"7,594,292"},{"v":3977595.5,"d":"3,977,596"},{"v":477.300994873047,"d":"477.3"},{"v":243.429000854492,"d":"243.4"},{"v":1547.34948730469,"d":"1,547.3"},{"v":816719.75,"d":"816,719.8"},null,"EIA Unit-level Data","EIA Unit-Level Data","Estimated based on unit-level NOx emission rates","Estimated based on unit-level NOx ozone season emission rates","Estimated using emissions factor and plant-specific sulfur content","Estimated using emissions factor",null,"DSI","SN"]
[7748,2020,"IA","Archer Daniels Midland Clinton",10860,"GEN5","ST","RE",{"$nulls":4},"BIT"]
[7768,2020,"IA","Birch",62172,"BIR","WT","OP",{"$nulls":4},"WND",null,{"v":60043,"d":"60,043"},{"v":22298,"d":"22,298"},{"$nulls":5},"EIA Prime Mover-level Data","EIA Prime Mover-level Data"]
[7775,2020,"IA","Bloomfield Municipal Utilities Solar",62607,"PV","PV","OP",{"$nulls":4},"SUN",null,{"v":18458,"d":"18,458"},{"v":10301,"d":"10,301"},{"$nulls":5},"EIA Prime Mover-level Data","EIA Prime Mover-level Data"]
[7792,2020,"IA","Carroll Wind Farm",56809,"CWF","WT","OP",{"$nulls":4},"WND",null,{"v":4562742,"d":"4,562,742"},{"v":1694437,"d":"1,694,437"},{"$nulls":5},"EIA Prime Mover-level Data","EIA Prime Mover-level Data"]
[7808,2020,"IA","Century",56252,"CWF2","WT","OP",{"$nulls":4},"WND",null,{"v":869919.25,"d":"869,919"},{"v":323056.4375,"d":"323,056"},{"$nulls":5},"EIA Prime Mover-level Data","EIA Prime Mover-level Data"]
[7815,2020,"IA","Coggon",1132,"IC5","IC","OP",{"$nulls":4},"DFO",null,464,192,{"v":0.699000000953674,"d":"0.7"},{"v":0.289000004529953,"d":"0.3"},{"v":0.0672999992966652,"d":"0.1"},{"v":37.8919982910156,"d":"37.9"},null,"EIA Prime Mover-level Data","EIA Prime Mover-level Data","Estimated using emissions factor","Estimated using emissions factor","Estimated using emissions factor","Estimated using emissions factor"]
[7835,2020,"IA","Davenport Water Pollution Control Plant",55035,"GEN1","IC","OP",{"$nulls":4},"OBG",null,{"v":26120.5,"d":"26,121"},{"v":11470.5,"d":"11,471"},{"v":56.7799987792969,"d":"56.8"},{"v":24.9009990692139,"d":"24.9"},{"v":0.0837000012397766,"d":"0.1"},{"v":1658.64599609375,"d":"1,658.6"},null,"EIA Prime Mover-level Data","EIA Prime Mover-level Data","Estimated using emissions factor","Estimated using emissions factor","Estimated using emissions factor","Estimated using emissions factor"]
[7840,2020,"IA","Dayton Avenue Substation",6463,"GT2","GT","OP","Yes","ARP,CSNOX,CSOSG2,CSSO2G1","CT",null,"DFO",{"v":35,"d":"35.0"},{"v":6391.89990234375,"d":"6,392"},{"v":3787.89990234375,"d":"3,788"},{"v":0.652999997138977,"d":"0.7"},{"v":0.479000002145767,"d":"0.5"},{"v":0.200000002980232,"d":"0.2"},{"v":517.599975585938,"d":"517.6"},null,"EPA/CAMD","EPA/CAMD","EPA/CAMD","EPA/CAMD","EPA/CAMD","EPA/CAMD",null,null,"H2O",null,2005]
[7859,2020,"IA","Durant",6220,"6A","IC","RE",{"$nulls":4},"DFO"]
[7879,2020,"IA","Estherville",1137,"7","IC","OP",{"$nulls":4},"NG",null,{"v":127.692001342773,"d":"128"},{"v":51.7309989929199,"d":"52"},{"v":0,"d":"0.0"},{"v":0,"d":"0.0"},{"v":0,"d":"0.0"},{"v":7.46299982070923,"d":"7.5"},null,"EIA Prime Mover-level Data","EIA Prime Mover-level Data","Estimated using emissions factor","Estimated using emissions factor","Estimated using emissions factor","Estimated using emissions factor"]
[7882,2020,"IA","Exira Station",56013,"U-3","GT","OP","Yes","ARP,CSNOX,CSOSG2,CSSO2G1","CT",null,"NG",{"v":1166,"d":"1,166.0"},{"v":299248.75,"d":"299,249"},{"v":189733.625,"d":"189,734"},{"v":14.3219995498657,"d":"14.3"},{"v":9.03400039672852,"d":"9.0"},{"v":0.200000002980232,"d":"0.2"},{"v":17842.599609375,"d":"17,842.6"},null,"EPA/CAMD","EPA/CAMD","EPA/CAMD","EPA/CAMD","EPA/CAMD","EPA/CAMD",null,null,"H2O",null,2007]
[7902,2020,"IA","Gas Turbine (IA)",1130,"1","GT","OP",{"$nulls":4},"NG",null,{"v":2706.06396484375,"d":"2,706"},{"v":1300.19396972656,"d":"1,300"},{"v":0.397000014781952,"d":"0.4"},{"v":0.190999999642372,"d":"0.2"},{"v":0.00430000014603138,"d":"0.0"},{"v":158.154998779297,"d":"158.2"},null,"EIA Prime Mover-level Data","EIA Prime Mover-level Data","Estimated using emissions factor","Estimated using emissions factor","Estimated using emissions factor","Estimated using emissions factor"]
[7918,2020,"IA","Greater Des Moines Energy Center",7985,"1","CT","OP","Yes","ARP,CSNOX,CSOSG2,CSSO2G1","CC",null,"NG",{"v":1448,"d":"1,448.0"},{"v":2285557.25,"d":"2,285,557"},{"v":1337334.625,"d":"1,337,335"},{"v":9.8120002746582,"d":"9.8"},{"v":5.3769998550415,"d":"5.4"},{"v":0.699999988079071,"d":"0.7"},{"v":135827.296875,"d":"135,827.3"},null,"EPA/CAMD","EPA/CAMD","EPA/CAMD","EPA/CAMD","EPA/CAMD","EPA/CAMD",null,null,"DLNB,SCR",null,2003]
[7919,2020,"IA","Greater Des Moines Energy Center",7985,"2","CT","OP","Yes","ARP,CSNOX,CSOSG2,CSSO2G1","CC",null,"NG",{"v":1715,"d":"1,715.0"},{"v":2707372.5,"d":"2,707,373"},{"v":1511578,"d":"1,511,578"},{"v":11.9589996337891,"d":"12.0"},{"v":6.43499994277954,"d":"6.4"},{"v":0.800000011920929,"d":"0.8"},{"v":160895.40625,"d":"160,895.4"},null,"EPA/CAMD","EPA/CAMD","EPA/CAMD","EPA/CAMD","EPA/CAMD","EPA/CAMD",null,null,"DLNB,SCR",null,2003]
[7933,2020,"IA","Harlan",1146,"HMU2","IC","SB",{"$nulls":4},"DFO"]
[7949,2020,"IA","Hopkinton",8108,"IC3","IC","RE",{"$nulls":4},"DFO"]
[7969,2020,"IA","Iowa Distributed Wind Generation Project",7966,"IDWG","WT","OP",{"$nulls":4},"WND",null,{"v":44961,"d":"44,961"},{"v":16697,"d":"16,697"},{"$nulls":5},"EIA Prime Mover-level Data","EIA Prime Mover-level Data"]
[7972,2020,"IA","Iowa Lakes Community College Wind Farm",57257,"VMN82","WT","OP",{"$nulls":4},"WND",null,{"v":37145,"d":"37,145"},{"v":13528,"d":"13,528"},{"$nulls":5},"EIA Prime Mover-level Data","EIA Prime Mover-level Data"]
[7998,2020,"IA","Keokuk",1109,"2","HY","OP",{"$nulls":4},"WAT",null,{"v":539306.6875,"d":"539,307"},{"v":204499.625,"d":"204,500"},{"$nulls":5},"EIA Prime Mover-level Data","EIA Prime Mover-level Data"]
[8000,2020,"IA","Keokuk",1109,"4","HY","OP",{"$nulls":4},"WAT",null,{"v":539306.6875,"d":"539,307"},{"v":204499.625,"d":"204,500"},{"$nulls":5},"EIA Prime Mover-level Data","EIA Prime Mover-level Data"]
[8016,2020,"IA","Kossuth",62103,"1","WT","OP",{"$nulls":4},"WND",null,{"v":1293772,"d":"1,293,772"},0,{"$nulls":5},"EIA Prime Mover-level Data","EIA Prime Mover-level Data"]
[8036,2020,"IA","Lake Park",1153,"G2","IC","OP",{"$nulls":4},"DFO",null,{"v":421.5,"d":"422"},173,{"v":0.680000007152557,"d":"0.7"},{"v":0.280000001192093,"d":"0.3"},{"v":0.061099998652935,"d":"0.1"},{"v":34.4210014343262,"d":"34.4"},null,"EIA Prime Mover-level Data","EIA Prime Mover-level Data","Estimated using emissions factor","Estimated using emissions factor","Estimated using emissions factor","Estimated using emissions factor"]
[8043,2020,"IA","Lamoni Municipal Utilities",1155,"6","IC","OP",{"$nulls":4},"DFO",null,{"v":46.4290008544922,"d":"46"},{"v":19.0480003356934,"d":"19"},{"v":0.0740000009536743,"d":"0.1"},{"v":0.0299999993294477,"d":"0.0"},{"v":0.00669999979436398,"d":"0.0"},{"v":3.79099988937378,"d":"3.8"},null,"EIA Prime Mover-level Data","EIA Prime Mover-level Data","Estimated using emissions factor","Estimated using emissions factor","Estimated using emissions factor","Estimated using emissions factor"]
[8063,2020,"IA","Lundgren Wind Project",58884,"LGWF","WT","OP",{"$nulls":4},"WND",null,{"v":6999977,"d":"6,999,977"},{"v":2599538,"d":"2,599,538"},{"$nulls":5},"EIA Prime Mover-level Data","EIA Prime Mover-level Data"]
[8067,2020,"IA","Manning",1160,"2","IC","SB",{"$nulls":4},"DFO",null,{"v":147.214996337891,"d":"147"},{"v":60.0250015258789,"d":"60"},{"v":0.237000003457069,"d":"0.2"},{"v":0.0970000028610229,"d":"0.1"},{"v":0.0212999992072582,"d":"0.0"},{"v":12.0220003128052,"d":"12.0"},null,"EIA Prime Mover-level Data","EIA Prime Mover-level Data","Estimated using emissions factor","Estimated using emissions factor","Estimated using emissions factor","Estimated using emissions factor"]
[8083,2020,"IA","Maquoketa 2",7921,"11","IC","SB",{"$nulls":4},"DFO",null,0,0,{"v":0,"d":"0.0"},{"v":0,"d":"0.0"},{"v":0,"d":"0.0"},{"v":0,"d":"0.0"},null,"EIA Prime Mover-level Data","EIA Prime Mover-level Data","Estimated using emissions factor","Estimated using emissions factor","Estimated using emissions factor","Estimated using emissions factor"]
[8103,2020,"IA","Metro Methane Recovery Facility",54700,"GEN10","IC","OP",{"$nulls":4},"LFG",null,{"v":152896.28125,"d":"152,896"},{"v":64629.85546875,"d":"64,630"},{"v":104.944000244141,"d":"104.9"},{"v":44.367000579834,"d":"44.4"},{"v":3.44020009040833,"d":"3.4"},{"v":9708.8818359375,"d":"9,708.9"},null,"EIA Prime Mover-level Data","EIA Prime Mover-level Data","Estimated using emissions factor","Estimated using emissions factor","Estimated using emissions factor","Estimated using emissions factor"]
[8110,2020,"IA","Metro Methane Recovery Facility",54700,"GEN6","IC","OP",{"$nulls":4},"LFG",null,{"v":76448.140625,"d":"76,448"},{"v":32314.927734375,"d":"32,315"},{"v":52.4720001220703,"d":"52.5"},{"v":22.1840000152588,"d":"22.2"},{"v":1.72010004520416,"d":"1.7"},{"v":4854.44091796875,"d":"4,854.4"},null,"EIA Prime Mover-level Data","EIA Prime Mover-level Data","Estimated using emissions factor","Estimated using emissions factor","Estimated using emissions factor","Estimated using emissions factor"]
[8126,2020,"IA","Montezuma",1165,"10","IC","SB",{"$nulls":4},"DFO",null,{"v":52.6730003356934,"d":"53"},{"v":22.8369998931885,"d":"23"},{"v":0.0970000028610229,"d":"0.1"},{"v":0.0399999991059303,"d":"0.0"},{"v":0.00879999995231628,"d":"0.0"},{"v":4.30100011825562,"d":"4.3"},null,"EIA Prime Mover-level Data","EIA Prime Mover-level Data","Estimated using emissions factor","Estimated using emissions factor","Estimated using emissions factor","Estimated using emissions factor"]
[8142,2020,"IA","Mt Pleasant",1166,"5A","IC","SB",{"$nulls":4},"DFO",null,{"v":347.75,"d":"348"},{"v":142.082992553711,"d":"142"},{"v":0.569000005722046,"d":"0.6"},{"v":0.23199999332428,"d":"0.2"},{"v":0.0504000000655651,"d":"0.1"},{"v":28.3980007171631,"d":"28.4"},null,"EIA Prime Mover-level Data","EIA Prime Mover-level Data","Estimated using emissions factor","Estimated using emissions factor","Estimated using emissions factor","Estimated using emissions factor"]
[8154,2020,"IA","NCAH Central Utility Plant",58265,"MBGEN","IC","SB",{"$nulls":4},"DFO",null,{"v":32.7309989929199,"d":"33"},{"v":19.5799999237061,"d":"20"},{"v":0.0540000014007092,"d":"0.1"},{"v":0.0320000015199184,"d":"0.0"},{"v":4.69999993219972E-3,"d":"0.0"},{"v":2.67300009727478,"d":"2.7"},null,"EIA Prime Mover-level Data","EIA Prime Mover-level Data","Estimated using emissions factor","Estimated using emissions factor","Estimated using emissions factor","Estimated using emissions factor"]
[8157,2020,"IA","NCAH Central Utility Plant",58265,"S-16","GT","OP",{"$nulls":4},"NG",null,{"v":263340,"d":"263,340"},{"v":133892,"d":"133,892"},{"v":39.1440010070801,"d":"39.1"},{"v":19.875,"d":"19.9"},{"v":0.420800000429153,"d":"0.4"},{"v":15390.7822265625,"d":"15,390.8"},null,"EIA Prime Mover-level Data","EIA Prime Mover-level Data","Estimated using emissions factor","Estimated using emissions factor","Estimated using emissions factor","Estimated using emissions factor"]
[8177,2020,"IA","Oakdale Renewable Energy Plant",57672,"GE1","IC","OP",{"$nulls":4},"NG",null,{"v":10827.5,"d":"10,828"},{"v":10456.5,"d":"10,457"},{"v":14.0699996948242,"d":"14.1"},{"v":13.5880002975464,"d":"13.6"},{"v":0.0173000004142523,"d":"0.0"},{"v":632.807983398438,"d":"632.8"},null,"EIA Prime Mover-level Data","EIA Prime Mover-level Data","Estimated using emissions factor","Estimated using emissions factor","Estimated using emissions factor","Estimated using emissions factor"]
[8193,2020,"IA","Orient Wind Farm",61077,"1","WT","OP",{"$nulls":4},"WND",null,{"v":3044897.5,"d":"3,044,898"},{"v":1137871.5,"d":"1,137,872"},{"$nulls":5},"EIA Prime Mover-level Data","EIA Prime Mover-level Data"]
[8207,2020,"IA","Ottumwa City of",1173,"3","HY","OP",{"$nulls":4},"WAT",null,{"v":21474.375,"d":"21,474"},{"v":8142.81201171875,"d":"8,143"},{"$nulls":5},"EIA Prime Mover-level Data","EIA Prime Mover-level Data"]
[8221,2020,"IA","Pella Peaking",7971,"15","IC","OP",{"$nulls":4},"DFO",null,{"v":196.285995483398,"d":"196"},{"v":80.4290008544922,"d":"80"},{"v":0.314000010490417,"d":"0.3"},{"v":0.128000006079674,"d":"0.1"},{"v":0.0285000000149012,"d":"0.0"},{"v":16.0289993286133,"d":"16.0"},null,"EIA Prime Mover-level Data","EIA Prime Mover-level Data","Estimated using emissions factor","Estimated using emissions factor","Estimated using emissions factor","Estimated using emissions factor"]
[8224,2020,"IA","Pella Peaking",7971,"3","IC","OP",{"$nulls":4},"DFO",null,{"v":196.285995483398,"d":"196"},{"v":80.4290008544922,"d":"80"},{"v":0.314000010490417,"d":"0.3"},{"v":0.128000006079674,"d":"0.1"},{"v":0.0285000000149012,"d":"0.0"},{"v":16.0289993286133,"d":"16.0"},null,"EIA Prime Mover-level Data","EIA Prime Mover-level Data","Estimated using emissions factor","Estimated using emissions factor","Estimated using emissions factor","Estimated using emissions factor"]
[8244,2020,"IA","Pomeroy Wind Farm",56501,"PWF3","WT","OP",{"$nulls":4},"WND",null,{"v":1643622.625,"d":"1,643,623"},{"v":642100.8125,"d":"642,101"},{"$nulls":5},"EIA Prime Mover-level Data","EIA Prime Mover-level Data"]
[8260,2020,"IA","Rippey Wind Farm",57830,"NORD","WT","OP",{"$nulls":4},"WND",null,{"v":1309607,"d":"1,309,607"},{"v":486340,"d":"486,340"},{"$nulls":5},"EIA Prime Mover-level Data","EIA Prime Mover-level Data"]
[8272,2020,"IA","Rockford",1180,"5","IC","SB",{"$nulls":4},"DFO",null,{"v":38.1720008850098,"d":"38"},{"v":13.9659996032715,"d":"14"},{"v":0.0640000030398369,"d":"0.1"},{"v":0.0230000000447035,"d":"0.0"},{"v":0.00549999997019768,"d":"0.0"},{"v":3.11700010299683,"d":"3.1"},null,"EIA Prime Mover-level Data","EIA Prime Mover-level Data","Estimated using emissions factor","Estimated using emissions factor","Estimated using emissions factor","Estimated using emissions factor"]
[8288,2020,"IA","Shenandoah",7850,"6","IC","OP",{"$nulls":4},"DFO",null,250,{"v":102.199996948242,"d":"102"},{"v":0.407999992370605,"d":"0.4"},{"v":0.166999995708466,"d":"0.2"},{"v":0.0362000018358231,"d":"0.0"},{"v":20.4160003662109,"d":"20.4"},null,"EIA Prime Mover-level Data","EIA Prime Mover-level Data","Estimated using emissions factor","Estimated using emissions factor","Estimated using emissions factor","Estimated using emissions factor"]
[8291,2020,"IA","Shenandoah",7850,"9","IC","OP",{"$nulls":4},"DFO",null,250,{"v":102.199996948242,"d":"102"},{"v":0.407999992370605,"d":"0.4"},{"v":0.166999995708466,"d":"0.2"},{"v":0.0362000018358231,"d":"0.0"},{"v":20.4160003662109,"d":"20.4"},null,"EIA Prime Mover-level Data","EIA Prime Mover-level Data","Estimated using emissions factor","Estimated using emissions factor","Estimated using emissions factor","Estimated using emissions factor"]
[8311,2020,"IA","South Strawberry",7926,"2A","IC","SB",{"$nulls":4},"DFO",null,75,{"v":33.5,"d":"34"},{"v":0.126000002026558,"d":"0.1"},{"v":0.0560000017285347,"d":"0.1"},{"v":0.0109000001102686,"d":"0.0"},{"v":6.125,"d":"6.1"},null,"EIA Prime Mover-level Data","EIA Prime Mover-level Data","Estimated using emissions factor","Estimated using emissions factor","Estimated using emissions factor","Estimated using emissions factor"]
[8318,2020,"IA","State Center",1187,"6","IC","OP",{"$nulls":4},"DFO",null,{"v":1198.41296386719,"d":"1,198"},{"v":513.888977050781,"d":"514"},{"v":1.25399994850159,"d":"1.3"},{"v":0.509999990463257,"d":"0.5"},{"v":0.120899997651577,"d":"0.1"},{"v":97.8659973144531,"d":"97.9"},null,"EIA Prime Mover-level Data","EIA Prime Mover-level Data","Estimated using emissions factor","Estimated using emissions factor","Estimated using emissions factor","Estimated using emissions factor"]
[8334,2020,"IA","Streeter Station",1131,"7","ST","OP","Yes","ARP,CSNOX,CSOSG2,CSSO2G1,MATS","WALL",1,"BIT",{"v":380,"d":"380.0"},{"v":60445.8203125,"d":"60,446"},{"v":13437.0546875,"d":"13,437"},{"v":11.3640003204346,"d":"11.4"},{"v":1.69799995422363,"d":"1.7"},{"v":0.300000011920929,"d":"0.3"},{"v":3659.5,"d":"3,659.5"},null,"EPA/CAMD","EPA/CAMD","EPA/CAMD","EPA/CAMD","EPA/CAMD","EPA/CAMD",{"$nulls":4},1973]
[8351,2020,"IA","Tipton",8106,"1A","IC","OP",{"$nulls":4},"NG",null,{"v":368.171997070313,"d":"368"},{"v":149.891998291016,"d":"150"},{"v":0,"d":"0.0"},{"v":0,"d":"0.0"},{"v":0,"d":"0.0"},{"v":21.5179996490479,"d":"21.5"},null,"EIA Prime Mover-level Data","EIA Prime Mover-level Data","Estimated using emissions factor","Estimated using emissions factor","Estimated using emissions factor","Estimated using emissions factor"]
[8358,2020,"IA","Tipton",8106,"7","IC","OP",{"$nulls":4},"DFO",null,{"v":368.171997070313,"d":"368"},{"v":149.891998291016,"d":"150"},{"v":0.916000008583069,"d":"0.9"},{"v":0.372999995946884,"d":"0.4"},{"v":0.0826999992132187,"d":"0.1"},{"v":30.0659999847412,"d":"30.1"},null,"EIA Prime Mover-level Data","EIA Prime Mover-level Data","Estimated using emissions factor","Estimated using emissions factor","Estimated using emissions factor","Estimated using emissions factor"]
[8378,2020,"IA","University of Iowa Main Power Plant",54775,"GEN7","IC","OP",{"$nulls":4},"NG",null,{"v":1617.52600097656,"d":"1,618"},{"v":1112.57702636719,"d":"1,113"},{"v":2.54099988937378,"d":"2.5"},{"v":1.75399994850159,"d":"1.8"},{"v":0.00310000008903444,"d":"0.0"},{"v":94.536003112793,"d":"94.5"},null,"EIA Prime Mover-level Data","EIA Prime Mover-level Data","Estimated using emissions factor","Estimated using emissions factor","Estimated using emissions factor","Estimated using emissions factor"]
[8385,2020,"IA","Vienna Wind Farm",57874,"VIIWF","WT","OP",{"$nulls":4},"WND",null,{"v":1209771.375,"d":"1,209,771"},{"v":449264.8125,"d":"449,265"},{"$nulls":5},"EIA Prime Mover-level Data","EIA Prime Mover-level Data"]
[8401,2020,"IA","Walter Scott Jr. Energy Center",1082,"3","ST","OP","Yes","ARP,CSNOX,CSOSG2,CSSO2G1,MATS","WALL",1,"RC",{"v":5351,"d":"5,351.0"},{"v":27238458,"d":"27,238,458"},{"v":13199441,"d":"13,199,441"},{"v":2839.02709960938,"d":"2,839.0"},{"v":1351.32397460938,"d":"1,351.3"},{"v":5113.2998046875,"d":"5,113.3"},{"v":2856770,"d":"2,856,770.0"},{"v":11.3500003814697,"d":"11.4"},"EPA/CAMD","EPA/CAMD","EPA/CAMD","EPA/CAMD","EPA/CAMD","EPA/CAMD","EPA/CAMD","DL","LNBO","Yes",1978]
[8416,2020,"IA","Waverly Community Wind Project",57214,"CAN2","WT","OP",{"$nulls":4},"WND",null,{"v":17610.333984375,"d":"17,610"},{"v":6540,"d":"6,540"},{"$nulls":5},"EIA Prime Mover-level Data","EIA Prime Mover-level Data"]
[8425,2020,"IA","Waverly Municipal Electric North Plant",6554,"7","IC","OP",{"$nulls":4},"NG",null,{"v":295.477996826172,"d":"295"},{"v":127.589996337891,"d":"128"},{"v":0.33899998664856,"d":"0.3"},{"v":0.163000002503395,"d":"0.2"},{"v":0.00039999998989515,"d":"0.0"},{"v":17.2689990997314,"d":"17.3"},null,"EIA Prime Mover-level Data","EIA Prime Mover-level Data","Estimated using emissions factor","Estimated using emissions factor","Estimated using emissions factor","Estimated using emissions factor"]
[8445,2020,"IA","Whispering Willow North",62079,"1","WT","OP",{"$nulls":4},"WND",null,{"v":7124396,"d":"7,124,396"},{"v":2753441,"d":"2,753,441"},{"$nulls":5},"EIA Prime Mover-level Data","EIA Prime Mover-level Data"]
[8452,2020,"IA","Wilton",1202,"9","IC","OP",{"$nulls":4},"DFO",null,{"v":59.7830009460449,"d":"60"},{"v":23.9130001068115,"d":"24"},{"v":0.100000001490116,"d":"0.1"},{"v":0.0399999991059303,"d":"0.0"},{"v":0.00870000012218952,"d":"0.0"},{"v":4.88199996948242,"d":"4.9"},null,"EIA Prime Mover-level Data","EIA Prime Mover-level Data","Estimated using emissions factor","Estimated using emissions factor","Estimated using emissions factor","Estimated using emissions factor"]
[8468,2020,"ID","Amalgamated Sugar LLC Nampa",54690,"500","ST","RE",{"$nulls":4},"NG"]
[8481,2020,"ID","Ashton",825,"1","HY","OP",{"$nulls":4},"WAT",null,{"v":125703.9375,"d":"125,704"},{"v":58345.38671875,"d":"58,345"},{"$nulls":5},"EIA Prime Mover-level Data","EIA Prime Mover-level Data"]
[8496,2020,"ID","Bliss",810,"1","HY","OP",{"$nulls":4},"WAT",null,{"v":1058638,"d":"1,058,638"},{"v":491365.34375,"d":"491,365"},{"$nulls":5},"EIA Prime Mover-level Data","EIA Prime Mover-level Data"]
[8512,2020,"ID","Bypass",50895,"GEN2","HY","SB",{"$nulls":4},"WAT",null,{"v":88970,"d":"88,970"},{"v":41295,"d":"41,295"},{"$nulls":5},"EIA Prime Mover-level Data","EIA Prime Mover-level Data"]
[8519,2020,"ID","Cabinet Gorge",833,"2","HY","OP",{"$nulls":4},"WAT",null,{"v":2428060,"d":"2,428,060"},{"v":1126981.125,"d":"1,126,981"},{"$nulls":5},"EIA Prime Mover-level Data","EIA Prime Mover-level Data"]
[8535,2020,"ID","City Power Plant",841,"3","HY","OP",{"$nulls":4},"WAT",null,{"v":431388,"d":"431,388"},{"v":200229,"d":"200,229"},{"$nulls":5},"EIA Prime Mover-level Data","EIA Prime Mover-level Data"]
[8542,2020,"ID","Clif Bar Bakery of Twin Falls",62151,"PV1","PV","OP",{"$nulls":4},"SUN",null,{"v":25783,"d":"25,783"},{"v":14585,"d":"14,585"},{"$nulls":5},"EIA Prime Mover-level Data","EIA Prime Mover-level Data"]
[8560,2020,"ID","Felt",6359,"2","HY","OP",{"$nulls":4},"WAT",null,{"v":86953.8671875,"d":"86,954"},{"v":40359.52734375,"d":"40,360"},{"$nulls":5},"EIA Prime Mover-level Data","EIA Prime Mover-level Data"]
[8566,2020,"ID","Ford Hydro LP",54674,"GEN2","HY","OP",{"$nulls":4},"WAT",null,{"v":12048,"d":"12,048"},{"v":5592,"d":"5,592"},{"$nulls":5},"EIA Prime Mover-level Data","EIA Prime Mover-level Data"]
[8586,2020,"ID","Horseshoe Bend Hydroelectric Co",54524,"GEN2","HY","OP",{"$nulls":4},"WAT",null,{"v":185088.5,"d":"185,089"},{"v":85908.5,"d":"85,909"},{"$nulls":5},"EIA Prime Mover-level Data","EIA Prime Mover-level Data"]
[8593,2020,"ID","Koyle Ranch Hydroelectric Project",10781,"GEN2","HY","OP",{"$nulls":4},"WAT",null,{"v":7251.69189453125,"d":"7,252"},{"v":3365.76904296875,"d":"3,366"},{"$nulls":5},"EIA Prime Mover-level Data","EIA Prime Mover-level Data"]
[8609,2020,"ID","Lower Salmon",816,"1","HY","OP",{"$nulls":4},"WAT",null,{"v":513501,"d":"513,501"},{"v":238341,"d":"238,341"},{"$nulls":5},"EIA Prime Mover-level Data","EIA Prime Mover-level Data"]
[8625,2020,"ID","MC6 Hydro Facility",64607,"GEN1","HY","U",{"$nulls":4},"WAT"]
[8633,2020,"ID","Milner Hydro",7190,"2","HY","OP",{"$nulls":4},"WAT",null,{"v":227621.34375,"d":"227,621"},{"v":105650.0859375,"d":"105,650"},{"$nulls":5},"EIA Prime Mover-level Data","EIA Prime Mover-level Data"]
[8653,2020,"ID","Orchard Ranch Solar",60010,"IPOR","PV","OP",{"$nulls":4},"SUN",null,{"v":411033,"d":"411,033"},{"v":231808,"d":"231,808"},{"$nulls":5},"EIA Prime Mover-level Data","EIA Prime Mover-level Data"]
[8660,2020,"ID","Pilgrim Stage Wind Park",56440,"PSWP","WT","OP",{"$nulls":4},"WND",null,{"v":301825,"d":"301,825"},{"v":109164,"d":"109,164"},{"$nulls":5},"EIA Prime Mover-level Data","EIA Prime Mover-level Data"]
[8676,2020,"ID","Rock Creek Dairy",58142,"CHP2","IC","OP",{"$nulls":4},"OBG",null,{"v":66662,"d":"66,662"},{"v":27623.5,"d":"27,624"},{"v":148.001998901367,"d":"148.0"},{"v":61.3289985656738,"d":"61.3"},{"v":0.216700002551079,"d":"0.2"},{"v":4233.02294921875,"d":"4,233.0"},null,"EIA Prime Mover-level Data","EIA Prime Mover-level Data","Estimated using emissions factor","Estimated using emissions factor","Estimated using emissions factor","Estimated using emissions factor"]
[8696,2020,"ID","Smith Falls Hydro Project",54249,"GEN3","HY","OP",{"$nulls":4},"WAT",null,{"v":33735.53515625,"d":"33,736"},{"v":15658.283203125,"d":"15,658"},{"$nulls":5},"EIA Prime Mover-level Data","EIA Prime Mover-level Data"]
[8708,2020,"ID","Tuana Gulch Wind Park",56443,"TGWP","WT","OP",{"$nulls":4},"WND",null,{"v":277366,"d":"277,366"},{"v":100318,"d":"100,318"},{"$nulls":5},"EIA Prime Mover-level Data","EIA Prime Mover-level Data"]
[8720,2020,"ID","UAMPS Carbon Free Power Plant",61075,"NPM5","ST","P",{"$nulls":4},"NUC"]
[8727,2020,"ID","Upper Salmon A",822,"1","HY","OP",{"$nulls":4},"WAT",null,{"v":389248.5,"d":"389,249"},{"v":180669.5,"d":"180,670"},{"$nulls":5},"EIA Prime Mover-level Data","EIA Prime Mover-level Data"]
[8743,2020,"IL","Alsey Station",7818,"ACT5","GT","OP","Yes","CSNOX,CSOSG2,CSSO2G1","CT",null,"NG",{"v":113,"d":"113.0"},{"v":33938.0703125,"d":"33,938"},{"v":26724.927734375,"d":"26,725"},{"v":5.6230001449585,"d":"5.6"},{"v":4.46099996566772,"d":"4.5"},{"v":0,"d":"0.0"},{"v":1983.49499511719,"d":"1,983.5"},null,"EPA/CAMD","EPA/CAMD","EPA/CAMD","EPA/CAMD","EPA/CAMD","Estimated using emissions factor",{"$nulls":4},1999]
[8750,2020,"IL","Amazon MDW6 Solar Project",64610,"MDW6","PV","OP",{"$nulls":4},"SUN"]
[8769,2020,"IL","Aurora",55279,"AGS03","GT","OP","Yes","ARP,CSNOX,CSOSG2,CSSO2G1","CT",null,"NG",{"v":683,"d":"683.0"},{"v":857533.5,"d":"857,534"},{"v":788370.375,"d":"788,370"},{"v":17.7689990997314,"d":"17.8"},{"v":15.996000289917,"d":"16.0"},{"v":0.300000011920929,"d":"0.3"},{"v":50961.3984375,"d":"50,961.4"},null,"EPA/CAMD","EPA/CAMD","EPA/CAMD","EPA/CAMD","EPA/CAMD","EPA/CAMD",null,null,"DLNB",null,2001]
[8787,2020,"IL","Beecher Gas Recovery",56419,"B3","IC","OP",{"$nulls":4},"LFG",null,{"v":36849.66796875,"d":"36,850"},{"v":14743,"d":"14,743"},{"v":25.988000869751,"d":"26.0"},{"v":10.3970003128052,"d":"10.4"},{"v":0.829100012779236,"d":"0.8"},{"v":2339.94604492188,"d":"2,339.9"},null,"EIA Prime Mover-level Data","EIA Prime Mover-level Data","Estimated using emissions factor","Estimated using emissions factor","Estimated using emissions factor","Estimated using emissions factor"]
[8794,2020,"IL","Blackstone Wind Farm II LLC",57113,"GEN 1","WT","OP",{"$nulls":4},"WND",null,{"v":4209292,"d":"4,209,292"},{"v":1203179,"d":"1,203,179"},{"$nulls":5},"EIA Prime Mover-level Data","EIA Prime Mover-level Data"]
[8810,2020,"IL","Breese",934,"5","IC","SB",{"$nulls":4},"DFO",null,{"v":520.857971191406,"d":"521"},{"v":235.651000976563,"d":"236"},{"v":0.782999992370605,"d":"0.8"},{"v":0.354000002145767,"d":"0.4"},{"v":0.0754999965429306,"d":"0.1"},{"v":42.5349998474121,"d":"42.5"},null,"EIA Prime Mover-level Data","EIA Prime Mover-level Data","Estimated using emissions factor","Estimated using emissions factor","Estimated using emissions factor","Estimated using emissions factor"]
[8817,2020,"IL","Brickyard Energy Partners LLC",55762,"BR1","IC","RE",{"$nulls":4},"LFG"]
[8834,2020,"IL","California Ridge Wind Energy LLC",58008,"CR","WT","OP",{"$nulls":4},"WND",null,{"v":5904896,"d":"5,904,896"},{"v":1678144,"d":"1,678,144"},{"$nulls":5},"EIA Prime Mover-level Data","EIA Prime Mover-level Data"]
[8854,2020,"IL","Carlyle",936,"1","IC","RE",{"$nulls":4},"DFO"]
[8861,2020,"IL","Carmi",937,"11","IC","RE",{"$nulls":4},"DFO"]
[8877,2020,"IL","CED Spring Creek Solar",63948,"CS1","PV","V",{"$nulls":4},"SUN"]
[8884,2020,"IL","Charter Dura-Bar",54540,"3B","IC","OP",{"$nulls":4},"NG",null,{"v":23166.5,"d":"23,167"},{"v":6507.1669921875,"d":"6,507"},{"v":23.2229995727539,"d":"23.2"},{"v":7.21500015258789,"d":"7.2"},{"v":0.0370000004768372,"d":"0.0"},{"v":1353.95495605469,"d":"1,354.0"},null,"EIA Prime Mover-level Data","EIA Prime Mover-level Data","Estimated using emissions factor","Estimated using emissions factor","Estimated using emissions factor","Estimated using emissions factor"]
[8904,2020,"IL","Conagra Foods at St. Elmo",63830,"CFS","PV","U",{"$nulls":4},"SUN"]
[8917,2020,"IL","Crawford",867,"324","GT","RE",{"$nulls":4},"NG"]
[8928,2020,"IL","Crete Energy Park",55253,"GT3","GT","OP","Yes","ARP,CSNOX,CSOSG2,CSSO2G1","CT",null,"NG",{"v":229,"d":"229.0"},{"v":169288.296875,"d":"169,288"},{"v":168069.515625,"d":"168,070"},{"v":2.31100010871887,"d":"2.3"},{"v":2.29500007629395,"d":"2.3"},{"v":0.100000001490116,"d":"0.1"},{"v":10058.7998046875,"d":"10,058.8"},null,"EPA/CAMD","EPA/CAMD","EPA/CAMD","EPA/CAMD","EPA/CAMD","EPA/CAMD",null,null,"DLNB",null,2002]
[8935,2020,"IL","Dallman",963,"4","ST","OP","Yes","ARP,CSNOX,CSOSG2,CSSO2G1,MATS","WALL",null,"BIT",{"v":5812,"d":"5,812.0"},{"v":6769790.5,"d":"6,769,791"},{"v":3696688.25,"d":"3,696,688"},{"v":223.091995239258,"d":"223.1"},{"v":114.890998840332,"d":"114.9"},{"v":272.600006103516,"d":"272.6"},{"v":692111.625,"d":"692,111.6"},{"v":4.84999990463257,"d":"4.8"},"EPA/CAMD","EPA/CAMD","EPA/CAMD","EPA/CAMD","EPA/CAMD","EPA/CAMD","EPA/CAMD","WLS","SCR",null,2009]
[8951,2020,"IL","Dixon/Lee Energy Partners LLC",55763,"DX2","IC","RE",{"$nulls":4},"LFG"]
[8971,2020,"IL","Electric Junction",870,"324","GT","RE",{"$nulls":4},"NG"]
[8982,2020,"IL","Elgin Energy Center, LLC",55438,"CT03","GT","OP","Yes","ARP,CSNOX,CSOSG2,CSSO2G1","CT",null,"NG",{"v":871,"d":"871.0"},{"v":975831.375,"d":"975,831"},{"v":929526.1875,"d":"929,526"},{"v":26.3850002288818,"d":"26.4"},{"v":25.0830001831055,"d":"25.1"},{"v":0.300000011920929,"d":"0.3"},{"v":57992.19921875,"d":"57,992.2"},null,"EPA/CAMD","EPA/CAMD","EPA/CAMD","EPA/CAMD","EPA/CAMD","EPA/CAMD",null,null,"DLNB",null,2002]
[8995,2020,"IL","ESIL-PFCHICAGO 3, LLC",63888,"PF3CH","PV","OP",{"$nulls":4},"SUN",null,{"v":7396,"d":"7,396"},{"v":4058,"d":"4,058"},{"$nulls":5},"EIA Prime Mover-level Data","EIA Prime Mover-level Data"]
[9002,2020,"IL","Factory Gas Turbine",8016,"2","GT","OP","Yes","CSNOX,CSOSG2,CSSO2G1","CT",null,"DFO",{"v":20,"d":"20.0"},{"v":5094.10009765625,"d":"5,094"},{"v":4862.10009765625,"d":"4,862"},{"v":3.05599999427795,"d":"3.1"},{"v":2.91700005531311,"d":"2.9"},{"v":1.29999995231628,"d":"1.3"},{"v":415.998992919922,"d":"416.0"},null,"EPA/CAMD","EPA/CAMD","EPA/CAMD","EPA/CAMD","EPA/CAMD","Estimated using emissions factor",{"$nulls":4},1973]
[9018,2020,"IL","Fisk",886,"341","GT","OP","Yes","CSNOX,CSOSG2,CSSO2G1","CT",null,"DFO",{"v":0,"d":"0.0"},{"$nulls":17},1968]
[9038,2020,"IL","Freeburg",943,"6","IC","SB",{"$nulls":4},"DFO",null,{"v":491.846984863281,"d":"492"},{"v":222.764007568359,"d":"223"},{"v":0.796999990940094,"d":"0.8"},{"v":0.361000001430511,"d":"0.4"},{"v":0.0712999999523163,"d":"0.1"},{"v":40.1660003662109,"d":"40.2"},null,"EIA Prime Mover-level Data","EIA Prime Mover-level Data","Estimated using emissions factor","Estimated using emissions factor","Estimated using emissions factor","Estimated using emissions factor"]
[9043,2020,"IL","Fuyao Glass Illinois Inc.",54360,"1200","IC","RE",{"$nulls":4},"DFO"]
[9062,2020,"IL","Geneva Generation Facility",56462,"GEN 1","IC","OP",{"$nulls":4},"NG",null,{"v":9677.599609375,"d":"9,678"},{"v":4423,"d":"4,423"},{"v":13.7510004043579,"d":"13.8"},{"v":6.28399991989136,"d":"6.3"},{"v":0.0154999997466803,"d":"0.0"},{"v":565.60302734375,"d":"565.6"},null,"EIA Prime Mover-level Data","EIA Prime Mover-level Data","Estimated using emissions factor","Estimated using emissions factor","Estimated using emissions factor","Estimated using emissions factor"]
[9069,2020,"IL","Gibson City Energy Center, LLC",55201,"GCTG2","GT","OP","Yes","ARP,CSNOX,CSOSG2,CSSO2G1","CT",null,"NG",{"v":1125,"d":"1,125.0"},{"v":1225286.875,"d":"1,225,287"},{"v":953860.0625,"d":"953,860"},{"v":48.867000579834,"d":"48.9"},{"v":37.0250015258789,"d":"37.0"},{"v":0.400000005960464,"d":"0.4"},{"v":72816.203125,"d":"72,816.2"},null,"EPA/CAMD","EPA/CAMD","EPA/CAMD","EPA/CAMD","EPA/CAMD","EPA/CAMD",null,null,"DLNB,H2O",null,2000]
[9085,2020,"IL","Grand Tower Energy Center, LLC",862,"CT02","CT","OP","Yes","ARP,CSNOX,CSOSG2,CSSO2G1","CC",null,"NG",{"v":2779,"d":"2,779.0"},{"v":6057490,"d":"6,057,490"},{"v":3556109,"d":"3,556,109"},{"v":235.727996826172,"d":"235.7"},{"v":130.733001708984,"d":"130.7"},{"v":1.79999995231628,"d":"1.8"},{"v":359972.1875,"d":"359,972.2"},null,"EPA/CAMD","EPA/CAMD","EPA/CAMD","EPA/CAMD","EPA/CAMD","EPA/CAMD",null,null,"DLNB",null,2001]
[9105,2020,"IL","Highland",946,"IC1","IC","SB",{"$nulls":4},"DFO",null,109,{"v":48.9090003967285,"d":"49"},{"v":0.174999997019768,"d":"0.2"},{"v":0.0790000036358833,"d":"0.1"},{"v":0.0157999992370605,"d":"0.0"},{"v":8.90100002288818,"d":"8.9"},null,"EIA Prime Mover-level Data","EIA Prime Mover-level Data","Estimated using emissions factor","Estimated using emissions factor","Estimated using emissions factor","Estimated using emissions factor"]
[9112,2020,"IL","Hilltopper Wind Project",61735,"WT1","WT","OP",{"$nulls":4},"WND",null,{"v":4754194,"d":"4,754,194"},{"v":1243362,"d":"1,243,362"},{"$nulls":5},"EIA Prime Mover-level Data","EIA Prime Mover-level Data"]
[9126,2020,"IL","Hurricane Creek CSG",64786,"HRCRK","PV","T",{"$nulls":4},"SUN"]
[9136,2020,"IL","IMEA Flora",56116,"6","IC","OP",{"$nulls":4},"DFO",null,131,59,{"v":0.210999995470047,"d":"0.2"},{"v":0.0949999988079071,"d":"0.1"},{"v":0.0189999993890524,"d":"0.0"},{"v":10.6979999542236,"d":"10.7"},null,"EIA Prime Mover-level Data","EIA Prime Mover-level Data","Estimated using emissions factor","Estimated using emissions factor","Estimated using emissions factor","Estimated using emissions factor"]
[9152,2020,"IL","Ingredion Incorporated Argo Plant",54556,"B10","ST","OP","Yes","SIPNOX","FLUIDIZED",null,"BIT",{"v":7271,"d":"7,271.0"},{"v":5396219,"d":"5,396,219"},{"v":2947769,"d":"2,947,769"},{"v":285.671997070313,"d":"285.7"},{"v":148.322006225586,"d":"148.3"},{"v":16903.41796875,"d":"16,903.4"},{"v":555572.3125,"d":"555,572.3"},null,"EPA/CAMD","EPA/CAMD","EPA/CAMD","EPA/CAMD","Estimated using emissions factor","Estimated using emissions factor",null,"FBL","SNCR",null,2006]
[9159,2020,"IL","Jackson Generation, LLC",62926,"01","CS","T",{"$nulls":4},"NG"]
[9179,2020,"IL","Kankakee Hydro Facility",54525,"3","HY","OP",{"$nulls":4},"WAT",null,{"v":3296,"d":"3,296"},{"v":1725.3330078125,"d":"1,725"},{"$nulls":5},"EIA Prime Mover-level Data","EIA Prime Mover-level Data"]
[9191,2020,"IL","Kinmundy Power Plant",55204,"KCTG1","GT","OP","Yes","ARP,CSNOX,CSOSG2,CSSO2G1","CT",null,"NG",{"v":171,"d":"171.0"},{"v":155199.453125,"d":"155,199"},{"v":70432.1953125,"d":"70,432"},{"v":5.85599994659424,"d":"5.9"},{"v":2.48699998855591,"d":"2.5"},{"v":0,"d":"0.0"},{"v":9223.2001953125,"d":"9,223.2"},null,"EPA/CAMD","EPA/CAMD","EPA/CAMD","EPA/CAMD","EPA/CAMD","EPA/CAMD",null,null,"DLNB,H2O",null,2001]
[9203,2020,"IL","Lake Forest Hospital Central Energy Plant",60797,"GEN4","IC","OP",{"$nulls":4},"NG",null,{"v":1477,"d":"1,477"},{"v":674.75,"d":"675"},{"v":1.96599996089935,"d":"2.0"},{"v":0.898000001907349,"d":"0.9"},{"v":0.00240000011399388,"d":"0.0"},{"v":86.322998046875,"d":"86.3"},null,"EIA Prime Mover-level Data","EIA Prime Mover-level Data","Estimated using emissions factor","Estimated using emissions factor","Estimated using emissions factor","Estimated using emissions factor"]
[9223,2020,"IL","Lena",63951,"LENA","PV","V",{"$nulls":4},"SUN"]
[9226,2020,"IL","Lincoln Generating Facility",55222,"CTG-3","GT","OP","Yes","ARP,CSNOX,CSOSG2,CSSO2G1","CT",null,"NG",{"v":23,"d":"23.0"},{"v":11013.2236328125,"d":"11,013"},{"v":10366.189453125,"d":"10,366"},{"v":0.140000000596046,"d":"0.1"},{"v":0.131999999284744,"d":"0.1"},{"v":0,"d":"0.0"},654.5,null,"EPA/CAMD","EPA/CAMD","EPA/CAMD","EPA/CAMD","EPA/CAMD","EPA/CAMD",null,null,"DLNB",null,2000]
[9246,2020,"IL","Lombard",877,"322","GT","RE",{"$nulls":4},"KER"]
[9256,2020,"IL","LSP University Park, LLC",55640,"CT04","GT","OP","Yes","ARP,CSNOX,CSOSG2,CSSO2G1","CT",null,"NG",{"v":1849,"d":"1,849.0"},{"v":659362.25,"d":"659,362"},{"v":473501.6875,"d":"473,502"},{"v":5.89300012588501,"d":"5.9"},{"v":3.94799995422363,"d":"3.9"},{"v":0.200000002980232,"d":"0.2"},{"v":39183.80078125,"d":"39,183.8"},null,"EPA/CAMD","EPA/CAMD","EPA/CAMD","EPA/CAMD","EPA/CAMD","EPA/CAMD",null,null,"H2O,SCR",null,2002]
[9270,2020,"IL","Marion",976,"6","GT","OP","Yes","ARP,CSNOX,CSOSG2,CSSO2G1","CT",null,"NG",{"v":48,"d":"48.0"},{"v":25180.80078125,"d":"25,181"},{"v":22220.80078125,"d":"22,221"},{"v":0.721000015735626,"d":"0.7"},{"v":0.245000004768372,"d":"0.2"},{"v":0.200000002980232,"d":"0.2"},{"v":1502.19995117188,"d":"1,502.2"},null,"EPA/CAMD","EPA/CAMD","EPA/CAMD","EPA/CAMD","EPA/CAMD","EPA/CAMD",null,null,"DLNB,H2O",null,2003]
[9290,2020,"IL","Mas Countryside RNG, LLC",55773,"CS10","GT","RE",{"$nulls":4},"LFG",null,{"v":114866.5,"d":"114,867"},{"v":45956,"d":"45,956"},{"v":9.46300029754639,"d":"9.5"},{"v":3.78600001335144,"d":"3.8"},{"v":2.5845000743866,"d":"2.6"},{"v":7293.9990234375,"d":"7,294.0"},null,"EIA Prime Mover-level Data","EIA Prime Mover-level Data","Estimated using emissions factor","Estimated using emissions factor","Estimated using emissions factor","Estimated using emissions factor"]
[9293,2020,"IL","Mas Countryside RNG, LLC",55773,"CS4","IC","RE",{"$nulls":4},"LFG"]
[9313,2020,"IL","MEPI GT Facility",7858,"4","GT","OP","Yes","ARP,CSNOX,CSOSG2,CSSO2G1","CT",null,"NG",{"v":157,"d":"157.0"},{"v":32650.044921875,"d":"32,650"},{"v":32527.4375,"d":"32,527"},{"v":1.77300000190735,"d":"1.8"},{"v":1.76600003242493,"d":"1.8"},{"v":0,"d":"0.0"},{"v":1940.90002441406,"d":"1,940.9"},null,"EPA/CAMD","EPA/CAMD","EPA/CAMD","EPA/CAMD","EPA/CAMD","EPA/CAMD",null,null,"H2O",null,2000]
[9320,2020,"IL","Moline",899,"GT1","GT","OP",{"$nulls":4},"NG",null,{"v":2037.5,"d":"2,038"},{"v":931.25,"d":"931"},{"v":0.305999994277954,"d":"0.3"},{"v":0.140000000596046,"d":"0.1"},{"v":3.29999998211861E-3,"d":"0.0"},{"v":119.081001281738,"d":"119.1"},null,"EIA Prime Mover-level Data","EIA Prime Mover-level Data","Estimated using emissions factor","Estimated using emissions factor","Estimated using emissions factor","Estimated using emissions factor"]
[9335,2020,"IL","Moraine",64789,"MORAI","PV","L",{"$nulls":4},"SUN"]
[9344,2020,"IL","Morris Cogeneration, LLC",55216,"CTG3","CT","OP","Yes","CSNOX,CSOSG2,CSSO2G1,SIPNOX","CC",null,"NG",{"v":6472,"d":"6,472.0"},{"v":2713212.75,"d":"2,713,213"},{"v":1094224,"d":"1,094,224"},{"v":65.4560012817383,"d":"65.5"},{"v":26.3199996948242,"d":"26.3"},{"v":0.800000011920929,"d":"0.8"},{"v":158572.4375,"d":"158,572.4"},null,"EPA/CAMD","EPA/CAMD","EPA/CAMD","EPA/CAMD","EPA/CAMD","Estimated using emissions factor",null,null,"DLNB",null,1998]
[9360,2020,"IL","Nalco",50326,"DPOX","CA","OS",{"$nulls":4},"NG"]
[9380,2020,"IL","Northwest Community Hospital",59847,"1","IC","OP",{"$nulls":4},"NG",null,{"v":2239.5,"d":"2,240"},{"v":1023.25,"d":"1,023"},{"v":3.875,"d":"3.9"},{"v":1.77100002765656,"d":"1.8"},{"v":0.00359999993816018,"d":"0.0"},{"v":130.886993408203,"d":"130.9"},null,"EIA Prime Mover-level Data","EIA Prime Mover-level Data","Estimated using emissions factor","Estimated using emissions factor","Estimated using emissions factor","Estimated using emissions factor"]
[9387,2020,"IL","Oglesby",894,"3","GT","RE",{"$nulls":4},"NG"]
[9400,2020,"IL","Panther Grove Wind, LLC",63818,"78787","WT","P",{"$nulls":4},"WND"]
[9411,2020,"IL","Peru (IL)",955,"3","IC","RE",{"$nulls":4},"DFO"]
[9427,2020,"IL","Pilot Hill Wind Farm",58898,"K4-1","WT","OP",{"$nulls":4},"WND",null,{"v":5201765,"d":"5,201,765"},{"v":1486865,"d":"1,486,865"},{"$nulls":5},"EIA Prime Mover-level Data","EIA Prime Mover-level Data"]
[9447,2020,"IL","Powerton",879,"62","ST","OP","Yes","ARP,CSNOX,CSOSG2,CSSO2G1,MATS","CYCLONE",1,"SUB",{"v":685,"d":"685.0"},{"v":1747582.625,"d":"1,747,583"},{"v":1222544.375,"d":"1,222,544"},{"v":98.4079971313477,"d":"98.4"},{"v":70.2040023803711,"d":"70.2"},{"v":94,"d":"94.0"},{"v":185876.203125,"d":"185,876.2"},{"v":0.850000023841858,"d":"0.9"},"EPA/CAMD","EPA/CAMD","EPA/CAMD","EPA/CAMD","EPA/CAMD","EPA/CAMD","EPA/CAMD","DSI","OFA,SNCR","Yes",1976]
[9454,2020,"IL","Prairie View IL",57406,"GEN3","IC","OP",{"$nulls":4},"LFG",null,{"v":139926,"d":"139,926"},{"v":55982,"d":"55,982"},{"v":91.2289962768555,"d":"91.2"},{"v":36.4990005493164,"d":"36.5"},{"v":3.14829993247986,"d":"3.1"},{"v":8885.271484375,"d":"8,885.3"},null,"EIA Prime Mover-level Data","EIA Prime Mover-level Data","Estimated using emissions factor","Estimated using emissions factor","Estimated using emissions factor","Estimated using emissions factor"]
[9465,2020,"IL","Princeton (IL)",957,"4","IC","SB",{"$nulls":4},"NG",null,{"v":469.809997558594,"d":"470"},{"v":213.77799987793,"d":"214"},{"v":0.395999997854233,"d":"0.4"},{"v":0.180999994277954,"d":"0.2"},{"v":0.000500000023748726,"d":"0.0"},{"v":27.4580001831055,"d":"27.5"},null,"EIA Prime Mover-level Data","EIA Prime Mover-level Data","Estimated using emissions factor","Estimated using emissions factor","Estimated using emissions factor","Estimated using emissions factor"]
[9478,2020,"IL","Rail Splitter Wind Farm",56856,"GEN1","WT","OP",{"$nulls":4},"WND",null,{"v":2334410,"d":"2,334,410"},{"v":667266,"d":"667,266"},{"$nulls":5},"EIA Prime Mover-level Data","EIA Prime Mover-level Data"]
[9498,2020,"IL","Red Bud",959,"4","IC","OP",{"$nulls":4},"DFO",null,{"v":511.233001708984,"d":"511"},{"v":230.766998291016,"d":"231"},{"v":0.828999996185303,"d":"0.8"},{"v":0.374000012874603,"d":"0.4"},{"v":0.0741000026464462,"d":"0.1"},{"v":41.7490005493164,"d":"41.7"},null,"EIA Prime Mover-level Data","EIA Prime Mover-level Data","Estimated using emissions factor","Estimated using emissions factor","Estimated using emissions factor","Estimated using emissions factor"]
[9514,2020,"IL","Rockford Solar Farm",58643,"1","PV","OP",{"$nulls":4},"SUN",null,{"v":32830,"d":"32,830"},{"v":18785,"d":"18,785"},{"$nulls":5},"EIA Prime Mover-level Data","EIA Prime Mover-level Data"]
[9521,2020,"IL","Route 76 Boone Solar 1",64018,"7724","PV","OP",{"$nulls":4},"SUN",null,{"v":6378,"d":"6,378"},0,{"$nulls":5},"EIA Prime Mover-level Data","EIA Prime Mover-level Data"]
[9537,2020,"IL","Schulte 2 Community Solar",64257,"SCHU","PV","OP",{"$nulls":4},"SUN",null,9,0,{"$nulls":5},"EIA Prime Mover-level Data","EIA Prime Mover-level Data"]
[9544,2020,"IL","Segunda II",64732,"SEGU2","PV","P",{"$nulls":4},"SUN"]
[9565,2020,"IL","South Main Street",961,"16","IC","OP",{"$nulls":4},"DFO",null,{"v":1963.36694335938,"d":"1,963"},{"v":891.570007324219,"d":"892"},{"v":4.65500020980835,"d":"4.7"},{"v":2.11400008201599,"d":"2.1"},{"v":0.416500002145767,"d":"0.4"},{"v":160.333999633789,"d":"160.3"},null,"EIA Prime Mover-level Data","EIA Prime Mover-level Data","Estimated using emissions factor","Estimated using emissions factor","Estimated using emissions factor","Estimated using emissions factor"]
[9568,2020,"IL","South Main Street",961,"2","IC","SB",{"$nulls":4},"NG",null,{"v":2726.89892578125,"d":"2,727"},{"v":1238.291015625,"d":"1,238"},{"v":0,"d":"0.0"},{"v":0,"d":"0.0"},{"v":0,"d":"0.0"},{"v":159.371994018555,"d":"159.4"},null,"EIA Prime Mover-level Data","EIA Prime Mover-level Data","Estimated using emissions factor","Estimated using emissions factor","Estimated using emissions factor","Estimated using emissions factor"]
[9588,2020,"IL","Streator Cayuga Ridge South",57094,"1","WT","OP",{"$nulls":4},"WND",null,{"v":6465034,"d":"6,465,034"},{"v":1654535,"d":"1,654,535"},{"$nulls":5},"EIA Prime Mover-level Data","EIA Prime Mover-level Data"]
[9604,2020,"IL","Sullivan B Community Solar LLC",64243,"SULL","PV","OP",{"$nulls":4},"SUN",null,{"v":22196,"d":"22,196"},0,{"$nulls":5},"EIA Prime Mover-level Data","EIA Prime Mover-level Data"]
[9609,2020,"IL","TAC-Distributed Energy Resource Hybrid",61990,"WIND","WT","OP",{"$nulls":4},"WND",null,{"v":1159,"d":"1,159"},332,{"$nulls":5},"EIA Prime Mover-level Data","EIA Prime Mover-level Data"]
[9632,2020,"IL","Tuscola Station",55245,"4","ST","RE",{"$nulls":3},3,"BIT",null,0,0,{"v":0,"d":"0.0"},{"v":0,"d":"0.0"},{"v":0,"d":"0.0"},{"v":0,"d":"0.0"},null,"EIA Unit-level Data","EIA Unit-Level Data","Estimated using emissions factor","Estimated using emissions factor","Estimated using emissions factor","Estimated using emissions factor"]
[9635,2020,"IL","University of Illinois Abbott Power Plt",54780,"B1","ST","OP",{"$nulls":3},6,"NG",null,{"v":152767.546875,"d":"152,768"},{"v":41018.71875,"d":"41,019"},{"v":5.34700012207031,"d":"5.3"},{"v":1.43599998950958,"d":"1.4"},{"v":0.244100004434586,"d":"0.2"},{"v":8928.4267578125,"d":"8,928.4"},null,"EIA Unit-level Data","EIA Unit-Level Data","Estimated based on unit-level NOx emission rates","Estimated based on unit-level NOx ozone season emission rates","Estimated using emissions factor and plant-specific sulfur content","Estimated using emissions factor"]
[9655,2020,"IL","University of Illinois Cogen Facility",54044,"GEN4","IC","OS",{"$nulls":4},"NG",null,{"v":22405.78125,"d":"22,406"},{"v":13719.802734375,"d":"13,720"},{"v":29.1870002746582,"d":"29.2"},{"v":17.8490009307861,"d":"17.8"},{"v":0.0353999994695187,"d":"0.0"},{"v":1309.49499511719,"d":"1,309.5"},null,"EIA Prime Mover-level Data","EIA Prime Mover-level Data","Estimated using emissions factor","Estimated using emissions factor","Estimated using emissions factor","Estimated using emissions factor"]
[9662,2020,"IL","University Park Energy",55250,"UP12","GT","OP","Yes","ARP,CSNOX,CSOSG2,CSSO2G1","CT",null,"NG",{"v":1738,"d":"1,738.0"},{"v":364896,"d":"364,896"},{"v":282356,"d":"282,356"},{"v":33.1269989013672,"d":"33.1"},{"v":25.5330009460449,"d":"25.5"},{"v":0.100000001490116,"d":"0.1"},{"v":21535,"d":"21,535.0"},null,"EPA/CAMD","EPA/CAMD","EPA/CAMD","EPA/CAMD","EPA/CAMD","EPA/CAMD",null,null,"H2O",null,2001]
[9674,2020,"IL","Upper Rock Energy Partners LLC",55764,"UR4","IC","RE",{"$nulls":4},"LFG"]
[9699,2020,"IL","Waterloo",971,"3","IC","SB",{"$nulls":4},"DFO",null,{"v":13.8669996261597,"d":"14"},{"v":6.30100011825562,"d":"6"},{"v":0.0219999998807907,"d":"0.0"},{"v":0.00999999977648258,"d":"0.0"},{"v":2.0000000949949E-3,"d":"0.0"},{"v":1.13199996948242,"d":"1.1"},null,"EIA Prime Mover-level Data","EIA Prime Mover-level Data","Estimated using emissions factor","Estimated using emissions factor","Estimated using emissions factor","Estimated using emissions factor"]
[9702,2020,"IL","Waterloo",971,"6","IC","SB",{"$nulls":4},"DFO",null,{"v":34.6689987182617,"d":"35"},{"v":15.7530002593994,"d":"16"},{"v":0.0560000017285347,"d":"0.1"},{"v":0.0260000005364418,"d":"0.0"},{"v":0.00499999988824129,"d":"0.0"},{"v":2.83100008964539,"d":"2.8"},null,"EIA Prime Mover-level Data","EIA Prime Mover-level Data","Estimated using emissions factor","Estimated using emissions factor","Estimated using emissions factor","Estimated using emissions factor"]
[9722,2020,"IL","Winnetka",972,"5","ST","OP",{"$nulls":3},3,"NG",null,{"v":11519.7236328125,"d":"11,520"},{"v":8321.646484375,"d":"8,322"},{"v":0.943000018596649,"d":"0.9"},{"v":0.647000014781952,"d":"0.6"},{"v":0.0184000004082918,"d":"0.0"},{"v":673.265014648438,"d":"673.3"},null,"EIA Unit-level Data","EIA Unit-Level Data","Estimated using emissions factor","Estimated using emissions factor","Estimated using emissions factor","Estimated using emissions factor"]
[9729,2020,"IL","Wood River",898,"3","ST","RE",null,null,"TANGENTIAL",3,"NG"]
[9745,2020,"IL","Zion Landfill Gas to Energy Facility",56871,"3","IC","OP",{"$nulls":4},"LFG",null,{"v":22192.80078125,"d":"22,193"},{"v":8879,"d":"8,879"},{"v":16.0890007019043,"d":"16.1"},{"v":6.43699979782104,"d":"6.4"},{"v":0.499300003051758,"d":"0.5"},{"v":1409.23803710938,"d":"1,409.2"},null,"EIA Prime Mover-level Data","EIA Prime Mover-level Data","Estimated using emissions factor","Estimated using emissions factor","Estimated using emissions factor","Estimated using emissions factor"]
[9753,2020,"IN","A B Brown Generating Station",6137,"1","ST","OP","Yes","ARP,CSNOX,CSOSG2,CSSO2G1,MATS","WALL",1,"BIT",{"v":6588,"d":"6,588.0"},{"v":12190456,"d":"12,190,456"},{"v":5945199.5,"d":"5,945,200"},{"v":1006.05902099609,"d":"1,006.1"},{"v":524.713989257813,"d":"524.7"},{"v":2167.89990234375,"d":"2,167.9"},{"v":1250738.75,"d":"1,250,738.8"},{"v":5.84000015258789,"d":"5.8"},"EPA/CAMD","EPA/CAMD","EPA/CAMD","EPA/CAMD","EPA/CAMD","EPA/CAMD","EPA/CAMD","DA","SCR",null,1979]
[9773,2020,"IN","ArcelorMittal USA - Indiana Harbor East",10474,"212","ST","OP","Yes","SIPNOX","WALL",null,"PRG",{"v":0,"d":"0.0"}]
[9789,2020,"IN","Bitter Ridge Wind Farm, LLC",63666,"BIT","WT","OP",{"$nulls":4},"WND",null,{"v":980541,"d":"980,541"},{"v":91880,"d":"91,880"},{"$nulls":5},"EIA Prime Mover-level Data","EIA Prime Mover-level Data"]
[9796,2020,"IN","BP Whiting Business Unit",52130,"3SPS32","ST","OP","Yes","SIPNOX","WALL",null,"PRG",{"v":2374,"d":"2,374.0"},{"v":2413930.5,"d":"2,413,931"},{"v":1426191.875,"d":"1,426,192"},{"v":213.235992431641,"d":"213.2"},{"v":12.4870004653931,"d":"12.5"},{"v":3.85750007629395,"d":"3.9"},{"v":141081.03125,"d":"141,081.0"},null,"EIA non-ozone season distributed and EPA/CAMD ozone season","EPA/CAMD","Estimated using emissions factor and EIA data for non-ozone season and EPA/CAMD ozone season emissions","EPA/CAMD","Estimated using emissions factor","Estimated using emissions factor",null,null,"O,OFA,SCR",null,2047]
[9812,2020,"IN","Caterpillar",50935,"0101","IC","RE",{"$nulls":4},"DFO"]
[9818,2020,"IN","Caterpillar",50935,"0107","IC","RE",{"$nulls":4},"DFO"]
[9840,2020,"IN","Clifty Creek",983,"6","ST","OP","Yes","ARP,CSNOX,CSOSG2,CSSO2G1,MATS","WALL",1,"BIT",{"v":5044,"d":"5,044.0"},{"v":5592062,"d":"5,592,062"},{"v":1154354.5,"d":"1,154,355"},{"v":812.059997558594,"d":"812.1"},{"v":131.552001953125,"d":"131.6"},{"v":316.899993896484,"d":"316.9"},{"v":573746,"d":"573,746.0"},{"v":5.05999994277954,"d":"5.1"},"EPA/CAMD","EPA/CAMD","EPA/CAMD","EPA/CAMD","EPA/CAMD","EPA/CAMD","EPA/CAMD","WL,WLS","OFA",null,1956]
[9856,2020,"IN","Dean H Mitchell",996,"5","ST","RE",{"$nulls":3},1,"SUB"]
[9863,2020,"IN","Deercroft I & II LFGTE",54956,"I-3","IC","OP",{"$nulls":4},"NG",null,{"v":33366.125,"d":"33,366"},{"v":13349.125,"d":"13,349"},{"v":46.1790008544922,"d":"46.2"},{"v":18.4750003814697,"d":"18.5"},{"v":0.0533000007271767,"d":"0.1"},{"v":1950.06799316406,"d":"1,950.1"},null,"EIA Prime Mover-level Data","EIA Prime Mover-level Data","Estimated using emissions factor","Estimated using emissions factor","Estimated using emissions factor","Estimated using emissions factor"]
[9879,2020,"IN","Edwardsport Generating Station",1004,"CTG1","ST","OP","Yes","ARP,CSNOX,CSOSG2,CSSO2G1,MATS","IGC",null,"SGC",{"v":6540,"d":"6,540.0"},{"v":11697562,"d":"11,697,562"},{"v":2622513.25,"d":"2,622,513"},{"v":259.68798828125,"d":"259.7"},{"v":100.331001281738,"d":"100.3"},{"v":28.7000007629395,"d":"28.7"},{"v":1506429.25,"d":"1,506,429.3"},null,"EPA/CAMD","EPA/CAMD","EPA/CAMD","EPA/CAMD","EPA/CAMD","EPA/CAMD",null,null,"SCR",null,2012]
[9897,2020,"IN","Georgetown Substation",7759,"GT1","GT","OP","Yes","ARP,CSNOX,CSOSG2,CSSO2G1","CT",null,"NG",{"v":826,"d":"826.0"},{"v":589492.0625,"d":"589,492"},{"v":393603.09375,"d":"393,603"},{"v":6.98000001907349,"d":"7.0"},{"v":4.61700010299683,"d":"4.6"},{"v":0.200000002980232,"d":"0.2"},{"v":35030.5,"d":"35,030.5"},null,"EPA/CAMD","EPA/CAMD","EPA/CAMD","EPA/CAMD","EPA/CAMD","EPA/CAMD",null,null,"DLNB",null,2000]
[9907,2020,"IN","Green Cow Power",60721,"ENG2","IC","OP",{"$nulls":4},"OBG",null,{"v":88398.3359375,"d":"88,398"},{"v":35366.66796875,"d":"35,367"},{"v":188.664993286133,"d":"188.7"},{"v":75.4820022583008,"d":"75.5"},{"v":0.287299990653992,"d":"0.3"},{"v":5613.27587890625,"d":"5,613.3"},null,"EIA Prime Mover-level Data","EIA Prime Mover-level Data","Estimated using emissions factor","Estimated using emissions factor","Estimated using emissions factor","Estimated using emissions factor"]
[9923,2020,"IN","Henryville Solar RES",59986,"PV1","PV","OP",{"$nulls":4},"SUN",null,{"v":15939,"d":"15,939"},{"v":9330,"d":"9,330"},{"$nulls":5},"EIA Prime Mover-level Data","EIA Prime Mover-level Data"]
[9930,2020,"IN","Hoosier Energy Lawrence Co Station",7948,"3","GT","OP","Yes","ARP,CSNOX,CSOSG2,CSSO2G1","CT",null,"NG",{"v":399,"d":"399.0"},{"v":90002.5703125,"d":"90,003"},{"v":89091.5703125,"d":"89,092"},{"v":4.07399988174438,"d":"4.1"},{"v":4.03200006484985,"d":"4.0"},{"v":0,"d":"0.0"},{"v":5350.5,"d":"5,350.5"},null,"EPA/CAMD","EPA/CAMD","EPA/CAMD","EPA/CAMD","EPA/CAMD","EPA/CAMD",null,null,"H2O",null,2005]
[9937,2020,"IN","IMPA Anderson Solar Park 2",61054,"SAND2","PV","OP",{"$nulls":4},"SUN",null,{"v":118031,"d":"118,031"},{"v":69089,"d":"69,089"},{"$nulls":5},"EIA Prime Mover-level Data","EIA Prime Mover-level Data"]
[9953,2020,"IN","Indy Solar I, LLC",58552,"1","PV","OP",{"$nulls":4},"SUN",null,{"v":127884,"d":"127,884"},{"v":74343,"d":"74,343"},{"$nulls":5},"EIA Prime Mover-level Data","EIA Prime Mover-level Data"]
[9976,2020,"IN","Lanesville Solar RES",59984,"PV1","PV","OP",{"$nulls":4},"SUN",null,{"v":10230,"d":"10,230"},{"v":5988,"d":"5,988"},{"$nulls":5},"EIA Prime Mover-level Data","EIA Prime Mover-level Data"]
[9977,2020,"IN","Lawrenceburg Energy Facility",55502,"1","CT","OP","Yes","ARP,CSNOX,CSOSG2,CSSO2G1","CC",null,"NG",{"v":8529,"d":"8,529.0"},{"v":15685821,"d":"15,685,821"},{"v":6290339,"d":"6,290,339"},{"v":71.9990005493164,"d":"72.0"},{"v":29.5300006866455,"d":"29.5"},{"v":4.69999980926514,"d":"4.7"},{"v":932189.5,"d":"932,189.5"},null,"EPA/CAMD","EPA/CAMD","EPA/CAMD","EPA/CAMD","EPA/CAMD","EPA/CAMD",null,null,"DLNB,SCR",null,2003]
[9997,2020,"IN","Lilly Technical Center",58043,"4","IC","SB",{"$nulls":4},"DFO"]
[10004,2020,"IN","Markland",1005,"2","HY","OP",{"$nulls":4},"WAT",null,{"v":598526.3125,"d":"598,526"},{"v":252853.671875,"d":"252,854"},{"$nulls":5},"EIA Prime Mover-level Data","EIA Prime Mover-level Data"]
[10020,2020,"IN","Miami Wabash",1006,"5","GT","RE",{"$nulls":4},"DFO"]
[10041,2020,"IN","NA 1 (IN)",7228,"2","GT","CN",{"$nulls":4},"NG"]
[10048,2020,"IN","NA 1 (IN)",7228,"9","GT","CN",{"$nulls":4},"NG"]
[10064,2020,"IN","Oak Ridge LFGTE",56463,"2","IC","OP",{"$nulls":4},"LFG",null,{"v":78558.25,"d":"78,558"},{"v":31429.75,"d":"31,430"},{"v":51.7770004272461,"d":"51.8"},{"v":20.7150001525879,"d":"20.7"},{"v":1.76760005950928,"d":"1.8"},{"v":4988.43212890625,"d":"4,988.4"},null,"EIA Prime Mover-level Data","EIA Prime Mover-level Data","Estimated using emissions factor","Estimated using emissions factor","Estimated using emissions factor","Estimated using emissions factor"]
[10071,2020,"IN","Orme Park Water Treatment Plant",61266,"ORME","IC","RE",{"$nulls":4},"DFO"]
[10087,2020,"IN","Portside Energy",55096,"BLR1","ST","OP","Yes","SIPNOX","OTHER BOILER",null,"NG",{"v":2019,"d":"2,019.0"},{"v":605101,"d":"605,101"},{"v":153386.203125,"d":"153,386"},{"v":80.1620025634766,"d":"80.2"},{"v":3.53200006484985,"d":"3.5"},{"v":1.18410003185272,"d":"1.2"},{"v":35364.84375,"d":"35,364.8"},null,"EIA non-ozone season distributed and EPA/CAMD ozone season","EPA/CAMD","Estimated using emissions factor and EIA data for non-ozone season and EPA/CAMD ozone season emissions","EPA/CAMD","Estimated using emissions factor","Estimated using emissions factor",{"$nulls":4},1997]
[10106,2020,"IN","R Gallagher",1008,"4","ST","OP","Yes","ARP,CSNOX,CSOSG2,CSSO2G1,MATS","WALL",1,"BIT",{"v":529,"d":"529.0"},{"v":353759.75,"d":"353,760"},{"v":285036.75,"d":"285,037"},{"v":61.7309989929199,"d":"61.7"},{"v":49.0620002746582,"d":"49.1"},{"v":128.199996948242,"d":"128.2"},{"v":36296,"d":"36,296.0"},{"v":0.0399999991059303,"d":"0.0"},"EPA/CAMD","EPA/CAMD","EPA/CAMD","EPA/CAMD","EPA/CAMD","EPA/CAMD","EPA/CAMD","DSI","LNBO",null,1961]
[10115,2020,"IN","Rensselaer City Light Plant",1038,"11","IC","OS",{"$nulls":4},"DFO",null,{"v":7.33900022506714,"d":"7"},{"v":2.84400010108948,"d":"3"},{"v":0.0130000002682209,"d":"0.0"},{"v":0.00400000018998981,"d":"0.0"},{"v":1.20000005699694E-3,"d":"0.0"},{"v":0.598999977111816,"d":"0.6"},null,"EIA Prime Mover-level Data","EIA Prime Mover-level Data","Estimated using emissions factor","Estimated using emissions factor","Estimated using emissions factor","Estimated using emissions factor"]
[10131,2020,"IN","Rockport",6166,"AB2","ST","OP","Yes","SIPNOX","OTHER BOILER",null,"DFO",{"v":102,"d":"102.0"},{"v":59015.6015625,"d":"59,016"},{"v":59015.6015625,"d":"59,016"},{"v":8.42000007629395,"d":"8.4"},{"v":3.15599989891052,"d":"3.2"},{"v":54.9300994873047,"d":"54.9"},{"v":4819.3837890625,"d":"4,819.4"},null,"EPA/CAMD","EPA/CAMD","Estimated using emissions factor and EIA data for non-ozone season and EPA/CAMD ozone season emissions","EPA/CAMD","Estimated using emissions factor","Estimated using emissions factor"]
[10138,2020,"IN","SABIC Innovative Plastics Mt. Vernon",58063,"COGN1","GT","OP",{"$nulls":4},"NG",null,{"v":6294931,"d":"6,294,931"},{"v":2694033,"d":"2,694,033"},{"v":981.393005371094,"d":"981.4"},{"v":418.492004394531,"d":"418.5"},{"v":10.0593004226685,"d":"10.1"},{"v":367904.28125,"d":"367,904.3"},null,"EIA Prime Mover-level Data","EIA Prime Mover-level Data","Estimated using emissions factor","Estimated using emissions factor","Estimated using emissions factor","Estimated using emissions factor"]
[10154,2020,"IN","Tanners Creek",988,"3","ST","RE",{"$nulls":4},"BIT"]
[10161,2020,"IN","Troy Solar",63929,"TROY1","PV","V",{"$nulls":4},"SUN"]
[10185,2020,"IN","Union City Wind Turbine",57637,"1","WT","OP",{"$nulls":4},"WND"]
[10198,2020,"IN","University of Notre Dame",50366,"GT2","GT","OP",{"$nulls":4},"NG",null,{"v":112570.5,"d":"112,571"},{"v":56685.5,"d":"56,686"},{"v":17.1189994812012,"d":"17.1"},{"v":8.61299991607666,"d":"8.6"},{"v":0.179900005459785,"d":"0.2"},{"v":6579.1298828125,"d":"6,579.1"},null,"EIA Prime Mover-level Data","EIA Prime Mover-level Data","Estimated using emissions factor","Estimated using emissions factor","Estimated using emissions factor","Estimated using emissions factor"]
[10205,2020,"IN","US Steel Corp - Gary Works",50733,"720B2","ST","OP","Yes","SIPNOX","WALL",null,"PRG",{"v":3357,"d":"3,357.0"},{"v":3484555.5,"d":"3,484,556"},{"v":1464729.25,"d":"1,464,729"},{"v":336.899993896484,"d":"336.9"},{"v":6.30900001525879,"d":"6.3"},{"v":5.56829977035522,"d":"5.6"},{"v":203653.203125,"d":"203,653.2"},null,"EIA non-ozone season distributed and EPA/CAMD ozone season","EPA/CAMD","Estimated using emissions factor and EIA data for non-ozone season and EPA/CAMD ozone season emissions","EPA/CAMD","Estimated using emissions factor","Estimated using emissions factor",{"$nulls":4},1967]
[10225,2020,"IN","Wabash River",1010,"71","IC","RE",{"$nulls":4},"DFO"]
[10228,2020,"IN","Wabash River Highland Plant",57842,"1","GT","OP","Yes","ARP,CSNOX,CSOSG2,CSSO2G1","CT",1,"NG",{"v":945,"d":"945.0"},{"v":1235512.125,"d":"1,235,512"},{"v":675851.375,"d":"675,851"},{"v":24.1809997558594,"d":"24.2"},{"v":13.1429996490479,"d":"13.1"},{"v":0.400000005960464,"d":"0.4"},{"v":73425.296875,"d":"73,425.3"},null,"EPA/CAMD","EPA/CAMD","EPA/CAMD","EPA/CAMD","EPA/CAMD","EPA/CAMD",null,null,"DLNB",null,1953]
[10250,2020,"KS","Alexander Wind Farm LLC",58666,"1","WT","OP",{"$nulls":4},"WND",null,{"v":1885318,"d":"1,885,318"},{"v":750382,"d":"750,382"},{"$nulls":5},"EIA Prime Mover-level Data","EIA Prime Mover-level Data"]
[10265,2020,"KS","Augusta Electric Plant No 1",1261,"2","IC","SB",{"$nulls":4},"DFO",null,{"v":1.69599997997284,"d":"2"},0,{"v":0.00999999977648258,"d":"0.0"},{"v":0,"d":"0.0"},{"v":0.000899999984540045,"d":"0.0"},{"v":0.137999996542931,"d":"0.1"},null,"EIA Prime Mover-level Data","EIA Prime Mover-level Data","Estimated using emissions factor","Estimated using emissions factor","Estimated using emissions factor","Estimated using emissions factor"]
[10272,2020,"KS","Augusta Electric Plant No 2",6791,"1","IC","OP",{"$nulls":4},"NG",null,{"v":2239.61401367188,"d":"2,240"},{"v":1000.96600341797,"d":"1,001"},{"v":2.77300000190735,"d":"2.8"},{"v":1.25,"d":"1.3"},{"v":3.29999998211861E-3,"d":"0.0"},{"v":130.893005371094,"d":"130.9"},null,"EIA Prime Mover-level Data","EIA Prime Mover-level Data","Estimated using emissions factor","Estimated using emissions factor","Estimated using emissions factor","Estimated using emissions factor"]
[10292,2020,"KS","Beloit",1264,"3","IC","OP",{"$nulls":4},"DFO",null,{"v":168.496994018555,"d":"168"},{"v":73.7819976806641,"d":"74"},{"v":0.0729999989271164,"d":"0.1"},{"v":0.0299999993294477,"d":"0.0"},{"v":0.00659999996423721,"d":"0.0"},{"v":13.7600002288818,"d":"13.8"},null,"EIA Prime Mover-level Data","EIA Prime Mover-level Data","Estimated using emissions factor","Estimated using emissions factor","Estimated using emissions factor","Estimated using emissions factor"]
[10295,2020,"KS","Beloit",1264,"6","IC","OP",{"$nulls":4},"DFO",null,{"v":345.420013427734,"d":"345"},{"v":151.253997802734,"d":"151"},{"v":0.150000005960464,"d":"0.2"},{"v":0.0610000006854534,"d":"0.1"},{"v":0.0135000003501773,"d":"0.0"},{"v":28.2080001831055,"d":"28.2"},null,"EIA Prime Mover-level Data","EIA Prime Mover-level Data","Estimated using emissions factor","Estimated using emissions factor","Estimated using emissions factor","Estimated using emissions factor"]
[10315,2020,"KS","Burlington (KS)",1266,"4A","IC","SB",{"$nulls":4},"DFO",null,{"v":465.851013183594,"d":"466"},{"v":190.052993774414,"d":"190"},{"v":1.59599995613098,"d":"1.6"},{"v":0.651000022888184,"d":"0.7"},{"v":0.13680000603199,"d":"0.1"},{"v":38.0429992675781,"d":"38.0"},null,"EIA Prime Mover-level Data","EIA Prime Mover-level Data","Estimated using emissions factor","Estimated using emissions factor","Estimated using emissions factor","Estimated using emissions factor"]
[10319,2020,"KS","Cedar Bluff Wind, LLC",60069,"CBLF1","WT","OP",{"$nulls":4},"WND",null,{"v":7598602,"d":"7,598,602"},{"v":3024345,"d":"3,024,345"},{"$nulls":5},"EIA Prime Mover-level Data","EIA Prime Mover-level Data"]
[10339,2020,"KS","Clay Center",1270,"6","ST","OP",{"$nulls":4},"NG"]
[10346,2020,"KS","Clifton Station",8037,"CL1","GT","OP","Yes","CSNOX,CSOSG2,CSSO2G2","CT",null,"NG",{"v":171,"d":"171.0"},{"v":59531.5625,"d":"59,532"},{"v":50072.9921875,"d":"50,073"},{"v":6.65999984741211,"d":"6.7"},{"v":5.63600015640259,"d":"5.6"},{"v":0,"d":"0.0"},{"v":3479.2939453125,"d":"3,479.3"},null,"EPA/CAMD","EPA/CAMD","EPA/CAMD","EPA/CAMD","EPA/CAMD","Estimated using emissions factor",{"$nulls":4},1974]
[10362,2020,"KS","Diamond Vista Wind Project, LLC",61789,"DV","WT","OP",{"$nulls":4},"WND",null,{"v":10136999,"d":"10,136,999"},{"v":3943858,"d":"3,943,858"},{"$nulls":5},"EIA Prime Mover-level Data","EIA Prime Mover-level Data"]
[10382,2020,"KS","Emporia Energy Center",56502,"EEC5","GT","OP","Yes","ARP,CSNOX,CSOSG2,CSSO2G2","CT",null,"NG",{"v":939,"d":"939.0"},{"v":1028013.5625,"d":"1,028,014"},{"v":518244.125,"d":"518,244"},{"v":17.742000579834,"d":"17.7"},{"v":8.97999954223633,"d":"9.0"},{"v":0.300000011920929,"d":"0.3"},{"v":61093.30078125,"d":"61,093.3"},null,"EPA/CAMD","EPA/CAMD","EPA/CAMD","EPA/CAMD","EPA/CAMD","EPA/CAMD",null,null,"H2O",null,2008]
[10394,2020,"KS","Erie Energy Center",7766,"1","IC","OP",{"$nulls":4},"DFO",null,{"v":2076.625,"d":"2,077"},{"v":847.5,"d":"848"},{"v":3.30900001525879,"d":"3.3"},{"v":1.35000002384186,"d":"1.4"},{"v":0.301099985837936,"d":"0.3"},{"v":169.582992553711,"d":"169.6"},null,"EIA Prime Mover-level Data","EIA Prime Mover-level Data","Estimated using emissions factor","Estimated using emissions factor","Estimated using emissions factor","Estimated using emissions factor"]
[10406,2020,"KS","Fort Dodge aka Judson Large",1233,"4","ST","OP","Yes","ARP,CSNOX,CSOSG2,CSSO2G2","WALL",1,"NG",{"v":59,"d":"59.0"},{"v":34321.44921875,"d":"34,321"},{"v":34321.44921875,"d":"34,321"},{"v":2.43099999427795,"d":"2.4"},{"v":2.43099999427795,"d":"2.4"},{"v":0,"d":"0.0"},{"v":2039.59997558594,"d":"2,039.6"},null,"EPA/CAMD","EPA/CAMD","EPA/CAMD","EPA/CAMD","EPA/CAMD","EPA/CAMD",{"$nulls":4},1969]
[10413,2020,"KS","Gardner Energy Center",7281,"CT2","GT","OP",{"$nulls":4},"NG",null,233,105,{"v":0.0359999984502792,"d":"0.0"},{"v":0.0160000007599592,"d":"0.0"},{"v":0.00039999998989515,"d":"0.0"},{"v":13.6180000305176,"d":"13.6"},null,"EIA Prime Mover-level Data","EIA Prime Mover-level Data","Estimated using emissions factor","Estimated using emissions factor","Estimated using emissions factor","Estimated using emissions factor"]
[10429,2020,"KS","Goodland",1280,"13","IC","OP",{"$nulls":4},"NG",null,{"v":346.829010009766,"d":"347"},{"v":153.289001464844,"d":"153"},{"v":0.368999987840652,"d":"0.4"},{"v":0.166999995708466,"d":"0.2"},{"v":0.000500000023748726,"d":"0.0"},{"v":20.2700004577637,"d":"20.3"},null,"EIA Prime Mover-level Data","EIA Prime Mover-level Data","Estimated using emissions factor","Estimated using emissions factor","Estimated using emissions factor","Estimated using emissions factor"]
[10449,2020,"KS","Gray County Wind Energy",55734,"V47","WT","OP",{"$nulls":4},"WND",null,{"v":1850042,"d":"1,850,042"},{"v":736342,"d":"736,342"},{"$nulls":5},"EIA Prime Mover-level Data","EIA Prime Mover-level Data"]
[10459,2020,"KS","Herington",1283,"2","IC","RE",{"$nulls":4},"DFO"]
[10473,2020,"KS","Hoisington",1286,"7","IC","OP",{"$nulls":4},"NG",null,{"v":120.286003112793,"d":"120"},{"v":51.7140007019043,"d":"52"},{"v":0.0790000036358833,"d":"0.1"},{"v":0.0350000001490116,"d":"0.0"},{"v":9.99999974737875e-05,"d":"0.0"},{"v":7.03000020980835,"d":"7.0"},null,"EIA Prime Mover-level Data","EIA Prime Mover-level Data","Estimated using emissions factor","Estimated using emissions factor","Estimated using emissions factor","Estimated using emissions factor"]
[10480,2020,"KS","Holton",1287,"6","IC","OP",{"$nulls":4},"DFO",null,{"v":2252.34399414063,"d":"2,252"},{"v":1008,"d":"1,008"},{"v":0.395999997854233,"d":"0.4"},{"v":0.162000000476837,"d":"0.2"},{"v":0.0381999984383583,"d":"0.0"},{"v":183.932998657227,"d":"183.9"},null,"EIA Prime Mover-level Data","EIA Prime Mover-level Data","Estimated using emissions factor","Estimated using emissions factor","Estimated using emissions factor","Estimated using emissions factor"]
[10500,2020,"KS","Iola",1291,"12","IC","RE",{"$nulls":4},"DFO"]
[10516,2020,"KS","Jameson Energy Center",59045,"JEC2","IC","OP",{"$nulls":4},"NG",null,{"v":5185.3330078125,"d":"5,185"},{"v":2338.3330078125,"d":"2,338"},{"v":7.17700004577637,"d":"7.2"},{"v":3.23600006103516,"d":"3.2"},{"v":0.0082999998703599,"d":"0.0"},{"v":303.053985595703,"d":"303.1"},null,"EIA Prime Mover-level Data","EIA Prime Mover-level Data","Estimated using emissions factor","Estimated using emissions factor","Estimated using emissions factor","Estimated using emissions factor"]
[10523,2020,"KS","Jetmore",1292,"3","IC","RE",{"$nulls":4},"DFO"]
[10542,2020,"KS","Kansas River Project",10279,"2","HY","OP",{"$nulls":4},"WAT",null,{"v":12182.7431640625,"d":"12,183"},{"v":5133.3427734375,"d":"5,133"},{"$nulls":5},"EIA Prime Mover-level Data","EIA Prime Mover-level Data"]
[10547,2020,"KS","Kansas River Project",10279,"7","HY","OP",{"$nulls":4},"WAT",null,{"v":16243.6572265625,"d":"16,244"},{"v":6844.45703125,"d":"6,844"},{"$nulls":5},"EIA Prime Mover-level Data","EIA Prime Mover-level Data"]
[10567,2020,"KS","La Crosse",1297,"6","IC","OP",{"$nulls":4},"DFO",null,{"v":177.708999633789,"d":"178"},{"v":69.3820037841797,"d":"69"},{"v":0.28999999165535,"d":"0.3"},{"v":0.112999998033047,"d":"0.1"},{"v":0.0258000008761883,"d":"0.0"},{"v":14.5120000839233,"d":"14.5"},null,"EIA Prime Mover-level Data","EIA Prime Mover-level Data","Estimated using emissions factor","Estimated using emissions factor","Estimated using emissions factor","Estimated using emissions factor"]
[10570,2020,"KS","Larned",1299,"1","ST","RE",{"$nulls":3},1,"NG"]
[10590,2020,"KS","McPherson 2",1305,"GT2","GT","OP","Yes","CSNOX,CSOSG2,CSSO2G2","CT",null,"DFO",{"v":152,"d":"152.0"},{"v":50946.5,"d":"50,947"},{"v":23543.69921875,"d":"23,544"},{"v":30.568000793457,"d":"30.6"},{"v":14.1260004043579,"d":"14.1"},{"v":0,"d":"0.0"},{"v":4160.43798828125,"d":"4,160.4"},null,"EPA/CAMD","EPA/CAMD","EPA/CAMD","EPA/CAMD","EPA/CAMD","Estimated using emissions factor",{"$nulls":4},1976]
[10607,2020,"KS","Mulvane 2",7976,"11","IC","OP",{"$nulls":4},"DFO",null,{"v":50.8040008544922,"d":"51"},{"v":21.3910007476807,"d":"21"},{"v":0.0790000036358833,"d":"0.1"},{"v":0.0329999998211861,"d":"0.0"},{"v":0.00740000000223517,"d":"0.0"},{"v":4.14900016784668,"d":"4.1"},null,"EIA Prime Mover-level Data","EIA Prime Mover-level Data","Estimated using emissions factor","Estimated using emissions factor","Estimated using emissions factor","Estimated using emissions factor"]
[10614,2020,"KS","Mulvane Power Plant",1308,"6","IC","RE",{"$nulls":4},"NG"]
[10634,2020,"KS","Osage City",1313,"10","IC","OP",{"$nulls":4},"DFO",null,{"v":82.8980026245117,"d":"83"},{"v":36.0309982299805,"d":"36"},{"v":0.232999995350838,"d":"0.2"},{"v":0.0890000015497208,"d":"0.1"},{"v":0.0208999998867512,"d":"0.0"},{"v":6.76999998092651,"d":"6.8"},null,"EIA Prime Mover-level Data","EIA Prime Mover-level Data","Estimated using emissions factor","Estimated using emissions factor","Estimated using emissions factor","Estimated using emissions factor"]
[10637,2020,"KS","Osage City",1313,"5","IC","OP",{"$nulls":4},"NG",null,{"v":207.244003295898,"d":"207"},{"v":90.0790023803711,"d":"90"},{"v":0.243000000715256,"d":"0.2"},{"v":0.108999997377396,"d":"0.1"},{"v":0.000300000014249235,"d":"0.0"},{"v":12.1120004653931,"d":"12.1"},null,"EIA Prime Mover-level Data","EIA Prime Mover-level Data","Estimated using emissions factor","Estimated using emissions factor","Estimated using emissions factor","Estimated using emissions factor"]
[10657,2020,"KS","Osborne",1315,"6","IC","SB",{"$nulls":4},"NG",null,{"v":5.91499996185303,"d":"6"},{"v":0.986000001430511,"d":"1"},{"v":0.0130000002682209,"d":"0.0"},{"v":0.00600000005215406,"d":"0.0"},{"v":0,"d":"0.0"},{"v":0.345999985933304,"d":"0.3"},null,"EIA Prime Mover-level Data","EIA Prime Mover-level Data","Estimated using emissions factor","Estimated using emissions factor","Estimated using emissions factor","Estimated using emissions factor"]
[10668,2020,"KS","Oxford (KS)",7432,"2A","IC","OP",{"$nulls":4},"DFO",null,{"v":15.6669998168945,"d":"16"},0,{"v":0.025000000372529,"d":"0.0"},{"v":0,"d":"0.0"},{"v":0.00230000005103648,"d":"0.0"},{"v":1.27900004386902,"d":"1.3"},null,"EIA Prime Mover-level Data","EIA Prime Mover-level Data","Estimated using emissions factor","Estimated using emissions factor","Estimated using emissions factor","Estimated using emissions factor"]
[10681,2020,"KS","Pratt 2",7447,"IC3","IC","OP",{"$nulls":4},"NG",null,{"v":1070.5,"d":"1,071"},{"v":474.5,"d":"475"},{"v":1.19400000572205,"d":"1.2"},{"v":0.538999974727631,"d":"0.5"},{"v":1.39999995008111E-3,"d":"0.0"},{"v":62.564998626709,"d":"62.6"},null,"EIA Prime Mover-level Data","EIA Prime Mover-level Data","Estimated using emissions factor","Estimated using emissions factor","Estimated using emissions factor","Estimated using emissions factor"]
[10701,2020,"KS","Russell Downtown",1319,"12","IC","OP",{"$nulls":4},"NG",null,{"v":114.878997802734,"d":"115"},{"v":50.9039993286133,"d":"51"},{"v":0.158000007271767,"d":"0.2"},{"v":0.0719999969005585,"d":"0.1"},{"v":0.000199999994947575,"d":"0.0"},{"v":6.71400022506714,"d":"6.7"},null,"EIA Prime Mover-level Data","EIA Prime Mover-level Data","Estimated using emissions factor","Estimated using emissions factor","Estimated using emissions factor","Estimated using emissions factor"]
[10704,2020,"KS","Russell Downtown",1319,"9","IC","OP",{"$nulls":4},"DFO",null,{"v":79.7770004272461,"d":"80"},{"v":35.3499984741211,"d":"35"},{"v":0.112000003457069,"d":"0.1"},{"v":0.0469999983906746,"d":"0.0"},{"v":0.0103000001981854,"d":"0.0"},{"v":6.5149998664856,"d":"6.5"},null,"EIA Prime Mover-level Data","EIA Prime Mover-level Data","Estimated using emissions factor","Estimated using emissions factor","Estimated using emissions factor","Estimated using emissions factor"]
[10724,2020,"KS","Sharpe",7973,"10","IC","OP",{"$nulls":4},"DFO",null,{"v":2941.5,"d":"2,942"},{"v":1200.69995117188,"d":"1,201"},{"v":4.67600011825562,"d":"4.7"},{"v":1.90900003910065,"d":"1.9"},{"v":0.426499992609024,"d":"0.4"},{"v":240.210998535156,"d":"240.2"},null,"EIA Prime Mover-level Data","EIA Prime Mover-level Data","Estimated using emissions factor","Estimated using emissions factor","Estimated using emissions factor","Estimated using emissions factor"]
[10731,2020,"KS","Sharpe",7973,"8","IC","OP",{"$nulls":4},"DFO",null,{"v":2941.5,"d":"2,942"},{"v":1200.69995117188,"d":"1,201"},{"v":4.67600011825562,"d":"4.7"},{"v":1.90900003910065,"d":"1.9"},{"v":0.426499992609024,"d":"0.4"},{"v":240.210998535156,"d":"240.2"},null,"EIA Prime Mover-level Data","EIA Prime Mover-level Data","Estimated using emissions factor","Estimated using emissions factor","Estimated using emissions factor","Estimated using emissions factor"]
[10751,2020,"KS","Stafford",1325,"2","IC","RE",{"$nulls":4},"DFO"]
[10755,2020,"KS","Sterling",1326,"1","IC","OP",{"$nulls":4},"DFO",null,{"v":51.9900016784668,"d":"52"},{"v":21.9899997711182,"d":"22"},{"v":0.0299999993294477,"d":"0.0"},{"v":0.0109999999403954,"d":"0.0"},{"v":2.79999990016222E-3,"d":"0.0"},{"v":4.24599981307983,"d":"4.2"},null,"EIA Prime Mover-level Data","EIA Prime Mover-level Data","Estimated using emissions factor","Estimated using emissions factor","Estimated using emissions factor","Estimated using emissions factor"]
[10771,2020,"KS","Thunderbird Generator (Tbird)",63575,"TBRID","IC","SB",{"$nulls":4},"DFO",null,713,288,{"v":1.20200002193451,"d":"1.2"},{"v":0.485000014305115,"d":"0.5"},{"v":0.103399999439716,"d":"0.1"},{"v":58.226001739502,"d":"58.2"},null,"EIA Prime Mover-level Data","EIA Prime Mover-level Data","Estimated using emissions factor","Estimated using emissions factor","Estimated using emissions factor","Estimated using emissions factor"]
[10791,2020,"KS","Waste Management Rolling Meadows LFGTE",57023,"GEN4","IC","OP",{"$nulls":4},"LFG",null,{"v":81378.2890625,"d":"81,378"},{"v":35690.28515625,"d":"35,690"},{"v":54.0289993286133,"d":"54.0"},{"v":23.6959991455078,"d":"23.7"},{"v":1.8309999704361,"d":"1.8"},{"v":5167.50390625,"d":"5,167.5"},null,"EIA Prime Mover-level Data","EIA Prime Mover-level Data","Estimated using emissions factor","Estimated using emissions factor","Estimated using emissions factor","Estimated using emissions factor"]
[10798,2020,"KS","Wellington 1",1330,"5","IC","RE",{"$nulls":4},"DFO"]
[10816,2020,"KY","AEUG Madison Solar, LLC",64659,"AMS","PV","P",{"$nulls":4},"SUN"]
[10822,2020,"KY","Bavarian LFGTE",56277,"2","IC","OP",{"$nulls":4},"LFG",null,{"v":70167.3359375,"d":"70,167"},{"v":29075.833984375,"d":"29,076"},{"v":50.8709983825684,"d":"50.9"},{"v":21.0799999237061,"d":"21.1"},{"v":1.57879996299744,"d":"1.6"},{"v":4455.61083984375,"d":"4,455.6"},null,"EIA Prime Mover-level Data","EIA Prime Mover-level Data","Estimated using emissions factor","Estimated using emissions factor","Estimated using emissions factor","Estimated using emissions factor"]
[10842,2020,"KY","Cox Waste to Energy",54850,"02","ST","OA",{"$nulls":4},"WDS",null,{"v":135482,"d":"135,482"},{"v":55742,"d":"55,742"},{"v":13.5480003356934,"d":"13.5"},{"v":5.57399988174438,"d":"5.6"},{"v":1.69350004196167,"d":"1.7"},{"v":14008.4013671875,"d":"14,008.4"},null,"EIA Prime Mover-level Data","EIA Prime Mover-level Data","Estimated using emissions factor","Estimated using emissions factor","Estimated using emissions factor","Estimated using emissions factor"]
[10858,2020,"KY","E W Brown",1355,"5","GT","OP","Yes","ARP,CSNOX,CSOSG2,CSSO2G1","CT",null,"NG",{"v":324,"d":"324.0"},{"v":347908.9375,"d":"347,909"},{"v":188332.21875,"d":"188,332"},{"v":12.5139999389648,"d":"12.5"},{"v":6.69199991226196,"d":"6.7"},{"v":0.100000001490116,"d":"0.1"},{"v":20675.30078125,"d":"20,675.3"},null,"EPA/CAMD","EPA/CAMD","EPA/CAMD","EPA/CAMD","EPA/CAMD","EPA/CAMD",null,null,"H2O",null,2001]
[10865,2020,"KY","Elmer Smith",1374,"1","ST","OP","Yes","ARP,CSNOX,CSOSG2,CSSO2G1,MATS","CYCLONE",1,"BIT",{"v":0,"d":"0.0"},{"$nulls":14},"WLS","SCR",null,1964]
[10881,2020,"KY","Green River",1357,"3","ST","RE",{"$nulls":4},"BIT"]
[10889,2020,"KY","H L Spurlock",6041,"3","ST","OP","Yes","ARP,CSNOX,CSOSG2,CSSO2G1,MATS","FLUIDIZED",1,"BIT",{"v":7284,"d":"7,284.0"},{"v":16882534,"d":"16,882,534"},{"v":8466876,"d":"8,466,876"},{"v":531.799011230469,"d":"531.8"},{"v":266.075012207031,"d":"266.1"},{"v":1140.09997558594,"d":"1,140.1"},{"v":1732150.375,"d":"1,732,150.4"},{"v":1.35000002384186,"d":"1.4"},"EPA/CAMD","EPA/CAMD","EPA/CAMD","EPA/CAMD","EPA/CAMD","EPA/CAMD","EPA/CAMD","DL,FBL","SNCR",null,2005]
[10909,2020,"KY","Kentucky Dam",1377,"4","HY","OP",{"$nulls":4},"WAT",null,{"v":1953126.875,"d":"1,953,127"},{"v":972549.5,"d":"972,550"},{"$nulls":5},"EIA Prime Mover-level Data","EIA Prime Mover-level Data"]
[10925,2020,"KY","L'Oreal Solar - Florence",61744,"1","PV","OP",{"$nulls":4},"SUN",null,{"v":12737,"d":"12,737"},{"v":6501,"d":"6,501"},{"$nulls":5},"EIA Prime Mover-level Data","EIA Prime Mover-level Data"]
[10932,2020,"KY","Marshall County",55232,"CT7","GT","OP","Yes","ARP,CSNOX,CSOSG2,CSSO2G1","CT",null,"NG",{"v":69,"d":"69.0"},{"v":43833.29296875,"d":"43,833"},{"v":40622.359375,"d":"40,622"},{"v":1.01400005817413,"d":"1.0"},{"v":0.880999982357025,"d":"0.9"},{"v":0.100000001490116,"d":"0.1"},{"v":2728.60009765625,"d":"2,728.6"},null,"EPA/CAMD","EPA/CAMD","EPA/CAMD","EPA/CAMD","EPA/CAMD","EPA/CAMD",null,null,"DLNB,H2O",null,2002]
[10939,2020,"KY","Mill Creek",1364,"2","ST","OP","Yes","ARP,CSNOX,CSOSG2,CSSO2G1,MATS","TANGENTIAL",1,"RC",{"v":4047,"d":"4,047.0"},{"v":9176255,"d":"9,176,255"},{"v":215016.5,"d":"215,017"},{"v":1343.32202148438,"d":"1,343.3"},null,{"v":382.899993896484,"d":"382.9"},{"v":941043.3125,"d":"941,043.3"},{"v":4.73000001907349,"d":"4.7"},"EPA/CAMD","EIA Prime Mover-level Data","EPA/CAMD",null,"EPA/CAMD","EPA/CAMD","EPA/CAMD","WLS","LNC2",null,1974]
[10960,2020,"KY","Paradise",1378,"3","ST","OP","Yes","ARP,CSNOX,CSOSG2,CSSO2G1,MATS","CYCLONE",1,"BIT",{"v":622,"d":"622.0"},{"v":5082865.5,"d":"5,082,866"},0,{"v":846.244995117188,"d":"846.2"},{"v":0,"d":"0.0"},380.5,{"v":521502.5,"d":"521,502.5"},{"v":3.10999989509583,"d":"3.1"},"EPA/CAMD","EIA Prime Mover-level Data","EPA/CAMD","Estimated using emissions factor","EPA/CAMD","EPA/CAMD","EPA/CAMD","WL","OFA,SCR",null,1969]
[10976,2020,"KY","Pendleton County LFGTE",56327,"3","IC","OP",{"$nulls":4},"LFG",null,{"v":54126,"d":"54,126"},{"v":22428.5,"d":"22,429"},{"v":39.2410011291504,"d":"39.2"},{"v":16.2600002288818,"d":"16.3"},{"v":1.21780002117157,"d":"1.2"},{"v":3436.98999023438,"d":"3,437.0"},null,"EIA Prime Mover-level Data","EIA Prime Mover-level Data","Estimated using emissions factor","Estimated using emissions factor","Estimated using emissions factor","Estimated using emissions factor"]
[10979,2020,"KY","R D Green",6639,"G1","ST","OP","Yes","ARP,CSNOX,CSOSG2,CSSO2G1,MATS","WALL",1,"BIT",{"v":5502,"d":"5,502.0"},{"v":8846932,"d":"8,846,932"},{"v":4503522.5,"d":"4,503,523"},{"v":845.861999511719,"d":"845.9"},{"v":412.657989501953,"d":"412.7"},{"v":1337.40002441406,"d":"1,337.4"},{"v":907692.5,"d":"907,692.5"},{"v":7.19999980926514,"d":"7.2"},"EPA/CAMD","EPA/CAMD","EPA/CAMD","EPA/CAMD","EPA/CAMD","EPA/CAMD","EPA/CAMD","WL","LNB",null,1979]
[10999,2020,"KY","Shawnee",1379,"7","ST","OP","Yes","ARP,CSNOX,CSOSG2,CSSO2G1,MATS","WALL",1,"SUB",{"v":4425,"d":"4,425.0"},{"v":4542965,"d":"4,542,965"},{"v":3203011,"d":"3,203,011"},{"v":545.697021484375,"d":"545.7"},{"v":387.515991210938,"d":"387.5"},{"v":1103.69995117188,"d":"1,103.7"},{"v":476465.09375,"d":"476,465.1"},{"v":0.509999990463257,"d":"0.5"},"EPA/CAMD","EPA/CAMD","EPA/CAMD","EPA/CAMD","EPA/CAMD","EPA/CAMD","EPA/CAMD","DSI","LNB",null,1954]
[11006,2020,"KY","Smith Generating Facility",54,"SCT4","GT","OP","Yes","ARP,CSNOX,CSOSG2,CSSO2G1","CT",null,"NG",{"v":804,"d":"804.0"},{"v":538652.625,"d":"538,653"},{"v":318828.8125,"d":"318,829"},{"v":8.67599964141846,"d":"8.7"},{"v":4.4060001373291,"d":"4.4"},{"v":0.200000002980232,"d":"0.2"},{"v":32019.69921875,"d":"32,019.7"},null,"EPA/CAMD","EPA/CAMD","EPA/CAMD","EPA/CAMD","EPA/CAMD","EPA/CAMD",null,null,"DLNB,H2O",null,2001]
[11025,2020,"KY","Tyrone",1361,"2","ST","RE",null,null,"WALL",2,"DFO"]
[11043,2020,"KY","Wolf Creek",1380,"5","HY","OA",{"$nulls":4},"WAT",null,{"v":2079743.5,"d":"2,079,744"},{"v":946415.1875,"d":"946,415"},{"$nulls":5},"EIA Prime Mover-level Data","EIA Prime Mover-level Data"]
[11046,2020,"LA","A B Paterson",1407,"3","ST","RE",{"$nulls":3},1,"NG"]
[11066,2020,"LA","Bayou Cove Peaking Power Plant",55433,"CTG-3","GT","OP","Yes","ARP,CSOSG2","CT",null,"NG",{"v":318,"d":"318.0"},{"v":170135.609375,"d":"170,136"},{"v":88028.125,"d":"88,028"},{"v":4.41599988937378,"d":"4.4"},{"v":2.16700005531311,"d":"2.2"},{"v":0.100000001490116,"d":"0.1"},{"v":10110.2001953125,"d":"10,110.2"},null,"EPA/CAMD","EPA/CAMD","EPA/CAMD","EPA/CAMD","EPA/CAMD","EPA/CAMD",null,null,"DLNB",null,2002]
[11073,2020,"LA","Big Cajun 2",6055,"2B2","ST","OP","Yes","ARP,CSOSG2","WALL",1,"NG",{"v":3686,"d":"3,686.0"},{"v":11334562,"d":"11,334,562"},{"v":7105129,"d":"7,105,129"},{"v":493.200012207031,"d":"493.2"},{"v":287.639007568359,"d":"287.6"},{"v":3.40000009536743,"d":"3.4"},{"v":671911.6875,"d":"671,911.7"},null,"EPA/CAMD","EPA/CAMD","EPA/CAMD","EPA/CAMD","EPA/CAMD","EPA/CAMD",null,null,"LNBO,O,SNCR",null,1981]
[11090,2020,"LA","CITGO Refinery Powerhouse",52175,"B1","ST","OS",{"$nulls":3},3,"NG",null,0,0,{"v":0,"d":"0.0"},{"v":0,"d":"0.0"},{"v":0,"d":"0.0"},{"v":0,"d":"0.0"},null,"EIA Unit-level Data","EIA Unit-Level Data","Estimated using emissions factor","Estimated using emissions factor","Estimated using emissions factor and plant-specific sulfur content","Estimated using emissions factor"]
[11110,2020,"LA","DeRidder Mill",10488,"PB2","ST","OP",{"$nulls":3},1,"NG",null,{"v":1498595.25,"d":"1,498,595"},{"v":590663.4375,"d":"590,663"},{"v":136.746994018555,"d":"136.7"},{"v":53.8979988098145,"d":"53.9"},{"v":0.800499975681305,"d":"0.8"},{"v":90913.9296875,"d":"90,913.9"},null,"EIA Unit-level Data","EIA Unit-Level Data","Estimated based on unit-level NOx emission rates","Estimated based on unit-level NOx ozone season emission rates","Estimated using emissions factor and plant-specific sulfur content","Estimated using emissions factor",null,"VE"]
[11117,2020,"LA","Domino Sugar Arabi Plant",54512,"3","ST","OS",{"$nulls":3},3,"NG",null,0,0,{"v":0,"d":"0.0"},{"v":0,"d":"0.0"},{"v":0,"d":"0.0"},{"v":0,"d":"0.0"},null,"EIA Unit-level Data","EIA Unit-Level Data","Estimated using emissions factor","Estimated using emissions factor","Estimated using emissions factor","Estimated using emissions factor"]
[11133,2020,"LA","ExxonMobil Garden City Gas Plant",50728,"4","GT","RE",{"$nulls":4},"NG"]
[11140,2020,"LA","Formosa Plastics",54518,"GT2","GT","SB",{"$nulls":4},"NG",null,{"v":1869480.75,"d":"1,869,481"},{"v":822250.75,"d":"822,251"},{"v":295.570007324219,"d":"295.6"},{"v":130,"d":"130.0"},{"v":2.98740005493164,"d":"3.0"},{"v":109260.921875,"d":"109,260.9"},null,"EIA Prime Mover-level Data","EIA Prime Mover-level Data","Estimated using emissions factor","Estimated using emissions factor","Estimated using emissions factor","Estimated using emissions factor"]
[11156,2020,"LA","Gramercy Holdings LLC",50846,"PB2","ST","OP",{"$nulls":3},3,"NG",null,{"v":2662791,"d":"2,662,791"},{"v":1064809.25,"d":"1,064,809"},{"v":217.63200378418,"d":"217.6"},{"v":91.8759994506836,"d":"91.9"},{"v":4.25509977340698,"d":"4.3"},{"v":155625.5625,"d":"155,625.6"},null,"EIA Unit-level Data","EIA Unit-Level Data","Estimated using emissions factor","Estimated using emissions factor","Estimated using emissions factor","Estimated using emissions factor"]
[11169,2020,"LA","Houma",1439,"16","ST","OP","Yes","ARP,CSOSG2","TANGENTIAL",1,"NG",{"v":1623,"d":"1,623.0"},{"v":223810.453125,"d":"223,810"},{"v":192990.78125,"d":"192,991"},{"v":14.5539999008179,"d":"14.6"},{"v":12.2770004272461,"d":"12.3"},{"v":0.100000001490116,"d":"0.1"},{"v":13301.400390625,"d":"13,301.4"},null,"EPA/CAMD","EPA/CAMD","EPA/CAMD","EPA/CAMD","EPA/CAMD","EPA/CAMD",{"$nulls":4},1976]
[11184,2020,"LA","LaO Energy Systems",52006,"GEN7","CT","RE",{"$nulls":4},"NG"]
[11200,2020,"LA","Louisiana 2",1392,"11","ST","OS",null,null,"WALL",1,"NG"]
[11207,2020,"LA","Louisiana Tech University Power Plant",54240,"TG2","ST","RE",{"$nulls":4},"NG"]
[11227,2020,"LA","Mosaic Phosphates Uncle Sam",10198,"GEN1","ST","RE",{"$nulls":4},"OTH"]
[11234,2020,"LA","New Orleans",10639,"GEN2","ST","RE",{"$nulls":4},"NG"]
[11251,2020,"LA","NRG Sterlington Power",55099,"03","GT","RE",{"$nulls":4},"NG",null,{"v":4679.4970703125,"d":"4,679"},{"v":2058.15405273438,"d":"2,058"},{"v":0.726999998092651,"d":"0.7"},{"v":0.319999992847443,"d":"0.3"},{"v":7.49999983236194E-3,"d":"0.0"},{"v":273.490997314453,"d":"273.5"},null,"EIA Prime Mover-level Data","EIA Prime Mover-level Data","Estimated using emissions factor","Estimated using emissions factor","Estimated using emissions factor","Estimated using emissions factor"]
[11267,2020,"LA","Overton Hydroelectric Project",62391,"NA2","HY","P",{"$nulls":4},"WAT"]
[11274,2020,"LA","PCS Nitrogen Fertilizer LP",50341,"GEN3","IC","SB",{"$nulls":4},"DFO"]
[11294,2020,"LA","Port Allen (LA)",50389,"GEN1","GT","OP",{"$nulls":4},"NG",null,{"v":533513,"d":"533,513"},{"v":234654,"d":"234,654"},{"v":91.7870025634766,"d":"91.8"},{"v":40.3709983825684,"d":"40.4"},{"v":0.85259997844696,"d":"0.9"},{"v":31180.916015625,"d":"31,180.9"},null,"EIA Prime Mover-level Data","EIA Prime Mover-level Data","Estimated using emissions factor","Estimated using emissions factor","Estimated using emissions factor","Estimated using emissions factor"]
[11299,2020,"LA","PPG Powerhouse A",50487,"A4","ST","OS",{"$nulls":4},"PUR"]
[11318,2020,"LA","Sidney A Murray Jr Hydroelectric",54678,"01","HY","OP",{"$nulls":4},"WAT",null,{"v":1320055.75,"d":"1,320,056"},{"v":563474.75,"d":"563,475"},{"$nulls":5},"EIA Prime Mover-level Data","EIA Prime Mover-level Data"]
[11334,2020,"LA","T J Labbe Electric Generating Station",56108,"U-1","GT","OP","Yes","ARP,CSOSG2","CT",null,"NG",{"v":569,"d":"569.0"},{"v":115388.109375,"d":"115,388"},{"v":51117.55078125,"d":"51,118"},{"v":5.1269998550415,"d":"5.1"},{"v":2.30100011825562,"d":"2.3"},{"v":0,"d":"0.0"},{"v":6857.7998046875,"d":"6,857.8"},null,"EPA/CAMD","EPA/CAMD","EPA/CAMD","EPA/CAMD","EPA/CAMD","EPA/CAMD",null,null,"H2O",null,2005]
[11341,2020,"LA","Teche Power Station",1400,"3","ST","OP","Yes","ARP,CSOSG2","WALL",1,"NG",{"v":3344,"d":"3,344.0"},{"v":5105042.5,"d":"5,105,043"},{"v":2957728.75,"d":"2,957,729"},{"v":625.439025878906,"d":"625.4"},{"v":365.126007080078,"d":"365.1"},1.5,{"v":303384.8125,"d":"303,384.8"},null,"EPA/CAMD","EPA/CAMD","EPA/CAMD","EPA/CAMD","EPA/CAMD","EPA/CAMD",{"$nulls":4},1971]
[11348,2020,"LA","Washington Parish Energy Center",55486,"CTG01","GT","OP","Yes","ARP","CT",null,"NG",{"v":20,"d":"20.0"},{"v":19243.93359375,"d":"19,244"},0,{"v":0.312999993562698,"d":"0.3"},{"v":0,"d":"0.0"},{"v":0,"d":"0.0"},{"v":1143.69995117188,"d":"1,143.7"},null,"EPA/CAMD","EIA Prime Mover-level Data","EPA/CAMD","Estimated using emissions factor","EPA/CAMD","EPA/CAMD",null,null,"DLNB",null,2020]
[11364,2020,"MA","0 Hammond St",64876,"OHAMB","BA","U",{"$nulls":4},"MWH"]
[11378,2020,"MA","Acushnet Ball Plant 2",62835,"ESS-1","BA","OP",{"$nulls":4},"MWH",null,0,0,{"$nulls":5},"EIA Prime Mover-level Data","EIA Prime Mover-level Data"]
[11392,2020,"MA","Amaterasu LLC",64000,"BESS","BA","V",{"$nulls":4},"MWH"]
[11408,2020,"MA","Ashby Duffy CSG Solar Farm",61399,"DU183","PV","OP",{"$nulls":4},"SUN",null,{"v":29265,"d":"29,265"},{"v":16366,"d":"16,366"},{"$nulls":5},"EIA Prime Mover-level Data","EIA Prime Mover-level Data"]
[11415,2020,"MA","Barre",55776,"BA1","IC","RE",{"$nulls":4},"LFG"]
[11431,2020,"MA","Bellingham PV",58403,"SO032","PV","OP",{"$nulls":4},"SUN",null,{"v":40962,"d":"40,962"},{"v":22908,"d":"22,908"},{"$nulls":5},"EIA Prime Mover-level Data","EIA Prime Mover-level Data"]
[11443,2020,"MA","Blackstone Power Generation LLC",55212,"1","CT","OP","Yes","ARP,RGGI,SIPNOX","CC",null,"NG",{"v":4060,"d":"4,060.0"},{"v":5413721.5,"d":"5,413,722"},{"v":2866038,"d":"2,866,038"},{"v":23.6949996948242,"d":"23.7"},{"v":11.9519996643066,"d":"12.0"},{"v":1.60000002384186,"d":"1.6"},{"v":321726.59375,"d":"321,726.6"},null,"EPA/CAMD","EPA/CAMD","EPA/CAMD","EPA/CAMD","EPA/CAMD","EPA/CAMD",null,null,"DLNB,SCR",null,2001]
[11459,2020,"MA","Bourne (MA) - Holliston I",59750,"1","PV","OP",{"$nulls":4},"SUN",null,{"v":29836,"d":"29,836"},{"v":16686,"d":"16,686"},{"$nulls":5},"EIA Prime Mover-level Data","EIA Prime Mover-level Data"]
[11475,2020,"MA","Brookwood Drive",64727,"BRKWD","PV","U",{"$nulls":4},"SUN"]
[11482,2020,"MA","BWC Muddy Brook, LLC Hybrid",64170,"MBES","BA","U",{"$nulls":4},"MWH"]
[11498,2020,"MA","Cabot Holyoke",9864,"2","HY","OP",{"$nulls":4},"WAT",null,{"v":8553.845703125,"d":"8,554"},{"v":2342.15405273438,"d":"2,342"},{"$nulls":5},"EIA Prime Mover-level Data","EIA Prime Mover-level Data"]
[11508,2020,"MA","Canton",64107,"CPMA1","PV","OP",{"$nulls":4},"SUN",null,{"v":59535,"d":"59,535"},{"v":33295,"d":"33,295"},{"$nulls":5},"EIA Prime Mover-level Data","EIA Prime Mover-level Data"]
[11526,2020,"MA","Charlton Solar I CSG",59636,"37021","PV","OP",{"$nulls":4},"SUN",null,{"v":48270,"d":"48,270"},{"v":26995,"d":"26,995"},{"$nulls":5},"EIA Prime Mover-level Data","EIA Prime Mover-level Data"]
[11542,2020,"MA","Chicopee Hydroelectric Station",50832,"1","HY","OP",{"$nulls":4},"WAT",null,{"v":5110,"d":"5,110"},{"v":1399.5,"d":"1,400"},{"$nulls":5},"EIA Prime Mover-level Data","EIA Prime Mover-level Data"]
[11549,2020,"MA","Clark University",10408,"GEN1","IC","RE",{"$nulls":4},"NG"]
[11569,2020,"MA","Cronin Road Solar 1, LLC CSG Hybrid",63011,"CRONI","PV","OP",{"$nulls":4},"SUN",null,{"v":6843,"d":"6,843"},{"v":5045,"d":"5,045"},{"$nulls":5},"EIA Prime Mover-level Data","EIA Prime Mover-level Data"]
[11572,2020,"MA","Cycz Solar Project CSG Hybrid",63472,"CYCZ","PV","OP",{"$nulls":4},"SUN",null,{"v":6361,"d":"6,361"},{"v":4689,"d":"4,689"},{"$nulls":5},"EIA Prime Mover-level Data","EIA Prime Mover-level Data"]
[11587,2020,"MA","Deer Island Treatment",10823,"B101","ST","OP",{"$nulls":3},1,"OBG",null,{"v":478105.0625,"d":"478,105"},{"v":80011.5859375,"d":"80,012"},{"v":4.44600009918213,"d":"4.4"},{"v":1.01199996471405,"d":"1.0"},{"v":3.42960000038147,"d":"3.4"},{"v":30359.5703125,"d":"30,359.6"},null,"EIA Unit-level Data",null,"Estimated based on unit-level NOx emission rates","Estimated based on unit-level NOx ozone season emission rates","Estimated using emissions factor and plant-specific sulfur content","Estimated using emissions factor"]
[11609,2020,"MA","DG Tufts Knoll LLC CSG",61635,"KNOLL","PV","OP",{"$nulls":4},"SUN",null,{"v":26791,"d":"26,791"},{"v":14983,"d":"14,983"},{"$nulls":5},"EIA Prime Mover-level Data","EIA Prime Mover-level Data"]
[11616,2020,"MA","Dover",64587,"1","PV","OP",{"$nulls":4},"SUN",null,{"v":15625,"d":"15,625"},{"v":8738,"d":"8,738"},{"$nulls":5},"EIA Prime Mover-level Data","EIA Prime Mover-level Data"]
[11636,2020,"MA","East Brookfield Adams Road Solar LLC CSG",64129,"EBARB","BA","U",{"$nulls":4},"MWH"]
[11639,2020,"MA","East Longmeadow Solar PV",62059,"LG400","PV","OP",{"$nulls":4},"SUN",null,{"v":77528,"d":"77,528"},{"v":43358,"d":"43,358"},{"$nulls":5},"EIA Prime Mover-level Data","EIA Prime Mover-level Data"]
[11652,2020,"MA","Exelon Edgar LLC",1585,"GT1","GT","RE",{"$nulls":4},"DFO"]
[11667,2020,"MA","Fitchburg Gas Recovery",56527,"GEN1","IC","OP",{"$nulls":4},"LFG",null,{"v":137933,"d":"137,933"},{"v":55728.66796875,"d":"55,729"},{"v":99.0110015869141,"d":"99.0"},{"v":40.0029983520508,"d":"40.0"},{"v":3.10349988937378,"d":"3.1"},{"v":8758.716796875,"d":"8,758.7"},null,"EIA Prime Mover-level Data","EIA Prime Mover-level Data","Estimated using emissions factor","Estimated using emissions factor","Estimated using emissions factor","Estimated using emissions factor"]
[11683,2020,"MA","Framingham State University Plant",59717,"TOW2","IC","SB",{"$nulls":4},"DFO",null,{"v":36.6669998168945,"d":"37"},{"v":22.6669998168945,"d":"23"},{"v":0.0570000000298023,"d":"0.1"},{"v":0.0359999984502792,"d":"0.0"},{"v":0.00529999984428287,"d":"0.0"},{"v":2.99399995803833,"d":"3.0"},null,"EIA Prime Mover-level Data","EIA Prime Mover-level Data","Estimated using emissions factor","Estimated using emissions factor","Estimated using emissions factor","Estimated using emissions factor"]
[11703,2020,"MA","General Electric Aircraft",10029,"PV","PV","OP",{"$nulls":4},"SUN",null,{"v":21758,"d":"21,758"},{"v":12660,"d":"12,660"},{"$nulls":5},"EIA Prime Mover-level Data","EIA Prime Mover-level Data"]
[11706,2020,"MA","Gillette SBMC",54225,"CTG3","GT","OP",{"$nulls":4},"NG",null,{"v":853611,"d":"853,611"},{"v":389169,"d":"389,169"},{"v":132.873001098633,"d":"132.9"},{"v":61.0460014343262,"d":"61.0"},{"v":1.353600025177,"d":"1.4"},{"v":49888.89453125,"d":"49,888.9"},null,"EIA Prime Mover-level Data","EIA Prime Mover-level Data","Estimated using emissions factor","Estimated using emissions factor","Estimated using emissions factor","Estimated using emissions factor"]
[11717,2020,"MA","Greater New Bedford LFG Utiliz. Facility",61702,"11052","IC","OP",{"$nulls":4},"LFG",null,{"v":218590,"d":"218,590"},{"v":88316,"d":"88,316"},{"v":156.598007202148,"d":"156.6"},{"v":63.2690010070801,"d":"63.3"},{"v":4.91830015182495,"d":"4.9"},{"v":13880.4189453125,"d":"13,880.4"},null,"EIA Prime Mover-level Data","EIA Prime Mover-level Data","Estimated using emissions factor","Estimated using emissions factor","Estimated using emissions factor","Estimated using emissions factor"]
[11734,2020,"MA","Hadley Falls",1605,"2","HY","OP",{"$nulls":4},"WAT",null,{"v":391400.53125,"d":"391,401"},{"v":107180.765625,"d":"107,181"},{"$nulls":5},"EIA Prime Mover-level Data","EIA Prime Mover-level Data"]
[11750,2020,"MA","Harris Energy Realty",54981,"ALBD","HY","RE",{"$nulls":4},"WAT"]
[11757,2020,"MA","Harwich Landfill",59078,"HAR1","PV","OP",{"$nulls":4},"SUN",null,{"v":48786,"d":"48,786"},{"v":27283,"d":"27,283"},{"$nulls":5},"EIA Prime Mover-level Data","EIA Prime Mover-level Data"]
[11773,2020,"MA","Hinsdale Solar PV",62064,"LG400","PV","OP",{"$nulls":4},"SUN",null,{"v":24879,"d":"24,879"},{"v":13913,"d":"13,913"},{"$nulls":5},"EIA Prime Mover-level Data","EIA Prime Mover-level Data"]
[11793,2020,"MA","International Paper Woronoco Mill",50166,"GEN2","HY","OP",{"$nulls":4},"WAT",null,{"v":48367.28515625,"d":"48,367"},{"v":13244.7861328125,"d":"13,245"},{"$nulls":5},"EIA Prime Mover-level Data","EIA Prime Mover-level Data"]
[11796,2020,"MA","Ipswich Wind Turbine",57855,"1","WT","OP",{"$nulls":4},"WND",null,{"v":33107,"d":"33,107"},{"v":10943,"d":"10,943"},{"$nulls":5},"EIA Prime Mover-level Data","EIA Prime Mover-level Data"]
[11817,2020,"MA","Kearsarge Granby",61815,"KSG6","PV","OP",{"$nulls":4},"SUN",null,{"v":6849.7998046875,"d":"6,850"},{"v":3830.60009765625,"d":"3,831"},{"$nulls":5},"EIA Prime Mover-level Data","EIA Prime Mover-level Data"]
[11824,2020,"MA","Kearsarge Southwick LLC",60867,"SOU","PV","OP",{"$nulls":4},"SUN",null,{"v":52586,"d":"52,586"},{"v":29409,"d":"29,409"},{"$nulls":5},"EIA Prime Mover-level Data","EIA Prime Mover-level Data"]
[11844,2020,"MA","Leicester One MA Solar LLC",58282,"1","PV","OP",{"$nulls":4},"SUN",null,{"v":59604,"d":"59,604"},{"v":33334,"d":"33,334"},{"$nulls":5},"EIA Prime Mover-level Data","EIA Prime Mover-level Data"]
[11860,2020,"MA","Maple",64731,"MAPLE","PV","U",{"$nulls":4},"SUN"]
[11875,2020,"MA","Meadow Solar",60756,"PV1","PV","OP",{"$nulls":4},"SUN",null,{"v":40979,"d":"40,979"},{"v":22917,"d":"22,917"},{"$nulls":5},"EIA Prime Mover-level Data","EIA Prime Mover-level Data"]
[11884,2020,"MA","Medical Area Total Energy Plant",10883,"CT1","GT","OP",{"$nulls":4},"NG",null,{"v":1479840.25,"d":"1,479,840"},{"v":720359.875,"d":"720,360"},{"v":229.938003540039,"d":"229.9"},{"v":112.099998474121,"d":"112.1"},{"v":2.3585000038147,"d":"2.4"},{"v":86488.5625,"d":"86,488.6"},null,"EIA Prime Mover-level Data","EIA Prime Mover-level Data","Estimated using emissions factor","Estimated using emissions factor","Estimated using emissions factor","Estimated using emissions factor"]
[11891,2020,"MA","Medical Area Total Energy Plant",10883,"DEG5","IC","SB",{"$nulls":4},"DFO",null,{"v":2101.1669921875,"d":"2,101"},437,{"v":3.32999992370605,"d":"3.3"},{"v":0.693000018596649,"d":"0.7"},{"v":0.30469998717308,"d":"0.3"},{"v":171.587005615234,"d":"171.6"},null,"EIA Prime Mover-level Data","EIA Prime Mover-level Data","Estimated using emissions factor","Estimated using emissions factor","Estimated using emissions factor","Estimated using emissions factor"]
[11911,2020,"MA","MM Taunton Energy",55093,"UNT3","IC","OP",{"$nulls":4},"LFG",null,{"v":35980.25,"d":"35,980"},{"v":14537,"d":"14,537"},{"v":28.2310009002686,"d":"28.2"},{"v":11.4060001373291,"d":"11.4"},{"v":0.809599995613098,"d":"0.8"},{"v":2284.73803710938,"d":"2,284.7"},null,"EIA Prime Mover-level Data","EIA Prime Mover-level Data","Estimated using emissions factor","Estimated using emissions factor","Estimated using emissions factor","Estimated using emissions factor"]
[11927,2020,"MA","Mystic",1588,"82","CT","OP","Yes","ARP,RGGI,SIPNOX","CC",1,"NG",{"v":1648,"d":"1,648.0"},{"v":3354782.25,"d":"3,354,782"},{"v":734409.4375,"d":"734,409"},{"v":14.3290004730225,"d":"14.3"},{"v":3.71700000762939,"d":"3.7"},{"v":1,"d":"1.0"},{"v":199372.296875,"d":"199,372.3"},null,"EPA/CAMD","EPA/CAMD","EPA/CAMD","EPA/CAMD","EPA/CAMD","EPA/CAMD",null,null,"SCR",null,2002]
[11934,2020,"MA","Nantucket Hybrid",1615,"13","GT","RE",{"$nulls":4},"DFO"]
[11944,2020,"MA","NECCO Co-Generation",55999,"GEN2","IC","RE",{"$nulls":4},"NG"]
[11958,2020,"MA","Northbridge Solar",58385,"NSMA","PV","OP",{"$nulls":4},"SUN",null,{"v":29282,"d":"29,282"},{"v":16377,"d":"16,377"},{"$nulls":5},"EIA Prime Mover-level Data","EIA Prime Mover-level Data"]
[11978,2020,"MA","Onset East Community Solar Facility",61163,"ONSE","PV","OP",{"$nulls":4},"SUN",null,{"v":16091,"d":"16,091"},{"v":8999,"d":"8,999"},{"$nulls":5},"EIA Prime Mover-level Data","EIA Prime Mover-level Data"]
[11981,2020,"MA","Onyx - Pembroke Landfill Solar",61726,"10244","PV","OP",{"$nulls":4},"SUN",null,{"v":32373,"d":"32,373"},{"v":18105,"d":"18,105"},{"$nulls":5},"EIA Prime Mover-level Data","EIA Prime Mover-level Data"]
[12001,2020,"MA","Peterson Road Solar",61307,"02076","PV","OP",{"$nulls":4},"SUN",null,{"v":39654,"d":"39,654"},{"v":22177,"d":"22,177"},{"$nulls":5},"EIA Prime Mover-level Data","EIA Prime Mover-level Data"]
[12019,2020,"MA","Raboth - Marion Drive",64526,"RABTH","PV","V",{"$nulls":4},"SUN"]
[12025,2020,"MA","Randolph Electric",55585,"2","IC","RE",{"$nulls":4},"LFG"]
[12045,2020,"MA","Route 57 Solar",59031,"0027","PV","OP",{"$nulls":4},"SUN",null,{"v":20008,"d":"20,008"},{"v":11190,"d":"11,190"},{"$nulls":5},"EIA Prime Mover-level Data","EIA Prime Mover-level Data"]
[12048,2020,"MA","Salem Harbor",1626,"1","ST","RE",null,null,"WALL",1,"BIT",{"$nulls":16},"SN"]
[12068,2020,"MA","Shrewsbury",6125,"3","IC","OP",{"$nulls":4},"DFO",null,{"v":563.732971191406,"d":"564"},{"v":258.447998046875,"d":"258"},{"v":0.104000002145767,"d":"0.1"},{"v":0.0209999997168779,"d":"0.0"},{"v":0.00970000028610229,"d":"0.0"},{"v":46.0359992980957,"d":"46.0"},null,"EIA Prime Mover-level Data","EIA Prime Mover-level Data","Estimated using emissions factor","Estimated using emissions factor","Estimated using emissions factor","Estimated using emissions factor"]
[12084,2020,"MA","Solar Carver 1 Hybrid",63541,"SCRV1","PV","L",{"$nulls":4},"SUN"]
[12092,2020,"MA","Southbridge Solar",60278,"SBRDG","PV","OP",{"$nulls":4},"SUN",null,{"v":25872,"d":"25,872"},{"v":13352,"d":"13,352"},{"$nulls":5},"EIA Prime Mover-level Data","EIA Prime Mover-level Data"]
[12112,2020,"MA","Stored Solar Fitchburg, LLC",54620,"B1","ST","OP",{"$nulls":3},1,"WDS",null,{"v":2090354,"d":"2,090,354"},{"v":777098.625,"d":"777,099"},{"v":60.6199989318848,"d":"60.6"},{"v":21.3700008392334,"d":"21.4"},{"v":26.0139007568359,"d":"26.0"},{"v":215659.46875,"d":"215,659.5"},null,"EIA Unit-level Data","EIA Unit-Level Data","Estimated based on unit-level NOx emission rates","Estimated based on unit-level NOx ozone season emission rates","Estimated using emissions factor and plant-specific sulfur content","Estimated using emissions factor",null,null,"SN"]
[12119,2020,"MA","Sunderland Solar PV",62090,"REC34","PV","OP",{"$nulls":4},"SUN",null,{"v":14712,"d":"14,712"},{"v":8228,"d":"8,228"},{"$nulls":5},"EIA Prime Mover-level Data","EIA Prime Mover-level Data"]
[12135,2020,"MA","Syncarpha Northampton Hybrid CSG",62976,"SYNOB","BA","OP",{"$nulls":4},"MWH"]
[12142,2020,"MA","Syncarpha Puddon I Hybrid CSG",62969,"SYP1B","BA","U",{"$nulls":4},"MWH"]
[12153,2020,"MA","Templeton",59731,"TEMPL","PV","OP",{"$nulls":4},"SUN",null,{"v":36205,"d":"36,205"},{"v":20248,"d":"20,248"},{"$nulls":5},"EIA Prime Mover-level Data","EIA Prime Mover-level Data"]
[12166,2020,"MA","Town of Otis Wind Energy Project",61775,"OT196","WT","OP",{"$nulls":4},"WND",null,{"v":28074,"d":"28,074"},{"v":9279,"d":"9,279"},{"$nulls":5},"EIA Prime Mover-level Data","EIA Prime Mover-level Data"]
[12186,2020,"MA","Vineyard Wind 1",63093,"VW01","WS","L",{"$nulls":4},"WND"]
[12202,2020,"MA","Wellesley College Central Utility Plant",54937,"8187","IC","OS",{"$nulls":4},"NG"]
[12209,2020,"MA","West Brookfield Solar, LLC",60644,"WBRK","PV","OP",{"$nulls":4},"SUN",null,{"v":14526,"d":"14,526"},{"v":8125,"d":"8,125"},{"$nulls":5},"EIA Prime Mover-level Data","EIA Prime Mover-level Data"]
[12218,2020,"MA","West Tisbury Generating Facility",6049,"UN1","IC","OP",{"$nulls":4},"DFO",null,{"v":5370.5,"d":"5,371"},{"v":1117.5,"d":"1,118"},{"v":8.66699981689453,"d":"8.7"},{"v":1.80299997329712,"d":"1.8"},{"v":0.778699994087219,"d":"0.8"},{"v":438.570007324219,"d":"438.6"},null,"EIA Prime Mover-level Data","EIA Prime Mover-level Data","Estimated using emissions factor","Estimated using emissions factor","Estimated using emissions factor","Estimated using emissions factor"]
[12233,2020,"MA","Wheelabrator Millbury Facility",50878,"UNIT1","ST","OP",{"$nulls":3},1,"MSW",null,{"v":2479648.75,"d":"2,479,649"},{"v":1091928.125,"d":"1,091,928"},{"v":390.545013427734,"d":"390.5"},{"v":182.352005004883,"d":"182.4"},{"v":46.6130981445313,"d":"46.6"},{"v":247914.3125,"d":"247,914.3"},null,"EIA Unit-level Data","EIA Unit-Level Data","Estimated based on unit-level NOx emission rates","Estimated based on unit-level NOx ozone season emission rates","Estimated using emissions factor and plant-specific sulfur content","Estimated using emissions factor",null,"SD","SN","Yes"]
[12253,2020,"MA","Wilmarth Solar",64436,"WILB","BA","OP",{"$nulls":4},"MWH"]
[12269,2020,"MA","ZPD-PT Solar Project 2017-038 Hybrid LLC",64147,"DRAES","BA","U",{"$nulls":4},"MWH"]
[12276,2020,"MD","Alpha Ridge LFG",58252,"JEN1","IC","OP",{"$nulls":4},"LFG",null,{"v":10338,"d":"10,338"},{"v":4139,"d":"4,139"},{"v":9.51200008392334,"d":"9.5"},{"v":3.80800008773804,"d":"3.8"},{"v":0.232600003480911,"d":"0.2"},{"v":656.460998535156,"d":"656.5"},null,"EIA Prime Mover-level Data","EIA Prime Mover-level Data","Estimated using emissions factor","Estimated using emissions factor","Estimated using emissions factor","Estimated using emissions factor"]
[12293,2020,"MD","Baltimore City G",60667,"PV1","PV","OP",{"$nulls":4},"SUN",null,{"v":27845,"d":"27,845"},{"v":14334,"d":"14,334"},{"$nulls":5},"EIA Prime Mover-level Data","EIA Prime Mover-level Data"]
[12300,2020,"MD","Berlin",6565,"6A","IC","CN",{"$nulls":4},"DFO"]
[12320,2020,"MD","Burns Solar One LLC",64606,"64606","PV","OP",{"$nulls":4},"SUN",null,869,0,{"$nulls":5},"EIA Prime Mover-level Data","EIA Prime Mover-level Data"]
[12336,2020,"MD","Central Utility Plant at White Oak",58207,"G9","CT","OP",{"$nulls":4},"NG"]
[12343,2020,"MD","Chalk Point",1571,"2","ST","OP","Yes","ARP,CSNOX,CSOSG2,CSSO2G1,MATS,RGGI","WALL",1,"BIT",{"v":165,"d":"165.0"},{"v":321020.28125,"d":"321,020"},{"v":196226.78125,"d":"196,227"},{"v":33.9410018920898,"d":"33.9"},{"v":17.6760005950928,"d":"17.7"},{"v":22.3999996185303,"d":"22.4"},{"v":32152.900390625,"d":"32,152.9"},{"v":0.0299999993294477,"d":"0.0"},"EPA/CAMD","EPA/CAMD","EPA/CAMD","EPA/CAMD","EPA/CAMD","EPA/CAMD","EPA/CAMD","WLS","LNB,NH3,O,OFA",null,1965]
[12350,2020,"MD","Chimes West Friendship (Nixon Farms)",59743,"1","PV","OP",{"$nulls":4},"SUN",null,{"v":15467,"d":"15,467"},{"v":7963,"d":"7,963"},{"$nulls":5},"EIA Prime Mover-level Data","EIA Prime Mover-level Data"]
[12376,2020,"MD","Crisfield",1563,"CRS4","IC","SB",{"$nulls":4},"DFO",null,{"v":867.5,"d":"868"},{"v":575.75,"d":"576"},{"v":1.39800000190735,"d":"1.4"},{"v":0.926999986171722,"d":"0.9"},{"v":0.125799998641014,"d":"0.1"},{"v":70.8430023193359,"d":"70.8"},null,"EIA Prime Mover-level Data","EIA Prime Mover-level Data","Estimated using emissions factor","Estimated using emissions factor","Estimated using emissions factor","Estimated using emissions factor"]
[12387,2020,"MD","Eastern Correctional Institute",10693,"DG1","IC","SB",{"$nulls":4},"DFO",null,432,277,{"v":0.703999996185303,"d":"0.7"},{"v":0.456999987363815,"d":"0.5"},{"v":0.0626000016927719,"d":"0.1"},{"v":35.2779998779297,"d":"35.3"},null,"EIA Prime Mover-level Data","EIA Prime Mover-level Data","Estimated using emissions factor","Estimated using emissions factor","Estimated using emissions factor","Estimated using emissions factor"]
[12394,2020,"MD","Easton",1580,"102","IC","OP",{"$nulls":4},"DFO",null,{"v":385.625,"d":"386"},{"v":276.204986572266,"d":"276"},{"v":0.616999983787537,"d":"0.6"},{"v":0.44200000166893,"d":"0.4"},{"v":0.0559000000357628,"d":"0.1"},{"v":31.4909992218018,"d":"31.5"},null,"EIA Prime Mover-level Data","EIA Prime Mover-level Data","Estimated using emissions factor","Estimated using emissions factor","Estimated using emissions factor","Estimated using emissions factor"]
[12410,2020,"MD","Elkton Solar",60089,"ELKTN","PV","OP",{"$nulls":4},"SUN",null,{"v":22371,"d":"22,371"},{"v":11516,"d":"11,516"},{"$nulls":5},"EIA Prime Mover-level Data","EIA Prime Mover-level Data"]
[12417,2020,"MD","FirstEnergy R Paul Smith Power Station",1570,"11","ST","RE",null,null,"TANGENTIAL",1,"BIT"]
[12441,2020,"MD","IKEA College Park 411",58015,"IKEA","PV","T",{"$nulls":4},"SUN"]
[12454,2020,"MD","Maryland Food Center Authority AD",64241,"CHP1","GT","U",{"$nulls":4},"NG"]
[12461,2020,"MD","McCormick & Co. Inc. at Belcamp",57646,"PV1","PV","OP",{"$nulls":4},"SUN",null,{"v":20538,"d":"20,538"},{"v":10573,"d":"10,573"},{"$nulls":5},"EIA Prime Mover-level Data","EIA Prime Mover-level Data"]
[12477,2020,"MD","Montgomery County Solar",61608,"1","PV","OP",{"$nulls":4},"SUN",null,{"v":25082,"d":"25,082"},{"v":12912,"d":"12,912"},{"$nulls":5},"EIA Prime Mover-level Data","EIA Prime Mover-level Data"]
[12484,2020,"MD","Mount Saint Mary's",57758,"PV1","PV","OP",{"$nulls":4},"SUN",null,{"v":181935,"d":"181,935"},{"v":91976,"d":"91,976"},{"$nulls":5},"EIA Prime Mover-level Data","EIA Prime Mover-level Data"]
[12506,2020,"MD","Perryman",1556,"CT1","GT","OP","Yes","CSNOX,CSOSG2,CSSO2G1,RGGI","CT",null,"DFO",{"v":163,"d":"163.0"},{"v":73939.6015625,"d":"73,940"},{"v":45029.6796875,"d":"45,030"},{"v":24.0970001220703,"d":"24.1"},{"v":14.3959999084473,"d":"14.4"},{"v":0,"d":"0.0"},{"v":6000,"d":"6,000.0"},null,"EPA/CAMD","EPA/CAMD","EPA/CAMD","EPA/CAMD","EPA/CAMD","EPA/CAMD",{"$nulls":4},1972]
[12521,2020,"MD","Riverside (MD)",1559,"GT8","GT","RE",{"$nulls":4},"DFO"]
[12528,2020,"MD","Roth Rock North Wind Farm, LLC",57240,"SRRNW","WT","OP",{"$nulls":4},"WND",null,{"v":227835,"d":"227,835"},{"v":66236,"d":"66,236"},{"$nulls":5},"EIA Prime Mover-level Data","EIA Prime Mover-level Data"]
[12544,2020,"MD","The Clorox Company",60461,"PV1","PV","OP",{"$nulls":4},"SUN",null,{"v":21573,"d":"21,573"},{"v":11105,"d":"11,105"},{"$nulls":5},"EIA Prime Mover-level Data","EIA Prime Mover-level Data"]
[12551,2020,"MD","UMCP CHP Plant",56038,"3","ST","OP",{"$nulls":4},"NG",null,0,0,{"v":0,"d":"0.0"},{"v":0,"d":"0.0"},{"v":0,"d":"0.0"},{"v":0,"d":"0.0"},null,"EIA Prime Mover-level Data","EIA Prime Mover-level Data","Estimated using emissions factor","Estimated using emissions factor","Estimated using emissions factor","Estimated using emissions factor"]
[12571,2020,"MD","Wicomico",56680,"18","IC","OP",{"$nulls":4},"LFG",null,{"v":10552.4443359375,"d":"10,552"},{"v":4355.55615234375,"d":"4,356"},{"v":6.90299987792969,"d":"6.9"},{"v":2.76300001144409,"d":"2.8"},{"v":0.226199999451637,"d":"0.2"},{"v":670.078002929688,"d":"670.1"},null,"EIA Prime Mover-level Data","EIA Prime Mover-level Data","Estimated using emissions factor","Estimated using emissions factor","Estimated using emissions factor","Estimated using emissions factor"]
[12585,2020,"ME","Alfred Solar",64501,"1","PV","P",{"$nulls":4},"SUN"]
[12595,2020,"ME","Anson Abenaki Hydros",10186,"AB1","HY","OP",{"$nulls":4},"WAT",null,{"v":106771.65625,"d":"106,772"},{"v":29238.103515625,"d":"29,238"},{"$nulls":5},"EIA Prime Mover-level Data","EIA Prime Mover-level Data"]
[12611,2020,"ME","Augusta PV - BD Solar Augusta LLC",63895,"AUGPV","PV","TS",{"$nulls":4},"SUN"]
[12618,2020,"ME","Bates Mill Upper",7044,"BU3","HY","RE",{"$nulls":4},"WAT"]
[12638,2020,"ME","Canton Mountain Wind",58620,"1","WT","OP",{"$nulls":4},"WND",null,{"v":508842,"d":"508,842"},{"v":166917,"d":"166,917"},{"$nulls":5},"EIA Prime Mover-level Data","EIA Prime Mover-level Data"]
[12650,2020,"ME","CED Denmark Solar Hybrid",63898,"DSBS","BA","L",{"$nulls":4},"MWH"]
[12662,2020,"ME","Deer Rips",1488,"DR4","HY","OP",{"$nulls":4},"WAT",null,{"v":38780.18359375,"d":"38,780"},{"v":10619.4462890625,"d":"10,619"},{"$nulls":5},"EIA Prime Mover-level Data","EIA Prime Mover-level Data"]
[12678,2020,"ME","Fox Island Wind LLC",57354,"1","WT","OP",{"$nulls":4},"WND",null,{"v":86248,"d":"86,248"},{"v":28292,"d":"28,292"},{"$nulls":5},"EIA Prime Mover-level Data","EIA Prime Mover-level Data"]
[12685,2020,"ME","Great Lakes Hydro America - ME",54134,"DOH3","HY","OS",{"$nulls":4},"WAT",null,{"v":54751.875,"d":"54,752"},{"v":14993.154296875,"d":"14,993"},{"$nulls":5},"EIA Prime Mover-level Data","EIA Prime Mover-level Data"]
[12705,2020,"ME","Great Lakes Hydro America - ME",54134,"MIH7","HY","OP",{"$nulls":4},"WAT",null,{"v":168467.296875,"d":"168,467"},{"v":46132.78125,"d":"46,133"},{"$nulls":5},"EIA Prime Mover-level Data","EIA Prime Mover-level Data"]
[12715,2020,"ME","Gulf Island",1491,"GI1","HY","OP",{"$nulls":4},"WAT",null,{"v":404698.65625,"d":"404,699"},{"v":110822,"d":"110,822"},{"$nulls":5},"EIA Prime Mover-level Data","EIA Prime Mover-level Data"]
[12729,2020,"ME","Hiram",1493,"1","HY","OP",{"$nulls":4},"WAT",null,{"v":93525.03125,"d":"93,525"},{"v":25610.513671875,"d":"25,611"},{"$nulls":5},"EIA Prime Mover-level Data","EIA Prime Mover-level Data"]
[12736,2020,"ME","Indeck Jonesboro Energy Center",10765,"CFB002","ST","SB",{"$nulls":3},1,"WDS",null,{"v":268618.8125,"d":"268,619"},{"v":1747.40002441406,"d":"1,747"},{"v":17.4599990844727,"d":"17.5"},{"v":0.114000000059605,"d":"0.1"},{"v":3.35249996185303,"d":"3.4"},{"v":27759.34375,"d":"27,759.3"},null,"EIA Unit-level Data","EIA Unit-Level Data","Estimated based on unit-level NOx emission rates","Estimated based on unit-level NOx ozone season emission rates","Estimated using emissions factor and plant-specific sulfur content","Estimated using emissions factor"]
[12752,2020,"ME","International Paper Livermore Hydro",50082,"GEN9","HY","OP",{"$nulls":4},"WAT",null,{"v":31848.912109375,"d":"31,849"},{"v":8721.521484375,"d":"8,722"},{"$nulls":5},"EIA Prime Mover-level Data","EIA Prime Mover-level Data"]
[12759,2020,"ME","IOS - MEW Phase 1",61460,"MEW1","PV","OP",{"$nulls":4},"SUN",null,{"v":32706,"d":"32,706"},{"v":18716,"d":"18,716"},{"$nulls":5},"EIA Prime Mover-level Data","EIA Prime Mover-level Data"]
[12775,2020,"ME","Mars Hill Wind Farm Project",56448,"1","WT","OP",{"$nulls":4},"WND",null,{"v":1161633,"d":"1,161,633"},{"v":381054,"d":"381,054"},{"$nulls":5},"EIA Prime Mover-level Data","EIA Prime Mover-level Data"]
[12794,2020,"ME","Milo PV - BD Solar 1 LLC",63894,"MILPV","PV","TS",{"$nulls":4},"SUN"]
[12803,2020,"ME","Orono B",59438,"ORB-3","HY","OP",{"$nulls":4},"WAT",null,{"v":53877.66796875,"d":"53,878"},{"v":14753.6669921875,"d":"14,754"},{"$nulls":5},"EIA Prime Mover-level Data","EIA Prime Mover-level Data"]
[12819,2020,"ME","Pine Tree Landfill Gas to Energy",58993,"3201","IC","RE",{"$nulls":4},"LFG",null,{"v":19366.666015625,"d":"19,367"},{"v":8403.6669921875,"d":"8,404"},{"v":18.7709999084473,"d":"18.8"},{"v":8.14500045776367,"d":"8.1"},{"v":0.435799986124039,"d":"0.4"},{"v":1229.77905273438,"d":"1,229.8"},null,"EIA Prime Mover-level Data","EIA Prime Mover-level Data","Estimated using emissions factor","Estimated using emissions factor","Estimated using emissions factor","Estimated using emissions factor"]
[12826,2020,"ME","Pittsfield Solar LLC",64078,"PSLLC","PV","OP",{"$nulls":4},"SUN",null,{"v":138639,"d":"138,639"},{"v":79336,"d":"79,336"},{"$nulls":5},"EIA Prime Mover-level Data","EIA Prime Mover-level Data"]
[12846,2020,"ME","Rumford ESS",64763,"RUM","BA","T",{"$nulls":4},"MWH"]
[12859,2020,"ME","S D Warren Westbrook",50447,"GEN2","HY","OS",{"$nulls":4},"WAT",null,{"v":20986.583984375,"d":"20,987"},{"v":5746.9169921875,"d":"5,747"},{"$nulls":5},"EIA Prime Mover-level Data","EIA Prime Mover-level Data"]
[12870,2020,"ME","S D Warren Westbrook",50447,"GN15","HY","OP",{"$nulls":4},"WAT",null,{"v":6995.52783203125,"d":"6,996"},{"v":1915.63903808594,"d":"1,916"},{"$nulls":5},"EIA Prime Mover-level Data","EIA Prime Mover-level Data"]
[12886,2020,"ME","Shawmut",1504,"SH3","HY","OP",{"$nulls":4},"WAT",null,{"v":29812.283203125,"d":"29,812"},{"v":8163.75,"d":"8,164"},{"$nulls":5},"EIA Prime Mover-level Data","EIA Prime Mover-level Data"]
[12893,2020,"ME","Skelton",1505,"2","HY","OP",{"$nulls":4},"WAT",null,{"v":458858,"d":"458,858"},{"v":125652.5,"d":"125,653"},{"$nulls":5},"EIA Prime Mover-level Data","EIA Prime Mover-level Data"]
[12913,2020,"ME","Upper Androscoggin",54202,"2","HY","OS",{"$nulls":4},"WAT"]
[12924,2020,"ME","West Buxton",1508,"WB6","HY","OP",{"$nulls":4},"WAT",null,{"v":119883.1171875,"d":"119,883"},{"v":32828.5703125,"d":"32,829"},{"$nulls":5},"EIA Prime Mover-level Data","EIA Prime Mover-level Data"]
[12937,2020,"ME","Winslow PV - BD Solar 2 LLC",64069,"WINPV","PV","T",{"$nulls":4},"SUN"]
[12953,2020,"ME","Wyman Hydro",1511,"WY2","HY","OP",{"$nulls":4},"WAT",null,{"v":1005406,"d":"1,005,406"},{"v":275318.34375,"d":"275,318"},{"$nulls":5},"EIA Prime Mover-level Data","EIA Prime Mover-level Data"]
[12960,2020,"MI","A.J. Mihm Generating Station",61391,"M2","IC","OP",{"$nulls":4},"NG",null,{"v":681275.3125,"d":"681,275"},{"v":293196.65625,"d":"293,197"},{"v":897.984985351563,"d":"898.0"},{"v":386.460998535156,"d":"386.5"},{"v":1.08870005607605,"d":"1.1"},{"v":39816.81640625,"d":"39,816.8"},null,"EIA Prime Mover-level Data","EIA Prime Mover-level Data","Estimated using emissions factor","Estimated using emissions factor","Estimated using emissions factor","Estimated using emissions factor"]
[12980,2020,"MI","Angola Solar, LLC",64500,"FACAN","PV","TS",{"$nulls":4},"SUN"]
[12983,2020,"MI","Assembly Solar III",64196,"AS3","PV","P",{"$nulls":4},"SUN"]
[13003,2020,"MI","Beaumont Hospital Dearborn Campus",50260,"EG#1","IC","RE",{"$nulls":4},"NG"]
[13011,2020,"MI","Belle River",6034,"1","ST","OP","Yes","ARP,CSNOX,CSOSG2,CSSO2G1,MATS","WALL",1,"RC",{"v":6547,"d":"6,547.0"},{"v":26978352,"d":"26,978,352"},{"v":14337467,"d":"14,337,467"},{"v":2835.02905273438,"d":"2,835.0"},{"v":1521.88000488281,"d":"1,521.9"},{"v":8704.400390625,"d":"8,704.4"},{"v":2829488.5,"d":"2,829,488.5"},{"v":16.4899997711182,"d":"16.5"},"EPA/CAMD","EPA/CAMD","EPA/CAMD","EPA/CAMD","EPA/CAMD","EPA/CAMD","EPA/CAMD",null,"LNB","Yes",1984]
[13027,2020,"MI","Berrien Springs",1753,"9","HY","OP",{"$nulls":4},"WAT",null,{"v":23880.916015625,"d":"23,881"},{"v":10088.75,"d":"10,089"},{"$nulls":5},"EIA Prime Mover-level Data","EIA Prime Mover-level Data"]
[13047,2020,"MI","Bryon Center",56851,"2","IC","OP",{"$nulls":4},"LFG",null,{"v":118369,"d":"118,369"},{"v":45457,"d":"45,457"},{"v":85.8160018920898,"d":"85.8"},{"v":32.9560012817383,"d":"33.0"},{"v":2.66330003738403,"d":"2.7"},{"v":7516.4072265625,"d":"7,516.4"},null,"EIA Prime Mover-level Data","EIA Prime Mover-level Data","Estimated using emissions factor","Estimated using emissions factor","Estimated using emissions factor","Estimated using emissions factor"]
[13050,2020,"MI","Buchanan (MI)",1754,"2","HY","OP",{"$nulls":4},"WAT",null,{"v":11233.5458984375,"d":"11,234"},{"v":4745.72705078125,"d":"4,746"},{"$nulls":5},"EIA Prime Mover-level Data","EIA Prime Mover-level Data"]
[13068,2020,"MI","Cargill Salt",54965,"DCTG","ST","RE",{"$nulls":4},"BIT"]
[13078,2020,"MI","Cataract (MI)",7118,"1","HY","OP",{"$nulls":4},"WAT",null,{"v":70983,"d":"70,983"},{"v":29988,"d":"29,988"},{"$nulls":5},"EIA Prime Mover-level Data","EIA Prime Mover-level Data"]
[13094,2020,"MI","Coldwater Peaking Plant",59467,"GEN1","IC","OP",{"$nulls":4},"NG",null,{"v":7328,"d":"7,328"},{"v":3153.6669921875,"d":"3,154"},{"v":9.56799983978271,"d":"9.6"},{"v":4.11700010299683,"d":"4.1"},{"v":0.0116999996826053,"d":"0.0"},{"v":428.281005859375,"d":"428.3"},null,"EIA Prime Mover-level Data","EIA Prime Mover-level Data","Estimated using emissions factor","Estimated using emissions factor","Estimated using emissions factor","Estimated using emissions factor"]
[13114,2020,"MI","Coopersville",54756,"3-1","IC","OP",{"$nulls":4},"LFG",null,{"v":60233.625,"d":"60,234"},{"v":23131.125,"d":"23,131"},{"v":43.6689987182617,"d":"43.7"},{"v":16.7700004577637,"d":"16.8"},{"v":1.355299949646,"d":"1.4"},{"v":3824.82299804688,"d":"3,824.8"},null,"EIA Prime Mover-level Data","EIA Prime Mover-level Data","Estimated using emissions factor","Estimated using emissions factor","Estimated using emissions factor","Estimated using emissions factor"]
[13121,2020,"MI","Crescent Wind Park",63686,"GFWP","WT","V",{"$nulls":4},"WND"]
[13133,2020,"MI","Croton",1701,"4","HY","OP",{"$nulls":4},"WAT",null,{"v":38987.359375,"d":"38,987"},{"v":16470.673828125,"d":"16,471"},{"$nulls":5},"EIA Prime Mover-level Data","EIA Prime Mover-level Data"]
[13145,2020,"MI","Dan E Karn",1702,"4","ST","OP","Yes","ARP,CSNOX,CSOSG2,CSSO2G1","WALL",1,"NG",{"v":254,"d":"254.0"},{"v":345721.59375,"d":"345,722"},{"v":345721.59375,"d":"345,722"},{"v":21.5139999389648,"d":"21.5"},{"v":21.5139999389648,"d":"21.5"},{"v":7.90000009536743,"d":"7.9"},{"v":20773.099609375,"d":"20,773.1"},null,"EPA/CAMD","EPA/CAMD","EPA/CAMD","EPA/CAMD","EPA/CAMD","EPA/CAMD",null,null,"LNB",null,1977]
[13161,2020,"MI","Dearborn Industrial Generation",55088,"BL2100","ST","OP","Yes","CSNOX,CSOSG2,CSSO2G1","OTHER BOILER",null,"OG",{"v":5691,"d":"5,691.0"},{"v":2597019,"d":"2,597,019"},{"v":957622.125,"d":"957,622"},{"v":51.6949996948242,"d":"51.7"},{"v":30.7800006866455,"d":"30.8"},219.5,{"v":151782.78125,"d":"151,782.8"},null,"EPA/CAMD","EPA/CAMD","EPA/CAMD","EPA/CAMD","EPA/CAMD","Estimated using emissions factor",null,null,"LNB",null,2001]
[13168,2020,"MI","Deerfield Wind Energy, LLC",60883,"WT2","WT","OP",{"$nulls":4},"WND",null,{"v":2376728,"d":"2,376,728"},{"v":682284.5,"d":"682,285"},{"$nulls":5},"EIA Prime Mover-level Data","EIA Prime Mover-level Data"]
[13188,2020,"MI","East. Michigan Univ. Heating Plant",59452,"COGEN","GT","RE",{"$nulls":4},"NG"]
[13204,2020,"MI","Edison Sault",1751,"14","HY","OP",{"$nulls":4},"WAT",null,{"v":28137.646484375,"d":"28,138"},{"v":11887.0478515625,"d":"11,887"},{"$nulls":5},"EIA Prime Mover-level Data","EIA Prime Mover-level Data"]
[13212,2020,"MI","Edison Sault",1751,"22","HY","OP",{"$nulls":4},"WAT",null,{"v":28137.646484375,"d":"28,138"},{"v":11887.0478515625,"d":"11,887"},{"$nulls":5},"EIA Prime Mover-level Data","EIA Prime Mover-level Data"]
[13228,2020,"MI","Edison Sault",1751,"38","HY","OP",{"$nulls":4},"WAT",null,{"v":28137.646484375,"d":"28,138"},{"v":11887.0478515625,"d":"11,887"},{"$nulls":5},"EIA Prime Mover-level Data","EIA Prime Mover-level Data"]
[13235,2020,"MI","Edison Sault",1751,"47","HY","OP",{"$nulls":4},"WAT",null,{"v":28137.646484375,"d":"28,138"},{"v":11887.0478515625,"d":"11,887"},{"$nulls":5},"EIA Prime Mover-level Data","EIA Prime Mover-level Data"]
[13255,2020,"MI","Edison Sault",1751,"66","HY","OP",{"$nulls":4},"WAT",null,{"v":23448.0390625,"d":"23,448"},{"v":9905.873046875,"d":"9,906"},{"$nulls":5},"EIA Prime Mover-level Data","EIA Prime Mover-level Data"]
[13271,2020,"MI","Edison Sault",1751,"80","HY","OP",{"$nulls":4},"WAT",null,{"v":23448.0390625,"d":"23,448"},{"v":9905.873046875,"d":"9,906"},{"$nulls":5},"EIA Prime Mover-level Data","EIA Prime Mover-level Data"]
[13277,2020,"MI","Erickson",1832,"1","ST","OP","Yes","ARP,CSNOX,CSOSG2,CSSO2G1,MATS","WALL",1,"SUB",{"v":5723,"d":"5,723.0"},{"v":7461886.5,"d":"7,461,887"},{"v":3382072.75,"d":"3,382,073"},{"v":577.640014648438,"d":"577.6"},{"v":262.468994140625,"d":"262.5"},{"v":1804.19995117188,"d":"1,804.2"},{"v":782601.5,"d":"782,601.5"},{"v":6.09000015258789,"d":"6.1"},"EPA/CAMD","EPA/CAMD","EPA/CAMD","EPA/CAMD","EPA/CAMD","EPA/CAMD","EPA/CAMD",null,"LNBO","Yes",1972]
[13299,2020,"MI","Foote",1705,"2","HY","OP",{"$nulls":4},"WAT",null,{"v":103158.6640625,"d":"103,159"},{"v":43580.66796875,"d":"43,581"},{"$nulls":5},"EIA Prime Mover-level Data","EIA Prime Mover-level Data"]
[13302,2020,"MI","Four Mile Hydropower Project",54341,"1","HY","OP",{"$nulls":4},"WAT",null,{"v":25379.400390625,"d":"25,379"},{"v":10722,"d":"10,722"},{"$nulls":5},"EIA Prime Mover-level Data","EIA Prime Mover-level Data"]
[13322,2020,"MI","Gaylord - Consumers",1706,"5","GT","RE",{"$nulls":4},"NG"]
[13338,2020,"MI","George Johnson",1877,"8","GT","RE",{"$nulls":4},"NG"]
[13342,2020,"MI","Grand Blanc Generating Station",54757,"4-2","IC","OP",{"$nulls":4},"LFG",null,{"v":66680.8203125,"d":"66,681"},{"v":25607.076171875,"d":"25,607"},{"v":48.3429985046387,"d":"48.3"},{"v":18.5650005340576,"d":"18.6"},{"v":1.5003000497818,"d":"1.5"},{"v":4234.2177734375,"d":"4,234.2"},null,"EIA Prime Mover-level Data","EIA Prime Mover-level Data","Estimated using emissions factor","Estimated using emissions factor","Estimated using emissions factor","Estimated using emissions factor"]
[13353,2020,"MI","Grand Haven Diesel Plant",1826,"7","IC","RE",{"$nulls":4},"RFO"]
[13369,2020,"MI","Grayling Generating Station",10822,"1","ST","OP","Yes","CSNOX,CSOSG2,CSSO2G1","STOKER",null,"WDS",{"v":3229,"d":"3,229.0"},{"v":1010746.5625,"d":"1,010,747"},{"v":71018.5,"d":"71,019"},{"v":58.798999786377,"d":"58.8"},{"v":5.20800018310547,"d":"5.2"},{"v":4,"d":"4.0"},{"v":104507.9296875,"d":"104,507.9"},null,"EPA/CAMD","EPA/CAMD","EPA/CAMD","EPA/CAMD","EPA/CAMD","Estimated using emissions factor",null,null,"SNCR",null,1992]
[13389,2020,"MI","GRS Lyon",55595,"3","IC","RE",{"$nulls":4},"LFG"]
[13392,2020,"MI","Hancock Peakers",1730,"CTG121","GT","OP","Yes","CSNOX,CSOSG2,CSSO2G1","CT",null,"NG",{"v":82,"d":"82.0"},{"v":34137.3984375,"d":"34,137"},{"v":33832.3984375,"d":"33,832"},{"v":11.9490003585815,"d":"11.9"},{"v":11.8420000076294,"d":"11.8"},{"v":0,"d":"0.0"},{"v":2013.30004882813,"d":"2,013.3"},null,"EPA/CAMD","EPA/CAMD","EPA/CAMD","EPA/CAMD","EPA/CAMD","EPA/CAMD",{"$nulls":4},1970]
[13412,2020,"MI","Hillman Power LLC",10346,"BOIL01","ST","OP",{"$nulls":3},1,"WDS",null,{"v":5509,"d":"5,509"},{"v":5509,"d":"5,509"},{"v":0.0309999994933605,"d":"0.0"},{"v":0.0309999994933605,"d":"0.0"},{"v":0.0688999965786934,"d":"0.1"},{"v":569.612976074219,"d":"569.6"},null,"EIA Unit-level Data","EIA Unit-Level Data","Estimated based on unit-level NOx emission rates","Estimated based on unit-level NOx ozone season emission rates","Estimated using emissions factor and plant-specific sulfur content","Estimated using emissions factor",null,null,"SR"]
[13421,2020,"MI","Hillsdale",1829,"9","IC","RE",{"$nulls":4},"DFO"]
[13436,2020,"MI","Indeck Niles Energy Center",55460,"CT2","CT","U",{"$nulls":4},"NG"]
[13456,2020,"MI","Jackson Generating Station",55270,"LM4","CT","OP","Yes","ARP,CSNOX,CSOSG2,CSSO2G1","CC",null,"NG",{"v":4380,"d":"4,380.0"},{"v":1708060.75,"d":"1,708,061"},{"v":729645.3125,"d":"729,645"},{"v":62.8479995727539,"d":"62.8"},{"v":26.30299949646,"d":"26.3"},0.5,{"v":101508.5,"d":"101,508.5"},null,"EPA/CAMD","EPA/CAMD","EPA/CAMD","EPA/CAMD","EPA/CAMD","EPA/CAMD",null,null,"STM",null,2002]
[13463,2020,"MI","James R Smith",1842,"2","HY","OP",{"$nulls":4},"WAT",null,{"v":96849.5,"d":"96,850"},{"v":40915,"d":"40,915"},{"$nulls":5},"EIA Prime Mover-level Data","EIA Prime Mover-level Data"]
[13479,2020,"MI","Lansing BWL REO Town Plant",58427,"200","CT","OP","Yes","ARP,CSNOX,CSOSG2,CSSO2G1","CC",null,"NG",{"v":7680,"d":"7,680.0"},{"v":2516545,"d":"2,516,545"},{"v":994208.9375,"d":"994,209"},{"v":68.6989974975586,"d":"68.7"},{"v":23.2560005187988,"d":"23.3"},{"v":0.800000011920929,"d":"0.8"},{"v":149554.203125,"d":"149,554.2"},null,"EPA/CAMD","EPA/CAMD","EPA/CAMD","EPA/CAMD","EPA/CAMD","EPA/CAMD",null,null,"DLNB",null,2013]
[13486,2020,"MI","Lennon Generating",59436,"8","IC","OP",{"$nulls":4},"LFG",null,{"v":83204.8359375,"d":"83,205"},{"v":31952.833984375,"d":"31,953"},{"v":59.140998840332,"d":"59.1"},{"v":22.7110004425049,"d":"22.7"},{"v":1.8720999956131,"d":"1.9"},{"v":5283.490234375,"d":"5,283.5"},null,"EIA Prime Mover-level Data","EIA Prime Mover-level Data","Estimated using emissions factor","Estimated using emissions factor","Estimated using emissions factor","Estimated using emissions factor"]
[13503,2020,"MI","Ludington",1713,"2","PS","OP",{"$nulls":4},"WAT",null,0,0,{"$nulls":5},"EIA Prime Mover-level Data","EIA Prime Mover-level Data"]
[13523,2020,"MI","Marshall (MI)",1844,"IC3","IC","OP",{"$nulls":4},"NG",null,{"v":301.602996826172,"d":"302"},{"v":132.697998046875,"d":"133"},{"v":0.331999987363815,"d":"0.3"},{"v":0.14300000667572,"d":"0.1"},{"v":0.000500000023748726,"d":"0.0"},{"v":17.6270008087158,"d":"17.6"},null,"EIA Prime Mover-level Data","EIA Prime Mover-level Data","Estimated using emissions factor","Estimated using emissions factor","Estimated using emissions factor","Estimated using emissions factor"]
[13530,2020,"MI","May Shannon Solar, LLC",64461,"FACMS","PV","OP",{"$nulls":4},"SUN",null,9,0,{"$nulls":5},"EIA Prime Mover-level Data","EIA Prime Mover-level Data"]
[13546,2020,"MI","Midland Cogeneration Venture",10745,"004","CT","OP","Yes","CSNOX,CSOSG2,CSSO2G1","CC",null,"NG",{"v":7652,"d":"7,652.0"},{"v":7629705,"d":"7,629,705"},{"v":3046764,"d":"3,046,764"},{"v":405.634002685547,"d":"405.6"},{"v":167.878005981445,"d":"167.9"},{"v":2.29999995231628,"d":"2.3"},{"v":445914.5,"d":"445,914.5"},null,"EPA/CAMD","EPA/CAMD","EPA/CAMD","EPA/CAMD","EPA/CAMD","Estimated using emissions factor",null,null,"STM",null,1990]
[13553,2020,"MI","Midland Cogeneration Venture",10745,"011","CT","OP","Yes","CSNOX,CSOSG2,CSSO2G1","CC",null,"NG",{"v":7077,"d":"7,077.0"},{"v":7303190,"d":"7,303,190"},{"v":3166696.25,"d":"3,166,696"},{"v":323.282012939453,"d":"323.3"},{"v":146.988998413086,"d":"147.0"},{"v":2.20000004768372,"d":"2.2"},{"v":426831.5,"d":"426,831.5"},null,"EPA/CAMD","EPA/CAMD","EPA/CAMD","EPA/CAMD","EPA/CAMD","Estimated using emissions factor",null,null,"STM",null,1990]
[13565,2020,"MI","Mio",1714,"2","HY","OP",{"$nulls":4},"WAT",null,{"v":79707,"d":"79,707"},{"v":33673,"d":"33,673"},{"$nulls":5},"EIA Prime Mover-level Data","EIA Prime Mover-level Data"]
[13577,2020,"MI","Monroe",1733,"3","ST","OP","Yes","ARP,CSNOX,CSOSG2,CSSO2G1,MATS","CELL",1,"RC",{"v":6899,"d":"6,899.0"},{"v":36573012,"d":"36,573,012"},{"v":17760350,"d":"17,760,350"},{"v":1091.14794921875,"d":"1,091.1"},{"v":494.955993652344,"d":"495.0"},{"v":819.599975585938,"d":"819.6"},{"v":3837861,"d":"3,837,861.0"},{"v":7.98000001907349,"d":"8.0"},"EPA/CAMD","EPA/CAMD","EPA/CAMD","EPA/CAMD","EPA/CAMD","EPA/CAMD","EPA/CAMD","WLS","LNCB,SCR",null,1973]
[13597,2020,"MI","Ninth Street Hydropower Project",54342,"3","HY","OP",{"$nulls":4},"WAT",null,{"v":19659.333984375,"d":"19,659"},{"v":8305.3330078125,"d":"8,305"},{"$nulls":5},"EIA Prime Mover-level Data","EIA Prime Mover-level Data"]
[13613,2020,"MI","Oliver",1735,"2","IC","OP",{"$nulls":4},"DFO",null,{"v":292.200012207031,"d":"292"},{"v":160.600006103516,"d":"161"},{"v":0.467999994754791,"d":"0.5"},{"v":0.256999999284744,"d":"0.3"},{"v":0.0423999987542629,"d":"0.0"},{"v":23.8619995117188,"d":"23.9"},null,"EIA Prime Mover-level Data","EIA Prime Mover-level Data","Estimated using emissions factor","Estimated using emissions factor","Estimated using emissions factor","Estimated using emissions factor"]
[13620,2020,"MI","Palisades",1715,"1","ST","OP",{"$nulls":4},"NUC",null,{"v":62624928,"d":"62,624,928"},{"v":23680280,"d":"23,680,280"},{"$nulls":5},"EIA Prime Mover-level Data","EIA Prime Mover-level Data"]
[13630,2020,"MI","Peoples Generating Station",54890,"GEN1","IC","OP",{"$nulls":4},"LFG",null,{"v":325605,"d":"325,605"},{"v":125041,"d":"125,041"},{"v":231.436004638672,"d":"231.4"},{"v":88.8779983520508,"d":"88.9"},{"v":7.32609987258911,"d":"7.3"},{"v":20675.849609375,"d":"20,675.8"},null,"EIA Prime Mover-level Data","EIA Prime Mover-level Data","Estimated using emissions factor","Estimated using emissions factor","Estimated using emissions factor","Estimated using emissions factor"]
[13644,2020,"MI","Pine Tree Acres",54989,"GEN1","IC","OP",{"$nulls":4},"LFG",null,{"v":74296.546875,"d":"74,297"},{"v":31679.7265625,"d":"31,680"},{"v":54.1230010986328,"d":"54.1"},{"v":22.82200050354,"d":"22.8"},{"v":1.67170000076294,"d":"1.7"},{"v":4717.81494140625,"d":"4,717.8"},null,"EIA Prime Mover-level Data","EIA Prime Mover-level Data","Estimated using emissions factor","Estimated using emissions factor","Estimated using emissions factor","Estimated using emissions factor"]
[13664,2020,"MI","Placid 12",1737,"4","IC","OP",{"$nulls":4},"DFO",null,{"v":895.599975585938,"d":"896"},{"v":491.399993896484,"d":"491"},{"v":1.44099998474121,"d":"1.4"},{"v":0.790000021457672,"d":"0.8"},{"v":0.129899993538857,"d":"0.1"},{"v":73.1370010375977,"d":"73.1"},null,"EIA Prime Mover-level Data","EIA Prime Mover-level Data","Estimated using emissions factor","Estimated using emissions factor","Estimated using emissions factor","Estimated using emissions factor"]
[13680,2020,"MI","Prickett",1773,"2","HY","OP",{"$nulls":4},"WAT",null,{"v":45453,"d":"45,453"},{"v":19202.5,"d":"19,203"},{"$nulls":5},"EIA Prime Mover-level Data","EIA Prime Mover-level Data"]
[13687,2020,"MI","Renaissance Power",55402,"CT1","GT","OP","Yes","ARP,CSNOX,CSOSG2,CSSO2G1","CT",null,"NG",{"v":2333,"d":"2,333.0"},{"v":3881762.5,"d":"3,881,763"},{"v":2815802,"d":"2,815,802"},{"v":97.2809982299805,"d":"97.3"},{"v":69.9720001220703,"d":"70.0"},{"v":1.20000004768372,"d":"1.2"},{"v":230688.90625,"d":"230,688.9"},null,"EPA/CAMD","EPA/CAMD","EPA/CAMD","EPA/CAMD","EPA/CAMD","EPA/CAMD",null,null,"DLNB",null,2002]
[13695,2020,"MI","Riley Generating Station",56503,"5","IC","OP",{"$nulls":4},"NG",null,{"v":2794.60009765625,"d":"2,795"},{"v":1202.59997558594,"d":"1,203"},{"v":3.77300000190735,"d":"3.8"},{"v":1.62399995326996,"d":"1.6"},{"v":0.0044999998062849,"d":"0.0"},{"v":163.328994750977,"d":"163.3"},null,"EIA Prime Mover-level Data","EIA Prime Mover-level Data","Estimated using emissions factor","Estimated using emissions factor","Estimated using emissions factor","Estimated using emissions factor"]
[13711,2020,"MI","Sanford Dam",50157,"3","HY","RE",{"$nulls":4},"WAT",null,{"v":17475.333984375,"d":"17,475"},{"v":3896.3330078125,"d":"3,896"},{"$nulls":5},"EIA Prime Mover-level Data","EIA Prime Mover-level Data"]
[13731,2020,"MI","St Louis",1852,"3","IC","SB",{"$nulls":4},"DFO",null,9,{"v":5.77600002288818,"d":"6"},{"v":0.0140000004321337,"d":"0.0"},{"v":0.00899999961256981,"d":"0.0"},{"v":0.00130000000353903,"d":"0.0"},{"v":0.735000014305115,"d":"0.7"},null,"EIA Prime Mover-level Data","EIA Prime Mover-level Data","Estimated using emissions factor","Estimated using emissions factor","Estimated using emissions factor","Estimated using emissions factor"]
[13738,2020,"MI","St. Clair",1743,"3","ST","OP","Yes","ARP,CSNOX,CSOSG2,CSSO2G1,MATS","WALL",1,"RC",{"v":4953,"d":"4,953.0"},{"v":4061481.75,"d":"4,061,482"},{"v":1408812.125,"d":"1,408,812"},{"v":798.14599609375,"d":"798.1"},{"v":287.200988769531,"d":"287.2"},{"v":1267.59997558594,"d":"1,267.6"},{"v":425969.6875,"d":"425,969.7"},{"v":2.4300000667572,"d":"2.4"},"EPA/CAMD","EPA/CAMD","EPA/CAMD","EPA/CAMD","EPA/CAMD","EPA/CAMD","EPA/CAMD",null,"LNCB","Yes",1954]
[13754,2020,"MI","Sturgis City Diesel Plant",1855,"2","IC","RE",{"$nulls":4},"DFO"]
[13761,2020,"MI","Sumpter Energy Associates",54536,"0204","IC","OP",{"$nulls":4},"LFG",null,{"v":72379.7109375,"d":"72,380"},{"v":27795.642578125,"d":"27,796"},{"v":53.1129989624023,"d":"53.1"},{"v":20.3969993591309,"d":"20.4"},{"v":1.62849998474121,"d":"1.6"},{"v":4596.09619140625,"d":"4,596.1"},null,"EIA Prime Mover-level Data","EIA Prime Mover-level Data","Estimated using emissions factor","Estimated using emissions factor","Estimated using emissions factor","Estimated using emissions factor"]
[13778,2020,"MI","Superior",1744,"2","GT","OP",{"$nulls":4},"DFO",null,{"v":5033.75,"d":"5,034"},{"v":2757.75,"d":"2,758"},{"v":2.22300004959106,"d":"2.2"},{"v":1.21800005435944,"d":"1.2"},{"v":1.27100002765656,"d":"1.3"},{"v":411.070007324219,"d":"411.1"},null,"EIA Prime Mover-level Data","EIA Prime Mover-level Data","Estimated using emissions factor","Estimated using emissions factor","Estimated using emissions factor","Estimated using emissions factor"]
[13798,2020,"MI","Thetford",1719,"6","GT","RE",{"$nulls":4},"NG"]
[13805,2020,"MI","Tower",1873,"IC1","IC","RE",{"$nulls":4},"DFO"]
[13821,2020,"MI","Ubly",1875,"7","IC","OP",{"$nulls":4},"DFO"]
[13828,2020,"MI","University of Michigan",50431,"6","CA","OP",{"$nulls":3},3,"NG",null,{"v":764724.8125,"d":"764,725"},{"v":243303.5,"d":"243,304"},{"v":13.8800001144409,"d":"13.9"},{"v":3.50399994850159,"d":"3.5"},{"v":1.69570004940033,"d":"1.7"},{"v":44737.81640625,"d":"44,737.8"},null,"EIA Unit-level Data","EIA Unit-Level Data","Estimated based on unit-level NOx emission rates","Estimated based on unit-level NOx ozone season emission rates","Estimated using emissions factor and plant-specific sulfur content","Estimated using emissions factor"]
[13843,2020,"MI","Vestaburg",1881,"7","IC","RE",{"$nulls":4},"DFO"]
[13865,2020,"MI","Western Michigan Solar Gardens",60117,"1","PV","OP",{"$nulls":4},"SUN",null,{"v":13555,"d":"13,555"},{"v":8220,"d":"8,220"},{"$nulls":5},"EIA Prime Mover-level Data","EIA Prime Mover-level Data"]
[13872,2020,"MI","White Pine Electric Power",10148,"GEN1","ST","RE",{"$nulls":4},"NG"]
[13888,2020,"MI","Wood Road",54549,"1-4","IC","OP",{"$nulls":4},"LFG",null,{"v":70535.796875,"d":"70,536"},{"v":27087.5,"d":"27,088"},{"v":51.1380004882813,"d":"51.1"},{"v":19.6380004882813,"d":"19.6"},{"v":1.5871000289917,"d":"1.6"},{"v":4479.0078125,"d":"4,479.0"},null,"EIA Prime Mover-level Data","EIA Prime Mover-level Data","Estimated using emissions factor","Estimated using emissions factor","Estimated using emissions factor","Estimated using emissions factor"]
[13895,2020,"MI","Zeeland",1867,"1","IC","OP",{"$nulls":4},"NG",null,{"v":632.447998046875,"d":"632"},{"v":280.691009521484,"d":"281"},{"v":0.75900000333786,"d":"0.8"},{"v":0.32600000500679,"d":"0.3"},{"v":0.000899999984540045,"d":"0.0"},{"v":36.9630012512207,"d":"37.0"},null,"EIA Prime Mover-level Data","EIA Prime Mover-level Data","Estimated using emissions factor","Estimated using emissions factor","Estimated using emissions factor","Estimated using emissions factor"]
[13918,2020,"MN","Alexandria",1958,"IC1","IC","SB",{"$nulls":4},"DFO",null,{"v":67.6959991455078,"d":"68"},{"v":42.2610015869141,"d":"42"},{"v":0.10700000077486,"d":"0.1"},{"v":0.0670000016689301,"d":"0.1"},{"v":0.00980000011622906,"d":"0.0"},{"v":5.52799987792969,"d":"5.5"},null,"EIA Prime Mover-level Data","EIA Prime Mover-level Data","Estimated using emissions factor","Estimated using emissions factor","Estimated using emissions factor","Estimated using emissions factor"]
[13932,2020,"MN","Andromeda Community Solar",61181,"OACS2","PV","OP",{"$nulls":4},"SUN",null,{"v":14385.599609375,"d":"14,386"},{"v":8112.60009765625,"d":"8,113"},{"$nulls":5},"EIA Prime Mover-level Data","EIA Prime Mover-level Data"]
[13939,2020,"MN","Antares Community Solar",61176,"FACS1","PV","OP",{"$nulls":4},"SUN",null,{"v":15104.6669921875,"d":"15,105"},{"v":8518.3330078125,"d":"8,518"},{"$nulls":5},"EIA Prime Mover-level Data","EIA Prime Mover-level Data"]
[13955,2020,"MN","Armstrong Solar",61138,"0000A","PV","OP",{"$nulls":4},"SUN",null,{"v":44768,"d":"44,768"},{"v":25247,"d":"25,247"},{"$nulls":5},"EIA Prime Mover-level Data","EIA Prime Mover-level Data"]
[13962,2020,"MN","Autumn Hills LLC",55566,"AH30","WT","OP",{"$nulls":4},"WND",null,{"v":48233,"d":"48,233"},{"v":17542,"d":"17,542"},{"$nulls":5},"EIA Prime Mover-level Data","EIA Prime Mover-level Data"]
[13982,2020,"MN","Becker Solar 4 CSG",62086,"BCKR4","PV","OP",{"$nulls":4},"SUN",null,{"v":14827,"d":"14,827"},{"v":8362,"d":"8,362"},{"$nulls":5},"EIA Prime Mover-level Data","EIA Prime Mover-level Data"]
[13987,2020,"MN","Benson City of",1964,"11","IC","OP",{"$nulls":4},"DFO",null,151,93,{"v":0.241999998688698,"d":"0.2"},{"v":0.149000003933907,"d":"0.1"},{"v":0.0219000000506639,"d":"0.0"},{"v":12.331000328064,"d":"12.3"},null,"EIA Prime Mover-level Data","EIA Prime Mover-level Data","Estimated using emissions factor","Estimated using emissions factor","Estimated using emissions factor","Estimated using emissions factor"]
[14006,2020,"MN","Black Dog",1904,"6","GT","OP","Yes","ARP,CSNOX,CSSO2G2","CT",null,"NG",{"v":2227,"d":"2,227.0"},{"v":3924496.25,"d":"3,924,496"},{"v":2132532,"d":"2,132,532"},{"v":55.8339996337891,"d":"55.8"},{"v":30.3729991912842,"d":"30.4"},{"v":1.20000004768372,"d":"1.2"},{"v":233229.796875,"d":"233,229.8"},null,"EPA/CAMD","EPA/CAMD","EPA/CAMD","EPA/CAMD","EPA/CAMD","EPA/CAMD",{"$nulls":4},2018]
[14013,2020,"MN","Blooming Prairie",1966,"1","IC","RE",{"$nulls":4},"DFO"]
[14029,2020,"MN","Blue Lake Generating Plant",8027,"1","GT","OP","Yes","CSNOX,CSSO2G2","CT",null,"DFO",{"v":28,"d":"28.0"},{"v":2026.90002441406,"d":"2,027"},691,{"v":1.22500002384186,"d":"1.2"},{"v":0.41499999165535,"d":"0.4"},{"v":0,"d":"0.0"},{"v":165.522003173828,"d":"165.5"},null,"EPA/CAMD","EPA/CAMD","EPA/CAMD","EPA/CAMD","EPA/CAMD","Estimated using emissions factor",{"$nulls":4},1974]
[14049,2020,"MN","Brainerd Public Utilities",50636,"VPLS","ST","RE",{"$nulls":4},"BIT"]
[14052,2020,"MN","Buffalo Garden",63396,"CGS","PV","OP",{"$nulls":4},"SUN",null,{"v":11124,"d":"11,124"},{"v":6972,"d":"6,972"},{"$nulls":5},"EIA Prime Mover-level Data","EIA Prime Mover-level Data"]
[14073,2020,"MN","Capricornus Community Solar Garden",61651,"CAPR","PV","OP",{"$nulls":4},"SUN",null,{"v":16398,"d":"16,398"},{"v":9248,"d":"9,248"},{"$nulls":5},"EIA Prime Mover-level Data","EIA Prime Mover-level Data"]
[14080,2020,"MN","Carleton College",57296,"WIND1","WT","OP",{"$nulls":4},"WND",null,{"v":33737,"d":"33,737"},{"v":12270.5,"d":"12,271"},{"$nulls":5},"EIA Prime Mover-level Data","EIA Prime Mover-level Data"]
[14096,2020,"MN","Centennial Generating Station",57910,"4","IC","OP",{"$nulls":4},"DFO",null,101,{"v":61.4000015258789,"d":"61"},{"v":0.162000000476837,"d":"0.2"},{"v":0.0989999994635582,"d":"0.1"},{"v":0.0146000003442168,"d":"0.0"},{"v":8.2480001449585,"d":"8.2"},null,"EIA Prime Mover-level Data","EIA Prime Mover-level Data","Estimated using emissions factor","Estimated using emissions factor","Estimated using emissions factor","Estimated using emissions factor"]
[14116,2020,"MN","Clear Garden CSG",63481,"RPCG","PV","OP",{"$nulls":4},"SUN",null,{"v":14370,"d":"14,370"},{"v":8105,"d":"8,105"},{"$nulls":5},"EIA Prime Mover-level Data","EIA Prime Mover-level Data"]
[14117,2020,"MN","Co Rd 33",8014,"7","IC","CN",{"$nulls":4},"DFO"]
[14140,2020,"MN","Cottage Grove CSG, LLC",61483,"CTGR3","PV","OP",{"$nulls":4},"SUN",null,{"v":13024.7998046875,"d":"13,025"},{"v":7345.2001953125,"d":"7,345"},{"$nulls":5},"EIA Prime Mover-level Data","EIA Prime Mover-level Data"]
[14147,2020,"MN","Crater Community Solar",61328,"TCCS2","PV","OP",{"$nulls":4},"SUN",null,{"v":15607,"d":"15,607"},{"v":8801.6669921875,"d":"8,802"},{"$nulls":5},"EIA Prime Mover-level Data","EIA Prime Mover-level Data"]
[14163,2020,"MN","Delphinus Community Solar",61329,"QDCS1","PV","OP",{"$nulls":4},"SUN",null,{"v":12361.5,"d":"12,362"},{"v":6971,"d":"6,971"},{"$nulls":5},"EIA Prime Mover-level Data","EIA Prime Mover-level Data"]
[14170,2020,"MN","Dodge County Wind",62437,"WT","WT","IP",{"$nulls":4},"WND"]
[14190,2020,"MN","Elk River",2039,"ERPS11","GT","OP","Yes","ARP,CSNOX,CSSO2G2","CT",null,"NG",{"v":135,"d":"135.0"},{"v":169779.46875,"d":"169,779"},{"v":129837.984375,"d":"129,838"},{"v":2.8510000705719,"d":"2.9"},{"v":1.96700000762939,"d":"2.0"},{"v":0.100000001490116,"d":"0.1"},{"v":10135.7001953125,"d":"10,135.7"},null,"EPA/CAMD","EPA/CAMD","EPA/CAMD","EPA/CAMD","EPA/CAMD","EPA/CAMD",null,null,"DLNB",null,2009]
[14196,2020,"MN","Elk River City of",1971,"6","IC","OP",{"$nulls":4},"LFG",null,{"v":20948.8515625,"d":"20,949"},{"v":9283.8037109375,"d":"9,284"},{"v":55.1549987792969,"d":"55.2"},{"v":24.4270000457764,"d":"24.4"},{"v":1.79390001296997,"d":"1.8"},{"v":1330.248046875,"d":"1,330.2"},null,"EIA Prime Mover-level Data","EIA Prime Mover-level Data","Estimated using emissions factor","Estimated using emissions factor","Estimated using emissions factor","Estimated using emissions factor"]
[14214,2020,"MN","Fairmont (MN)",1973,"11","IC","OP",{"$nulls":4},"NG",null,{"v":21009.666015625,"d":"21,010"},{"v":8569.5,"d":"8,570"},{"v":43.4749984741211,"d":"43.5"},{"v":17.7029991149902,"d":"17.7"},{"v":0.0502000004053116,"d":"0.1"},{"v":1227.90002441406,"d":"1,227.9"},null,"EIA Prime Mover-level Data","EIA Prime Mover-level Data","Estimated using emissions factor","Estimated using emissions factor","Estimated using emissions factor","Estimated using emissions factor"]
[14230,2020,"MN","FastSun 10 CSG",63038,"FS10","PV","OP",{"$nulls":4},"SUN",null,{"v":13335,"d":"13,335"},{"v":8357,"d":"8,357"},{"$nulls":5},"EIA Prime Mover-level Data","EIA Prime Mover-level Data"]
[14237,2020,"MN","FastSun 21 CSG",63577,"FS21","PV","V",{"$nulls":4},"SUN"]
[14257,2020,"MN","Foreman's Hill Community Solar",61690,"FOREM","PV","OP",{"$nulls":4},"SUN",null,{"v":76140,"d":"76,140"},{"v":42940,"d":"42,940"},{"$nulls":5},"EIA Prime Mover-level Data","EIA Prime Mover-level Data"]
[14275,2020,"MN","Franklin Heating Station",54224,"DG7","IC","SB",{"$nulls":4},"NG",null,{"v":740.27001953125,"d":"740"},{"v":282.161987304688,"d":"282"},{"v":0.769999980926514,"d":"0.8"},{"v":0.340000003576279,"d":"0.3"},{"v":0.000899999984540045,"d":"0.0"},{"v":43.2649993896484,"d":"43.3"},null,"EIA Prime Mover-level Data","EIA Prime Mover-level Data","Estimated using emissions factor","Estimated using emissions factor","Estimated using emissions factor","Estimated using emissions factor"]
[14281,2020,"MN","Frontenac Holdco LLC, CSG",61919,"FRONT","PV","OP",{"$nulls":4},"SUN",null,{"v":61761,"d":"61,761"},{"v":34830,"d":"34,830"},{"$nulls":5},"EIA Prime Mover-level Data","EIA Prime Mover-level Data"]
[14301,2020,"MN","Glencoe",1975,"8","IC","OP",{"$nulls":4},"DFO",null,{"v":229.953994750977,"d":"230"},{"v":140.638000488281,"d":"141"},{"v":0.363000005483627,"d":"0.4"},{"v":0.223000004887581,"d":"0.2"},{"v":0.0326999984681606,"d":"0.0"},{"v":18.7789993286133,"d":"18.8"},null,"EIA Prime Mover-level Data","EIA Prime Mover-level Data","Estimated using emissions factor","Estimated using emissions factor","Estimated using emissions factor","Estimated using emissions factor"]
[14304,2020,"MN","Goodhue Community Solar One LLC CSG",63380,"52829","PV","OP",{"$nulls":4},"SUN",null,{"v":12115,"d":"12,115"},{"v":7052,"d":"7,052"},{"$nulls":5},"EIA Prime Mover-level Data","EIA Prime Mover-level Data"]
[14324,2020,"MN","Granite Falls",1977,"2","HY","OP",{"$nulls":4},"WAT",null,{"v":3992.4609375,"d":"3,992"},{"v":1513.84594726563,"d":"1,514"},{"$nulls":5},"EIA Prime Mover-level Data","EIA Prime Mover-level Data"]
[14340,2020,"MN","GSSP Schneider LLC",63370,"SCHN5","PV","OP",{"$nulls":4},"SUN",null,{"v":15438.599609375,"d":"15,439"},{"v":8706.599609375,"d":"8,707"},{"$nulls":5},"EIA Prime Mover-level Data","EIA Prime Mover-level Data"]
[14348,2020,"MN","Hammer Community (CSG)",63684,"HAMR","PV","OP",{"$nulls":4},"SUN",null,{"v":5711,"d":"5,711"},{"v":3370,"d":"3,370"},{"$nulls":5},"EIA Prime Mover-level Data","EIA Prime Mover-level Data"]
[14355,2020,"MN","Haven Solar Project CSG",62651,"HAVEN","PV","OP",{"$nulls":4},"SUN",null,{"v":41775,"d":"41,775"},{"v":23559,"d":"23,559"},{"$nulls":5},"EIA Prime Mover-level Data","EIA Prime Mover-level Data"]
[14371,2020,"MN","Hibbing",1979,"2","ST","SB",{"$nulls":3},3,"BIT",null,0,0,{"v":0,"d":"0.0"},{"v":0,"d":"0.0"},{"v":0,"d":"0.0"},{"v":0,"d":"0.0"},null,"EIA Unit-level Data","EIA Unit-Level Data","Estimated using emissions factor","Estimated using emissions factor","Estimated using emissions factor and plant-specific sulfur content","Estimated using emissions factor"]
[14391,2020,"MN","Hutchinson - Plant 2",6358,"1","CT","OP","Yes","ARP,CSNOX,CSSO2G2","CC",null,"NG",{"v":262,"d":"262.0"},{"v":102559.546875,"d":"102,560"},{"v":88623.625,"d":"88,624"},{"v":5.39200019836426,"d":"5.4"},{"v":4.64400005340576,"d":"4.6"},{"v":0,"d":"0.0"},{"v":6094.7001953125,"d":"6,094.7"},null,"EPA/CAMD","EPA/CAMD","EPA/CAMD","EPA/CAMD","EPA/CAMD","EPA/CAMD",null,null,"H2O",null,1994]
[14394,2020,"MN","Hutchinson Plant #1",1980,"12","IC","OP",{"$nulls":4},"NG",null,{"v":22898.802734375,"d":"22,899"},{"v":9332.04296875,"d":"9,332"},{"v":28.7159996032715,"d":"28.7"},{"v":11.6929998397827,"d":"11.7"},{"v":0.0364999994635582,"d":"0.0"},{"v":1338.31005859375,"d":"1,338.3"},null,"EIA Prime Mover-level Data","EIA Prime Mover-level Data","Estimated using emissions factor","Estimated using emissions factor","Estimated using emissions factor","Estimated using emissions factor"]
[14419,2020,"MN","Inver Hills",1913,"6","GT","OP","Yes","CSNOX,CSSO2G2","CT",null,"NG",{"v":128,"d":"128.0"},{"v":45938.6015625,"d":"45,939"},{"v":39236,"d":"39,236"},{"v":15.9499998092651,"d":"15.9"},{"v":13.7329998016357,"d":"13.7"},{"v":0.100000001490116,"d":"0.1"},{"v":2684.86010742188,"d":"2,684.9"},null,"EPA/CAMD","EPA/CAMD","EPA/CAMD","EPA/CAMD","EPA/CAMD","Estimated using emissions factor",{"$nulls":4},1972]
[14422,2020,"MN","Janesville",1982,"1","IC","OP",{"$nulls":4},"DFO",null,{"v":24.4689998626709,"d":"24"},{"v":13.2449998855591,"d":"13"},{"v":0.0230000000447035,"d":"0.0"},{"v":0.0149999996647239,"d":"0.0"},{"v":0.00209999992512167,"d":"0.0"},{"v":1.99800002574921,"d":"2.0"},null,"EIA Prime Mover-level Data","EIA Prime Mover-level Data","Estimated using emissions factor","Estimated using emissions factor","Estimated using emissions factor","Estimated using emissions factor"]
[14438,2020,"MN","Kaus Community Solar",61716,"KAUS","PV","OP",{"$nulls":4},"SUN",null,{"v":16853,"d":"16,853"},{"v":9504,"d":"9,504"},{"$nulls":5},"EIA Prime Mover-level Data","EIA Prime Mover-level Data"]
[14458,2020,"MN","Kramer Solar CSG",61058,"0000B","PV","OP",{"$nulls":4},"SUN",null,{"v":16159.6669921875,"d":"16,160"},{"v":9113.3330078125,"d":"9,113"},{"$nulls":5},"EIA Prime Mover-level Data","EIA Prime Mover-level Data"]
[14465,2020,"MN","Lake Benton I",55208,"EXIS","WT","OP",{"$nulls":4},"WND",null,{"v":2133235,"d":"2,133,235"},{"v":775882,"d":"775,882"},{"$nulls":5},"EIA Prime Mover-level Data","EIA Prime Mover-level Data"]
[14484,2020,"MN","Lakefield Utilities",7415,"2","IC","RE",{"$nulls":4},"DFO"]
[14489,2020,"MN","Lakefield Wind Project LLC",57374,"LAKE1","WT","OP",{"$nulls":4},"WND",null,{"v":4011464,"d":"4,011,464"},{"v":1418876,"d":"1,418,876"},{"$nulls":5},"EIA Prime Mover-level Data","EIA Prime Mover-level Data"]
[14505,2020,"MN","Leven Garden Solar",63425,"CGS","PV","OP",{"$nulls":4},"SUN",null,{"v":8817,"d":"8,817"},{"v":7051,"d":"7,051"},{"$nulls":5},"EIA Prime Mover-level Data","EIA Prime Mover-level Data"]
[14525,2020,"MN","Little Falls (MN)",1896,"3","HY","OP",{"$nulls":4},"WAT",null,{"v":64256.73828125,"d":"64,257"},{"v":24365.435546875,"d":"24,365"},{"$nulls":5},"EIA Prime Mover-level Data","EIA Prime Mover-level Data"]
[14532,2020,"MN","Luverne",1990,"3","ST","RE",{"$nulls":4},"NG"]
[14549,2020,"MN","Mapleton Community Solar",60941,"DMCS1","PV","OP",{"$nulls":4},"SUN",null,{"v":14806,"d":"14,806"},{"v":8350,"d":"8,350"},{"$nulls":5},"EIA Prime Mover-level Data","EIA Prime Mover-level Data"]
[14556,2020,"MN","Marmas Solar CSG",61139,"MARM4","PV","OP",{"$nulls":4},"SUN",null,{"v":15607,"d":"15,607"},{"v":8801.5,"d":"8,802"},{"$nulls":5},"EIA Prime Mover-level Data","EIA Prime Mover-level Data"]
[14572,2020,"MN","Melrose",1994,"3","IC","OP",{"$nulls":4},"DFO",null,{"v":266.902008056641,"d":"267"},{"v":165.207000732422,"d":"165"},{"v":0.444000005722046,"d":"0.4"},{"v":0.275000005960464,"d":"0.3"},{"v":0.0386999994516373,"d":"0.0"},{"v":21.7959995269775,"d":"21.8"},null,"EIA Prime Mover-level Data","EIA Prime Mover-level Data","Estimated using emissions factor","Estimated using emissions factor","Estimated using emissions factor","Estimated using emissions factor"]
[14579,2020,"MN","Minnesota Breeze LLC",56587,"1","WT","OP",{"$nulls":4},"WND",null,{"v":17616,"d":"17,616"},{"v":6407,"d":"6,407"},{"$nulls":5},"EIA Prime Mover-level Data","EIA Prime Mover-level Data"]
[14599,2020,"MN","Moose Lake",1996,"4","IC","RE",{"$nulls":4},"NG"]
[14615,2020,"MN","Mountain Lake",1998,"5","IC","OP",{"$nulls":4},"DFO",null,{"v":26.6499996185303,"d":"27"},{"v":14.625,"d":"15"},{"v":0.0359999984502792,"d":"0.0"},{"v":0.0209999997168779,"d":"0.0"},{"v":3.29999998211861E-3,"d":"0.0"},{"v":2.17600011825562,"d":"2.2"},null,"EIA Prime Mover-level Data","EIA Prime Mover-level Data","Estimated using emissions factor","Estimated using emissions factor","Estimated using emissions factor","Estimated using emissions factor"]
[14628,2020,"MN","Nautilus Lindstrom Solar CSG",62030,"LI","PV","OP",{"$nulls":4},"SUN",null,{"v":30197,"d":"30,197"},{"v":15748,"d":"15,748"},{"$nulls":5},"EIA Prime Mover-level Data","EIA Prime Mover-level Data"]
[14643,2020,"MN","New Prague",1999,"6","IC","OP",{"$nulls":4},"NG",null,{"v":2660.59204101563,"d":"2,661"},{"v":1218.46203613281,"d":"1,218"},{"v":2.76799988746643,"d":"2.8"},{"v":1.12699997425079,"d":"1.1"},{"v":0.0031999999191612,"d":"0.0"},{"v":155.496994018555,"d":"155.5"},null,"EIA Prime Mover-level Data","EIA Prime Mover-level Data","Estimated using emissions factor","Estimated using emissions factor","Estimated using emissions factor","Estimated using emissions factor"]
[14646,2020,"MN","Nicollet Garden",63938,"CGS","PV","OP",{"$nulls":4},"SUN"]
[14666,2020,"MN","Northshore Mining Silver Bay Power",10849,"PB1","ST","OP","Yes","CSNOX,CSSO2G2","WALL",null,"SUB",{"v":0,"d":"0.0"},{"$nulls":17},1955]
[14682,2020,"MN","Novel Herber Solar CSG",62966,"HERB","PV","OP",{"$nulls":4},"SUN",null,{"v":14080,"d":"14,080"},{"v":8195,"d":"8,195"},{"$nulls":5},"EIA Prime Mover-level Data","EIA Prime Mover-level Data"]
[14693,2020,"MN","Novel MNDot Solar CSG",63007,"MNDT","PV","OP",{"$nulls":4},"SUN",null,{"v":7825,"d":"7,825"},0,{"$nulls":5},"EIA Prime Mover-level Data","EIA Prime Mover-level Data"]
[14710,2020,"MN","Olinda Trail Solar",63401,"OLI","PV","OP",{"$nulls":4},"SUN",null,{"v":18028,"d":"18,028"},{"v":10167,"d":"10,167"},{"$nulls":5},"EIA Prime Mover-level Data","EIA Prime Mover-level Data"]
[14713,2020,"MN","Olmsted Waste Energy",50413,"TG2","ST","OP",{"$nulls":4},"MSW",null,{"v":263656.25,"d":"263,656"},{"v":115590.0625,"d":"115,590"},{"v":64.9800033569336,"d":"65.0"},{"v":28.5930004119873,"d":"28.6"},{"v":22.0932998657227,"d":"22.1"},{"v":26360.248046875,"d":"26,360.2"},null,"EIA Prime Mover-level Data","EIA Prime Mover-level Data","Estimated using emissions factor","Estimated using emissions factor","Estimated using emissions factor","Estimated using emissions factor"]
[14733,2020,"MN","Paynesville Community Solar",60715,"PCS4","PV","OP",{"$nulls":4},"SUN",null,{"v":14463.400390625,"d":"14,463"},{"v":8156.7998046875,"d":"8,157"},{"$nulls":5},"EIA Prime Mover-level Data","EIA Prime Mover-level Data"]
[14740,2020,"MN","Pillager",1898,"2","HY","OP",{"$nulls":4},"WAT",null,{"v":52880,"d":"52,880"},{"v":20051,"d":"20,051"},{"$nulls":5},"EIA Prime Mover-level Data","EIA Prime Mover-level Data"]
[14758,2020,"MN","Prairie River",378,"2","HY","OP",{"$nulls":4},"WAT",null,{"v":6103.2001953125,"d":"6,103"},{"v":2314.5,"d":"2,315"},{"$nulls":5},"EIA Prime Mover-level Data","EIA Prime Mover-level Data"]
[14764,2020,"MN","Preston (MN)",2004,"2","IC","RE",{"$nulls":4},"DFO"]
[14780,2020,"MN","Randolph CSG PV1-5",62209,"RAND4","PV","OP",{"$nulls":4},"SUN",null,{"v":13656.2001953125,"d":"13,656"},{"v":7701.39990234375,"d":"7,701"},{"$nulls":5},"EIA Prime Mover-level Data","EIA Prime Mover-level Data"]
[14800,2020,"MN","Redwood Falls Wind",56414,"WND1","WT","OP",{"$nulls":4},"WND",null,{"v":43132,"d":"43,132"},{"v":15687,"d":"15,687"},{"$nulls":5},"EIA Prime Mover-level Data","EIA Prime Mover-level Data"]
[14807,2020,"MN","Rengstorf Solar CSG",61383,"RENG5","PV","OP",{"$nulls":4},"SUN",null,{"v":14200.2001953125,"d":"14,200"},{"v":8008,"d":"8,008"},{"$nulls":5},"EIA Prime Mover-level Data","EIA Prime Mover-level Data"]
[14823,2020,"MN","Rosemount Community Solar",60714,"RCS2","PV","OP",{"$nulls":4},"SUN",null,{"v":14935.2001953125,"d":"14,935"},{"v":8422.599609375,"d":"8,423"},{"$nulls":5},"EIA Prime Mover-level Data","EIA Prime Mover-level Data"]
[14837,2020,"MN","SAF Hydroelectric LLC",57665,"16","HY","OP",{"$nulls":4},"WAT",null,{"v":23999.125,"d":"23,999"},{"v":9100.1884765625,"d":"9,100"},{"$nulls":5},"EIA Prime Mover-level Data","EIA Prime Mover-level Data"]
[14847,2020,"MN","Saint Marys Hospital Power Plant",54262,"1","GT","OP",{"$nulls":4},"NG",null,{"v":406145,"d":"406,145"},{"v":173954,"d":"173,954"},{"v":64.9830017089844,"d":"65.0"},{"v":27.8330001831055,"d":"27.8"},{"v":0.648999989032745,"d":"0.6"},{"v":23736.953125,"d":"23,737.0"},null,"EIA Prime Mover-level Data","EIA Prime Mover-level Data","Estimated using emissions factor","Estimated using emissions factor","Estimated using emissions factor","Estimated using emissions factor"]
[14867,2020,"MN","Sartell Dam",50252,"HG4","HY","OP",{"$nulls":4},"WAT",null,{"v":32192.515625,"d":"32,193"},{"v":12207.0966796875,"d":"12,207"},{"$nulls":5},"EIA Prime Mover-level Data","EIA Prime Mover-level Data"]
[14874,2020,"MN","Scandia Community Solar Garden",61669,"SCAND","PV","OP",{"$nulls":4},"SUN",null,{"v":36383,"d":"36,383"},{"v":20518,"d":"20,518"},{"$nulls":5},"EIA Prime Mover-level Data","EIA Prime Mover-level Data"]
[14890,2020,"MN","Shakopee Energy Park",60647,"SQA01","IC","OP",{"$nulls":4},"NG",null,{"v":54234,"d":"54,234"},{"v":22084.400390625,"d":"22,084"},{"v":69.7580032348633,"d":"69.8"},{"v":28.4060001373291,"d":"28.4"},{"v":0.0866999998688698,"d":"0.1"},{"v":3169.68090820313,"d":"3,169.7"},null,"EIA Prime Mover-level Data","EIA Prime Mover-level Data","Estimated using emissions factor","Estimated using emissions factor","Estimated using emissions factor","Estimated using emissions factor"]
[14902,2020,"MN","Sherburne County",6090,"3","ST","OP","Yes","ARP,CSNOX,CSSO2G2,MATS","WALL",1,"SUB",{"v":5992,"d":"5,992.0"},{"v":35679524,"d":"35,679,524"},{"v":15125307,"d":"15,125,307"},{"v":2151.38500976563,"d":"2,151.4"},{"v":894.047973632813,"d":"894.0"},{"v":3116.5,"d":"3,116.5"},{"v":3742066.25,"d":"3,742,066.3"},{"v":21.5400009155273,"d":"21.5"},"EPA/CAMD","EPA/CAMD","EPA/CAMD","EPA/CAMD","EPA/CAMD","EPA/CAMD","EPA/CAMD","DL","LNB","Yes",1987]
[14918,2020,"MN","SMMPA Methane Energy Facility",57903,"UNIT1","IC","OP",{"$nulls":4},"LFG",null,{"v":55588,"d":"55,588"},{"v":24619,"d":"24,619"},{"v":40.2999992370605,"d":"40.3"},{"v":17.8479995727539,"d":"17.8"},{"v":1.25069999694824,"d":"1.3"},{"v":3529.82592773438,"d":"3,529.8"},null,"EIA Prime Mover-level Data","EIA Prime Mover-level Data","Estimated using emissions factor","Estimated using emissions factor","Estimated using emissions factor","Estimated using emissions factor"]
[14934,2020,"MN","Spring Valley",2013,"2","IC","OP",{"$nulls":4},"DFO",null,{"v":249.281997680664,"d":"249"},{"v":147.02799987793,"d":"147"},{"v":0.35699999332428,"d":"0.4"},{"v":0.218999996781349,"d":"0.2"},{"v":0.0315999984741211,"d":"0.0"},{"v":20.3570003509521,"d":"20.4"},null,"EIA Prime Mover-level Data","EIA Prime Mover-level Data","Estimated using emissions factor","Estimated using emissions factor","Estimated using emissions factor","Estimated using emissions factor"]
[14941,2020,"MN","Springfield (MN)",2012,"7","IC","OP",{"$nulls":4},"DFO"]
[14957,2020,"MN","St. Charles Power Plant",56100,"1","IC","OP",{"$nulls":4},"DFO",null,{"v":160.75,"d":"161"},{"v":98.5,"d":"99"},{"v":0.25900000333786,"d":"0.3"},{"v":0.158000007271767,"d":"0.2"},{"v":0.0232999995350838,"d":"0.0"},{"v":13.1269998550415,"d":"13.1"},null,"EIA Prime Mover-level Data","EIA Prime Mover-level Data","Estimated using emissions factor","Estimated using emissions factor","Estimated using emissions factor","Estimated using emissions factor"]
[14967,2020,"MN","St. Cloud Solar CSG",61384,"STCL4","PV","OP",{"$nulls":4},"SUN",null,{"v":15463.2001953125,"d":"15,463"},{"v":8720.400390625,"d":"8,720"},{"$nulls":5},"EIA Prime Mover-level Data","EIA Prime Mover-level Data"]
[14985,2020,"MN","Strandness Garden",63367,"CGS","PV","OP",{"$nulls":4},"SUN",null,{"v":14167,"d":"14,167"},{"v":8247,"d":"8,247"},{"$nulls":5},"EIA Prime Mover-level Data","EIA Prime Mover-level Data"]
[14988,2020,"MN","SunE Feely 1 CSG, LLC",61478,"FELY1","PV","OP",{"$nulls":4},"SUN",null,{"v":14974,"d":"14,974"},{"v":8444.599609375,"d":"8,445"},{"$nulls":5},"EIA Prime Mover-level Data","EIA Prime Mover-level Data"]
[15008,2020,"MN","Syncarpha Dodge 1 CSG",62053,"SPGD1","PV","OP",{"$nulls":4},"SUN",null,{"v":16625,"d":"16,625"},{"v":9376,"d":"9,376"},{"$nulls":5},"EIA Prime Mover-level Data","EIA Prime Mover-level Data"]
[15024,2020,"MN","Thief River Falls",2014,"IC2","IC","OP",{"$nulls":4},"DFO",null,{"v":16.6000003814697,"d":"17"},{"v":9.39999961853027,"d":"9"},{"v":0.0260000005364418,"d":"0.0"},{"v":0.0149999996647239,"d":"0.0"},{"v":0.00240000011399388,"d":"0.0"},{"v":1.35599994659424,"d":"1.4"},null,"EIA Prime Mover-level Data","EIA Prime Mover-level Data","Estimated using emissions factor","Estimated using emissions factor","Estimated using emissions factor","Estimated using emissions factor"]
[15031,2020,"MN","Thomson",1901,"5","HY","OP",{"$nulls":4},"WAT",null,{"v":378470.21875,"d":"378,470"},{"v":143512.0625,"d":"143,512"},{"$nulls":5},"EIA Prime Mover-level Data","EIA Prime Mover-level Data"]
[15046,2020,"MN","Tofteland Windfarm LLC",56202,"I","WT","OP",{"$nulls":4},"WND",null,{"v":29634,"d":"29,634"},{"v":10777,"d":"10,777"},{"$nulls":5},"EIA Prime Mover-level Data","EIA Prime Mover-level Data"]
[15055,2020,"MN","Truman",2015,"6","IC","SB",{"$nulls":4},"DFO",null,{"v":42.9679985046387,"d":"43"},{"v":24.6770000457764,"d":"25"},{"v":0.0700000002980232,"d":"0.1"},{"v":0.0410000011324883,"d":"0.0"},{"v":0.00620000017806888,"d":"0.0"},{"v":3.5090000629425,"d":"3.5"},null,"EIA Prime Mover-level Data","EIA Prime Mover-level Data","Estimated using emissions factor","Estimated using emissions factor","Estimated using emissions factor","Estimated using emissions factor"]
[15075,2020,"MN","Ursa Community Solar",60712,"UCS1","PV","OP",{"$nulls":4},"SUN",null,{"v":14542,"d":"14,542"},{"v":8201,"d":"8,201"},{"$nulls":5},"EIA Prime Mover-level Data","EIA Prime Mover-level Data"]
[15082,2020,"MN","USS Big Lake 1 Solar CSG",61997,"USSBL","PV","OP",{"$nulls":4},"SUN",null,{"v":19309,"d":"19,309"},{"v":10890,"d":"10,890"},{"$nulls":5},"EIA Prime Mover-level Data","EIA Prime Mover-level Data"]
[15098,2020,"MN","USS Eggo Solar CSG",62359,"USEGG","PV","OP",{"$nulls":4},"SUN",null,{"v":18721,"d":"18,721"},{"v":10557,"d":"10,557"},{"$nulls":5},"EIA Prime Mover-level Data","EIA Prime Mover-level Data"]
[15111,2020,"MN","USS Kass Solar LLC",63170,"KASS","PV","V",{"$nulls":4},"SUN"]
[15122,2020,"MN","USS Pheasant Solar LLC CSG",63168,"PHSNT","PV","OP",{"$nulls":4},"SUN",null,{"v":1386,"d":"1,386"},0,{"$nulls":5},"EIA Prime Mover-level Data","EIA Prime Mover-level Data"]
[15142,2020,"MN","USS Wildcat Solar LLC",64866,"USSWC","PV","U",{"$nulls":4},"SUN"]
[15149,2020,"MN","Vega Community Solar",60944,"NVCS5","PV","OP",{"$nulls":4},"SUN",null,{"v":15252.7998046875,"d":"15,253"},{"v":8601.7998046875,"d":"8,602"},{"$nulls":5},"EIA Prime Mover-level Data","EIA Prime Mover-level Data"]
[15165,2020,"MN","Waseca Solar",60532,"PV1","PV","OP",{"$nulls":4},"SUN",null,{"v":165652,"d":"165,652"},{"v":93419,"d":"93,419"},{"$nulls":5},"EIA Prime Mover-level Data","EIA Prime Mover-level Data"]
[15176,2020,"MN","WCROC Wind Farm",57823,"WTG1","WT","OP",{"$nulls":4},"WND",null,{"v":40619,"d":"40,619"},{"v":14773,"d":"14,773"},{"$nulls":5},"EIA Prime Mover-level Data","EIA Prime Mover-level Data"]
[15193,2020,"MN","West Group Data Center",54294,"3","IC","SB",{"$nulls":4},"DFO",null,{"v":1407.75,"d":"1,408"},{"v":1292.25,"d":"1,292"},{"v":2.22300004959106,"d":"2.2"},{"v":2.04099988937378,"d":"2.0"},{"v":0.204099997878075,"d":"0.2"},{"v":114.960998535156,"d":"115.0"},null,"EIA Prime Mover-level Data","EIA Prime Mover-level Data","Estimated using emissions factor","Estimated using emissions factor","Estimated using emissions factor","Estimated using emissions factor"]
[15209,2020,"MN","Westside Energy Station",60564,"WES5","IC","OP",{"$nulls":4},"NG",null,{"v":59149.19921875,"d":"59,149"},{"v":24086,"d":"24,086"},{"v":75.1029968261719,"d":"75.1"},{"v":30.5830001831055,"d":"30.6"},{"v":0.0944999977946281,"d":"0.1"},{"v":3456.94702148438,"d":"3,456.9"},null,"EIA Prime Mover-level Data","EIA Prime Mover-level Data","Estimated using emissions factor","Estimated using emissions factor","Estimated using emissions factor","Estimated using emissions factor"]
[15216,2020,"MN","Willmar Municipal East Substation",57034,"E05","IC","OP",{"$nulls":4},"DFO",null,{"v":146.332992553711,"d":"146"},{"v":91.6669998168945,"d":"92"},{"v":0.232999995350838,"d":"0.2"},{"v":0.145999997854233,"d":"0.1"},{"v":0.0211999993771315,"d":"0.0"},{"v":11.9499998092651,"d":"11.9"},null,"EIA Prime Mover-level Data","EIA Prime Mover-level Data","Estimated using emissions factor","Estimated using emissions factor","Estimated using emissions factor","Estimated using emissions factor"]
[15232,2020,"MN","Winona Solar",62799,"WIN","PV","OP",{"$nulls":4},"SUN",null,{"v":7862,"d":"7,862"},{"v":4433,"d":"4,433"},{"$nulls":5},"EIA Prime Mover-level Data","EIA Prime Mover-level Data"]
[15239,2020,"MN","Woodstock Windfarm",55342,"WIND","WT","OP",{"$nulls":4},"WND",null,{"v":283008,"d":"283,008"},{"v":102933,"d":"102,933"},{"$nulls":5},"EIA Prime Mover-level Data","EIA Prime Mover-level Data"]
[15255,2020,"MN","Wright Cuddyer CSG",61494,"41329","PV","OP",{"$nulls":4},"SUN",null,{"v":15502,"d":"15,502"},{"v":8742.25,"d":"8,742"},{"$nulls":5},"EIA Prime Mover-level Data","EIA Prime Mover-level Data"]
[15276,2020,"MO","Anheuser-Busch St Louis",10430,"B9","ST","OP",{"$nulls":3},3,"NG",null,{"v":270450.75,"d":"270,451"},{"v":79450.203125,"d":"79,450"},{"v":12.8730001449585,"d":"12.9"},{"v":3.78999996185303,"d":"3.8"},{"v":0.375900000333786,"d":"0.4"},{"v":16044.044921875,"d":"16,044.0"},null,"EIA Unit-level Data","EIA Unit-Level Data","Estimated based on unit-level NOx emission rates","Estimated based on unit-level NOx ozone season emission rates","Estimated using emissions factor and plant-specific sulfur content","Estimated using emissions factor"]
[15283,2020,"MO","Audrain Power Plant",55234,"CT6","GT","OP","Yes","ARP,CSNOX,CSOSG2,CSSO2G1","CT",null,"NG",{"v":53,"d":"53.0"},{"v":32930.4765625,"d":"32,930"},{"v":25550.890625,"d":"25,551"},{"v":0.425000011920929,"d":"0.4"},{"v":0.333000004291534,"d":"0.3"},{"v":0,"d":"0.0"},{"v":1957.19995117188,"d":"1,957.2"},null,"EPA/CAMD","EPA/CAMD","EPA/CAMD","EPA/CAMD","EPA/CAMD","EPA/CAMD",null,null,"DLNB",null,2001]
[15299,2020,"MO","Callaway",6153,"1","ST","OP",{"$nulls":4},"NUC",null,{"v":80886728,"d":"80,886,728"},{"v":44900992,"d":"44,900,992"},{"$nulls":5},"EIA Prime Mover-level Data","EIA Prime Mover-level Data"]
[15306,2020,"MO","Carrollton",2120,"5","IC","RE",{"$nulls":4},"NG"]
[15320,2020,"MO","Chillicothe",2122,"GT1A","GT","OP","Yes","CSNOX,CSOSG2,CSSO2G1","CT",null,"NG",{"v":4,"d":"4.0"},{"v":75.1999969482422,"d":"75"},{"v":-2642.35009765625,"d":"-2,642"},{"v":0.0359999984502792,"d":"0.0"},{"v":0.00600000005215406,"d":"0.0"},{"v":0,"d":"0.0"},{"v":4.39499998092651,"d":"4.4"},null,"EPA/CAMD","EIA Prime Mover-level Data","EPA/CAMD","Estimated using emissions factor","EPA/CAMD","Estimated using emissions factor",{"$nulls":4},1986]
[15343,2020,"MO","Dogwood Energy Facility",55178,"CT-1","CT","OP","Yes","ARP,CSNOX,CSOSG2,CSSO2G1","CC",null,"NG",{"v":4616,"d":"4,616.0"},{"v":8234131,"d":"8,234,131"},{"v":3609208.5,"d":"3,609,209"},{"v":61.9459991455078,"d":"61.9"},{"v":27.0170001983643,"d":"27.0"},2.5,{"v":489343.8125,"d":"489,343.8"},null,"EPA/CAMD","EPA/CAMD","EPA/CAMD","EPA/CAMD","EPA/CAMD","EPA/CAMD",null,null,"DLNB,SCR",null,2001]
[15350,2020,"MO","Empire District Elec Co Energy Ctr",6223,"1","GT","OP","Yes","CSNOX,CSOSG2,CSSO2G1","CT",null,"NG",{"v":1474,"d":"1,474.0"},{"v":1052410.875,"d":"1,052,411"},{"v":468675.59375,"d":"468,676"},{"v":84.9670028686523,"d":"85.0"},{"v":34.9230003356934,"d":"34.9"},{"v":0.600000023841858,"d":"0.6"},{"v":63005.69921875,"d":"63,005.7"},null,"EPA/CAMD","EPA/CAMD","EPA/CAMD","EPA/CAMD","EPA/CAMD","EPA/CAMD",null,null,"H2O",null,1978]
[15357,2020,"MO","Fairgrounds",2082,"CT01","GT","OP","Yes","CSNOX,CSOSG2,CSSO2G1","CT",null,"DFO",{"v":14,"d":"14.0"},{"v":11440.400390625,"d":"11,440"},{"v":11440.400390625,"d":"11,440"},{"v":6.86399984359741,"d":"6.9"},{"v":6.86399984359741,"d":"6.9"},{"v":2.90000009536743,"d":"2.9"},{"v":934.255981445313,"d":"934.3"},null,"EPA/CAMD","EPA/CAMD","EPA/CAMD","EPA/CAMD","EPA/CAMD","Estimated using emissions factor",{"$nulls":4},1974]
[15373,2020,"MO","Gallatin (MO)",2127,"3A","IC","SB",{"$nulls":4},"DFO"]
[15393,2020,"MO","Hannibal - Oakwood Substation",63097,"EP-08","IC","SB",{"$nulls":4},"DFO",null,{"v":34.5,"d":"35"},{"v":13.625,"d":"14"},{"v":0.0560000017285347,"d":"0.1"},{"v":0.0219999998807907,"d":"0.0"},{"v":0.00499999988824129,"d":"0.0"},{"v":2.81699991226196,"d":"2.8"},null,"EIA Prime Mover-level Data","EIA Prime Mover-level Data","Estimated using emissions factor","Estimated using emissions factor","Estimated using emissions factor","Estimated using emissions factor"]
[15403,2020,"MO","Hawthorn",2079,"6","GT","OP","Yes","ARP,CSNOX,CSOSG2,CSSO2G1","CT",null,"NG",{"v":0,"d":"0.0"},{"$nulls":15},"O",null,1997]
[15417,2020,"MO","IKEA St. Louis 410",59714,"IK410","PV","OP",{"$nulls":4},"SUN",null,{"v":5376,"d":"5,376"},{"v":2938,"d":"2,938"},{"$nulls":5},"EIA Prime Mover-level Data","EIA Prime Mover-level Data"]
[15424,2020,"MO","Jackson (MO)",2137,"12","IC","OP",{"$nulls":4},"DFO",null,{"v":164.942993164063,"d":"165"},{"v":74.5250015258789,"d":"75"},{"v":0.137999996542931,"d":"0.1"},{"v":0.0560000017285347,"d":"0.1"},{"v":0.0124000003561378,"d":"0.0"},{"v":13.4700002670288,"d":"13.5"},null,"EIA Prime Mover-level Data","EIA Prime Mover-level Data","Estimated using emissions factor","Estimated using emissions factor","Estimated using emissions factor","Estimated using emissions factor"]
[15440,2020,"MO","Jefferson Street Substation",56599,"EP09","IC","RE",{"$nulls":4},"DFO"]
[15460,2020,"MO","Kennett",2139,"10","IC","OP",{"$nulls":4},"NG",null,{"v":4025.26098632813,"d":"4,025"},{"v":1998.01904296875,"d":"1,998"},{"v":5.2350001335144,"d":"5.2"},{"v":2.61999988555908,"d":"2.6"},{"v":6.09999988228083E-3,"d":"0.0"},{"v":235.255004882813,"d":"235.3"},null,"EIA Prime Mover-level Data","EIA Prime Mover-level Data","Estimated using emissions factor","Estimated using emissions factor","Estimated using emissions factor","Estimated using emissions factor"]
[15464,2020,"MO","Kennett",2139,"2","IC","RE",{"$nulls":4},"DFO"]
[15484,2020,"MO","Labadie",2103,"4","ST","OP","Yes","ARP,CSNOX,CSOSG2,CSSO2G1,MATS","TANGENTIAL",1,"RC",{"v":7837,"d":"7,837.0"},{"v":37958820,"d":"37,958,820"},{"v":14080849,"d":"14,080,849"},{"v":1734.13793945313,"d":"1,734.1"},{"v":653.078979492188,"d":"653.1"},{"v":9204.5,"d":"9,204.5"},{"v":3981121.5,"d":"3,981,121.5"},{"v":37.3800010681152,"d":"37.4"},"EPA/CAMD","EPA/CAMD","EPA/CAMD","EPA/CAMD","EPA/CAMD","EPA/CAMD","EPA/CAMD",null,"LNC3","Yes",1973]
[15491,2020,"MO","Macon",2141,"3","IC","RE",{"$nulls":4},"DFO"]
[15507,2020,"MO","Marceline",7470,"4","IC","RE",{"$nulls":4},"DFO"]
[15527,2020,"MO","Memphis",2145,"10","IC","OP",{"$nulls":4},"DFO"]
[15529,2020,"MO","Memphis",2145,"12","IC","OP",{"$nulls":4},"DFO"]
[15551,2020,"MO","Monroe (MO)",2146,"12","IC","OP",{"$nulls":4},"DFO"]
[15558,2020,"MO","Monroe (MO)",2146,"8","IC","OP",{"$nulls":4},"DFO"]
[15574,2020,"MO","MU Combined Heat and Power Plant",50969,"GEN6","IC","SB",{"$nulls":4},"DFO"]
[15581,2020,"MO","Niangua",2099,"1","HY","OP",{"$nulls":4},"WAT",null,{"v":13519,"d":"13,519"},{"v":5126,"d":"5,126"},{"$nulls":5},"EIA Prime Mover-level Data","EIA Prime Mover-level Data"]
[15601,2020,"MO","Osage Dam",2106,"5","HY","OP",{"$nulls":4},"WAT",null,{"v":1020544.6875,"d":"1,020,545"},{"v":386980.125,"d":"386,980"},{"$nulls":5},"EIA Prime Mover-level Data","EIA Prime Mover-level Data"]
[15612,2020,"MO","Ozark Beach",6280,"6","HY","OP",{"$nulls":4},"WAT",null,{"v":64391.5,"d":"64,392"},{"v":24416.5,"d":"24,417"},{"$nulls":5},"EIA Prime Mover-level Data","EIA Prime Mover-level Data"]
[15625,2020,"MO","Poplar Bluff Generating Station",7392,"3","IC","OP",{"$nulls":4},"NG",null,{"v":7318.7177734375,"d":"7,319"},{"v":3647.47192382813,"d":"3,647"},{"v":11.1809997558594,"d":"11.2"},{"v":5.59700012207031,"d":"5.6"},{"v":0.0142000000923872,"d":"0.0"},{"v":427.739013671875,"d":"427.7"},null,"EIA Prime Mover-level Data","EIA Prime Mover-level Data","Estimated using emissions factor","Estimated using emissions factor","Estimated using emissions factor","Estimated using emissions factor"]
[15645,2020,"MO","Shelbina Power #2",7406,"G5","IC","OP",{"$nulls":4},"DFO",null,{"v":143.757995605469,"d":"144"},{"v":58.6669998168945,"d":"59"},{"v":0.232999995350838,"d":"0.2"},{"v":0.0949999988079071,"d":"0.1"},{"v":0.0208000000566244,"d":"0.0"},{"v":11.7399997711182,"d":"11.7"},null,"EIA Prime Mover-level Data","EIA Prime Mover-level Data","Estimated using emissions factor","Estimated using emissions factor","Estimated using emissions factor","Estimated using emissions factor"]
[15648,2020,"MO","Shelbina Power #3",7860,"G8","IC","OP",{"$nulls":4},"DFO",null,194,81,{"v":0.312000006437302,"d":"0.3"},{"v":0.129999995231628,"d":"0.1"},{"v":0.0281000006943941,"d":"0.0"},{"v":15.8430004119873,"d":"15.8"},null,"EIA Prime Mover-level Data","EIA Prime Mover-level Data","Estimated using emissions factor","Estimated using emissions factor","Estimated using emissions factor","Estimated using emissions factor"]
[15668,2020,"MO","St. Francis Power Plant",7604,"2","CT","OP","Yes","ARP,CSNOX,CSOSG2,CSSO2G1","CC",null,"NG",{"v":3188,"d":"3,188.0"},{"v":4180894.25,"d":"4,180,894"},{"v":1966613.375,"d":"1,966,613"},{"v":16.4349994659424,"d":"16.4"},{"v":7.52299976348877,"d":"7.5"},{"v":1.29999995231628,"d":"1.3"},{"v":248463.09375,"d":"248,463.1"},null,"EPA/CAMD","EPA/CAMD","EPA/CAMD","EPA/CAMD","EPA/CAMD","EPA/CAMD",null,null,"DLNB,SCR",null,2001]
[15677,2020,"MO","State Line (MO)",7296,"2-2","CT","OP","Yes","ARP,CSNOX,CSOSG2,CSSO2G1","CC",null,"NG",{"v":6287,"d":"6,287.0"},{"v":9127897,"d":"9,127,897"},{"v":4628277.5,"d":"4,628,278"},{"v":65.8109970092773,"d":"65.8"},{"v":32.5890007019043,"d":"32.6"},{"v":2.70000004768372,"d":"2.7"},{"v":542452.1875,"d":"542,452.2"},null,"EPA/CAMD","EPA/CAMD","EPA/CAMD","EPA/CAMD","EPA/CAMD","EPA/CAMD",null,null,"SCR",null,2000]
[15692,2020,"MO","Table Rock",2166,"4","HY","OP",{"$nulls":4},"WAT",null,{"v":1775346.25,"d":"1,775,346"},{"v":673193.25,"d":"673,193"},{"$nulls":5},"EIA Prime Mover-level Data","EIA Prime Mover-level Data"]
[15712,2020,"MO","Trenton South",7935,"3","IC","OP",{"$nulls":4},"DFO",null,{"v":107.857002258301,"d":"108"},{"v":44.8569984436035,"d":"45"},{"v":0.172999992966652,"d":"0.2"},{"v":0.0719999969005585,"d":"0.1"},{"v":0.015599999576807,"d":"0.0"},{"v":8.80799961090088,"d":"8.8"},null,"EIA Prime Mover-level Data","EIA Prime Mover-level Data","Estimated using emissions factor","Estimated using emissions factor","Estimated using emissions factor","Estimated using emissions factor"]
[15715,2020,"MO","Trenton South",7935,"6","IC","OP",{"$nulls":4},"DFO",null,{"v":107.857002258301,"d":"108"},{"v":44.8569984436035,"d":"45"},{"v":0.172999992966652,"d":"0.2"},{"v":0.0719999969005585,"d":"0.1"},{"v":0.015599999576807,"d":"0.0"},{"v":8.80799961090088,"d":"8.8"},null,"EIA Prime Mover-level Data","EIA Prime Mover-level Data","Estimated using emissions factor","Estimated using emissions factor","Estimated using emissions factor","Estimated using emissions factor"]
[15735,2020,"MO","Viaduct",2096,"1","GT","RE",{"$nulls":4},"NG"]
[15742,2020,"MS","Ackerman Combined Cycle Plant",55694,"AA-002","CT","OP","Yes","ARP,CSOSG2","CC",null,"NG",{"v":5681,"d":"5,681.0"},{"v":11394251,"d":"11,394,251"},{"v":6396802.5,"d":"6,396,803"},{"v":75.4300003051758,"d":"75.4"},{"v":39.6389999389648,"d":"39.6"},{"v":3.40000009536743,"d":"3.4"},{"v":677142.875,"d":"677,142.9"},null,"EPA/CAMD","EPA/CAMD","EPA/CAMD","EPA/CAMD","EPA/CAMD","EPA/CAMD",null,null,"DLNB,SCR",null,2006]
[15759,2020,"MS","Choctaw County Gen",55706,"CTG1","CT","OP","Yes","ARP,CSOSG2","CC",null,"NG",{"v":6653,"d":"6,653.0"},{"v":12624096,"d":"12,624,096"},{"v":4813928.5,"d":"4,813,929"},{"v":57.9749984741211,"d":"58.0"},{"v":22.8610000610352,"d":"22.9"},{"v":3.79999995231628,"d":"3.8"},{"v":750231,"d":"750,231.0"},null,"EPA/CAMD","EPA/CAMD","EPA/CAMD","EPA/CAMD","EPA/CAMD","EPA/CAMD",null,null,"DLNB,SCR",null,2003]
[15766,2020,"MS","Crossroads Energy Center (CPU)",55395,"CT02","GT","OP","Yes","ARP,CSOSG2","CT",null,"NG",{"v":657,"d":"657.0"},{"v":407775.34375,"d":"407,775"},{"v":184654.015625,"d":"184,654"},{"v":6.14099979400635,"d":"6.1"},{"v":2.61700010299683,"d":"2.6"},{"v":0.100000001490116,"d":"0.1"},{"v":24239.80078125,"d":"24,239.8"},null,"EPA/CAMD","EPA/CAMD","EPA/CAMD","EPA/CAMD","EPA/CAMD","EPA/CAMD",null,null,"DLNB",null,2002]
[15782,2020,"MS","Eaton",2046,"2","ST","RE",{"$nulls":3},1,"NG"]
[15802,2020,"MS","International Paper Vicksburg Mill",54100,"N1REBO","ST","OP",{"$nulls":3},2,"BLQ",null,{"v":5815021,"d":"5,815,021"},{"v":2539377,"d":"2,539,377"},{"v":376.510009765625,"d":"376.5"},{"v":165.822998046875,"d":"165.8"},{"v":1757.54028320313,"d":"1,757.5"},{"v":628395.5625,"d":"628,395.6"},null,"EIA Unit-level Data","EIA Unit-Level Data","Estimated using emissions factor","Estimated using emissions factor","Estimated using emissions factor and plant-specific sulfur content","Estimated using emissions factor"]
[15809,2020,"MS","L L Wilkins",2059,"9","CS",{"$nulls":5},"NG",null,{"v":1880,"d":"1,880"},{"v":1880,"d":"1,880"},{"v":0.300999999046326,"d":"0.3"},{"v":0.300999999046326,"d":"0.3"},{"v":0.00300000002607703,"d":"0.0"},{"v":109.875999450684,"d":"109.9"},null,"EIA Unit-level Data","EIA Unit-Level Data","Estimated using emissions factor","Estimated using emissions factor","Estimated using emissions factor","Estimated using emissions factor"]
[15821,2020,"MS","Meridian III",62163,"MRDII","PV","OP",{"$nulls":4},"SUN",null,{"v":1091974,"d":"1,091,974"},{"v":556603,"d":"556,603"},{"$nulls":5},"EIA Prime Mover-level Data","EIA Prime Mover-level Data"]
[15833,2020,"MS","Prairie Bluff",57408,"GEN1","IC","OP",{"$nulls":4},"LFG",null,{"v":115630,"d":"115,630"},{"v":47914,"d":"47,914"},{"v":75.1179962158203,"d":"75.1"},{"v":31.1270008087158,"d":"31.1"},{"v":2.60170006752014,"d":"2.6"},{"v":7342.47998046875,"d":"7,342.5"},null,"EIA Prime Mover-level Data","EIA Prime Mover-level Data","Estimated using emissions factor","Estimated using emissions factor","Estimated using emissions factor","Estimated using emissions factor"]
[15849,2020,"MS","Southaven Combined Cycle Plant",55269,"AA-002","CT","OP","Yes","ARP,CSOSG2","CC",null,"NG",{"v":6546,"d":"6,546.0"},{"v":10946471,"d":"10,946,471"},{"v":5691607,"d":"5,691,607"},{"v":62.2159996032715,"d":"62.2"},{"v":31.8059997558594,"d":"31.8"},{"v":3.29999995231628,"d":"3.3"},{"v":650531.8125,"d":"650,531.8"},null,"EPA/CAMD","EPA/CAMD","EPA/CAMD","EPA/CAMD","EPA/CAMD","EPA/CAMD",null,null,"DLNB,SCR",null,2003]
[15869,2020,"MT","Basin Creek Plant",55866,"1","IC","OP",{"$nulls":4},"NG",null,{"v":59211.77734375,"d":"59,212"},{"v":18016.333984375,"d":"18,016"},{"v":78.9570007324219,"d":"79.0"},{"v":23.9750003814697,"d":"24.0"},{"v":0.0945999994874001,"d":"0.1"},{"v":3460.60400390625,"d":"3,460.6"},null,"EIA Prime Mover-level Data","EIA Prime Mover-level Data","Estimated using emissions factor","Estimated using emissions factor","Estimated using emissions factor","Estimated using emissions factor"]
[15876,2020,"MT","Basin Creek Plant",55866,"8","IC","OP",{"$nulls":4},"NG",null,{"v":59211.77734375,"d":"59,212"},{"v":18016.333984375,"d":"18,016"},{"v":78.9570007324219,"d":"79.0"},{"v":23.9750003814697,"d":"24.0"},{"v":0.0945999994874001,"d":"0.1"},{"v":3460.60400390625,"d":"3,460.6"},null,"EIA Prime Mover-level Data","EIA Prime Mover-level Data","Estimated using emissions factor","Estimated using emissions factor","Estimated using emissions factor","Estimated using emissions factor"]
[15886,2020,"MT","Black Eagle Solar, LLC",61336,"BESMT","PV","OP",{"$nulls":4},"SUN",null,{"v":52936,"d":"52,936"},{"v":32135,"d":"32,135"},{"$nulls":5},"EIA Prime Mover-level Data","EIA Prime Mover-level Data"]
[15900,2020,"MT","Colstrip",6076,"4","ST","OP","Yes","ARP,MATS","TANGENTIAL",1,"SUB",{"v":6129,"d":"6,129.0"},{"v":37194256,"d":"37,194,256"},{"v":12001708,"d":"12,001,708"},{"v":2757.580078125,"d":"2,757.6"},{"v":820.690002441406,"d":"820.7"},{"v":1569,"d":"1,569.0"},{"v":3898073.5,"d":"3,898,073.5"},{"v":25.8999996185303,"d":"25.9"},"EPA/CAMD","EPA/CAMD","EPA/CAMD","EPA/CAMD","EPA/CAMD","EPA/CAMD","EPA/CAMD","WL","LNC3","Yes",1986]
[15920,2020,"MT","Glendive Generating Station",2176,"GT-2","GT","OP","Yes","ARP","CT",null,"NG",{"v":73,"d":"73.0"},{"v":10167.6884765625,"d":"10,168"},{"v":9720.880859375,"d":"9,721"},{"v":0.699999988079071,"d":"0.7"},{"v":0.662999987602234,"d":"0.7"},{"v":0,"d":"0.0"},{"v":663.700012207031,"d":"663.7"},null,"EPA/CAMD","EPA/CAMD","EPA/CAMD","EPA/CAMD","EPA/CAMD","EPA/CAMD",null,null,"DLNB",null,2003]
[15936,2020,"MT","Hauser",2185,"HAU7","HY","OP",{"$nulls":4},"WAT",null,{"v":197902.65625,"d":"197,903"},{"v":91856.4140625,"d":"91,856"},{"$nulls":5},"EIA Prime Mover-level Data","EIA Prime Mover-level Data"]
[15943,2020,"MT","Horse Thief Wind Project, LLC",59758,"1","WT","IP",{"$nulls":4},"WND"]
[15951,2020,"MT","Judith Gap Wind Energy Center",56377,"1","WT","OP",{"$nulls":4},"WND",null,{"v":4539114,"d":"4,539,114"},{"v":1272444,"d":"1,272,444"},{"$nulls":5},"EIA Prime Mover-level Data","EIA Prime Mover-level Data"]
[15967,2020,"MT","Milltown",2190,"3","HY","RE",{"$nulls":4},"WAT"]
[15987,2020,"MT","OREG 1 Inc",56833,"CS11","OT","OP",{"$nulls":4},"WH",null,{"v":291362.25,"d":"291,362"},{"v":93070.5,"d":"93,071"},{"$nulls":5},"EIA Prime Mover-level Data","EIA Prime Mover-level Data"]
[15990,2020,"MT","OREG 2 Inc",56880,"CS12","OT","OP",{"$nulls":4},"WH",null,{"v":215722,"d":"215,722"},{"v":60378.25,"d":"60,378"},{"$nulls":5},"EIA Prime Mover-level Data","EIA Prime Mover-level Data"]
[16010,2020,"MT","Ryan",2194,"RYA4","HY","OP",{"$nulls":4},"WAT",null,{"v":701708.0625,"d":"701,708"},{"v":325696.90625,"d":"325,697"},{"$nulls":5},"EIA Prime Mover-level Data","EIA Prime Mover-level Data"]
[16026,2020,"MT","Stoltze CoGen1",58523,"STL2","ST","OP",{"$nulls":4},"WDS",null,{"v":556210,"d":"556,210"},{"v":233667,"d":"233,667"},{"v":65.4359970092773,"d":"65.4"},{"v":27.4899997711182,"d":"27.5"},{"v":6.95260000228882,"d":"7.0"},{"v":57510.31640625,"d":"57,510.3"},null,"EIA Prime Mover-level Data","EIA Prime Mover-level Data","Estimated using emissions factor","Estimated using emissions factor","Estimated using emissions factor","Estimated using emissions factor"]
[16030,2020,"MT","Thompson Falls",2195,"TF4","HY","OP",{"$nulls":4},"WAT",null,{"v":257650.390625,"d":"257,650"},{"v":119588.1328125,"d":"119,588"},{"$nulls":5},"EIA Prime Mover-level Data","EIA Prime Mover-level Data"]
[16054,2020,"NC","1073 Onslow Solar",63446,"1073","PV","P",{"$nulls":4},"SUN"]
[16057,2020,"NC","315 Vinson Road",63979,"VINSN","PV","OP",{"$nulls":4},"SUN",null,368,0,{"$nulls":5},"EIA Prime Mover-level Data","EIA Prime Mover-level Data"]
[16077,2020,"NC","American Legion PV 1",59516,"AMLEG","PV","OP",{"$nulls":4},"SUN",null,{"v":159309,"d":"159,309"},{"v":78788,"d":"78,788"},{"$nulls":5},"EIA Prime Mover-level Data","EIA Prime Mover-level Data"]
[16084,2020,"NC","Apple Data Center - Fuel Cell 1&2",58264,"FC1","FC","OP",{"$nulls":4},"LFG",null,{"v":248057.625,"d":"248,058"},{"v":99309.5234375,"d":"99,310"},{"$nulls":5},"EIA Prime Mover-level Data","EIA Prime Mover-level Data"]
[16095,2020,"NC","Arba Solar, LLC",58801,"INV3","PV","OP",{"$nulls":4},"SUN",null,{"v":4403.75,"d":"4,404"},{"v":2178,"d":"2,178"},{"$nulls":5},"EIA Prime Mover-level Data","EIA Prime Mover-level Data"]
[16121,2020,"NC","Avalon Hydropower",54801,"GEN1","HY","OP",{"$nulls":4},"WAT",null,{"v":37979.33203125,"d":"37,979"},{"v":16609.333984375,"d":"16,609"},{"$nulls":5},"EIA Prime Mover-level Data","EIA Prime Mover-level Data"]
[16124,2020,"NC","Ayrshire",58792,"PV1","PV","OP",{"$nulls":4},"SUN",null,{"v":298300,"d":"298,300"},{"v":147529,"d":"147,529"},{"$nulls":5},"EIA Prime Mover-level Data","EIA Prime Mover-level Data"]
[16144,2020,"NC","Beaufort Solar, LLC",59887,"GEN","PV","OP",{"$nulls":4},"SUN",null,{"v":241651,"d":"241,651"},{"v":119512,"d":"119,512"},{"$nulls":5},"EIA Prime Mover-level Data","EIA Prime Mover-level Data"]
[16151,2020,"NC","Bernhardt Furniture Solar Farm",60881,"BERN4","PV","OP",{"$nulls":4},"SUN",null,{"v":12774,"d":"12,774"},{"v":6318,"d":"6,318"},{"$nulls":5},"EIA Prime Mover-level Data","EIA Prime Mover-level Data"]
[16174,2020,"NC","Blewett",2707,"1","HY","OP",{"$nulls":4},"WAT",null,{"v":33250.08203125,"d":"33,250"},{"v":10752.91015625,"d":"10,753"},{"$nulls":5},"EIA Prime Mover-level Data","EIA Prime Mover-level Data"]
[16175,2020,"NC","Blewett",2707,"2","HY","OP",{"$nulls":4},"WAT",null,{"v":33250.08203125,"d":"33,250"},{"v":79820.796875,"d":"79,821"},{"$nulls":5},"EIA Prime Mover-level Data","EIA Prime Mover-level Data"]
[16195,2020,"NC","Bradley Farm (Dudley)",62593,"PV1","PV","CN",{"$nulls":4},"SUN"]
[16211,2020,"NC","Brunswick Nuclear",6014,"2","ST","OP",{"$nulls":4},"NUC",null,{"v":84491776,"d":"84,491,776"},{"v":34790120,"d":"34,790,120"},{"$nulls":5},"EIA Prime Mover-level Data","EIA Prime Mover-level Data"]
[16218,2020,"NC","Burgaw Solar, LLC",62240,"1072","PV","OP",{"$nulls":4},"SUN",null,{"v":68456,"d":"68,456"},{"v":33856,"d":"33,856"},{"$nulls":5},"EIA Prime Mover-level Data","EIA Prime Mover-level Data"]
[16234,2020,"NC","Camden Dam Solar, LLC",62330,"CMDND","PV","OP",{"$nulls":4},"SUN",null,{"v":91282,"d":"91,282"},{"v":45145,"d":"45,145"},{"$nulls":5},"EIA Prime Mover-level Data","EIA Prime Mover-level Data"]
[16253,2020,"NC","Carter PV1",59156,"CTR1","PV","OP",{"$nulls":4},"SUN",null,{"v":79703,"d":"79,703"},{"v":39419,"d":"39,419"},{"$nulls":5},"EIA Prime Mover-level Data","EIA Prime Mover-level Data"]
[16262,2020,"NC","Cedar Solar, LLC",60135,"CED","PV","OP",{"$nulls":4},"SUN",null,{"v":75993,"d":"75,993"},{"v":37583,"d":"37,583"},{"$nulls":5},"EIA Prime Mover-level Data","EIA Prime Mover-level Data"]
[16278,2020,"NC","Cheoah",54899,"3A","HY","OP",{"$nulls":4},"WAT",null,{"v":1320621.25,"d":"1,320,621"},{"v":427075,"d":"427,075"},{"$nulls":5},"EIA Prime Mover-level Data","EIA Prime Mover-level Data"]
[16285,2020,"NC","Chocowinity Solar LLC",58675,"CHOCO","PV","OP",{"$nulls":4},"SUN",null,{"v":72411,"d":"72,411"},{"v":35813,"d":"35,813"},{"$nulls":5},"EIA Prime Mover-level Data","EIA Prime Mover-level Data"]
[16301,2020,"NC","Coats Solar Farm, LLC",59937,"NB006","PV","OP",{"$nulls":4},"SUN",null,{"v":76350,"d":"76,350"},{"v":37761,"d":"37,761"},{"$nulls":5},"EIA Prime Mover-level Data","EIA Prime Mover-level Data"]
[16318,2020,"NC","Cougar Solar, LLC",61658,"COUGR","PV","OP",{"$nulls":4},"SUN",null,{"v":31197,"d":"31,197"},{"v":15429,"d":"15,429"},{"$nulls":5},"EIA Prime Mover-level Data","EIA Prime Mover-level Data"]
[16329,2020,"NC","CPI USA North Carolina Southport",10378,"BLR01B","ST","OP","Yes","CSNOX,CSSO2G1,SIPNOX","STOKER",null,"WDS",{"v":7255,"d":"7,255.0"},{"v":1214553.75,"d":"1,214,554"},{"v":515333.90625,"d":"515,334"},{"v":152.123992919922,"d":"152.1"},{"v":66.2269973754883,"d":"66.2"},{"v":531.799987792969,"d":"531.8"},{"v":125580.9375,"d":"125,580.9"},null,"EPA/CAMD","EPA/CAMD","EPA/CAMD","EPA/CAMD","EPA/CAMD","Estimated using emissions factor",null,null,"OFA",null,1987]
[16345,2020,"NC","Dan River",2723,"8C","CT","OP","Yes","ARP,CSNOX,CSSO2G1,SIPNOX","CC",null,"NG",{"v":7911,"d":"7,911.0"},{"v":16164372,"d":"16,164,372"},{"v":7359500.5,"d":"7,359,501"},{"v":127.458000183105,"d":"127.5"},{"v":56.8520011901855,"d":"56.9"},{"v":4.80000019073486,"d":"4.8"},{"v":960620.1875,"d":"960,620.2"},null,"EPA/CAMD","EPA/CAMD","EPA/CAMD","EPA/CAMD","EPA/CAMD","EPA/CAMD",null,null,"DLNB,SCR",null,2012]
[16352,2020,"NC","DE Solar 10240 Old Dowd Rd",57334,"PV01","PV","OP",{"$nulls":4},"SUN",null,{"v":17634,"d":"17,634"},{"v":8721,"d":"8,721"},{"$nulls":5},"EIA Prime Mover-level Data","EIA Prime Mover-level Data"]
[16359,2020,"NC","Dessie Solar Center LLC",58952,"DESS","PV","OP",{"$nulls":4},"SUN",null,{"v":67895,"d":"67,895"},{"v":33578,"d":"33,578"},{"$nulls":5},"EIA Prime Mover-level Data","EIA Prime Mover-level Data"]
[16383,2020,"NC","Durham Solar",60131,"DURM","PV","OP",{"$nulls":4},"SUN",null,{"v":50507,"d":"50,507"},{"v":24978,"d":"24,978"},{"$nulls":5},"EIA Prime Mover-level Data","EIA Prime Mover-level Data"]
[16396,2020,"NC","Edenton Generators",7429,"2","IC","OP",{"$nulls":4},"DFO",null,{"v":1596.5,"d":"1,597"},623,{"v":2.40000009536743,"d":"2.4"},{"v":0.936999976634979,"d":"0.9"},{"v":0.231499999761581,"d":"0.2"},{"v":130.375,"d":"130.4"},null,"EIA Prime Mover-level Data","EIA Prime Mover-level Data","Estimated using emissions factor","Estimated using emissions factor","Estimated using emissions factor","Estimated using emissions factor"]
[16399,2020,"NC","Ellerbe",59042,"GEN 1","PV","OP",{"$nulls":4},"SUN",null,{"v":25941,"d":"25,941"},{"v":12830,"d":"12,830"},{"$nulls":5},"EIA Prime Mover-level Data","EIA Prime Mover-level Data"]
[16419,2020,"NC","Exum Farm Solar, LLC",60400,"FLS1","PV","OP",{"$nulls":4},"SUN",null,{"v":74850,"d":"74,850"},{"v":37019,"d":"37,019"},{"$nulls":5},"EIA Prime Mover-level Data","EIA Prime Mover-level Data"]
[16426,2020,"NC","Farrington Farm",58318,"1","PV","OP",{"$nulls":4},"SUN",null,{"v":12677,"d":"12,677"},{"v":6269,"d":"6,269"},{"$nulls":5},"EIA Prime Mover-level Data","EIA Prime Mover-level Data"]
[16442,2020,"NC","Fontana Dam",2779,"2","HY","OP",{"$nulls":4},"WAT",null,{"v":5901385.5,"d":"5,901,386"},{"v":1908445.5,"d":"1,908,446"},{"$nulls":5},"EIA Prime Mover-level Data","EIA Prime Mover-level Data"]
[16462,2020,"NC","G G Allen",2718,"1","ST","OP","Yes","ARP,CSNOX,CSSO2G1,MATS,SIPNOX","TANGENTIAL",1,"BIT",{"v":211,"d":"211.0"},{"v":180692.609375,"d":"180,693"},{"v":180692.609375,"d":"180,693"},{"v":21.0300006866455,"d":"21.0"},{"v":21.0300006866455,"d":"21.0"},{"v":4.40000009536743,"d":"4.4"},{"v":18538.80078125,"d":"18,538.8"},{"v":0.119999997317791,"d":"0.1"},"EPA/CAMD","EPA/CAMD","EPA/CAMD","EPA/CAMD","EPA/CAMD","EPA/CAMD","EPA/CAMD","WLS","LNC3,SNCR",null,1957]
[16466,2020,"NC","G G Allen",2718,"5","ST","OP","Yes","ARP,CSNOX,CSSO2G1,MATS,SIPNOX","TANGENTIAL",1,"BIT",{"v":1372,"d":"1,372.0"},{"v":2258678.75,"d":"2,258,679"},{"v":1862371,"d":"1,862,371"},{"v":333.549987792969,"d":"333.5"},{"v":270.31201171875,"d":"270.3"},{"v":28.7000007629395,"d":"28.7"},{"v":231739.59375,"d":"231,739.6"},{"v":1.8400000333786,"d":"1.8"},"EPA/CAMD","EPA/CAMD","EPA/CAMD","EPA/CAMD","EPA/CAMD","EPA/CAMD","EPA/CAMD","WLS","LNC3,SNCR","Yes",1961]
[16486,2020,"NC","Gastonia Prime Power Park",56954,"5","IC","OP",{"$nulls":4},"DFO",null,{"v":317.746002197266,"d":"318"},{"v":124.931999206543,"d":"125"},{"v":0.477999985218048,"d":"0.5"},{"v":0.187999993562698,"d":"0.2"},{"v":0.0461000017821789,"d":"0.0"},{"v":25.9479999542236,"d":"25.9"},null,"EIA Prime Mover-level Data","EIA Prime Mover-level Data","Estimated using emissions factor","Estimated using emissions factor","Estimated using emissions factor","Estimated using emissions factor"]
[16493,2020,"NC","Gates Solar LLC",58673,"GATES","PV","OP",{"$nulls":4},"SUN",null,{"v":77229,"d":"77,229"},{"v":38194,"d":"38,194"},{"$nulls":5},"EIA Prime Mover-level Data","EIA Prime Mover-level Data"]
[16509,2020,"NC","H F Lee Steam Electric Plant",2709,"01B","CT","OP","Yes","ARP,CSNOX,CSSO2G1,SIPNOX","CC",null,"NG",{"v":7949,"d":"7,949.0"},{"v":14197642,"d":"14,197,642"},{"v":5708937,"d":"5,708,937"},{"v":348.154998779297,"d":"348.2"},{"v":128.360000610352,"d":"128.4"},{"v":4.30000019073486,"d":"4.3"},{"v":843746.125,"d":"843,746.1"},null,"EPA/CAMD","EPA/CAMD","EPA/CAMD","EPA/CAMD","EPA/CAMD","EPA/CAMD",null,null,"DLNB,H2O,SCR",null,2012]
[16527,2020,"NC","Harts Mill Solar, LLC",64144,"HMS01","PV","T",{"$nulls":4},"SUN"]
[16537,2020,"NC","HCE Johnston I, LLC",60121,"HCEJI","PV","OP",{"$nulls":4},"SUN"]
[16553,2020,"NC","High Rock Hydro",54896,"HR2","HY","OP",{"$nulls":4},"WAT",null,{"v":468999,"d":"468,999"},{"v":151669.328125,"d":"151,669"},{"$nulls":5},"EIA Prime Mover-level Data","EIA Prime Mover-level Data"]
[16560,2020,"NC","Hilly Branch",60358,"28941","PV","IP",{"$nulls":4},"SUN"]
[16576,2020,"NC","HWY 158 PV",63566,"HW158","PV","OP",{"$nulls":4},"SUN",null,{"v":6177,"d":"6,177"},0,{"$nulls":5},"EIA Prime Mover-level Data","EIA Prime Mover-level Data"]
[16592,2020,"NC","Innovative Solar 42",60539,"IS042","PV","OP",{"$nulls":4},"SUN",null,{"v":1149928,"d":"1,149,928"},{"v":560918,"d":"560,918"},{"$nulls":5},"EIA Prime Mover-level Data","EIA Prime Mover-level Data"]
[16604,2020,"NC","Innovative Solar 64",59677,"IS064","PV","OP",{"$nulls":4},"SUN",null,{"v":69579,"d":"69,579"},{"v":34411,"d":"34,411"},{"$nulls":5},"EIA Prime Mover-level Data","EIA Prime Mover-level Data"]
[16620,2020,"NC","Ivy River Hydro",50890,"GEN6","HY","OS",{"$nulls":4},"WAT"]
[16627,2020,"NC","Jester Solar",60290,"PV1","PV","OP",{"$nulls":4},"SUN",null,{"v":72658,"d":"72,658"},0,{"$nulls":5},"EIA Prime Mover-level Data","EIA Prime Mover-level Data"]
[16647,2020,"NC","Kenansville Solar Farm, LLC",58840,"INV8","PV","OP",{"$nulls":4},"SUN",null,{"v":6594.55615234375,"d":"6,595"},{"v":3261.3330078125,"d":"3,261"},{"$nulls":5},"EIA Prime Mover-level Data","EIA Prime Mover-level Data"]
[16650,2020,"NC","Kenneth Solar",59507,"PV1","PV","OP",{"$nulls":4},"SUN",null,{"v":39198,"d":"39,198"},{"v":19386,"d":"19,386"},{"$nulls":5},"EIA Prime Mover-level Data","EIA Prime Mover-level Data"]
[16671,2020,"NC","Langley PV1",59158,"LNG1","PV","OP",{"$nulls":4},"SUN",null,{"v":80641,"d":"80,641"},{"v":39883,"d":"39,883"},{"$nulls":5},"EIA Prime Mover-level Data","EIA Prime Mover-level Data"]
[16687,2020,"NC","Lincoln Combustion Turbine",7277,"10","GT","OP","Yes","ARP,CSNOX,CSSO2G1,SIPNOX","CT",null,"DFO",{"v":21,"d":"21.0"},{"v":12720.3486328125,"d":"12,720"},{"v":3862.5380859375,"d":"3,863"},{"v":0.52700001001358,"d":"0.5"},{"v":0.155000001192093,"d":"0.2"},{"v":0,"d":"0.0"},{"v":760.200012207031,"d":"760.2"},null,"EPA/CAMD","EPA/CAMD","EPA/CAMD","EPA/CAMD","EPA/CAMD","EPA/CAMD",null,null,"H2O",null,1995]
[16694,2020,"NC","Lincoln Combustion Turbine",7277,"17","GT","OP","Yes","ARP,CSNOX,CSSO2G1","CT",null,"NG",{"v":167,"d":"167.0"},{"v":329059.90625,"d":"329,060"},{"v":232860,"d":"232,860"},{"v":13.8470001220703,"d":"13.8"},{"v":13.8470001220703,"d":"13.8"},{"v":4.59999990463257,"d":"4.6"},{"v":19555.400390625,"d":"19,555.4"},null,"EPA/CAMD","EIA Prime Mover-level Data","EPA/CAMD","Estimated using emissions factor","EPA/CAMD","EPA/CAMD",null,null,"DLNB,SCR",null,2020]
[16714,2020,"NC","Longleaf Solar",60173,"PV1","PV","CN",{"$nulls":4},"SUN"]
[16717,2020,"NC","Lookout Shoals",2726,"3","HY","OP",{"$nulls":4},"WAT",null,{"v":509246,"d":"509,246"},{"v":164684.671875,"d":"164,685"},{"$nulls":5},"EIA Prime Mover-level Data","EIA Prime Mover-level Data"]
[16736,2020,"NC","Marshall Dam",2710,"HC2","HY","OP",{"$nulls":4},"WAT",null,0,0,{"$nulls":5},"EIA Prime Mover-level Data","EIA Prime Mover-level Data"]
[16754,2020,"NC","McCaskey Solar Farm, LLC",58804,"INV3","PV","CN",{"$nulls":4},"SUN"]
[16761,2020,"NC","McGrigor Farm Solar",60440,"PV1","PV","OP",{"$nulls":4},"SUN",null,{"v":90152,"d":"90,152"},{"v":44586,"d":"44,586"},{"$nulls":5},"EIA Prime Mover-level Data","EIA Prime Mover-level Data"]
[16768,2020,"NC","Meadows PV 1",59513,"MEAD1","PV","OP",{"$nulls":4},"SUN",null,{"v":299175,"d":"299,175"},{"v":147962,"d":"147,962"},{"$nulls":5},"EIA Prime Mover-level Data","EIA Prime Mover-level Data"]
[16784,2020,"NC","Mission",2746,"1","HY","OP",{"$nulls":4},"WAT",null,{"v":36028,"d":"36,028"},{"v":11651.3330078125,"d":"11,651"},{"$nulls":5},"EIA Prime Mover-level Data","EIA Prime Mover-level Data"]
[16801,2020,"NC","Morehead",2711,"GT1","GT","RE",{"$nulls":4},"DFO"]
[16812,2020,"NC","Mountain Island",2728,"4","HY","OP",{"$nulls":4},"WAT",null,{"v":499291.25,"d":"499,291"},{"v":161465.5,"d":"161,466"},{"$nulls":5},"EIA Prime Mover-level Data","EIA Prime Mover-level Data"]
[16828,2020,"NC","NA 1 (NC)",7539,"CCE1","CC","CN",{"$nulls":4},"NG"]
[16835,2020,"NC","Narrows (NC)",54894,"YN3","HY","OP",{"$nulls":4},"WAT",null,{"v":1570510.75,"d":"1,570,511"},{"v":507886.5,"d":"507,887"},{"$nulls":5},"EIA Prime Mover-level Data","EIA Prime Mover-level Data"]
[16851,2020,"NC","NCEMC Anson Plant",56249,"ES4-A","GT","OP","Yes","ARP,CSNOX,CSSO2G1,SIPNOX","CT",null,"NG",{"v":362,"d":"362.0"},{"v":90055.8125,"d":"90,056"},{"v":46143.43359375,"d":"46,143"},{"v":4.2480001449585,"d":"4.2"},{"v":2.13199996948242,"d":"2.1"},{"v":0,"d":"0.0"},{"v":5363.89990234375,"d":"5,363.9"},null,"EPA/CAMD","EPA/CAMD","EPA/CAMD","EPA/CAMD","EPA/CAMD","EPA/CAMD",null,null,"H2O",null,2007]
[16871,2020,"NC","NCSU CCUP Cogeneration Plant",61675,"CTG1","GT","OP",{"$nulls":4},"NG",null,{"v":577691,"d":"577,691"},{"v":247253,"d":"247,253"},{"v":92.4260025024414,"d":"92.4"},{"v":39.560001373291,"d":"39.6"},{"v":0.923099994659424,"d":"0.9"},{"v":33762.87890625,"d":"33,762.9"},null,"EIA Prime Mover-level Data","EIA Prime Mover-level Data","Estimated using emissions factor","Estimated using emissions factor","Estimated using emissions factor","Estimated using emissions factor"]
[16880,2020,"NC","New Bern",56688,"14","IC","OP",{"$nulls":4},"LFG",null,{"v":13767.72265625,"d":"13,768"},{"v":5507.44384765625,"d":"5,507"},{"v":9.41300010681152,"d":"9.4"},{"v":3.76799988746643,"d":"3.8"},{"v":0.299699991941452,"d":"0.3"},{"v":874.247009277344,"d":"874.2"},null,"EIA Prime Mover-level Data","EIA Prime Mover-level Data","Estimated using emissions factor","Estimated using emissions factor","Estimated using emissions factor","Estimated using emissions factor"]
[16895,2020,"NC","Nick Solar",58741,"NICK","PV","OP",{"$nulls":4},"SUN",null,{"v":71342,"d":"71,342"},{"v":35283,"d":"35,283"},{"$nulls":5},"EIA Prime Mover-level Data","EIA Prime Mover-level Data"]
[16902,2020,"NC","North Carolina Solar III LLC",58880,"NCIII","PV","OP",{"$nulls":4},"SUN",null,{"v":70658,"d":"70,658"},{"v":34945,"d":"34,945"},{"$nulls":5},"EIA Prime Mover-level Data","EIA Prime Mover-level Data"]
[16918,2020,"NC","Onslow Power Producers",58558,"GEN1","IC","OP",{"$nulls":4},"LFG",null,{"v":152346,"d":"152,346"},{"v":60993,"d":"60,993"},{"v":100.408996582031,"d":"100.4"},{"v":40.1990013122559,"d":"40.2"},{"v":3.42779994010925,"d":"3.4"},{"v":9673.939453125,"d":"9,673.9"},null,"EIA Prime Mover-level Data","EIA Prime Mover-level Data","Estimated using emissions factor","Estimated using emissions factor","Estimated using emissions factor","Estimated using emissions factor"]
[16938,2020,"NC","Panda Solar NC 9, LLC",62127,"20022","PV","OP",{"$nulls":4},"SUN",null,{"v":29215,"d":"29,215"},{"v":14449,"d":"14,449"},{"$nulls":5},"EIA Prime Mover-level Data","EIA Prime Mover-level Data"]
[16945,2020,"NC","Pecan Grove Solar, LLC",62659,"1081","PV","OP",{"$nulls":4},"SUN",null,{"v":70413,"d":"70,413"},{"v":34824,"d":"34,824"},{"$nulls":5},"EIA Prime Mover-level Data","EIA Prime Mover-level Data"]
[16962,2020,"NC","Plant Rowan County",7826,"4","CT","OP","Yes","ARP,CSNOX,CSSO2G1,SIPNOX","CC",1,"NG",{"v":7992,"d":"7,992.0"},{"v":13910631,"d":"13,910,631"},{"v":5669928.5,"d":"5,669,929"},{"v":72.6800003051758,"d":"72.7"},{"v":30.7870006561279,"d":"30.8"},{"v":4.19999980926514,"d":"4.2"},{"v":826685,"d":"826,685.0"},null,"EPA/CAMD","EPA/CAMD","EPA/CAMD","EPA/CAMD","EPA/CAMD","EPA/CAMD",null,null,"DLNB,SCR",null,2003]
[16969,2020,"NC","Powatan Road Solar",64035,"POWTN","PV","OP",{"$nulls":4},"SUN",null,351,0,{"$nulls":5},"EIA Prime Mover-level Data","EIA Prime Mover-level Data"]
[16989,2020,"NC","Red Hill Solar Center, LLC",59760,"RHILL","PV","OP",{"$nulls":4},"SUN",null,{"v":68438,"d":"68,438"},{"v":33847,"d":"33,847"},{"$nulls":5},"EIA Prime Mover-level Data","EIA Prime Mover-level Data"]
[16992,2020,"NC","Red Toad 4451 Buffalo Road, LLC",62131,"G4451","PV","OP",{"$nulls":4},"SUN",null,{"v":34976,"d":"34,976"},{"v":17298,"d":"17,298"},{"$nulls":5},"EIA Prime Mover-level Data","EIA Prime Mover-level Data"]
[17012,2020,"NC","River Road Solar, LLC",60487,"PV1","PV","OP",{"$nulls":4},"SUN",null,{"v":65095,"d":"65,095"},{"v":32193,"d":"32,193"},{"$nulls":5},"EIA Prime Mover-level Data","EIA Prime Mover-level Data"]
[17028,2020,"NC","Robin Solar",60165,"PV1","PV","V",{"$nulls":4},"SUN"]
[17036,2020,"NC","Rockwell Solar LLC",58668,"ROCKW","PV","OP",{"$nulls":4},"SUN",null,{"v":37636,"d":"37,636"},{"v":18615,"d":"18,615"},{"$nulls":5},"EIA Prime Mover-level Data","EIA Prime Mover-level Data"]
[17056,2020,"NC","Roxboro Solar Farm, LLC",61288,"GEN1","PV","OP",{"$nulls":4},"SUN",null,{"v":76115,"d":"76,115"},{"v":37644,"d":"37,644"},{"$nulls":5},"EIA Prime Mover-level Data","EIA Prime Mover-level Data"]
[17059,2020,"NC","Ruskin Solar",60922,"PV1","PV","OP",{"$nulls":4},"SUN",null,{"v":33996,"d":"33,996"},{"v":16813,"d":"16,813"},{"$nulls":5},"EIA Prime Mover-level Data","EIA Prime Mover-level Data"]
[17079,2020,"NC","Sampson County Disposal",57492,"GEN2","IC","OP",{"$nulls":4},"LFG",null,{"v":105864.6640625,"d":"105,865"},{"v":44200.83203125,"d":"44,201"},{"v":80.697998046875,"d":"80.7"},{"v":34.0149993896484,"d":"34.0"},{"v":2.38199996948242,"d":"2.4"},{"v":6722.3837890625,"d":"6,722.4"},null,"EIA Prime Mover-level Data","EIA Prime Mover-level Data","Estimated using emissions factor","Estimated using emissions factor","Estimated using emissions factor","Estimated using emissions factor"]
[17089,2020,"NC","Santeetlah",54898,"1","HY","OP",{"$nulls":4},"WAT",null,{"v":964281,"d":"964,281"},{"v":311838.5,"d":"311,839"},{"$nulls":5},"EIA Prime Mover-level Data","EIA Prime Mover-level Data"]
[17103,2020,"NC","Shadow Solar",58744,"PV1","PV","CN",{"$nulls":4},"SUN"]
[17123,2020,"NC","Siler Solar LLC",59112,"1","PV","OP",{"$nulls":4},"SUN",null,{"v":79940,"d":"79,940"},{"v":39535,"d":"39,535"},{"$nulls":5},"EIA Prime Mover-level Data","EIA Prime Mover-level Data"]
[17126,2020,"NC","Smithfield Farmland Corp Bladen",54823,"GEN2","IC","SB",{"$nulls":4},"DFO",null,{"v":34.5260009765625,"d":"35"},{"v":6.4210000038147,"d":"6"},{"v":0.0549999997019768,"d":"0.1"},{"v":0.00999999977648258,"d":"0.0"},{"v":0.00499999988824129,"d":"0.0"},{"v":2.8199999332428,"d":"2.8"},null,"EIA Prime Mover-level Data","EIA Prime Mover-level Data","Estimated using emissions factor","Estimated using emissions factor","Estimated using emissions factor","Estimated using emissions factor"]
[17146,2020,"NC","Smithfield Packaged Meats Corp.",58575,"1","IC","OP",{"$nulls":4},"DFO",null,{"v":3820.75,"d":"3,821"},{"v":1494.25,"d":"1,494"},{"v":5.74300003051758,"d":"5.7"},{"v":2.24600005149841,"d":"2.2"},{"v":0.554000020027161,"d":"0.6"},{"v":312.013000488281,"d":"312.0"},null,"EIA Prime Mover-level Data","EIA Prime Mover-level Data","Estimated using emissions factor","Estimated using emissions factor","Estimated using emissions factor","Estimated using emissions factor"]
[17154,2020,"NC","Solar Lee, LLC",64237,"002","PV","P",{"$nulls":4},"SUN"]
[17170,2020,"NC","South River H4 Solar Energy Storage",64509,"BAT1","BA","T",{"$nulls":4},"MWH"]
[17177,2020,"NC","Spencer Meadow Solar Energy Storage",64520,"BAT1","BA","T",{"$nulls":4},"MWH"]
[17193,2020,"NC","Stone Solar",61085,"1","PV","OP",{"$nulls":4},"SUN",null,{"v":83194,"d":"83,194"},{"v":41145,"d":"41,145"},{"$nulls":5},"EIA Prime Mover-level Data","EIA Prime Mover-level Data"]
[17213,2020,"NC","Tanager Holdings",60691,"PV1","PV","OP",{"$nulls":4},"SUN",null,{"v":71413,"d":"71,413"},{"v":35318,"d":"35,318"},{"$nulls":5},"EIA Prime Mover-level Data","EIA Prime Mover-level Data"]
[17220,2020,"NC","Thigpen Farms Solar, LLC",60850,"PV1","PV","OT",{"$nulls":4},"SUN"]
[17237,2020,"NC","Tuckasegee",2751,"1","HY","OP",{"$nulls":4},"WAT",null,{"v":44023,"d":"44,023"},{"v":14236,"d":"14,236"},{"$nulls":5},"EIA Prime Mover-level Data","EIA Prime Mover-level Data"]
[17244,2020,"NC","Turner Shoals",2735,"2","HY","OP",{"$nulls":4},"WAT",null,{"v":94665,"d":"94,665"},{"v":36807,"d":"36,807"},{"$nulls":5},"EIA Prime Mover-level Data","EIA Prime Mover-level Data"]
[17264,2020,"NC","Van Buren",64674,"VAN","PV","V",{"$nulls":4},"SUN"]
[17280,2020,"NC","Wadesboro Farm 2",60575,"1","PV","OP",{"$nulls":4},"SUN",null,{"v":79652,"d":"79,652"},{"v":39393,"d":"39,393"},{"$nulls":5},"EIA Prime Mover-level Data","EIA Prime Mover-level Data"]
[17287,2020,"NC","Wake County LFG Facility",59688,"E12","IC","OP",{"$nulls":4},"LFG",null,{"v":22769.56640625,"d":"22,770"},{"v":9108.900390625,"d":"9,109"},{"v":16.6219997406006,"d":"16.6"},{"v":6.65500020980835,"d":"6.7"},{"v":0.496300011873245,"d":"0.5"},{"v":1445.86303710938,"d":"1,445.9"},null,"EIA Prime Mover-level Data","EIA Prime Mover-level Data","Estimated using emissions factor","Estimated using emissions factor","Estimated using emissions factor","Estimated using emissions factor"]
[17302,2020,"NC","Wake County LFG Facility",59688,"E26","IC","OP",{"$nulls":4},"LFG",null,{"v":22769.56640625,"d":"22,770"},{"v":9108.900390625,"d":"9,109"},{"v":16.6219997406006,"d":"16.6"},{"v":6.65500020980835,"d":"6.7"},{"v":0.496300011873245,"d":"0.5"},{"v":1445.86303710938,"d":"1,445.9"},null,"EIA Prime Mover-level Data","EIA Prime Mover-level Data","Estimated using emissions factor","Estimated using emissions factor","Estimated using emissions factor","Estimated using emissions factor"]
[17311,2020,"NC","Wake County LFG Facility",59688,"E7","IC","OP",{"$nulls":4},"LFG",null,{"v":22769.56640625,"d":"22,770"},{"v":9108.900390625,"d":"9,109"},{"v":16.6219997406006,"d":"16.6"},{"v":6.65500020980835,"d":"6.7"},{"v":0.496300011873245,"d":"0.5"},{"v":1445.86303710938,"d":"1,445.9"},null,"EIA Prime Mover-level Data","EIA Prime Mover-level Data","Estimated using emissions factor","Estimated using emissions factor","Estimated using emissions factor","Estimated using emissions factor"]
[17331,2020,"NC","Washington Airport Solar LLC",58845,"1","PV","OP",{"$nulls":4},"SUN",null,{"v":77108,"d":"77,108"},{"v":38135,"d":"38,135"},{"$nulls":5},"EIA Prime Mover-level Data","EIA Prime Mover-level Data"]
[17347,2020,"NC","West River Solar, LLC",63806,"PGR28","PV","L",{"$nulls":4},"SUN"]
[17354,2020,"NC","Whitakers",59526,"WHIT1","PV","OP",{"$nulls":4},"SUN",null,{"v":216721,"d":"216,721"},{"v":107183,"d":"107,183"},{"$nulls":5},"EIA Prime Mover-level Data","EIA Prime Mover-level Data"]
[17363,2020,"NC","Wilkinson Solar LLC",62544,"GEN1","PV","OP",{"$nulls":4},"SUN",null,{"v":1235810,"d":"1,235,810"},{"v":625489,"d":"625,489"},{"$nulls":5},"EIA Prime Mover-level Data","EIA Prime Mover-level Data"]
[17378,2020,"NC","Windsor Hwy 17 Solar",64678,"WDH17","PV","V",{"$nulls":4},"SUN"]
[17398,2020,"NC","Zuma Solar, LLC",64367,"30006","PV","OP",{"$nulls":4},"SUN",null,930,0,{"$nulls":5},"EIA Prime Mover-level Data","EIA Prime Mover-level Data"]
[17401,2020,"NC","ZV Solar 3, LLC",60549,"ZV3","PV","OP",{"$nulls":4},"SUN",null,{"v":78264,"d":"78,264"},{"v":38707,"d":"38,707"},{"$nulls":5},"EIA Prime Mover-level Data","EIA Prime Mover-level Data"]
[17421,2020,"ND","Cedar Hills Wind Farm",57171,"1","WT","OP",{"$nulls":4},"WND",null,{"v":489058,"d":"489,058"},{"v":185087,"d":"185,087"},{"$nulls":5},"EIA Prime Mover-level Data","EIA Prime Mover-level Data"]
[17428,2020,"ND","Enderlin",54908,"GEN1","ST","SB",{"$nulls":4},"AB",null,{"v":36456,"d":"36,456"},{"v":15983,"d":"15,983"},{"v":1.39300000667572,"d":"1.4"},{"v":0.611000001430511,"d":"0.6"},{"v":0.455700010061264,"d":"0.5"},{"v":4748.76220703125,"d":"4,748.8"},null,"EIA Prime Mover-level Data","EIA Prime Mover-level Data","Estimated using emissions factor","Estimated using emissions factor","Estimated using emissions factor","Estimated using emissions factor"]
[17446,2020,"ND","Grafton",2811,"2","IC","SB",{"$nulls":4},"DFO"]
[17465,2020,"ND","Jamestown",2801,"1","GT","SB",{"$nulls":4},"DFO",null,{"v":3957,"d":"3,957"},{"v":1617,"d":"1,617"},{"v":1.69000005722046,"d":"1.7"},{"v":0.689999997615814,"d":"0.7"},{"v":0.999100029468536,"d":"1.0"},{"v":323.140014648438,"d":"323.1"},null,"EIA Prime Mover-level Data","EIA Prime Mover-level Data","Estimated using emissions factor","Estimated using emissions factor","Estimated using emissions factor","Estimated using emissions factor"]
[17468,2020,"ND","Langdon Renewables, LLC",56605,"GE15","WT","OP",{"$nulls":4},"WND",null,{"v":4483503,"d":"4,483,503"},{"v":1696807,"d":"1,696,807"},{"$nulls":5},"EIA Prime Mover-level Data","EIA Prime Mover-level Data"]
[17488,2020,"ND","Pioneer Generating Station",57881,"CT1","GT","OP","Yes","ARP","CT",null,"NG",{"v":2230,"d":"2,230.0"},{"v":644851.625,"d":"644,852"},{"v":158669.703125,"d":"158,670"},{"v":4.97599983215332,"d":"5.0"},{"v":1.23699998855591,"d":"1.2"},{"v":0.200000002980232,"d":"0.2"},{"v":38322.1015625,"d":"38,322.1"},null,"EPA/CAMD","EPA/CAMD","EPA/CAMD","EPA/CAMD","EPA/CAMD","EPA/CAMD",null,null,"H2O,SCR",null,2013]
[17495,2020,"ND","R M Heskett",2790,"B2","ST","OP","Yes","ARP,MATS","FLUIDIZED",1,"LIG",{"v":7898,"d":"7,898.0"},{"v":5150015,"d":"5,150,015"},{"v":1979986,"d":"1,979,986"},{"v":1031.6669921875,"d":"1,031.7"},{"v":380.701995849609,"d":"380.7"},{"v":1384.19995117188,"d":"1,384.2"},{"v":560684.1875,"d":"560,684.2"},null,"EPA/CAMD","EPA/CAMD","EPA/CAMD","EPA/CAMD","EPA/CAMD","EPA/CAMD",null,"FBL",null,null,1963]
[17511,2020,"ND","Williston",2791,"3","GT","RE",{"$nulls":4},"NG"]
[17532,2020,"NE","Beaver City",2217,"2","IC","OP",{"$nulls":4},"NG"]
[17539,2020,"NE","Broken Bow",2221,"5","IC","OP",{"$nulls":4},"NG",null,{"v":19.3099994659424,"d":"19"},{"v":7.58599996566772,"d":"8"},{"v":0,"d":"0.0"},{"v":0,"d":"0.0"},{"v":0,"d":"0.0"},{"v":1.12899994850159,"d":"1.1"},null,"EIA Prime Mover-level Data","EIA Prime Mover-level Data","Estimated using emissions factor","Estimated using emissions factor","Estimated using emissions factor","Estimated using emissions factor"]
[17555,2020,"NE","Cambridge",2223,"CAT1","IC","SB",{"$nulls":4},"DFO",null,{"v":105.5,"d":"106"},43,{"v":0.172000005841255,"d":"0.2"},{"v":0.0700000002980232,"d":"0.1"},{"v":0.0153000000864267,"d":"0.0"},{"v":8.61499977111816,"d":"8.6"},null,"EIA Prime Mover-level Data","EIA Prime Mover-level Data","Estimated using emissions factor","Estimated using emissions factor","Estimated using emissions factor","Estimated using emissions factor"]
[17562,2020,"NE","Cass County Station",55972,"CT1","GT","OP","Yes","ARP,CSNOX,CSSO2G2","CT",null,"NG",{"v":683,"d":"683.0"},{"v":922826.125,"d":"922,826"},{"v":736026.8125,"d":"736,027"},{"v":30.9099998474121,"d":"30.9"},{"v":24.5869998931885,"d":"24.6"},{"v":0.300000011920929,"d":"0.3"},{"v":54842.69921875,"d":"54,842.7"},null,"EPA/CAMD","EPA/CAMD","EPA/CAMD","EPA/CAMD","EPA/CAMD","EPA/CAMD",null,null,"DLNB",null,2003]
[17576,2020,"NE","Creston Ridge II, LLC",61668,"CR2-2","WT","OP",{"$nulls":4},"WND",null,{"v":92885,"d":"92,885"},{"v":36185.33203125,"d":"36,185"},{"$nulls":5},"EIA Prime Mover-level Data","EIA Prime Mover-level Data"]
[17586,2020,"NE","Crofton Bluffs Wind LLC",57278,"CWET1","WT","OP",{"$nulls":4},"WND",null,{"v":1491585,"d":"1,491,585"},{"v":581076,"d":"581,076"},{"$nulls":5},"EIA Prime Mover-level Data","EIA Prime Mover-level Data"]
[17606,2020,"NE","Elk City Station",7955,"2","IC","OP",{"$nulls":4},"LFG",null,{"v":72797.75,"d":"72,798"},{"v":31927.125,"d":"31,927"},{"v":51.1419982910156,"d":"51.1"},{"v":22.4290008544922,"d":"22.4"},{"v":1.63789999485016,"d":"1.6"},{"v":4622.64208984375,"d":"4,622.6"},null,"EIA Prime Mover-level Data","EIA Prime Mover-level Data","Estimated using emissions factor","Estimated using emissions factor","Estimated using emissions factor","Estimated using emissions factor"]
[17622,2020,"NE","Falls City",2237,"5","IC","OP",{"$nulls":4},"NG",null,{"v":268.371002197266,"d":"268"},{"v":138.274993896484,"d":"138"},{"v":0.358000010251999,"d":"0.4"},{"v":0.187000006437302,"d":"0.2"},{"v":0.00039999998989515,"d":"0.0"},{"v":15.6850004196167,"d":"15.7"},null,"EIA Prime Mover-level Data","EIA Prime Mover-level Data","Estimated using emissions factor","Estimated using emissions factor","Estimated using emissions factor","Estimated using emissions factor"]
[17629,2020,"NE","Fort Calhoun",2289,"1","ST","RE",{"$nulls":4},"NUC"]
[17645,2020,"NE","Hastings Community Solar Farm",62833,"PV","PV","OP",{"$nulls":4},"SUN",null,{"v":31171,"d":"31,171"},{"v":17395,"d":"17,395"},{"$nulls":5},"EIA Prime Mover-level Data","EIA Prime Mover-level Data"]
[17655,2020,"NE","Johnson 2",2229,"1","HY","OP",{"$nulls":4},"WAT",null,{"v":1029406,"d":"1,029,406"},{"v":390340,"d":"390,340"},{"$nulls":5},"EIA Prime Mover-level Data","EIA Prime Mover-level Data"]
[17673,2020,"NE","Laurel",2249,"4","IC","RE",{"$nulls":4},"NG"]
[17689,2020,"NE","Madison Utilities",7469,"FM4","IC","RE",{"$nulls":4},"DFO"]
[17696,2020,"NE","Milligan III Wind Farm",61159,"M3001","WT","T",{"$nulls":4},"WND"]
[17716,2020,"NE","Nebraska City # 2",7555,"12","IC","OP",{"$nulls":4},"NG",null,158,79,{"v":0.224000006914139,"d":"0.2"},{"v":0.118000000715256,"d":"0.1"},{"v":0.000300000014249235,"d":"0.0"},{"v":9.23400020599365,"d":"9.2"},null,"EIA Prime Mover-level Data","EIA Prime Mover-level Data","Estimated using emissions factor","Estimated using emissions factor","Estimated using emissions factor","Estimated using emissions factor"]
[17720,2020,"NE","North Denver",2244,"4","ST","SB",{"$nulls":3},1,"NG",null,{"v":2618,"d":"2,618"},{"v":2618,"d":"2,618"},{"v":0.202999994158745,"d":"0.2"},{"v":0.202999994158745,"d":"0.2"},{"v":4.19999985024333E-3,"d":"0.0"},{"v":153.007995605469,"d":"153.0"},null,"EIA Unit-level Data","EIA Unit-Level Data","Estimated using emissions factor","Estimated using emissions factor","Estimated using emissions factor","Estimated using emissions factor"]
[17740,2020,"NE","Papillion Creek Wastewater",55027,"953","IC","OP",{"$nulls":4},"OBG",null,{"v":28937.333984375,"d":"28,937"},{"v":12374.3330078125,"d":"12,374"},{"v":55.9440002441406,"d":"55.9"},{"v":26.7450008392334,"d":"26.7"},{"v":0.0824000015854836,"d":"0.1"},{"v":1837.51501464844,"d":"1,837.5"},null,"EIA Prime Mover-level Data","EIA Prime Mover-level Data","Estimated using emissions factor","Estimated using emissions factor","Estimated using emissions factor","Estimated using emissions factor"]
[17756,2020,"NE","Prairie Breeze",58322,"1","WT","OP",{"$nulls":4},"WND",null,{"v":7318086,"d":"7,318,086"},{"v":2850903,"d":"2,850,903"},{"$nulls":5},"EIA Prime Mover-level Data","EIA Prime Mover-level Data"]
[17763,2020,"NE","Red Cloud",2299,"4","IC","OP",{"$nulls":4},"DFO",null,{"v":145.281005859375,"d":"145"},{"v":60.6669998168945,"d":"61"},{"v":0.230000004172325,"d":"0.2"},{"v":0.096000000834465,"d":"0.1"},{"v":0.0210999995470047,"d":"0.0"},{"v":11.8640003204346,"d":"11.9"},null,"EIA Prime Mover-level Data","EIA Prime Mover-level Data","Estimated using emissions factor","Estimated using emissions factor","Estimated using emissions factor","Estimated using emissions factor"]
[17770,2020,"NE","Sargent",2300,"1","IC","OP",{"$nulls":4},"DFO",null,{"v":5.5,"d":"6"},0,{"v":0.00899999961256981,"d":"0.0"},{"v":0,"d":"0.0"},{"v":0.0007999999797903,"d":"0.0"},{"v":0.449000000953674,"d":"0.4"},null,"EIA Prime Mover-level Data","EIA Prime Mover-level Data","Estimated using emissions factor","Estimated using emissions factor","Estimated using emissions factor","Estimated using emissions factor"]
[17785,2020,"NE","Sholes Wind Energy Center",61889,"WSN1","WT","OP",{"$nulls":4},"WND",null,{"v":6202013,"d":"6,202,013"},{"v":2549286,"d":"2,549,286"},{"$nulls":5},"EIA Prime Mover-level Data","EIA Prime Mover-level Data"]
[17807,2020,"NE","Standing Bear Lake",64548,"5","IC","T",{"$nulls":4},"NG"]
[17814,2020,"NE","Stuart (NE)",2305,"5","IC","OP",{"$nulls":4},"DFO",null,{"v":77.4739990234375,"d":"77"},{"v":29.05299949646,"d":"29"},{"v":0.0560000017285347,"d":"0.1"},{"v":0,"d":"0.0"},{"v":0.00510000018402934,"d":"0.0"},{"v":6.3270001411438,"d":"6.3"},null,"EIA Prime Mover-level Data","EIA Prime Mover-level Data","Estimated using emissions factor","Estimated using emissions factor","Estimated using emissions factor","Estimated using emissions factor"]
[17830,2020,"NE","Valentine Wind, LLC",59736,"7772","WT","OP",{"$nulls":4},"WND",null,{"v":55823,"d":"55,823"},{"v":21747,"d":"21,747"},{"$nulls":5},"EIA Prime Mover-level Data","EIA Prime Mover-level Data"]
[17837,2020,"NE","Wakefield",2311,"2","IC","OP",{"$nulls":4},"DFO",null,{"v":6.73199987411499,"d":"7"},0,{"v":0.0109999999403954,"d":"0.0"},{"v":0,"d":"0.0"},{"v":1.00000004749745E-3,"d":"0.0"},{"v":0.550000011920929,"d":"0.6"},null,"EIA Prime Mover-level Data","EIA Prime Mover-level Data","Estimated using emissions factor","Estimated using emissions factor","Estimated using emissions factor","Estimated using emissions factor"]
[17853,2020,"NE","Western Meadowlark Solar SCS NE 1, LLC",64365,"30003","PV","OP",{"$nulls":4},"SUN",null,{"v":79912,"d":"79,912"},{"v":46108,"d":"46,108"},{"$nulls":5},"EIA Prime Mover-level Data","EIA Prime Mover-level Data"]
[17864,2020,"NH","Amoskeag",2354,"2","HY","OP",{"$nulls":4},"WAT",null,{"v":205803.75,"d":"205,804"},{"v":56356.875,"d":"56,357"},{"$nulls":5},"EIA Prime Mover-level Data","EIA Prime Mover-level Data"]
[17881,2020,"NH","Berlin Gorham",54639,"SHL3","HY","OP",{"$nulls":4},"WAT",null,{"v":72151.6015625,"d":"72,152"},{"v":19757.880859375,"d":"19,758"},{"$nulls":5},"EIA Prime Mover-level Data","EIA Prime Mover-level Data"]
[17897,2020,"NH","Comerford",2349,"GEN2","HY","OP",{"$nulls":4},"WAT",null,{"v":822508.6875,"d":"822,509"},{"v":225234.359375,"d":"225,234"},{"$nulls":5},"EIA Prime Mover-level Data","EIA Prime Mover-level Data"]
[17904,2020,"NH","Dartmouth College Heating Plant",54409,"GEN2","ST","OP",{"$nulls":4},"RFO",null,{"v":138207.71875,"d":"138,208"},{"v":32192.857421875,"d":"32,193"},{"v":21.6529998779297,"d":"21.7"},{"v":5.04400014877319,"d":"5.0"},{"v":60.2515983581543,"d":"60.3"},{"v":11276.029296875,"d":"11,276.0"},null,"EIA Prime Mover-level Data","EIA Prime Mover-level Data","Estimated using emissions factor","Estimated using emissions factor","Estimated using emissions factor","Estimated using emissions factor"]
[17920,2020,"NH","Gorham",2358,"2","HY","OP",{"$nulls":4},"WAT",null,{"v":20005.63671875,"d":"20,006"},{"v":5478.36376953125,"d":"5,478"},{"$nulls":5},"EIA Prime Mover-level Data","EIA Prime Mover-level Data"]
[17929,2020,"NH","Hampton Facility",10108,"GEN1","IC","RE",{"$nulls":4},"DFO"]
[17948,2020,"NH","Lower Village Water Power Project",50285,"0001","HY","OP",{"$nulls":4},"WAT",null,{"v":20498,"d":"20,498"},{"v":5613,"d":"5,613"},{"$nulls":5},"EIA Prime Mover-level Data","EIA Prime Mover-level Data"]
[17964,2020,"NH","Nashua Plant",55006,"UNT1","IC","RE",{"$nulls":4},"LFG"]
[17971,2020,"NH","Newington Energy",55661,"2","CT","OP","Yes","ARP,NHNOX,RGGI","CC",null,"NG",{"v":1250,"d":"1,250.0"},{"v":1751765.75,"d":"1,751,766"},{"v":1348532.5,"d":"1,348,533"},{"v":11.1330003738403,"d":"11.1"},{"v":7.16599988937378,"d":"7.2"},{"v":1,"d":"1.0"},{"v":106133.296875,"d":"106,133.3"},null,"EPA/CAMD","EPA/CAMD","EPA/CAMD","EPA/CAMD","EPA/CAMD","EPA/CAMD",null,null,"DLNB,H2O,NH3,SCR",null,2002]
[17991,2020,"NH","Schiller",2367,"6","ST","OP","Yes","ARP,MATS,NHNOX,RGGI","WALL",1,"BIT",{"v":1547,"d":"1,547.0"},{"v":71514.203125,"d":"71,514"},{"v":14788.34765625,"d":"14,788"},{"v":5.55800008773804,"d":"5.6"},{"v":1.14999997615814,"d":"1.1"},{"v":18.6000003814697,"d":"18.6"},{"v":6243,"d":"6,243.0"},{"v":0.0199999995529652,"d":"0.0"},"EPA/CAMD","EPA/CAMD","EPA/CAMD","EPA/CAMD","EPA/CAMD","EPA/CAMD","EPA/CAMD",null,"LNBO,SNCR","Yes",1957]
[17994,2020,"NH","Smith (NH)",2368,"1","HY","OP",{"$nulls":4},"WAT",null,{"v":975628,"d":"975,628"},{"v":267164,"d":"267,164"},{"$nulls":5},"EIA Prime Mover-level Data","EIA Prime Mover-level Data"]
[18015,2020,"NJ","101 Carnegie Center Solar, LLC",64025,"297","PV","OP",{"$nulls":4},"SUN",null,{"v":1325,"d":"1,325"},0,{"$nulls":5},"EIA Prime Mover-level Data","EIA Prime Mover-level Data"]
[18031,2020,"NJ","AC Power",63260,"ACP","PV","OP",{"$nulls":4},"SUN",null,{"v":18247,"d":"18,247"},{"v":9932,"d":"9,932"},{"$nulls":5},"EIA Prime Mover-level Data","EIA Prime Mover-level Data"]
[18038,2020,"NJ","Adams Ave MS and HS",60772,"PVMS","PV","OP",{"$nulls":4},"SUN",null,{"v":17860.7421875,"d":"17,861"},{"v":9722.322265625,"d":"9,722"},{"$nulls":5},"EIA Prime Mover-level Data","EIA Prime Mover-level Data"]
[18058,2020,"NJ","Bayonne Energy Center",56964,"GT5","GT","OP","Yes","ARP,CSNOX,CSOSG2,CSSO2G1,RGGI","CT",null,"NG",{"v":1019,"d":"1,019.0"},{"v":366158.375,"d":"366,158"},{"v":263727.53125,"d":"263,728"},{"v":1.26699995994568,"d":"1.3"},{"v":0.882000029087067,"d":"0.9"},{"v":0.100000001490116,"d":"0.1"},{"v":21761.30078125,"d":"21,761.3"},null,"EPA/CAMD","EPA/CAMD","EPA/CAMD","EPA/CAMD","EPA/CAMD","EPA/CAMD",null,null,"H2O,NH3,SCR",null,2012]
[18061,2020,"NJ","Bayonne Energy Center",56964,"GT8","GT","OP","Yes","ARP,CSNOX,CSOSG2,CSSO2G1,RGGI","CT",null,"NG",{"v":930,"d":"930.0"},{"v":336085.1875,"d":"336,085"},{"v":229928.546875,"d":"229,929"},{"v":1.15900003910065,"d":"1.2"},{"v":0.763999998569489,"d":"0.8"},{"v":0.100000001490116,"d":"0.1"},{"v":19971.80078125,"d":"19,971.8"},null,"EPA/CAMD","EPA/CAMD","EPA/CAMD","EPA/CAMD","EPA/CAMD","EPA/CAMD",null,null,"H2O,NH3,SCR",null,2012]
[18073,2020,"NJ","Bayville Central Facility",54569,"COG6","IC","OP",{"$nulls":4},"DFO",null,{"v":16824.783203125,"d":"16,825"},{"v":7251.52197265625,"d":"7,252"},{"v":1.25100004673004,"d":"1.3"},{"v":0.768999993801117,"d":"0.8"},{"v":0.11599999666214,"d":"0.1"},{"v":1373.9599609375,"d":"1,374.0"},null,"EIA Prime Mover-level Data","EIA Prime Mover-level Data","Estimated using emissions factor","Estimated using emissions factor","Estimated using emissions factor","Estimated using emissions factor"]
[18089,2020,"NJ","Bergen Generating Station",2398,"1201","CT","OP","Yes","ARP,CSNOX,CSOSG2,CSSO2G1,RGGI","CC",1,"NG",{"v":1357,"d":"1,357.0"},{"v":1246625.125,"d":"1,246,625"},{"v":899456.375,"d":"899,456"},{"v":24.3920001983643,"d":"24.4"},{"v":18.9139995574951,"d":"18.9"},{"v":0.400000005960464,"d":"0.4"},{"v":74096.703125,"d":"74,096.7"},null,"EPA/CAMD","EPA/CAMD","EPA/CAMD","EPA/CAMD","EPA/CAMD","EPA/CAMD",null,null,"DLNB,H2O",null,1995]
[18105,2020,"NJ","Bristol Myers Squibb Lawrenceville",58947,"DG101","IC","SB",{"$nulls":4},"DFO",null,159,70,{"v":0.252000004053116,"d":"0.3"},{"v":0.112000003457069,"d":"0.1"},{"v":0.0230999998748302,"d":"0.0"},{"v":12.9840002059937,"d":"13.0"},null,"EIA Prime Mover-level Data","EIA Prime Mover-level Data","Estimated using emissions factor","Estimated using emissions factor","Estimated using emissions factor","Estimated using emissions factor"]
[18125,2020,"NJ","Carlls Corner Energy Center",2379,"003001","GT","OP","Yes","CSNOX,CSOSG2,CSSO2G1,RGGI","CT",null,"NG",{"v":179,"d":"179.0"},{"v":116184.203125,"d":"116,184"},{"v":85773,"d":"85,773"},{"v":44.0429992675781,"d":"44.0"},{"v":33.0610008239746,"d":"33.1"},{"v":0.200000002980232,"d":"0.2"},{"v":7201.60009765625,"d":"7,201.6"},null,"EPA/CAMD","EPA/CAMD","EPA/CAMD","EPA/CAMD","EPA/CAMD","EPA/CAMD",null,null,"H2O",null,1973]
[18128,2020,"NJ","Carrier Clinic",59297,"CARRI","PV","OP",{"$nulls":4},"SUN",null,{"v":16169,"d":"16,169"},{"v":8801,"d":"8,801"},{"$nulls":5},"EIA Prime Mover-level Data","EIA Prime Mover-level Data"]
[18152,2020,"NJ","Cornerstone Power Vineland I LLC",58512,"PV1","PV","OP",{"$nulls":4},"SUN",null,{"v":43339,"d":"43,339"},{"v":23590,"d":"23,590"},{"$nulls":5},"EIA Prime Mover-level Data","EIA Prime Mover-level Data"]
[18156,2020,"NJ","Covanta Essex Company",10643,"2","ST","OP",{"$nulls":3},2,"MSW",null,{"v":3226051.75,"d":"3,226,052"},{"v":1268201.125,"d":"1,268,201"},{"v":254.858001708984,"d":"254.9"},{"v":99.5540008544922,"d":"99.6"},{"v":45.2452011108398,"d":"45.2"},{"v":322539.375,"d":"322,539.4"},null,"EIA Unit-level Data","EIA Unit-Level Data","Estimated based on unit-level NOx emission rates","Estimated based on unit-level NOx ozone season emission rates","Estimated using emissions factor and plant-specific sulfur content","Estimated using emissions factor",null,"SD","SN","Yes"]
[18172,2020,"NJ","Delanco",64411,"DELAN","PV","V",{"$nulls":4},"SUN"]
[18179,2020,"NJ","DG Iron Mountain",62957,"IRNMT","PV","OP",{"$nulls":4},"SUN",null,{"v":31433,"d":"31,433"},{"v":22557,"d":"22,557"},{"$nulls":5},"EIA Prime Mover-level Data","EIA Prime Mover-level Data"]
[18195,2020,"NJ","Elmwood Park Power - LLC",50852,"002001","CT","OP","Yes","CSNOX,CSOSG2,CSSO2G1,RGGI","CC",null,"NG",{"v":29,"d":"29.0"},{"v":12117.0732421875,"d":"12,117"},{"v":12117.0732421875,"d":"12,117"},{"v":0.412999987602234,"d":"0.4"},{"v":0.412999987602234,"d":"0.4"},{"v":0,"d":"0.0"},{"v":719.900024414063,"d":"719.9"},null,"EPA/CAMD","EPA/CAMD","EPA/CAMD","EPA/CAMD","EPA/CAMD","EPA/CAMD",null,null,"H2O",null,1989]
[18217,2020,"NJ","Galloway Landfill",63698,"GALLO","PV","OP",{"$nulls":4},"SUN",null,{"v":6966,"d":"6,966"},{"v":2450,"d":"2,450"},{"$nulls":5},"EIA Prime Mover-level Data","EIA Prime Mover-level Data"]
[18223,2020,"NJ","Gilbert Generating Station",2393,"04","CT","OP","Yes","ARP,CSNOX,CSOSG2,CSSO2G1,RGGI","CC",null,"NG",{"v":63,"d":"63.0"},{"v":31710.326171875,"d":"31,710"},{"v":31663.091796875,"d":"31,663"},{"v":0.591000020503998,"d":"0.6"},{"v":0.58899998664856,"d":"0.6"},{"v":0,"d":"0.0"},{"v":1884.5,"d":"1,884.5"},null,"EPA/CAMD","EPA/CAMD","EPA/CAMD","EPA/CAMD","EPA/CAMD","EPA/CAMD",null,null,"DLNB",null,1974]
[18239,2020,"NJ","GSPP Onyx New Brunswick LLC",64422,"NBOE4","PV","OP",{"$nulls":4},"SUN",null,{"v":1147.63598632813,"d":"1,148"},{"v":624.635986328125,"d":"625"},{"$nulls":5},"EIA Prime Mover-level Data","EIA Prime Mover-level Data"]
[18246,2020,"NJ","Hartz Way",60501,"1","PV","OP",{"$nulls":4},"SUN",null,{"v":9957,"d":"9,957"},{"v":5421,"d":"5,421"},{"$nulls":5},"EIA Prime Mover-level Data","EIA Prime Mover-level Data"]
[18266,2020,"NJ","Holland Solar",60763,"PV1","PV","OP",{"$nulls":4},"SUN",null,{"v":30092,"d":"30,092"},{"v":16380,"d":"16,380"},{"$nulls":5},"EIA Prime Mover-level Data","EIA Prime Mover-level Data"]
[18282,2020,"NJ","IKEA Westhampton 061",58016,"PV","PV","OP",{"$nulls":4},"SUN",null,{"v":19311,"d":"19,311"},{"v":10512,"d":"10,512"},{"$nulls":5},"EIA Prime Mover-level Data","EIA Prime Mover-level Data"]
[18296,2020,"NJ","Jordache Enterprises Solar",58049,"PV","PV","OP",{"$nulls":4},"SUN",null,{"v":13019,"d":"13,019"},{"v":7086,"d":"7,086"},{"$nulls":5},"EIA Prime Mover-level Data","EIA Prime Mover-level Data"]
[18306,2020,"NJ","Kearny Generating Station",2404,"132","GT","OP","Yes","ARP,CSNOX,CSOSG2,CSSO2G1,RGGI","CT",null,"NG",{"v":786,"d":"786.0"},{"v":101833.609375,"d":"101,834"},{"v":52562.4765625,"d":"52,562"},{"v":0.49099999666214,"d":"0.5"},{"v":0.229000002145767,"d":"0.2"},{"v":0,"d":"0.0"},{"v":6051.5,"d":"6,051.5"},null,"EPA/CAMD","EPA/CAMD","EPA/CAMD","EPA/CAMD","EPA/CAMD","EPA/CAMD",null,null,"H2O,SCR",null,2012]
[18313,2020,"NJ","LabCorp Engine",64142,"LCG","IC","OP",{"$nulls":4},"NG",null,{"v":5349,"d":"5,349"},{"v":2628,"d":"2,628"},{"v":7.13600015640259,"d":"7.1"},{"v":3.50600004196167,"d":"3.5"},{"v":0.008500000461936,"d":"0.0"},{"v":312.619995117188,"d":"312.6"},null,"EIA Prime Mover-level Data","EIA Prime Mover-level Data","Estimated using emissions factor","Estimated using emissions factor","Estimated using emissions factor","Estimated using emissions factor"]
[18333,2020,"NJ","Linden Generating Station",2406,"6","GT","OP","Yes","ARP,CSNOX,CSOSG2,CSSO2G1,RGGI","CT",null,"NG",{"v":108,"d":"108.0"},{"v":30715.59765625,"d":"30,716"},{"v":25908.404296875,"d":"25,908"},{"v":0.785000026226044,"d":"0.8"},{"v":0.593999981880188,"d":"0.6"},{"v":0,"d":"0.0"},{"v":1835.40002441406,"d":"1,835.4"},null,"EPA/CAMD","EPA/CAMD","EPA/CAMD","EPA/CAMD","EPA/CAMD","EPA/CAMD",null,null,"DLNB,H2O",null,2000]
[18349,2020,"NJ","Manheim New Jersey",63229,"NJSRO","PV","OP",{"$nulls":4},"SUN",null,{"v":14861.63671875,"d":"14,862"},{"v":8090.0908203125,"d":"8,090"},{"$nulls":5},"EIA Prime Mover-level Data","EIA Prime Mover-level Data"]
[18361,2020,"NJ","Mercer Mall",58070,"1","PV","OP",{"$nulls":4},"SUN",null,{"v":13678,"d":"13,678"},{"v":7446,"d":"7,446"},{"$nulls":5},"EIA Prime Mover-level Data","EIA Prime Mover-level Data"]
[18373,2020,"NJ","Middlesex Apple Orchard Solar",58090,"SEF-2","PV","OP",{"$nulls":4},"SUN",null,{"v":46233.48828125,"d":"46,233"},{"v":25165.787109375,"d":"25,166"},{"$nulls":5},"EIA Prime Mover-level Data","EIA Prime Mover-level Data"]
[18380,2020,"NJ","Mill Creek Solar",57728,"MILLC","PV","OP",{"$nulls":4},"SUN",null,{"v":44725,"d":"44,725"},{"v":24345,"d":"24,345"},{"$nulls":5},"EIA Prime Mover-level Data","EIA Prime Mover-level Data"]
[18400,2020,"NJ","NJ Oak Solar Plant",57948,"OAK","PV","OP",{"$nulls":4},"SUN",null,{"v":115591,"d":"115,591"},{"v":62920,"d":"62,920"},{"$nulls":5},"EIA Prime Mover-level Data","EIA Prime Mover-level Data"]
[18403,2020,"NJ","NJ TRANSITGRID",63631,"CTG-3","GT","CN",{"$nulls":4},"NG"]
[18426,2020,"NJ","Ocean County Landfill",54980,"UNT9","IC","OP",{"$nulls":4},"LFG",null,{"v":119317.3359375,"d":"119,317"},{"v":53487,"d":"53,487"},{"v":80.1009979248047,"d":"80.1"},{"v":35.1399993896484,"d":"35.1"},{"v":2.68460011482239,"d":"2.7"},{"v":7576.6259765625,"d":"7,576.6"},null,"EIA Prime Mover-level Data","EIA Prime Mover-level Data","Estimated using emissions factor","Estimated using emissions factor","Estimated using emissions factor","Estimated using emissions factor"]
[18431,2020,"NJ","Overlook Medical Center",62622,"CHPS1","IC","OP",{"$nulls":4},"NG",null,{"v":11196.25,"d":"11,196"},{"v":5495.75,"d":"5,496"},{"v":30.1140003204346,"d":"30.1"},{"v":14.7980003356934,"d":"14.8"},{"v":0.0355000011622906,"d":"0.0"},{"v":654.359985351563,"d":"654.4"},null,"EIA Prime Mover-level Data","EIA Prime Mover-level Data","Estimated using emissions factor","Estimated using emissions factor","Estimated using emissions factor","Estimated using emissions factor"]
[18447,2020,"NJ","Paulsboro Refining Company LLC",50628,"752001","ST","OP","Yes","SIPNOX","WALL",null,"PRG",null,{"v":3000040.75,"d":"3,000,041"},{"v":1065406.375,"d":"1,065,406"},{"v":840.010986328125,"d":"840.0"},{"v":298.313995361328,"d":"298.3"},{"v":4.79409980773926,"d":"4.8"},{"v":175335.96875,"d":"175,336.0"},null,"EIA Prime Mover-level Data","EIA Prime Mover-level Data","Estimated using emissions factor","Estimated using emissions factor","Estimated using emissions factor","Estimated using emissions factor",null,null,"LNB",null,1991]
[18467,2020,"NJ","Pettinos Solar",63197,"ACP4","PV","T",{"$nulls":4},"SUN"]
[18470,2020,"NJ","Pittsgrove Solar",60740,"PV1","PV","OP",{"$nulls":4},"SUN",null,{"v":26002,"d":"26,002"},{"v":14154,"d":"14,154"},{"$nulls":5},"EIA Prime Mover-level Data","EIA Prime Mover-level Data"]
[18490,2020,"NJ","PSEG Edison Generating Station",2400,"13","GT","RE",{"$nulls":4},"NG"]
[18505,2020,"NJ","PSEG Mercer Generating Station",2408,"1","ST","RE",null,null,"WALL",1,"BIT",{"$nulls":15},"SD","SR","Yes"]
[18514,2020,"NJ","Rariton OMP",59055,"PV1","PV","OP",{"$nulls":4},"SUN",null,{"v":8377,"d":"8,377"},{"v":4560,"d":"4,560"},{"$nulls":5},"EIA Prime Mover-level Data","EIA Prime Mover-level Data"]
[18534,2020,"NJ","Sabert Solar",60810,"SABER","PV","OP",{"$nulls":4},"SUN",null,{"v":16054,"d":"16,054"},{"v":8738,"d":"8,738"},{"$nulls":5},"EIA Prime Mover-level Data","EIA Prime Mover-level Data"]
[18541,2020,"NJ","Sayreville",2390,"015001","GT","OP","Yes","CSNOX,CSOSG2,CSSO2G1,RGGI","CT",null,"NG",{"v":27,"d":"27.0"},{"v":6849.10009765625,"d":"6,849"},{"v":6198.10009765625,"d":"6,198"},{"v":0.513999998569489,"d":"0.5"},{"v":0.465000003576279,"d":"0.5"},{"v":0.100000001490116,"d":"0.1"},418.5,null,"EPA/CAMD","EPA/CAMD","EPA/CAMD","EPA/CAMD","EPA/CAMD","EPA/CAMD",null,null,"H2O,SCR",null,1972]
[18557,2020,"NJ","Sharon Station",60267,"SHRN1","PV","OP",{"$nulls":4},"SUN",null,{"v":37978,"d":"37,978"},{"v":20673,"d":"20,673"},{"$nulls":5},"EIA Prime Mover-level Data","EIA Prime Mover-level Data"]
[18570,2020,"NJ","St.Joseph's Regional Medical Center",63645,"9E600","IC","SB",{"$nulls":4},"DFO"]
[18581,2020,"NJ","Stryker 22, L.L.C.",61891,"EDGRD","BA","OP",{"$nulls":4},"MWH",null,0,0,{"$nulls":5},"EIA Prime Mover-level Data","EIA Prime Mover-level Data"]
[18588,2020,"NJ","The Lawrenceville School Solar Facility",58356,"TLS","PV","OP",{"$nulls":4},"SUN",null,{"v":72114,"d":"72,114"},{"v":39254,"d":"39,254"},{"$nulls":5},"EIA Prime Mover-level Data","EIA Prime Mover-level Data"]
[18608,2020,"NJ","Vineland Headquarters",57742,"VHQ","PV","OP",{"$nulls":4},"SUN",null,{"v":13584,"d":"13,584"},{"v":7394,"d":"7,394"},{"$nulls":5},"EIA Prime Mover-level Data","EIA Prime Mover-level Data"]
[18624,2020,"NJ","West Deptford Energy Station",56963,"E101","CT","OP","Yes","ARP,CSNOX,CSOSG2,CSSO2G1,RGGI","CC",null,"NG",{"v":3973,"d":"3,973.0"},{"v":8158537.5,"d":"8,158,538"},{"v":4670350,"d":"4,670,350"},{"v":30.9500007629395,"d":"31.0"},{"v":17.0100002288818,"d":"17.0"},{"v":2.40000009536743,"d":"2.4"},{"v":484848.5,"d":"484,848.5"},null,"EPA/CAMD","EPA/CAMD","EPA/CAMD","EPA/CAMD","EPA/CAMD","EPA/CAMD",null,null,"DLNB,SCR",null,2014]
[18631,2020,"NJ","William G Mennen Sports Solar",61630,"MENN","PV","OP",{"$nulls":4},"SUN",null,{"v":7082,"d":"7,082"},{"v":3855,"d":"3,855"},{"$nulls":5},"EIA Prime Mover-level Data","EIA Prime Mover-level Data"]
[18653,2020,"NM","Anderson Wind I",58939,"AND1","WT","OP",{"$nulls":4},"WND",null,{"v":159903,"d":"159,903"},{"v":62607,"d":"62,607"},{"$nulls":5},"EIA Prime Mover-level Data","EIA Prime Mover-level Data"]
[18655,2020,"NM","Angel Fire Energy Facility",64695,"BESS","BA","L",{"$nulls":4},"MWH"]
[18675,2020,"NM","Broadview Energy JN, LLC",60145,"1","WT","OP",{"$nulls":4},"WND",null,{"v":5995829,"d":"5,995,829"},{"v":2493559,"d":"2,493,559"},{"$nulls":5},"EIA Prime Mover-level Data","EIA Prime Mover-level Data"]
[18691,2020,"NM","Cimarron Solar Facility",57243,"CIM1","PV","OP",{"$nulls":4},"SUN",null,{"v":548533,"d":"548,533"},{"v":273874,"d":"273,874"},{"$nulls":5},"EIA Prime Mover-level Data","EIA Prime Mover-level Data"]
[18698,2020,"NM","CNMEC Solar Energy Center",62191,"CNMEC","PV","OP",{"$nulls":4},"SUN",null,{"v":49534,"d":"49,534"},{"v":24730,"d":"24,730"},{"$nulls":5},"EIA Prime Mover-level Data","EIA Prime Mover-level Data"]
[18714,2020,"NM","Escalante",87,"1","ST","OP","Yes","ARP,MATS","TANGENTIAL",1,"SUB",{"v":3620,"d":"3,620.0"},{"v":6378644,"d":"6,378,644"},{"v":3504079.5,"d":"3,504,080"},{"v":984.088012695313,"d":"984.1"},{"v":531.715026855469,"d":"531.7"},421.5,{"v":668993.625,"d":"668,993.6"},{"v":3.26999998092651,"d":"3.3"},"EPA/CAMD","EPA/CAMD","EPA/CAMD","EPA/CAMD","EPA/CAMD","EPA/CAMD","EPA/CAMD","WLS","O",null,1984]
[18722,2020,"NM","Ford Utilities Center",50906,"5","GT","OP",{"$nulls":4},"NG",null,{"v":459397.46875,"d":"459,397"},{"v":215110.59375,"d":"215,111"},{"v":71.1559982299805,"d":"71.2"},{"v":33.318000793457,"d":"33.3"},{"v":0.734099984169006,"d":"0.7"},{"v":26849.26953125,"d":"26,849.3"},null,"EIA Prime Mover-level Data","EIA Prime Mover-level Data","Estimated using emissions factor","Estimated using emissions factor","Estimated using emissions factor","Estimated using emissions factor"]
[18742,2020,"NM","Gallegos Wind Farm, Phase 1",59047,"GEN 1","WT","P",{"$nulls":4},"WND"]
[18758,2020,"NM","LCEC Generation LLVC",57872,"UNIT2","IC","OP",{"$nulls":4},"NG",null,{"v":53814.6015625,"d":"53,815"},{"v":25198.599609375,"d":"25,199"},{"v":71.2720031738281,"d":"71.3"},{"v":33.3730010986328,"d":"33.4"},{"v":0.0860000029206276,"d":"0.1"},{"v":3145.1689453125,"d":"3,145.2"},null,"EIA Prime Mover-level Data","EIA Prime Mover-level Data","Estimated using emissions factor","Estimated using emissions factor","Estimated using emissions factor","Estimated using emissions factor"]
[18765,2020,"NM","Lightning Dock Geothermal HI-01, LLC",58629,"PB03","BT","OP",{"$nulls":4},"GEO",null,{"v":24344.634765625,"d":"24,345"},{"v":6771.1982421875,"d":"6,771"},{"v":0,"d":"0.0"},{"v":0,"d":"0.0"},{"v":0,"d":"0.0"},{"v":0,"d":"0.0"},null,"EIA Prime Mover-level Data","EIA Prime Mover-level Data","Estimated using emissions factor","Estimated using emissions factor","Estimated using emissions factor","Estimated using emissions factor"]
[18779,2020,"NM","Maddox",2446,"051B","ST","OP","Yes","ARP","TANGENTIAL",1,"NG",{"v":6996,"d":"6,996.0"},{"v":5440334,"d":"5,440,334"},{"v":2096882.25,"d":"2,096,882"},{"v":493.877014160156,"d":"493.9"},{"v":174.839004516602,"d":"174.8"},{"v":1.60000002384186,"d":"1.6"},{"v":323309.8125,"d":"323,309.8"},null,"EPA/CAMD","EPA/CAMD","EPA/CAMD","EPA/CAMD","EPA/CAMD","EPA/CAMD",null,null,"OFA",null,1967]
[18789,2020,"NM","Navajo Dam",584,"1","HY","OP",{"$nulls":4},"WAT",null,{"v":497915,"d":"497,915"},{"v":231106.5,"d":"231,107"},{"$nulls":5},"EIA Prime Mover-level Data","EIA Prime Mover-level Data"]
[18809,2020,"NM","Pyramid Generating Station",7975,"4","GT","OP","Yes","ARP","CT",null,"NG",{"v":946,"d":"946.0"},{"v":277445.375,"d":"277,445"},{"v":112566.4453125,"d":"112,566"},{"v":17.423999786377,"d":"17.4"},{"v":6.87900018692017,"d":"6.9"},{"v":0.100000001490116,"d":"0.1"},{"v":16520.400390625,"d":"16,520.4"},null,"EPA/CAMD","EPA/CAMD","EPA/CAMD","EPA/CAMD","EPA/CAMD","EPA/CAMD",null,null,"H2O",null,2003]
[18812,2020,"NM","RC Energy AA LLC Solar Facility",62756,"AA001","PV","OP",{"$nulls":4},"SUN",null,{"v":16204,"d":"16,204"},{"v":8091,"d":"8,091"},{"$nulls":5},"EIA Prime Mover-level Data","EIA Prime Mover-level Data"]
[18832,2020,"NM","Route 66 Energy Center, LLC",64076,"RTE66","PV","P",{"$nulls":4},"SUN"]
[18839,2020,"NM","Sandoval Solar Energy Center",59558,"SSEC1","PV","OP",{"$nulls":4},"SUN",null,{"v":133042,"d":"133,042"},{"v":66425,"d":"66,425"},{"$nulls":5},"EIA Prime Mover-level Data","EIA Prime Mover-level Data"]
[18862,2020,"NM","Syncarpha El Rito",63124,"SYNEL","PV","OP",{"$nulls":4},"SUN",null,{"v":32723,"d":"32,723"},{"v":16338,"d":"16,338"},{"$nulls":5},"EIA Prime Mover-level Data","EIA Prime Mover-level Data"]
[18876,2020,"NM","Tucumcari",2469,"8","IC","RE",{"$nulls":4},"DFO"]
[18883,2020,"NM","Wildcat Wind",57887,"1","WT","OP",{"$nulls":4},"WND",null,{"v":730736,"d":"730,736"},{"v":286105,"d":"286,105"},{"$nulls":5},"EIA Prime Mover-level Data","EIA Prime Mover-level Data"]
[18899,2020,"NV","Beowawe Power",10287,"GEN1","ST","OP",{"$nulls":4},"GEO",null,{"v":803537,"d":"803,537"},{"v":304868,"d":"304,868"},{"v":0,"d":"0.0"},{"v":0,"d":"0.0"},{"v":41.2131004333496,"d":"41.2"},{"v":7065.09716796875,"d":"7,065.1"},null,"EIA Prime Mover-level Data","EIA Prime Mover-level Data","Estimated using emissions factor","Estimated using emissions factor","Estimated using emissions factor","Estimated using emissions factor"]
[18906,2020,"NV","Brady",55991,"TG-2","ST","RE",{"$nulls":4},"GEO"]
[18927,2020,"NV","Clark",2322,"15A","GT","OP","Yes","ARP","CT",null,"NG",{"v":687,"d":"687.0"},{"v":120967.2109375,"d":"120,967"},{"v":79462.2421875,"d":"79,462"},{"v":1.30400002002716,"d":"1.3"},{"v":0.828999996185303,"d":"0.8"},{"v":0,"d":"0.0"},{"v":7188.89990234375,"d":"7,188.9"},null,"EPA/CAMD","EPA/CAMD","EPA/CAMD","EPA/CAMD","EPA/CAMD","EPA/CAMD",null,null,"SCR",null,2008]
[18943,2020,"NV","CM10",56944,"PV01","PV","OP",{"$nulls":4},"SUN",null,{"v":192595,"d":"192,595"},{"v":99001,"d":"99,001"},{"$nulls":5},"EIA Prime Mover-level Data","EIA Prime Mover-level Data"]
[18950,2020,"NV","Copper Mountain Solar 2",58017,"PV02","PV","OP",{"$nulls":4},"SUN",null,{"v":635019.375,"d":"635,019"},{"v":326424.53125,"d":"326,425"},{"$nulls":5},"EIA Prime Mover-level Data","EIA Prime Mover-level Data"]
[18966,2020,"NV","Copper Mountain Solar 5, LLC",63504,"CM5-1","PV","V",{"$nulls":4},"SUN"]
[18973,2020,"NV","Desert Star Energy Center",55077,"EDE2","CT","OP","Yes","ARP","CC",null,"NG",{"v":2986,"d":"2,986.0"},{"v":4027501.5,"d":"4,027,502"},{"v":1898304.375,"d":"1,898,304"},{"v":28.6319999694824,"d":"28.6"},{"v":13.6190004348755,"d":"13.6"},{"v":1.20000004768372,"d":"1.2"},{"v":239347.59375,"d":"239,347.6"},null,"EPA/CAMD","EPA/CAMD","EPA/CAMD","EPA/CAMD","EPA/CAMD","EPA/CAMD",null,null,"SCR",null,2000]
[18988,2020,"NV","Empire",50760,"OE12","ST","RE",{"$nulls":4},"GEO"]
[18997,2020,"NV","Fort Churchill",2330,"1","ST","OP","Yes","ARP","WALL",1,"NG",{"v":5945,"d":"5,945.0"},{"v":3160544.75,"d":"3,160,545"},{"v":1798046.875,"d":"1,798,047"},{"v":202.608001708984,"d":"202.6"},{"v":112.661003112793,"d":"112.7"},{"v":0.899999976158142,"d":"0.9"},{"v":187826.703125,"d":"187,826.7"},null,"EPA/CAMD","EPA/CAMD","EPA/CAMD","EPA/CAMD","EPA/CAMD","EPA/CAMD",null,null,"LNBO",null,1968]
[19017,2020,"NV","Hoover Dam (NV)",154,"N4","HY","OP",{"$nulls":4},"WAT",null,{"v":2048657.375,"d":"2,048,657"},{"v":1050420.25,"d":"1,050,420"},{"$nulls":5},"EIA Prime Mover-level Data","EIA Prime Mover-level Data"]
[19033,2020,"NV","Las Vegas Generating Station",10761,"4","CT","OP","Yes","ARP","CC",null,"NG",{"v":2307,"d":"2,307.0"},{"v":578208.125,"d":"578,208"},{"v":455562.1875,"d":"455,562"},{"v":2.33299994468689,"d":"2.3"},{"v":1.79100000858307,"d":"1.8"},{"v":0.200000002980232,"d":"0.2"},{"v":34362.1015625,"d":"34,362.1"},null,"EPA/CAMD","EPA/CAMD","EPA/CAMD","EPA/CAMD","EPA/CAMD","EPA/CAMD",null,null,"SCR",null,2002]
[19040,2020,"NV","McGinness Hills",57446,"3","BT","OP",{"$nulls":4},"GEO",null,{"v":757322.75,"d":"757,323"},{"v":287334.125,"d":"287,334"},{"v":0,"d":"0.0"},{"v":0,"d":"0.0"},{"v":0,"d":"0.0"},{"v":0,"d":"0.0"},null,"EIA Prime Mover-level Data","EIA Prime Mover-level Data","Estimated using emissions factor","Estimated using emissions factor","Estimated using emissions factor","Estimated using emissions factor"]
[19060,2020,"NV","Nevada Cogen Assoc#1 GarnetVly",54350,"GTA","CT",{"$nulls":5},"NG",null,{"v":1945523.375,"d":"1,945,523"},{"v":811683.0625,"d":"811,683"},{"v":299.157989501953,"d":"299.2"},{"v":125.650001525879,"d":"125.7"},{"v":3.10890007019043,"d":"3.1"},{"v":113705.203125,"d":"113,705.2"},null,"EIA Unit-level Data","EIA Unit-Level Data","Estimated using emissions factor","Estimated using emissions factor","Estimated using emissions factor","Estimated using emissions factor"]
[19071,2020,"NV","NGP Blue Mountain I LLC",56982,"BM3","BT","OP",{"$nulls":4},"GEO",null,{"v":635422.6875,"d":"635,423"},{"v":241084.328125,"d":"241,084"},{"v":0,"d":"0.0"},{"v":0,"d":"0.0"},{"v":0,"d":"0.0"},{"v":0,"d":"0.0"},null,"EIA Prime Mover-level Data","EIA Prime Mover-level Data","Estimated using emissions factor","Estimated using emissions factor","Estimated using emissions factor","Estimated using emissions factor"]
[19084,2020,"NV","Reid Gardner",2324,"3","ST","RE",null,null,"WALL",1,"BIT",{"$nulls":15},"SP"]
[19100,2020,"NV","Silver State Solar Power South",58644,"BLK1","PV","OP",{"$nulls":4},"SUN",null,{"v":605465.25,"d":"605,465"},{"v":328342.625,"d":"328,343"},{"$nulls":5},"EIA Prime Mover-level Data","EIA Prime Mover-level Data"]
[19107,2020,"NV","Silver State Solar Power South",58644,"BLK8","PV","OP",{"$nulls":4},"SUN",null,{"v":603171.875,"d":"603,172"},{"v":327098.90625,"d":"327,099"},{"$nulls":5},"EIA Prime Mover-level Data","EIA Prime Mover-level Data"]
[19127,2020,"NV","Spring Valley Wind Project",57192,"WTG","WT","OP",{"$nulls":4},"WND",null,{"v":2570410,"d":"2,570,410"},{"v":842033,"d":"842,033"},{"$nulls":5},"EIA Prime Mover-level Data","EIA Prime Mover-level Data"]
[19136,2020,"NV","Steamboat 1A Power Plant",52138,"DE32","BT","RE",{"$nulls":4},"GEO"]
[19151,2020,"NV","Stillwater Facility",50765,"OE12","BT","RE",{"$nulls":4},"GEO"]
[19158,2020,"NV","Stillwater Facility",50765,"OE22","BT","RE",{"$nulls":4},"GEO"]
[19174,2020,"NV","Techren Solar V",62440,"TECH5","PV","OP",{"$nulls":4},"SUN",null,{"v":52313,"d":"52,313"},0,{"$nulls":5},"EIA Prime Mover-level Data","EIA Prime Mover-level Data"]
[19181,2020,"NV","Tesla Reno GigaFactory",64098,"5","PV","L",{"$nulls":4},"SUN"]
[19201,2020,"NV","Walter M. Higgins III Generating Station",55687,"BHG1","CT","OP","Yes","ARP","CC",null,"NG",{"v":4716,"d":"4,716.0"},{"v":7329192.5,"d":"7,329,193"},{"v":4019336.5,"d":"4,019,337"},{"v":37.5359992980957,"d":"37.5"},{"v":21.1609992980957,"d":"21.2"},{"v":2.20000004768372,"d":"2.2"},{"v":435566.3125,"d":"435,566.3"},null,"EPA/CAMD","EPA/CAMD","EPA/CAMD","EPA/CAMD","EPA/CAMD","EPA/CAMD",null,null,"DLNB",null,2003]
[19218,2020,"NV","Western 102 Power Plant",56500,"G202","IC","OP",{"$nulls":4},"NG",null,{"v":204146,"d":"204,146"},{"v":110573.0703125,"d":"110,573"},{"v":271.101013183594,"d":"271.1"},{"v":147.315002441406,"d":"147.3"},{"v":0.326200008392334,"d":"0.3"},{"v":11931.216796875,"d":"11,931.2"},null,"EIA Prime Mover-level Data","EIA Prime Mover-level Data","Estimated using emissions factor","Estimated using emissions factor","Estimated using emissions factor","Estimated using emissions factor"]
[19225,2020,"NV","Whitegrass No. 1",63001,"OL2","BT","OP",{"$nulls":4},"GEO",null,{"v":35754.46875,"d":"35,754"},{"v":13565.296875,"d":"13,565"},{"$nulls":5},"EIA Prime Mover-level Data","EIA Prime Mover-level Data"]
[19241,2020,"NY","Al Turi",10549,"2","IC","OA",{"$nulls":4},"LFG"]
[19248,2020,"NY","Albert Einstein College of Medicine",62398,"CM454","IC","SB",{"$nulls":4},"DFO",null,{"v":16.1049995422363,"d":"16"},{"v":5.75600004196167,"d":"6"},{"v":0.0280000008642673,"d":"0.0"},{"v":0.00999999977648258,"d":"0.0"},{"v":0.00240000011399388,"d":"0.0"},{"v":1.31500005722046,"d":"1.3"},null,"EIA Prime Mover-level Data","EIA Prime Mover-level Data","Estimated using emissions factor","Estimated using emissions factor","Estimated using emissions factor","Estimated using emissions factor"]
[19268,2020,"NY","Amsterdam North",61904,"10044","PV","OP",{"$nulls":4},"SUN",null,{"v":27776,"d":"27,776"},{"v":14885,"d":"14,885"},{"$nulls":5},"EIA Prime Mover-level Data","EIA Prime Mover-level Data"]
[19280,2020,"NY","Astoria Energy",55375,"CT4","CT","OP","Yes","ARP,CSNOX,CSOSG2,CSSO2G1,RGGI","CC",null,"NG",{"v":6532,"d":"6,532.0"},{"v":11131869,"d":"11,131,869"},{"v":5507040.5,"d":"5,507,041"},{"v":46.4449996948242,"d":"46.4"},{"v":20.8290004730225,"d":"20.8"},{"v":3.29999995231628,"d":"3.3"},{"v":661612.6875,"d":"661,612.7"},null,"EPA/CAMD","EPA/CAMD","EPA/CAMD","EPA/CAMD","EPA/CAMD","EPA/CAMD",null,null,"DLNB,H2O,SCR",null,2011]
[19292,2020,"NY","Astoria Gas Turbine Power",55243,"CT3-1A","GT","OP","Yes","CSNOX,CSOSG2,CSSO2G1,RGGI","CT",null,"NG",{"v":46,"d":"46.0"},{"v":4599.5,"d":"4,600"},{"v":2064.69995117188,"d":"2,065"},{"v":1.27799999713898,"d":"1.3"},{"v":0.500999987125397,"d":"0.5"},{"v":0.200000002980232,"d":"0.2"},{"v":289.600006103516,"d":"289.6"},null,"EPA/CAMD","EPA/CAMD","EPA/CAMD","EPA/CAMD","EPA/CAMD","EPA/CAMD",{"$nulls":4},1970]
[19308,2020,"NY","Astoria Gas Turbine Power",55243,"CT0005","GT","OP","Yes","SIPNOX","CT",null,"DFO",{"v":0,"d":"0.0"},{"$nulls":17},1970]
[19315,2020,"NY","Astoria Generating Station",8906,"41SH","ST","OP","Yes","ARP,CSNOX,CSOSG2,CSSO2G1,RGGI","TANGENTIAL",null,"NG",{"v":0,"d":"0.0"},{"$nulls":17},1958]
[19335,2020,"NY","Bassett Medical Center",54863,"0003","IC","SB",{"$nulls":4},"DFO",null,{"v":78.5709991455078,"d":"79"},{"v":39.2859992980957,"d":"39"},{"v":0.122000001370907,"d":"0.1"},{"v":0.0610000006854534,"d":"0.1"},{"v":0.011400000192225,"d":"0.0"},{"v":6.41599988937378,"d":"6.4"},null,"EIA Prime Mover-level Data","EIA Prime Mover-level Data","Estimated using emissions factor","Estimated using emissions factor","Estimated using emissions factor","Estimated using emissions factor"]
[19345,2020,"NY","Beebee Island Hydro Plant",10531,"1","HY","OP",{"$nulls":4},"WAT",null,{"v":132632,"d":"132,632"},{"v":55680.890625,"d":"55,681"},{"$nulls":5},"EIA Prime Mover-level Data","EIA Prime Mover-level Data"]
[19359,2020,"NY","Bethlehem - West",60478,"BW","PV","OP",{"$nulls":4},"SUN",null,{"v":19809,"d":"19,809"},{"v":10616,"d":"10,616"},{"$nulls":5},"EIA Prime Mover-level Data","EIA Prime Mover-level Data"]
[19375,2020,"NY","Black River Generation, LLC",10464,"E0003","ST","OP","Yes","CSNOX,CSOSG2,CSSO2G1,RGGI","FLUIDIZED",1,"WDS",{"v":8153,"d":"8,153.0"},{"v":1875210.875,"d":"1,875,211"},{"v":850028.375,"d":"850,028"},{"v":122.665000915527,"d":"122.7"},{"v":58.1300010681152,"d":"58.1"},{"v":25.3999996185303,"d":"25.4"},{"v":197516.703125,"d":"197,516.7"},null,"EPA/CAMD","EPA/CAMD","EPA/CAMD","EPA/CAMD","EPA/CAMD","EPA/CAMD",null,"JB",null,null,1991]
[19382,2020,"NY","Blenheim Gilboa",2691,"1","PS","OP",{"$nulls":4},"WAT",null,0,0,{"$nulls":5},"EIA Prime Mover-level Data","EIA Prime Mover-level Data"]
[19402,2020,"NY","Bright Oak Solar LLC",64555,"BO","PV","V",{"$nulls":4},"SUN"]
[19410,2020,"NY","Brookfield Power Glen Falls Hydro",56936,"GEN2","HY","OP",{"$nulls":4},"WAT",null,{"v":72106.4375,"d":"72,106"},{"v":22747.2890625,"d":"22,747"},{"$nulls":5},"EIA Prime Mover-level Data","EIA Prime Mover-level Data"]
[19426,2020,"NY","Burrstone Energy Center",62920,"CG-3","IC","OP",{"$nulls":4},"NG",null,{"v":65589.9453125,"d":"65,590"},{"v":33270.41796875,"d":"33,270"},{"v":87.5380020141602,"d":"87.5"},{"v":44.4029998779297,"d":"44.4"},{"v":0.104800000786781,"d":"0.1"},{"v":3833.3740234375,"d":"3,833.4"},null,"EIA Prime Mover-level Data","EIA Prime Mover-level Data","Estimated using emissions factor","Estimated using emissions factor","Estimated using emissions factor","Estimated using emissions factor"]
[19433,2020,"NY","Calabro Airport South Solar Project",63498,"SOUTH","PV","OP",{"$nulls":4},"SUN",null,{"v":16721,"d":"16,721"},{"v":8961,"d":"8,961"},{"$nulls":5},"EIA Prime Mover-level Data","EIA Prime Mover-level Data"]
[19449,2020,"NY","CBP Solar",62613,"CBPB1","PV","OP",{"$nulls":4},"SUN",null,{"v":21687,"d":"21,687"},{"v":11623,"d":"11,623"},{"$nulls":5},"EIA Prime Mover-level Data","EIA Prime Mover-level Data"]
[19469,2020,"NY","Charles P Keller",2695,"14","IC","OP",{"$nulls":4},"DFO",null,{"v":3028.29907226563,"d":"3,028"},{"v":1120.21801757813,"d":"1,120"},{"v":4.47900009155273,"d":"4.5"},{"v":1.60599994659424,"d":"1.6"},{"v":0.405499994754791,"d":"0.4"},{"v":247.300003051758,"d":"247.3"},null,"EIA Prime Mover-level Data","EIA Prime Mover-level Data","Estimated using emissions factor","Estimated using emissions factor","Estimated using emissions factor","Estimated using emissions factor"]
[19472,2020,"NY","Charles P Keller",2695,"9","IC","OP",{"$nulls":4},"DFO",null,{"v":1709.52404785156,"d":"1,710"},{"v":632.380981445313,"d":"632"},{"v":2.52900004386902,"d":"2.5"},{"v":0.906000018119812,"d":"0.9"},{"v":0.228900000452995,"d":"0.2"},{"v":139.604995727539,"d":"139.6"},null,"EIA Prime Mover-level Data","EIA Prime Mover-level Data","Estimated using emissions factor","Estimated using emissions factor","Estimated using emissions factor","Estimated using emissions factor"]
[19489,2020,"NY","City of Rochester Solar",61804,"ROC01","PV","OP",{"$nulls":4},"SUN",null,{"v":22898,"d":"22,898"},{"v":12272,"d":"12,272"},{"$nulls":5},"EIA Prime Mover-level Data","EIA Prime Mover-level Data"]
[19500,2020,"NY","Clinton LFGTE Facility",56986,"GEN2","IC","OP",{"$nulls":4},"LFG",null,{"v":83335.25,"d":"83,335"},{"v":34609.75,"d":"34,610"},{"v":73.5009994506836,"d":"73.5"},{"v":30.5249996185303,"d":"30.5"},{"v":1.875,"d":"1.9"},{"v":5291.77099609375,"d":"5,291.8"},null,"EIA Prime Mover-level Data","EIA Prime Mover-level Data","Estimated using emissions factor","Estimated using emissions factor","Estimated using emissions factor","Estimated using emissions factor"]
[19516,2020,"NY","Colton",2551,"1","HY","OP",{"$nulls":4},"WAT",null,{"v":420697.125,"d":"420,697"},{"v":176615.078125,"d":"176,615"},{"$nulls":5},"EIA Prime Mover-level Data","EIA Prime Mover-level Data"]
[19536,2020,"NY","County Route 11 Community Solar Farm",62507,"1419","PV","OP",{"$nulls":4},"SUN"]
[19539,2020,"NY","Covanta Hempstead",10642,"1","ST","OP",{"$nulls":3},1,"MSW",null,{"v":3409621.75,"d":"3,409,622"},{"v":1498375.375,"d":"1,498,375"},{"v":308.571014404297,"d":"308.6"},{"v":134.85400390625,"d":"134.9"},{"v":26.4290008544922,"d":"26.4"},{"v":340826.1875,"d":"340,826.2"},null,"EIA Unit-level Data","EIA Unit-Level Data","Estimated based on unit-level NOx emission rates","Estimated based on unit-level NOx ozone season emission rates","Estimated using emissions factor and plant-specific sulfur content","Estimated using emissions factor",null,"SD","SN"]
[19554,2020,"NY","Cricket Valley Energy Center",57185,"U003","CT","OP","Yes","ARP,CSNOX,CSOSG2,CSSO2G1,NSPS4T,RGGI","CC",null,"NG",{"v":4000,"d":"4,000.0"},{"v":8628911,"d":"8,628,911"},{"v":5255165,"d":"5,255,165"},{"v":23.4650001525879,"d":"23.5"},{"v":13.9980001449585,"d":"14.0"},{"v":2.59999990463257,"d":"2.6"},{"v":512802.6875,"d":"512,802.7"},null,"EPA/CAMD","EPA/CAMD","EPA/CAMD","EPA/CAMD","EPA/CAMD","EPA/CAMD",null,null,"DLNB,SCR",null,2020]
[19567,2020,"NY","DANC LFGTE Facility",56958,"GEN3","IC","OP",{"$nulls":4},"LFG",null,{"v":78051.5,"d":"78,052"},{"v":32415.25,"d":"32,415"},{"v":54.9389991760254,"d":"54.9"},{"v":22.8169994354248,"d":"22.8"},{"v":1.75619995594025,"d":"1.8"},{"v":4956.25390625,"d":"4,956.3"},null,"EIA Prime Mover-level Data","EIA Prime Mover-level Data","Estimated using emissions factor","Estimated using emissions factor","Estimated using emissions factor","Estimated using emissions factor"]
[19583,2020,"NY","Dexter Plant",10538,"GEN2","HY","OP",{"$nulls":4},"WAT",null,{"v":8448.2138671875,"d":"8,448"},{"v":3546.54809570313,"d":"3,547"},{"$nulls":5},"EIA Prime Mover-level Data","EIA Prime Mover-level Data"]
[19590,2020,"NY","Diamond Island Plant",10540,"GEN2","HY","OP",{"$nulls":4},"WAT",null,{"v":5468.3330078125,"d":"5,468"},{"v":2295.6669921875,"d":"2,296"},{"$nulls":5},"EIA Prime Mover-level Data","EIA Prime Mover-level Data"]
[19610,2020,"NY","E F Barrett",2511,"U00009","GT","OP","Yes","SIPNOX","CT",null,"NG",{"v":638,"d":"638.0"},{"v":100622.5,"d":"100,623"},{"v":38166,"d":"38,166"},{"v":16.2360000610352,"d":"16.2"},{"v":5.71999979019165,"d":"5.7"},{"v":0.0293000005185604,"d":"0.0"},{"v":5989.7001953125,"d":"5,989.7"},null,"EPA/CAMD","EPA/CAMD","EPA/CAMD","EPA/CAMD","Estimated using emissions factor","EPA/CAMD",{"$nulls":4},1970]
[19619,2020,"NY","E F Barrett",2511,"U00018","GT","OP","Yes","CSNOX,CSOSG2,CSSO2G1,RGGI","CT",null,"NG",{"v":614,"d":"614.0"},{"v":114526.5,"d":"114,527"},{"v":68742.796875,"d":"68,743"},{"v":23.7110004425049,"d":"23.7"},{"v":14.2559995651245,"d":"14.3"},{"v":0,"d":"0.0"},{"v":6762.7001953125,"d":"6,762.7"},null,"EPA/CAMD","EPA/CAMD","EPA/CAMD","EPA/CAMD","EPA/CAMD","EPA/CAMD",{"$nulls":4},1970]
[19634,2020,"NY","East River",2493,"70","ST","OP","Yes","ARP,CSNOX,CSOSG2,CSSO2G1,MATS,RGGI","WALL",1,"NG",{"v":1572,"d":"1,572.0"},{"v":1345190.125,"d":"1,345,190"},{"v":437053.3125,"d":"437,053"},{"v":69.6839981079102,"d":"69.7"},{"v":21.1940002441406,"d":"21.2"},{"v":3.20000004768372,"d":"3.2"},{"v":80348.1015625,"d":"80,348.1"},null,"EPA/CAMD","EPA/CAMD","EPA/CAMD","EPA/CAMD","EPA/CAMD","EPA/CAMD",{"$nulls":4},1955]
[19650,2020,"NY","Empire Generating Co, LLC",56259,"CT-1","CT","OP","Yes","ARP,CSNOX,CSOSG2,CSSO2G1,RGGI","CC",null,"NG",{"v":6497,"d":"6,497.0"},{"v":10766422,"d":"10,766,422"},{"v":5637616.5,"d":"5,637,617"},{"v":41.9519996643066,"d":"42.0"},{"v":21.1420001983643,"d":"21.1"},{"v":3.20000004768372,"d":"3.2"},{"v":639838.6875,"d":"639,838.7"},null,"EPA/CAMD","EPA/CAMD","EPA/CAMD","EPA/CAMD","EPA/CAMD","EPA/CAMD",null,null,"DLNB,H2O,SCR",null,2010]
[19657,2020,"NY","Equus  Power I",56032,"0001","GT","OP","Yes","ARP,CSNOX,CSOSG2,CSSO2G1,RGGI","CT",null,"NG",{"v":1789,"d":"1,789.0"},{"v":614735.0625,"d":"614,735"},{"v":325939.40625,"d":"325,939"},{"v":4.29500007629395,"d":"4.3"},{"v":2.29399991035461,"d":"2.3"},{"v":0.200000002980232,"d":"0.2"},{"v":36532.6015625,"d":"36,532.6"},null,"EPA/CAMD","EPA/CAMD","EPA/CAMD","EPA/CAMD","EPA/CAMD","EPA/CAMD",null,null,"H2O,SCR",null,2004]
[19677,2020,"NY","Fogarty CSG",63747,"GRA","PV","TS",{"$nulls":4},"SUN"]
[19693,2020,"NY","Freeport Power Plant No. 2",2679,"5","GT","OP","Yes","ARP,CSNOX,CSOSG2,CSSO2G1,RGGI","CT",null,"NG",{"v":339,"d":"339.0"},{"v":105952.3515625,"d":"105,952"},{"v":96593.6484375,"d":"96,594"},{"v":0.75900000333786,"d":"0.8"},{"v":0.663999974727631,"d":"0.7"},{"v":0,"d":"0.0"},{"v":6297.2001953125,"d":"6,297.2"},null,"EPA/CAMD","EPA/CAMD","EPA/CAMD","EPA/CAMD","EPA/CAMD","EPA/CAMD",null,null,"H2O,SCR",null,2004]
[19698,2020,"NY","Fuel Cell 18B Sneden Avenue",64749,"CR18B","FC","OP",{"$nulls":4},"NG",null,{"v":17252,"d":"17,252"},0,{"$nulls":5},"EIA Prime Mover-level Data","EIA Prime Mover-level Data"]
[19721,2020,"NY","Glenwood Landing Energy Center",7869,"UGT011","GT","OP","Yes","SIPNOX","CT",null,"DFO",{"v":28,"d":"28.0"},{"v":3555.80004882813,"d":"3,556"},{"v":1921.69995117188,"d":"1,922"},{"v":2.13299989700317,"d":"2.1"},{"v":1.15299999713898,"d":"1.2"},{"v":0,"d":"0.0"},{"v":288.100006103516,"d":"288.1"},null,"EPA/CAMD","EPA/CAMD","EPA/CAMD","EPA/CAMD","Estimated using emissions factor","EPA/CAMD",{"$nulls":4},1967]
[19724,2020,"NY","Gloversville Landfill Solar",62357,"08158","PV","P",{"$nulls":4},"SUN"]
[19744,2020,"NY","Gowanus Generating Station",2494,"CT02-4","GT","OP","Yes","SIPNOX","CT",null,"DFO",{"v":71,"d":"71.0"},{"v":22035.580078125,"d":"22,036"},{"v":13490.2998046875,"d":"13,490"},{"v":5.99499988555908,"d":"6.0"},{"v":2.16599988937378,"d":"2.2"},{"v":0.425000011920929,"d":"0.4"},{"v":1799.48901367188,"d":"1,799.5"},null,"EIA non-ozone season distributed and EPA/CAMD ozone season","EPA/CAMD","Estimated using emissions factor and EIA data for non-ozone season and EPA/CAMD ozone season emissions","EPA/CAMD","Estimated using emissions factor","Estimated using emissions factor",{"$nulls":4},1971]
[19760,2020,"NY","Gowanus Generating Station",2494,"CT04-4","GT","OP","Yes","SIPNOX","CT",null,"DFO",{"v":5,"d":"5.0"},{"v":1175.42297363281,"d":"1,175"},{"v":719.599975585938,"d":"720"},{"v":0.584999978542328,"d":"0.6"},{"v":0.247999995946884,"d":"0.2"},{"v":0.0227000005543232,"d":"0.0"},{"v":95.9879989624023,"d":"96.0"},null,"EIA non-ozone season distributed and EPA/CAMD ozone season","EPA/CAMD","Estimated using emissions factor and EIA data for non-ozone season and EPA/CAMD ozone season emissions","EPA/CAMD","Estimated using emissions factor","Estimated using emissions factor",{"$nulls":4},1971]
[19763,2020,"NY","Gowanus Generating Station",2494,"CT04-7","GT","OP","Yes","SIPNOX","CT",null,"DFO",{"v":11,"d":"11.0"},{"v":2594.22802734375,"d":"2,594"},{"v":1588.19995117188,"d":"1,588"},{"v":1.29200005531311,"d":"1.3"},{"v":0.547999978065491,"d":"0.5"},{"v":0.0500000007450581,"d":"0.1"},{"v":211.852005004883,"d":"211.9"},null,"EIA non-ozone season distributed and EPA/CAMD ozone season","EPA/CAMD","Estimated using emissions factor and EIA data for non-ozone season and EPA/CAMD ozone season emissions","EPA/CAMD","Estimated using emissions factor","Estimated using emissions factor",{"$nulls":4},1971]
[19775,2020,"NY","Greene County Meter #1",60463,"PV1","PV","OP",{"$nulls":4},"SUN",null,{"v":8115,"d":"8,115"},{"v":4349,"d":"4,349"},{"$nulls":5},"EIA Prime Mover-level Data","EIA Prime Mover-level Data"]
[19791,2020,"NY","Hamlin Solar 1, LLC",64679,"HS1","PV","OP",{"$nulls":4},"SUN"]
[19811,2020,"NY","Hecate Energy Cider Solar LLC",64163,"11111","PV","P",{"$nulls":4},"SUN"]
[19814,2020,"NY","Hell Gate",7913,"HG01","GT","OP","Yes","ARP,CSNOX,CSOSG2,CSSO2G1,RGGI","CT",null,"NG",{"v":1176,"d":"1,176.0"},{"v":376533.65625,"d":"376,534"},{"v":284198.40625,"d":"284,198"},{"v":1.99800002574921,"d":"2.0"},{"v":1.43700003623962,"d":"1.4"},{"v":0.100000001490116,"d":"0.1"},{"v":22376.599609375,"d":"22,376.6"},null,"EPA/CAMD","EPA/CAMD","EPA/CAMD","EPA/CAMD","EPA/CAMD","EPA/CAMD",null,null,"SCR",null,2001]
[19828,2020,"NY","Hickory Grove #1",62831,"25","PV","OP",{"$nulls":4},"SUN",null,9,0,{"$nulls":5},"EIA Prime Mover-level Data","EIA Prime Mover-level Data"]
[19842,2020,"NY","High Dam",2574,"4","HY","OP",{"$nulls":4},"WAT",null,{"v":48734.1171875,"d":"48,734"},{"v":20459.1171875,"d":"20,459"},{"$nulls":5},"EIA Prime Mover-level Data","EIA Prime Mover-level Data"]
[19858,2020,"NY","Hilton NY Co Gen Plant",58815,"1","IC","OP",{"$nulls":4},"NG"]
[19878,2020,"NY","Holtsville Facility",8007,"U00015","GT","OP","Yes","CSNOX,CSOSG2,CSSO2G1,RGGI","CT",null,"DFO",{"v":158,"d":"158.0"},{"v":39266,"d":"39,266"},{"v":24149.19921875,"d":"24,149"},{"v":13.5179996490479,"d":"13.5"},{"v":5.42999982833862,"d":"5.4"},{"v":0,"d":"0.0"},{"v":3179.10009765625,"d":"3,179.1"},null,"EPA/CAMD","EPA/CAMD","EPA/CAMD","EPA/CAMD","EPA/CAMD","EPA/CAMD",null,null,"DLNB",null,1974]
[19885,2020,"NY","Homer Street East",62725,"HSE","PV","OP",{"$nulls":4},"SUN",null,{"v":13624,"d":"13,624"},{"v":7302,"d":"7,302"},{"$nulls":5},"EIA Prime Mover-level Data","EIA Prime Mover-level Data"]
[19901,2020,"NY","Huntington Resource Recovery Facility",50656,"UNIT2","ST","OP",{"$nulls":3},1,"MSW",null,{"v":1154311.25,"d":"1,154,311"},{"v":465323.90625,"d":"465,324"},{"v":122.93399810791,"d":"122.9"},{"v":48.859001159668,"d":"48.9"},{"v":0.979099988937378,"d":"1.0"},{"v":115328.1328125,"d":"115,328.1"},null,"EIA Unit-level Data","EIA Unit-Level Data","Estimated based on unit-level NOx emission rates","Estimated based on unit-level NOx ozone season emission rates","Estimated using emissions factor and plant-specific sulfur content","Estimated using emissions factor",null,"SD","SN","Yes"]
[19907,2020,"NY","HVCC Cogen Plant",58186,"CG05","IC","SB",{"$nulls":4},"DFO",null,{"v":36387.296875,"d":"36,387"},{"v":18449.666015625,"d":"18,450"},{"v":0.280000001192093,"d":"0.3"},{"v":0.0930000022053719,"d":"0.1"},{"v":0.0252000000327826,"d":"0.0"},{"v":2971.49096679688,"d":"2,971.5"},null,"EIA Prime Mover-level Data","EIA Prime Mover-level Data","Estimated using emissions factor","Estimated using emissions factor","Estimated using emissions factor","Estimated using emissions factor"]
[19925,2020,"NY","Inghams",2579,"1","HY","OP",{"$nulls":4},"WAT",null,{"v":98490,"d":"98,490"},{"v":41348,"d":"41,348"},{"$nulls":5},"EIA Prime Mover-level Data","EIA Prime Mover-level Data"]
[19945,2020,"NY","Jarvis (Hinckley)",808,"1","HY","OP",{"$nulls":4},"WAT",null,{"v":95147.5,"d":"95,148"},{"v":39944.5,"d":"39,945"},{"$nulls":5},"EIA Prime Mover-level Data","EIA Prime Mover-level Data"]
[19952,2020,"NY","Johnsonville Dam",2580,"2","HY","OP",{"$nulls":4},"WAT",null,{"v":31280.5,"d":"31,281"},{"v":13132,"d":"13,132"},{"$nulls":5},"EIA Prime Mover-level Data","EIA Prime Mover-level Data"]
[19968,2020,"NY","Kent Falls",2532,"1","HY","OP",{"$nulls":4},"WAT"]
[19972,2020,"NY","KIAC Cogeneration",54114,"GT1","CT","OP","Yes","CSNOX,CSOSG2,CSSO2G1,RGGI","CC",null,"NG",{"v":6968,"d":"6,968.0"},{"v":3094360,"d":"3,094,360"},{"v":1543491.25,"d":"1,543,491"},{"v":40.560001373291,"d":"40.6"},{"v":19.8460006713867,"d":"19.8"},{"v":0.899999976158142,"d":"0.9"},{"v":183892.703125,"d":"183,892.7"},null,"EPA/CAMD","EPA/CAMD","EPA/CAMD","EPA/CAMD","EPA/CAMD","EPA/CAMD",null,null,"H2O,SCR",null,1995]
[19992,2020,"NY","Lansing Renewables, LLC",63337,"14320","BA","P",{"$nulls":4},"MWH"]
[19999,2020,"NY","Lederle Laboratories",10521,"GEN2","CT",{"$nulls":5},"NG",null,{"v":810745.1875,"d":"810,745"},{"v":290481,"d":"290,481"},{"v":122.581001281738,"d":"122.6"},{"v":48.7060012817383,"d":"48.7"},{"v":1.22430002689362,"d":"1.2"},{"v":49173.203125,"d":"49,173.2"},null,"EIA Unit-level Data","EIA Unit-Level Data","Estimated using emissions factor","Estimated using emissions factor","Estimated using emissions factor","Estimated using emissions factor"]
[20019,2020,"NY","Lincoln Medical and Mental Health Center",64291,"A1","IC","OP",{"$nulls":4},"DFO"]
[20035,2020,"NY","Lovett",2629,"5","ST","RE",{"$nulls":3},1,"BIT"]
[20051,2020,"NY","Macomb",2583,"1","HY","OP",{"$nulls":4},"WAT",null,{"v":49516,"d":"49,516"},{"v":20787,"d":"20,787"},{"$nulls":5},"EIA Prime Mover-level Data","EIA Prime Mover-level Data"]
[20063,2020,"NY","Manorville II",64758,"MANB","BA","L",{"$nulls":4},"MWH"]
[20066,2020,"NY","Maple Ridge Wind Farm",56290,"2","WT","OP",{"$nulls":4},"WND",null,{"v":668090.75,"d":"668,091"},{"v":214056.46875,"d":"214,056"},{"$nulls":5},"EIA Prime Mover-level Data","EIA Prime Mover-level Data"]
[20086,2020,"NY","Mercy Medical Center",58163,"8","IC","SB",{"$nulls":4},"DFO"]
[20102,2020,"NY","Mill Seat Renewable Energy Facility",61012,"GEN7","IC","OP",{"$nulls":4},"LFG",null,{"v":81851.875,"d":"81,852"},{"v":33993.75,"d":"33,994"},{"v":53.5579986572266,"d":"53.6"},{"v":22.2430000305176,"d":"22.2"},{"v":1.8416999578476,"d":"1.8"},{"v":5197.5771484375,"d":"5,197.6"},null,"EIA Prime Mover-level Data","EIA Prime Mover-level Data","Estimated using emissions factor","Estimated using emissions factor","Estimated using emissions factor","Estimated using emissions factor"]
[20109,2020,"NY","Minetto",2586,"5","HY","OP",{"$nulls":4},"WAT",null,{"v":44312.6015625,"d":"44,313"},{"v":18603.19921875,"d":"18,603"},{"$nulls":5},"EIA Prime Mover-level Data","EIA Prime Mover-level Data"]
[20130,2020,"NY","Modern Innovative Energy LLC",56323,"GEN6","IC","CN",{"$nulls":4},"LFG"]
[20133,2020,"NY","Mohawk Solar",64253,"S1","PV","T",{"$nulls":4},"SUN"]
[20153,2020,"NY","Montauk",2515,"4","IC","RE",{"$nulls":4},"DFO"]
[20160,2020,"NY","Montefieor Medical Center Moses Division",58507,"EMG06","IC","SB",{"$nulls":4},"DFO"]
[20176,2020,"NY","Montefiore Weiler (Einstein) Hospital",63539,"CU500","IC","SB",{"$nulls":4},"DFO"]
[20195,2020,"NY","Mount Sinai Beth Israel",61569,"EGEN4","IC","SB",{"$nulls":4},"DFO",null,{"v":42.4739990234375,"d":"42"},{"v":15.3159999847412,"d":"15"},{"v":0.0710000023245811,"d":"0.1"},{"v":0.0260000005364418,"d":"0.0"},{"v":0.00620000017806888,"d":"0.0"},{"v":3.46900010108948,"d":"3.5"},null,"EIA Prime Mover-level Data","EIA Prime Mover-level Data","Estimated using emissions factor","Estimated using emissions factor","Estimated using emissions factor","Estimated using emissions factor"]
[20200,2020,"NY","Mount Sinai Beth Israel",61569,"EGEN9","IC","SB",{"$nulls":4},"DFO",null,{"v":127.420997619629,"d":"127"},{"v":45.9469985961914,"d":"46"},{"v":0.214000001549721,"d":"0.2"},{"v":0.0769999995827675,"d":"0.1"},{"v":0.0185000002384186,"d":"0.0"},{"v":10.4060001373291,"d":"10.4"},null,"EIA Prime Mover-level Data","EIA Prime Mover-level Data","Estimated using emissions factor","Estimated using emissions factor","Estimated using emissions factor","Estimated using emissions factor"]
[20220,2020,"NY","MSAP 13",63675,"TROYL","PV","OP",{"$nulls":4},"SUN",null,{"v":4808,"d":"4,808"},0,{"$nulls":5},"EIA Prime Mover-level Data","EIA Prime Mover-level Data"]
[20227,2020,"NY","Mt.Sinai-St.Lukes Roosevelt Hosp. Center",62453,"EG1","IC","SB",{"$nulls":4},"DFO",null,{"v":7.57600021362305,"d":"8"},{"v":2.69700002670288,"d":"3"},{"v":0.0130000002682209,"d":"0.0"},{"v":0.00499999988824129,"d":"0.0"},{"v":0.00109999999403954,"d":"0.0"},{"v":0.619000017642975,"d":"0.6"},null,"EIA Prime Mover-level Data","EIA Prime Mover-level Data","Estimated using emissions factor","Estimated using emissions factor","Estimated using emissions factor","Estimated using emissions factor"]
[20243,2020,"NY","Narrows Generating Station",2499,"CT02-1","GT","OP","Yes","SIPNOX","CT",null,"NG",{"v":280,"d":"280.0"},{"v":98500.265625,"d":"98,500"},{"v":64393.30078125,"d":"64,393"},{"v":27.2360000610352,"d":"27.2"},{"v":10.78600025177,"d":"10.8"},{"v":0.0197000000625849,"d":"0.0"},{"v":5756.8017578125,"d":"5,756.8"},null,"EIA non-ozone season distributed and EPA/CAMD ozone season","EPA/CAMD","Estimated using emissions factor and EIA data for non-ozone season and EPA/CAMD ozone season emissions","EPA/CAMD","Estimated using emissions factor","Estimated using emissions factor",{"$nulls":4},1972]
[20250,2020,"NY","Narrows Generating Station",2499,"CT02-8","GT","OP","Yes","SIPNOX","CT",null,"NG",{"v":211,"d":"211.0"},{"v":71352.0546875,"d":"71,352"},{"v":46645.5,"d":"46,646"},{"v":19.7290000915527,"d":"19.7"},{"v":7.81300020217896,"d":"7.8"},{"v":0.0142000000923872,"d":"0.0"},{"v":4170.13720703125,"d":"4,170.1"},null,"EIA non-ozone season distributed and EPA/CAMD ozone season","EPA/CAMD","Estimated using emissions factor and EIA data for non-ozone season and EPA/CAMD ozone season emissions","EPA/CAMD","Estimated using emissions factor","Estimated using emissions factor",{"$nulls":4},1972]
[20264,2020,"NY","New York Presbyterian Hospital-168th St",61026,"MHB1","IC","SB",{"$nulls":4},"DFO",null,{"v":273.109008789063,"d":"273"},{"v":97.3109970092773,"d":"97"},{"v":0.462000012397766,"d":"0.5"},{"v":0.164000004529953,"d":"0.2"},{"v":0.0395999997854233,"d":"0.0"},{"v":22.30299949646,"d":"22.3"},null,"EIA Prime Mover-level Data","EIA Prime Mover-level Data","Estimated using emissions factor","Estimated using emissions factor","Estimated using emissions factor","Estimated using emissions factor"]
[20287,2020,"NY","NHH003 Clarkson Fuel Cell",63648,"NHH03","FC","OP",{"$nulls":4},"NG",null,{"v":66006,"d":"66,006"},{"v":33483,"d":"33,483"},{"$nulls":5},"EIA Prime Mover-level Data","EIA Prime Mover-level Data"]
[20294,2020,"NY","Nissequogue Energy Center",54149,"1","GT","OP","Yes","CSNOX,CSOSG2,CSSO2G1,RGGI","CT",null,"NG",{"v":8345,"d":"8,345.0"},{"v":3334710,"d":"3,334,710"},{"v":1466239,"d":"1,466,239"},{"v":130.311004638672,"d":"130.3"},{"v":57.1839981079102,"d":"57.2"},{"v":1,"d":"1.0"},{"v":198180.296875,"d":"198,180.3"},null,"EPA/CAMD","EPA/CAMD","EPA/CAMD","EPA/CAMD","EPA/CAMD","EPA/CAMD",null,null,"H2O",null,1995]
[20310,2020,"NY","Northport",2516,"2","ST","OP","Yes","ARP,CSNOX,CSOSG2,CSSO2G1,MATS,RGGI","TANGENTIAL",1,"NG",{"v":1373,"d":"1,373.0"},{"v":3175875,"d":"3,175,875"},{"v":2363494.5,"d":"2,363,495"},{"v":87.609001159668,"d":"87.6"},{"v":62.9640007019043,"d":"63.0"},{"v":1,"d":"1.0"},{"v":188737.203125,"d":"188,737.2"},null,"EPA/CAMD","EPA/CAMD","EPA/CAMD","EPA/CAMD","EPA/CAMD","EPA/CAMD",null,null,"LNC2,OFA",null,1968]
[20317,2020,"NY","NRG Dunkirk Power",2554,"1","ST","OP","Yes","ARP,CSNOX,CSOSG2,CSSO2G1,MATS,RGGI","TANGENTIAL",1,"SUB",{"v":0,"d":"0.0"},{"$nulls":14},"DSI","LNC1",null,1950]
[20339,2020,"NY","NY Times Daily Production Facility",61414,"GEN5","IC","OP",{"$nulls":4},"DFO",null,{"v":286.3330078125,"d":"286"},{"v":102.833000183105,"d":"103"},{"v":0.485000014305115,"d":"0.5"},{"v":0.17399999499321,"d":"0.2"},{"v":0.0414999984204769,"d":"0.0"},{"v":23.382999420166,"d":"23.4"},null,"EIA Prime Mover-level Data","EIA Prime Mover-level Data","Estimated using emissions factor","Estimated using emissions factor","Estimated using emissions factor","Estimated using emissions factor"]
[20354,2020,"NY","NYPH - Lawrence",63580,"CM175","IC","SB",{"$nulls":4},"DFO"]
[20361,2020,"NY","NYPH-Queens",62271,"PR816","IC","SB",{"$nulls":4},"DFO",null,{"v":40.2000007629395,"d":"40"},{"v":14.6000003814697,"d":"15"},{"v":0.0670000016689301,"d":"0.1"},{"v":0.0240000002086163,"d":"0.0"},{"v":0.00579999992623925,"d":"0.0"},{"v":3.28299999237061,"d":"3.3"},null,"EIA Prime Mover-level Data","EIA Prime Mover-level Data","Estimated using emissions factor","Estimated using emissions factor","Estimated using emissions factor","Estimated using emissions factor"]
[20377,2020,"NY","NYU LANGONE HEALTH",61488,"SCI2","IC","SB",{"$nulls":4},"DFO",null,{"v":241.104995727539,"d":"241"},{"v":86.2109985351563,"d":"86"},{"v":0.407999992370605,"d":"0.4"},{"v":0.145999997854233,"d":"0.1"},{"v":0.0350000001490116,"d":"0.0"},{"v":19.6889991760254,"d":"19.7"},null,"EIA Prime Mover-level Data","EIA Prime Mover-level Data","Estimated using emissions factor","Estimated using emissions factor","Estimated using emissions factor","Estimated using emissions factor"]
[20384,2020,"NY","NYU Luthern Medical Center",54769,"GEN4","IC","SB",{"$nulls":4},"DFO",null,{"v":381.196014404297,"d":"381"},{"v":136.630004882813,"d":"137"},{"v":0.987999975681305,"d":"1.0"},{"v":0.354000002145767,"d":"0.4"},{"v":0.0847999975085258,"d":"0.1"},{"v":31.1299991607666,"d":"31.1"},null,"EIA Prime Mover-level Data","EIA Prime Mover-level Data","Estimated using emissions factor","Estimated using emissions factor","Estimated using emissions factor","Estimated using emissions factor"]
[20404,2020,"NY","Onondaga County - Oak Orchard WWTP",60098,"PV1","PV","OP",{"$nulls":4},"SUN",null,{"v":18460,"d":"18,460"},{"v":9893,"d":"9,893"},{"$nulls":5},"EIA Prime Mover-level Data","EIA Prime Mover-level Data"]
[20408,2020,"NY","Onondaga County Resource Recovery",50662,"UNIT2","ST","OP",{"$nulls":3},1,"MSW",null,{"v":1329103.25,"d":"1,329,103"},{"v":595653.625,"d":"595,654"},{"v":212.656997680664,"d":"212.7"},{"v":95.3050003051758,"d":"95.3"},{"v":1.44449996948242,"d":"1.4"},{"v":132637.484375,"d":"132,637.5"},null,"EIA Unit-level Data","EIA Unit-Level Data","Estimated based on unit-level NOx emission rates","Estimated based on unit-level NOx ozone season emission rates","Estimated using emissions factor and plant-specific sulfur content","Estimated using emissions factor",null,"SD","SN","Yes"]
[20428,2020,"NY","Oswegatchie",58678,"2","HY","OP",{"$nulls":4},"WAT",null,{"v":27981.5,"d":"27,982"},{"v":11747,"d":"11,747"},{"$nulls":5},"EIA Prime Mover-level Data","EIA Prime Mover-level Data"]
[20435,2020,"NY","Oswego Falls West",2596,"3","HY","RE",{"$nulls":4},"WAT"]
[20451,2020,"NY","Patchogue ESS",64761,"PAT","BA","L",{"$nulls":4},"MWH"]
[20471,2020,"NY","Podunque Road CSG",64125,"TWNSD","PV","V",{"$nulls":4},"SUN"]
[20473,2020,"NY","Poletti 500 MW CC",56196,"CTG7B","CT","OP","Yes","ARP,CSNOX,CSOSG2,CSSO2G1,RGGI","CC",null,"NG",{"v":6804,"d":"6,804.0"},{"v":9480296,"d":"9,480,296"},{"v":4091176.25,"d":"4,091,176"},{"v":37.2630004882813,"d":"37.3"},{"v":14.5249996185303,"d":"14.5"},{"v":2.79999995231628,"d":"2.8"},{"v":563411.8125,"d":"563,411.8"},null,"EPA/CAMD","EPA/CAMD","EPA/CAMD","EPA/CAMD","EPA/CAMD","EPA/CAMD",null,null,"DLNB,H2O,SCR",null,2005]
[20495,2020,"NY","Ravenswood Generating Station",2500,"20","ST","OP","Yes","ARP,CSNOX,CSOSG2,CSSO2G1,MATS,RGGI","TANGENTIAL",1,"RFO",{"v":1853,"d":"1,853.0"},{"v":2426788.5,"d":"2,426,789"},{"v":1938544.625,"d":"1,938,545"},{"v":81.4199981689453,"d":"81.4"},{"v":60.1590003967285,"d":"60.2"},{"v":0.699999988079071,"d":"0.7"},{"v":144220.796875,"d":"144,220.8"},null,"EPA/CAMD","EPA/CAMD","EPA/CAMD","EPA/CAMD","EPA/CAMD","EPA/CAMD",null,null,"OFA",null,1963]
[20502,2020,"NY","Ravenswood Generating Station",2500,"CT0008","GT","OP","Yes","SIPNOX","CT",null,"NG",{"v":0,"d":"0.0"},{"$nulls":17},1970]
[20518,2020,"NY","RED-Rochester, LLC-Eastman Business Park",10025,"4B","ST","OP","Yes","SIPNOX","TANGENTIAL",null,"NG",{"v":8781,"d":"8,781.0"},{"v":2744396.5,"d":"2,744,397"},{"v":739650.5,"d":"739,651"},{"v":141.190002441406,"d":"141.2"},{"v":36.0960006713867,"d":"36.1"},{"v":2.10829997062683,"d":"2.1"},{"v":160394.953125,"d":"160,395.0"},null,"EPA/CAMD","EPA/CAMD","EPA/CAMD","EPA/CAMD","Estimated using emissions factor","Estimated using emissions factor"]
[20538,2020,"NY","Riley Road LLC",63369,"RILE1","PV","OP",{"$nulls":4},"SUN",null,{"v":29855,"d":"29,855"},{"v":16000.5,"d":"16,001"},{"$nulls":5},"EIA Prime Mover-level Data","EIA Prime Mover-level Data"]
[20552,2020,"NY","Robert Moses Niagara",2693,"1","HY","OP",{"$nulls":4},"WAT",null,{"v":12214644,"d":"12,214,644"},{"v":5034859,"d":"5,034,859"},{"$nulls":5},"EIA Prime Mover-level Data","EIA Prime Mover-level Data"]
[20562,2020,"NY","Robert Moses Niagara",2693,"7","HY","OP",{"$nulls":4},"WAT",null,{"v":12214644,"d":"12,214,644"},{"v":5034859,"d":"5,034,859"},{"$nulls":5},"EIA Prime Mover-level Data","EIA Prime Mover-level Data"]
[20569,2020,"NY","Robert Moses Power Dam",2694,"21","HY","OP",{"$nulls":4},"WAT",null,{"v":4271079.5,"d":"4,271,080"},{"v":1878770.25,"d":"1,878,770"},{"$nulls":5},"EIA Prime Mover-level Data","EIA Prime Mover-level Data"]
[20585,2020,"NY","Rochester 5",2641,"HY1","HY","OA",{"$nulls":4},"WAT"]
[20592,2020,"NY","Rockland Bakery Inc.",62619,"CAT1","IC","SB",{"$nulls":4},"NG",null,{"v":114.375,"d":"114"},{"v":51.375,"d":"51"},{"v":0.172000005841255,"d":"0.2"},{"v":0.0869999974966049,"d":"0.1"},{"v":0.000199999994947575,"d":"0.0"},{"v":6.68499994277954,"d":"6.7"},null,"EIA Prime Mover-level Data","EIA Prime Mover-level Data","Estimated using emissions factor","Estimated using emissions factor","Estimated using emissions factor","Estimated using emissions factor"]
[20613,2020,"NY","Saint Catherine of Siena Medical Center",62003,"5FPX4","IC","SB",{"$nulls":4},"DFO",null,{"v":102.544998168945,"d":"103"},36,{"v":0.172999992966652,"d":"0.2"},{"v":0.0610000006854534,"d":"0.1"},{"v":0.0148999998345971,"d":"0.0"},{"v":8.37399959564209,"d":"8.4"},null,"EIA Prime Mover-level Data","EIA Prime Mover-level Data","Estimated using emissions factor","Estimated using emissions factor","Estimated using emissions factor","Estimated using emissions factor"]
[20629,2020,"NY","School Street",2605,"4","HY","OP",{"$nulls":4},"WAT",null,{"v":223850.5,"d":"223,851"},{"v":93976,"d":"93,976"},{"$nulls":5},"EIA Prime Mover-level Data","EIA Prime Mover-level Data"]
[20636,2020,"NY","Seneca Energy",54782,"GE10","IC","OP",{"$nulls":4},"LFG",null,{"v":61285.86328125,"d":"61,286"},{"v":24679.955078125,"d":"24,680"},{"v":44.4580001831055,"d":"44.5"},{"v":17.9300003051758,"d":"17.9"},{"v":1.37890005111694,"d":"1.4"},{"v":3891.63891601563,"d":"3,891.6"},null,"EIA Prime Mover-level Data","EIA Prime Mover-level Data","Estimated using emissions factor","Estimated using emissions factor","Estimated using emissions factor","Estimated using emissions factor"]
[20652,2020,"NY","Seneca Energy",54782,"GEN4","IC","OP",{"$nulls":4},"LFG",null,{"v":61285.86328125,"d":"61,286"},{"v":24679.955078125,"d":"24,680"},{"v":44.4580001831055,"d":"44.5"},{"v":17.9300003051758,"d":"17.9"},{"v":1.37890005111694,"d":"1.4"},{"v":3891.63891601563,"d":"3,891.6"},null,"EIA Prime Mover-level Data","EIA Prime Mover-level Data","Estimated using emissions factor","Estimated using emissions factor","Estimated using emissions factor","Estimated using emissions factor"]
[20659,2020,"NY","Seneca Falls Hydroelectric Project",61641,"24","HY","OP",{"$nulls":4},"WAT",null,{"v":33035.66796875,"d":"33,036"},{"v":13869,"d":"13,869"},{"$nulls":5},"EIA Prime Mover-level Data","EIA Prime Mover-level Data"]
[20679,2020,"NY","Skidmore College",60425,"SO049","PV","OP",{"$nulls":4},"SUN",null,{"v":22932,"d":"22,932"},{"v":12290,"d":"12,290"},{"$nulls":5},"EIA Prime Mover-level Data","EIA Prime Mover-level Data"]
[20696,2020,"NY","South Glens Falls Hydroelectric",54772,"GEN1","HY","OP",{"$nulls":4},"WAT",null,{"v":301760.5,"d":"301,761"},{"v":126683.5,"d":"126,684"},{"$nulls":5},"EIA Prime Mover-level Data","EIA Prime Mover-level Data"]
[20703,2020,"NY","South Oaks Hospital",50136,"CG5","IC","OP",{"$nulls":4},"NG",null,{"v":14689.2001953125,"d":"14,689"},{"v":7451,"d":"7,451"},{"v":18.4820003509521,"d":"18.5"},{"v":9.375,"d":"9.4"},{"v":0.0234999991953373,"d":"0.0"},{"v":858.502990722656,"d":"858.5"},null,"EIA Prime Mover-level Data","EIA Prime Mover-level Data","Estimated using emissions factor","Estimated using emissions factor","Estimated using emissions factor","Estimated using emissions factor"]
[20719,2020,"NY","St. Joseph Hospital",62452,"CT750","IC","SB",{"$nulls":4},"DFO",null,{"v":51.6360015869141,"d":"52"},{"v":17.4549999237061,"d":"17"},{"v":0.0810000002384186,"d":"0.1"},{"v":0.0270000007003546,"d":"0.0"},{"v":7.49999983236194E-3,"d":"0.0"},{"v":4.21700000762939,"d":"4.2"},null,"EIA Prime Mover-level Data","EIA Prime Mover-level Data","Estimated using emissions factor","Estimated using emissions factor","Estimated using emissions factor","Estimated using emissions factor"]
[20726,2020,"NY","Steel Sun",59705,"SSUN2","PV","OP",{"$nulls":4},"SUN",null,{"v":41750,"d":"41,750"},{"v":25257,"d":"25,257"},{"$nulls":5},"EIA Prime Mover-level Data","EIA Prime Mover-level Data"]
[20746,2020,"NY","Stuyvesant Falls",58873,"UNIT2","HY","OP",{"$nulls":4},"WAT",null,{"v":55949,"d":"55,949"},{"v":23488,"d":"23,488"},{"$nulls":5},"EIA Prime Mover-level Data","EIA Prime Mover-level Data"]
[20761,2020,"NY","SunEast Skyline Solar Project",62816,"Q670","PV","P",{"$nulls":4},"SUN"]
[20770,2020,"NY","Swinging Bridge 1",2633,"SWI1","HY","RE",{"$nulls":4},"WAT"]
[20777,2020,"NY","Syracuse, LLC",10621,"1","CT","OP","Yes","ARP,CSNOX,CSOSG2,CSSO2G1,RGGI","CC",null,"NG",{"v":116,"d":"116.0"},{"v":50565.66015625,"d":"50,566"},{"v":32328.4140625,"d":"32,328"},{"v":2.43600010871887,"d":"2.4"},{"v":1.50699996948242,"d":"1.5"},{"v":0,"d":"0.0"},{"v":3005,"d":"3,005.0"},null,"EPA/CAMD","EPA/CAMD","EPA/CAMD","EPA/CAMD","EPA/CAMD","EPA/CAMD",null,null,"SCR,STM",null,1994]
[20793,2020,"NY","Telegraph Rd #2 Community Solar Farm",62498,"1413","PV","T",{"$nulls":4},"SUN"]
[20813,2020,"NY","Trenton Falls",2619,"5","HY","OP",{"$nulls":4},"WAT",null,{"v":318303.96875,"d":"318,304"},{"v":133629,"d":"133,629"},{"$nulls":5},"EIA Prime Mover-level Data","EIA Prime Mover-level Data"]
[20826,2020,"NY","University of Rochester",58157,"7","ST","OP",{"$nulls":3},1,"NG",null,{"v":580294.8125,"d":"580,295"},{"v":214118.453125,"d":"214,118"},{"v":16.2479991912842,"d":"16.2"},{"v":5.99499988555908,"d":"6.0"},{"v":0.927299976348877,"d":"0.9"},{"v":33915.0546875,"d":"33,915.1"},null,"EIA Unit-level Data","EIA Unit-Level Data","Estimated based on unit-level NOx emission rates","Estimated based on unit-level NOx ozone season emission rates","Estimated using emissions factor and plant-specific sulfur content","Estimated using emissions factor"]
[20837,2020,"NY","Valley Falls Hydroelectric Facility",50034,"GEN1","HY","OP",{"$nulls":4},"WAT",null,{"v":57595,"d":"57,595"},{"v":24179,"d":"24,179"},{"$nulls":5},"EIA Prime Mover-level Data","EIA Prime Mover-level Data"]
[20844,2020,"NY","Vassar Brothers Medical Center",63550,"FP-01","IC","SB",{"$nulls":4},"DFO"]
[20860,2020,"NY","Vischer Ferry",2686,"2","HY","OP",{"$nulls":4},"WAT",null,{"v":96434.4140625,"d":"96,434"},{"v":40484.62109375,"d":"40,485"},{"$nulls":5},"EIA Prime Mover-level Data","EIA Prime Mover-level Data"]
[20880,2020,"NY","Washington St Community Solar Farm #3",62473,"1035","PV","OP",{"$nulls":4},"SUN",null,{"v":27389,"d":"27,389"},{"v":18482,"d":"18,482"},{"$nulls":5},"EIA Prime Mover-level Data","EIA Prime Mover-level Data"]
[20887,2020,"NY","Waterloo Hydroelectric Project",61642,"10","HY","OP",{"$nulls":4},"WAT",null,{"v":10407.6669921875,"d":"10,408"},{"v":4369.3330078125,"d":"4,369"},{"$nulls":5},"EIA Prime Mover-level Data","EIA Prime Mover-level Data"]
[20905,2020,"NY","Westchester County Medical Center",62270,"CAT04","IC","SB",{"$nulls":4},"DFO",null,{"v":26.3050003051758,"d":"26"},{"v":9.0629997253418,"d":"9"},{"v":0.0439999997615814,"d":"0.0"},{"v":0.0149999996647239,"d":"0.0"},{"v":0.00380000006407499,"d":"0.0"},{"v":2.14800000190735,"d":"2.1"},null,"EIA Prime Mover-level Data","EIA Prime Mover-level Data","Estimated using emissions factor","Estimated using emissions factor","Estimated using emissions factor","Estimated using emissions factor"]
[20911,2020,"NY","Westchester County Medical Center",62270,"CATN3","IC","SB",{"$nulls":4},"DFO",null,{"v":26.3050003051758,"d":"26"},{"v":9.0629997253418,"d":"9"},{"v":0.0439999997615814,"d":"0.0"},{"v":0.0149999996647239,"d":"0.0"},{"v":0.00380000006407499,"d":"0.0"},{"v":2.14800000190735,"d":"2.1"},null,"EIA Prime Mover-level Data","EIA Prime Mover-level Data","Estimated using emissions factor","Estimated using emissions factor","Estimated using emissions factor","Estimated using emissions factor"]
[20927,2020,"NY","Wheelabrator Westchester",50882,"2","ST","OP",{"$nulls":3},1,"MSW",null,{"v":2303120,"d":"2,303,120"},{"v":993652.75,"d":"993,653"},{"v":325.890991210938,"d":"325.9"},{"v":141.098999023438,"d":"141.1"},{"v":39.529899597168,"d":"39.5"},{"v":230265.015625,"d":"230,265.0"},null,"EIA Unit-level Data","EIA Unit-Level Data","Estimated based on unit-level NOx emission rates","Estimated based on unit-level NOx ozone season emission rates","Estimated using emissions factor and plant-specific sulfur content","Estimated using emissions factor",null,"SD","SN","Yes"]
[20947,2020,"NY","Woodhull Hospital",61567,"EGEN5","IC","SB",{"$nulls":4},"DFO",null,{"v":175.625,"d":"176"},62,{"v":0.296999990940094,"d":"0.3"},{"v":0.104999996721745,"d":"0.1"},{"v":0.0254999995231628,"d":"0.0"},{"v":14.3420000076294,"d":"14.3"},null,"EIA Prime Mover-level Data","EIA Prime Mover-level Data","Estimated using emissions factor","Estimated using emissions factor","Estimated using emissions factor","Estimated using emissions factor"]
[20954,2020,"NY","Yellow Mills Rd #2 Community Solar Farm",62518,"1181","PV","T",{"$nulls":4},"SUN"]
[20970,2020,"OH","Anadarko",2945,"11","IC","SB",{"$nulls":4},"DFO",null,{"v":4131.5390625,"d":"4,132"},{"v":1855.84594726563,"d":"1,856"},{"v":6.63899993896484,"d":"6.6"},{"v":2.98200011253357,"d":"3.0"},{"v":0.59909999370575,"d":"0.6"},{"v":337.393005371094,"d":"337.4"},null,"EIA Prime Mover-level Data","EIA Prime Mover-level Data","Estimated using emissions factor","Estimated using emissions factor","Estimated using emissions factor","Estimated using emissions factor"]
[20978,2020,"OH","Arcanum Peaking",7781,"1","IC","OP",{"$nulls":4},"DFO",null,993,447,{"v":1.59399998188019,"d":"1.6"},{"v":0.717999994754791,"d":"0.7"},{"v":0.143999993801117,"d":"0.1"},{"v":81.0910034179688,"d":"81.1"},null,"EIA Prime Mover-level Data","EIA Prime Mover-level Data","Estimated using emissions factor","Estimated using emissions factor","Estimated using emissions factor","Estimated using emissions factor"]
[20994,2020,"OH","Ashtabula",55990,"HRSG3","CA","OP",{"$nulls":3},2,"NG",null,{"v":297927.78125,"d":"297,928"},{"v":106477.15625,"d":"106,477"},{"v":45.3540000915527,"d":"45.4"},{"v":16.8360004425049,"d":"16.8"},{"v":0.476099997758865,"d":"0.5"},{"v":17412.248046875,"d":"17,412.2"},null,"EIA Unit-level Data","EIA Unit-Level Data","Estimated using emissions factor","Estimated using emissions factor","Estimated using emissions factor","Estimated using emissions factor"]
[21001,2020,"OH","Auglaize Hydro",7657,"4","HY","OP",{"$nulls":4},"WAT",null,{"v":11872.77734375,"d":"11,873"},{"v":5015.97216796875,"d":"5,016"},{"$nulls":5},"EIA Prime Mover-level Data","EIA Prime Mover-level Data"]
[21021,2020,"OH","Bowling Green",7575,"1","IC","RE",{"$nulls":4},"DFO"]
[21035,2020,"OH","Brown County LFGTE Power Station",61145,"GM03","IC","OP",{"$nulls":4},"LFG",null,{"v":105270.6640625,"d":"105,271"},{"v":42117,"d":"42,117"},{"v":76.3199996948242,"d":"76.3"},{"v":30.5340003967285,"d":"30.5"},{"v":2.3685998916626,"d":"2.4"},{"v":6684.6650390625,"d":"6,684.7"},null,"EIA Prime Mover-level Data","EIA Prime Mover-level Data","Estimated using emissions factor","Estimated using emissions factor","Estimated using emissions factor","Estimated using emissions factor"]
[21045,2020,"OH","Bryan Peaking",7779,"6","IC","OP",{"$nulls":4},"DFO",null,{"v":983.8330078125,"d":"984"},{"v":441.6669921875,"d":"442"},{"v":1.5809999704361,"d":"1.6"},{"v":0.709999978542328,"d":"0.7"},{"v":0.142700001597404,"d":"0.1"},{"v":80.3430023193359,"d":"80.3"},null,"EIA Prime Mover-level Data","EIA Prime Mover-level Data","Estimated using emissions factor","Estimated using emissions factor","Estimated using emissions factor","Estimated using emissions factor"]
[21065,2020,"OH","Carbon Limestone",56868,"7","IC","OP",{"$nulls":4},"LFG",null,{"v":110464.8671875,"d":"110,465"},{"v":48908.5625,"d":"48,909"},{"v":80.0869979858398,"d":"80.1"},{"v":35.4589996337891,"d":"35.5"},{"v":2.48550009727478,"d":"2.5"},{"v":7014.49609375,"d":"7,014.5"},null,"EIA Prime Mover-level Data","EIA Prime Mover-level Data","Estimated using emissions factor","Estimated using emissions factor","Estimated using emissions factor","Estimated using emissions factor"]
[21068,2020,"OH","Cardinal",2828,"1","ST","OP","Yes","ARP,CSNOX,CSOSG2,CSSO2G1,MATS","CELL",1,"BIT",{"v":6832,"d":"6,832.0"},{"v":33658820,"d":"33,658,820"},{"v":15881639,"d":"15,881,639"},{"v":1396.88195800781,"d":"1,396.9"},{"v":659.992980957031,"d":"660.0"},{"v":2702.10009765625,"d":"2,702.1"},{"v":3453391.25,"d":"3,453,391.3"},{"v":9.61999988555908,"d":"9.6"},"EPA/CAMD","EPA/CAMD","EPA/CAMD","EPA/CAMD","EPA/CAMD","EPA/CAMD","EPA/CAMD","WLS","LNCB,SCR",null,1967]
[21088,2020,"OH","Cleveland Peaking",7774,"5","IC","OP",{"$nulls":4},"DFO",null,{"v":816.5,"d":"817"},{"v":368.1669921875,"d":"368"},{"v":1.31299996376038,"d":"1.3"},{"v":0.592000007629395,"d":"0.6"},{"v":0.118400000035763,"d":"0.1"},{"v":66.6780014038086,"d":"66.7"},null,"EIA Prime Mover-level Data","EIA Prime Mover-level Data","Estimated using emissions factor","Estimated using emissions factor","Estimated using emissions factor","Estimated using emissions factor"]
[21104,2020,"OH","Cuyahoga Falls 1",62658,"CF2-3","IC","OP",{"$nulls":4},"DFO",null,{"v":945.375,"d":"945"},{"v":424.625,"d":"425"},{"v":1.4210000038147,"d":"1.4"},{"v":0.638000011444092,"d":"0.6"},{"v":0.137099996209145,"d":"0.1"},{"v":77.2020034790039,"d":"77.2"},null,"EIA Prime Mover-level Data","EIA Prime Mover-level Data","Estimated using emissions factor","Estimated using emissions factor","Estimated using emissions factor","Estimated using emissions factor"]
[21114,2020,"OH","Darby Electric Generating Station",55247,"CT4","GT","OP","Yes","ARP,CSNOX,CSOSG2,CSSO2G1","CT",null,"NG",{"v":1036,"d":"1,036.0"},{"v":799153,"d":"799,153"},{"v":746668.875,"d":"746,669"},{"v":48.5279998779297,"d":"48.5"},{"v":43.7949981689453,"d":"43.8"},{"v":0.200000002980232,"d":"0.2"},{"v":47155.80078125,"d":"47,155.8"},null,"EPA/CAMD","EPA/CAMD","EPA/CAMD","EPA/CAMD","EPA/CAMD","EPA/CAMD",null,null,"DLNB,H2O",null,2001]
[21132,2020,"OH","Dover",2914,"4","ST","OP",{"$nulls":3},2,"BIT",null,{"v":899311.5,"d":"899,312"},{"v":349343.25,"d":"349,343"},{"v":217.481994628906,"d":"217.5"},{"v":84.5699996948242,"d":"84.6"},{"v":1213.3427734375,"d":"1,213.3"},{"v":92536.96875,"d":"92,537.0"},null,"EIA Unit-level Data","EIA Unit-Level Data","Estimated using emissions factor","Estimated using emissions factor","Estimated using emissions factor and plant-specific sulfur content","Estimated using emissions factor",{"$nulls":3},"Yes"]
[21135,2020,"OH","Dover",2914,"6","GT","OP",{"$nulls":4},"NG",null,{"v":13398,"d":"13,398"},{"v":5621,"d":"5,621"},{"v":1.99600005149841,"d":"2.0"},{"v":0.837000012397766,"d":"0.8"},{"v":0.0214000009000301,"d":"0.0"},{"v":783.039978027344,"d":"783.0"},null,"EIA Prime Mover-level Data","EIA Prime Mover-level Data","Estimated using emissions factor","Estimated using emissions factor","Estimated using emissions factor","Estimated using emissions factor"]
[21155,2020,"OH","FirstEnergy Ashtabula",2835,"5","ST","RE",{"$nulls":4},"SUB"]
[21162,2020,"OH","FirstEnergy Edgewater",2857,"CTB","GT","RE",{"$nulls":4},"DFO"]
[21179,2020,"OH","Fremont Energy Center",55701,"CT01","CT","OP","Yes","ARP,CSNOX,CSOSG2,CSSO2G1","CC",null,"NG",{"v":5947,"d":"5,947.0"},{"v":12068302,"d":"12,068,302"},{"v":6530503,"d":"6,530,503"},{"v":62.4199981689453,"d":"62.4"},{"v":33.8730010986328,"d":"33.9"},{"v":3.59999990463257,"d":"3.6"},{"v":717205,"d":"717,205.0"},null,"EPA/CAMD","EPA/CAMD","EPA/CAMD","EPA/CAMD","EPA/CAMD","EPA/CAMD",null,null,"DLNB,NH3,SCR,STM",null,2010]
[21186,2020,"OH","Gen J M Gavin",8102,"B001","ST","OP","Yes","SIPNOX","OTHER BOILER",null,"DFO",{"v":15,"d":"15.0"},{"v":7008,"d":"7,008"},{"v":7008,"d":"7,008"},{"v":14.0170001983643,"d":"14.0"},{"v":7.00799989700317,"d":"7.0"},{"v":15.8488998413086,"d":"15.8"},{"v":572.293029785156,"d":"572.3"},null,"EPA/CAMD","EPA/CAMD","Estimated using emissions factor and EIA data for non-ozone season and EPA/CAMD ozone season emissions","EPA/CAMD","Estimated using emissions factor","Estimated using emissions factor",{"$nulls":4},1974]
[21202,2020,"OH","Greenville Electric Gen Station",55228,"G2CT1","GT","OP","Yes","ARP,CSNOX,CSOSG2,CSSO2G1","CT",null,"NG",{"v":586,"d":"586.0"},{"v":126477.5,"d":"126,478"},{"v":70813.8984375,"d":"70,814"},{"v":5.67199993133545,"d":"5.7"},{"v":3.13499999046326,"d":"3.1"},{"v":0,"d":"0.0"},{"v":7461.7998046875,"d":"7,461.8"},null,"EPA/CAMD","EPA/CAMD","EPA/CAMD","EPA/CAMD","EPA/CAMD","EPA/CAMD",null,null,"H2O",null,2000]
[21222,2020,"OH","Haverhill North Cogeneration Facility",56848,"HRSG6","ST","OP",{"$nulls":3},1,"COG",null,{"v":1075703.375,"d":"1,075,703"},{"v":383197.125,"d":"383,197"},{"v":8.28299999237061,"d":"8.3"},{"v":2.95099997520447,"d":"3.0"},{"v":1.24919998645782,"d":"1.2"},{"v":62869.45703125,"d":"62,869.5"},null,"EIA Unit-level Data","EIA Unit-Level Data","Estimated using emissions factor","Estimated using emissions factor","Estimated using emissions factor","Estimated using emissions factor",null,"SD"]
[21229,2020,"OH","Hecate Energy Highland LLC",62670,"HIGHL","PV","T",{"$nulls":4},"SUN"]
[21244,2020,"OH","Kyger Creek",2876,"3","ST","OP","Yes","ARP,CSNOX,CSOSG2,CSSO2G1,MATS","WALL",1,"BIT",{"v":6352,"d":"6,352.0"},{"v":9250261,"d":"9,250,261"},{"v":4403589,"d":"4,403,589"},{"v":662.442016601563,"d":"662.4"},{"v":177.675994873047,"d":"177.7"},{"v":589.400024414063,"d":"589.4"},{"v":949075,"d":"949,075.0"},{"v":3.02999997138977,"d":"3.0"},"EPA/CAMD","EPA/CAMD","EPA/CAMD","EPA/CAMD","EPA/CAMD","EPA/CAMD","EPA/CAMD","WL,WLS","OFA,SCR",null,1955]
[21253,2020,"OH","Lake Road (OH)",2908,"9","ST","RE",{"$nulls":4},"BIT"]
[21269,2020,"OH","Loraine County Project",56869,"5","IC","OP",{"$nulls":4},"LFG",null,{"v":89907.9453125,"d":"89,908"},{"v":37858.46875,"d":"37,858"},{"v":65.1829986572266,"d":"65.2"},{"v":27.44700050354,"d":"27.4"},{"v":2.02290010452271,"d":"2.0"},{"v":5709.13623046875,"d":"5,709.1"},null,"EIA Prime Mover-level Data","EIA Prime Mover-level Data","Estimated using emissions factor","Estimated using emissions factor","Estimated using emissions factor","Estimated using emissions factor"]
[21289,2020,"OH","Mahoning",57411,"GEN5","IC","OP",{"$nulls":4},"LFG",null,{"v":70188.203125,"d":"70,188"},{"v":28081,"d":"28,081"},{"v":48.8349990844727,"d":"48.8"},{"v":19.5380001068115,"d":"19.5"},{"v":1.57920002937317,"d":"1.6"},{"v":4456.93603515625,"d":"4,456.9"},null,"EIA Prime Mover-level Data","EIA Prime Mover-level Data","Estimated using emissions factor","Estimated using emissions factor","Estimated using emissions factor","Estimated using emissions factor"]
[21296,2020,"OH","Miami Fort Power Station",2832,"8","ST","OP","Yes","ARP,CSNOX,CSOSG2,CSSO2G1,MATS","WALL",1,"BIT",{"v":7768,"d":"7,768.0"},{"v":31580774,"d":"31,580,774"},{"v":14108637,"d":"14,108,637"},{"v":4242.7958984375,"d":"4,242.8"},{"v":1177.33898925781,"d":"1,177.3"},{"v":6136.60009765625,"d":"6,136.6"},{"v":3240189.25,"d":"3,240,189.3"},{"v":20.0799999237061,"d":"20.1"},"EPA/CAMD","EPA/CAMD","EPA/CAMD","EPA/CAMD","EPA/CAMD","EPA/CAMD","EPA/CAMD","WLS","LNB,LNCB,SCR",null,1978]
[21312,2020,"OH","Monument",2851,"1","IC","OP",{"$nulls":4},"DFO",null,{"v":88.8000030517578,"d":"89"},41,{"v":0.149000003933907,"d":"0.1"},{"v":0.0689999982714653,"d":"0.1"},{"v":0.0129000004380941,"d":"0.0"},{"v":7.2519998550415,"d":"7.3"},null,"EIA Prime Mover-level Data","EIA Prime Mover-level Data","Estimated using emissions factor","Estimated using emissions factor","Estimated using emissions factor","Estimated using emissions factor"]
[21323,2020,"OH","Muskingum River",2872,"3","ST","RE",null,null,"CYCLONE",1,"BIT"]
[21340,2020,"OH","Northwest Ohio Wind",59296,"NWO-B","BA","V",{"$nulls":4},"MWH"]
[21356,2020,"OH","Oberlin (OH)",2933,"IC4","IC","OP",{"$nulls":4},"NG",null,{"v":1699.52404785156,"d":"1,700"},{"v":721.265014648438,"d":"721"},{"v":1.95000004768372,"d":"2.0"},{"v":0.818000018596649,"d":"0.8"},{"v":0.00240000011399388,"d":"0.0"},{"v":99.3280029296875,"d":"99.3"},null,"EIA Prime Mover-level Data","EIA Prime Mover-level Data","Estimated using emissions factor","Estimated using emissions factor","Estimated using emissions factor","Estimated using emissions factor"]
[21363,2020,"OH","Oregon Clean Energy Center",59764,"02","CT","OP","Yes","ARP,CSNOX,CSOSG2,CSSO2G1,NSPS4T","CC",null,"NG",{"v":7188,"d":"7,188.0"},{"v":18961036,"d":"18,961,036"},{"v":6714460.5,"d":"6,714,461"},{"v":51.7060012817383,"d":"51.7"},{"v":18.4080009460449,"d":"18.4"},{"v":5.69999980926514,"d":"5.7"},{"v":1126826.375,"d":"1,126,826.4"},null,"EPA/CAMD","EPA/CAMD","EPA/CAMD","EPA/CAMD","EPA/CAMD","EPA/CAMD",null,null,"DLNB,SCR",null,2017]
[21379,2020,"OH","Painesville",2936,"WPCP1","IC","OP",{"$nulls":4},"DFO",null,906,410,{"v":1.44500005245209,"d":"1.4"},{"v":0.65200001001358,"d":"0.7"},{"v":0.131400004029274,"d":"0.1"},{"v":73.9869995117188,"d":"74.0"},null,"EIA Prime Mover-level Data","EIA Prime Mover-level Data","Estimated using emissions factor","Estimated using emissions factor","Estimated using emissions factor","Estimated using emissions factor"]
[21388,2020,"OH","Piqua Power Plant",2937,"10","ST","RE",{"$nulls":4},"BIT"]
[21407,2020,"OH","Racine",6006,"1","HY","OP",{"$nulls":4},"WAT",null,{"v":546553,"d":"546,553"},{"v":230897.5,"d":"230,898"},{"$nulls":5},"EIA Prime Mover-level Data","EIA Prime Mover-level Data"]
[21410,2020,"OH","Refuse & Coal",312,"2","ST","RE",{"$nulls":4},"MSW"]
[21430,2020,"OH","Rolling Hills Generating LLC",55401,"CT-3","GT","OP","Yes","ARP,CSNOX,CSOSG2,CSSO2G1","CT",null,"NG",{"v":327,"d":"327.0"},{"v":524396.3125,"d":"524,396"},{"v":495006.78125,"d":"495,007"},{"v":11.6700000762939,"d":"11.7"},{"v":10.9420003890991,"d":"10.9"},{"v":0.200000002980232,"d":"0.2"},{"v":31163.5,"d":"31,163.5"},null,"EPA/CAMD","EPA/CAMD","EPA/CAMD","EPA/CAMD","EPA/CAMD","EPA/CAMD",null,null,"DLNB,H2O",null,2003]
[21446,2020,"OH","Shelby Solar Array",63390,"SHBOH","PV","OP",{"$nulls":4},"SUN",null,{"v":30504,"d":"30,504"},{"v":19511,"d":"19,511"},{"$nulls":5},"EIA Prime Mover-level Data","EIA Prime Mover-level Data"]
[21453,2020,"OH","South Field Energy",60356,"SFCT1","CT","V",{"$nulls":4},"NG"]
[21474,2020,"OH","Tait Electric Generating Station",2847,"1","GT","OP","Yes","ARP,CSNOX,CSOSG2,CSSO2G1","CT",null,"NG",{"v":819,"d":"819.0"},{"v":620699.5,"d":"620,700"},{"v":440439.5,"d":"440,440"},{"v":45.7919998168945,"d":"45.8"},{"v":29.9069995880127,"d":"29.9"},{"v":0.200000002980232,"d":"0.2"},{"v":36620.5,"d":"36,620.5"},null,"EPA/CAMD","EPA/CAMD","EPA/CAMD","EPA/CAMD","EPA/CAMD","EPA/CAMD",null,null,"H2O",null,1995]
[21477,2020,"OH","Tait Electric Generating Station",2847,"CT4","GT","OP","Yes","ARP,CSNOX,CSOSG2,CSSO2G1","CT",null,"NG",{"v":2760,"d":"2,760.0"},{"v":2148391.75,"d":"2,148,392"},{"v":1244067.25,"d":"1,244,067"},{"v":78.6220016479492,"d":"78.6"},{"v":36.6759986877441,"d":"36.7"},{"v":0.600000023841858,"d":"0.6"},{"v":126750.8984375,"d":"126,750.9"},null,"EPA/CAMD","EPA/CAMD","EPA/CAMD","EPA/CAMD","EPA/CAMD","EPA/CAMD",null,null,"DLNB,H2O",null,2002]
[21497,2020,"OH","W H Sammis",2866,"6","ST","OP","Yes","ARP,CSNOX,CSOSG2,CSSO2G1,MATS","WALL",1,"BIT",{"v":5589,"d":"5,589.0"},{"v":28300798,"d":"28,300,798"},{"v":13127251,"d":"13,127,251"},{"v":1141.998046875,"d":"1,142.0"},{"v":518.448974609375,"d":"518.4"},{"v":904.099975585938,"d":"904.1"},{"v":2968187.75,"d":"2,968,187.8"},{"v":1.71000003814697,"d":"1.7"},"EPA/CAMD","EPA/CAMD","EPA/CAMD","EPA/CAMD","EPA/CAMD","EPA/CAMD","EPA/CAMD","WL","LNBO,SCR",null,1969]
[21504,2020,"OH","Walter C Beckjord",2830,"2","ST","RE",null,null,"TANGENTIAL",1,"BIT"]
[21520,2020,"OH","Wausau Paper Middletown",57940,"G3","ST","RE",{"$nulls":4},"BIT"]
[21532,2020,"OH","Whirlpool Corp-Greenville Wind Farm",61660,"WTG2","WT","OP",{"$nulls":4},"WND",null,{"v":30878,"d":"30,878"},{"v":9572.6669921875,"d":"9,573"},{"$nulls":5},"EIA Prime Mover-level Data","EIA Prime Mover-level Data"]
[21544,2020,"OH","Woodsdale",7158,"**GT5","GT","OP","Yes","ARP,CSNOX,CSOSG2,CSSO2G1","CT",null,"NG",{"v":320,"d":"320.0"},{"v":174138.28125,"d":"174,138"},{"v":115787.0078125,"d":"115,787"},{"v":10.8649997711182,"d":"10.9"},{"v":7.2350001335144,"d":"7.2"},{"v":0.100000001490116,"d":"0.1"},{"v":10386.400390625,"d":"10,386.4"},null,"EPA/CAMD","EPA/CAMD","EPA/CAMD","EPA/CAMD","EPA/CAMD","EPA/CAMD",null,null,"H2O",null,1992]
[21564,2020,"OK","Anadarko",3006,"11","GT","OP","Yes","ARP,CSOSG2","CT",null,"NG",{"v":1942,"d":"1,942.0"},{"v":602700.8125,"d":"602,701"},{"v":422394.28125,"d":"422,394"},{"v":27.3999996185303,"d":"27.4"},{"v":19.1879997253418,"d":"19.2"},{"v":0.200000002980232,"d":"0.2"},{"v":35816.69921875,"d":"35,816.7"},null,"EPA/CAMD","EPA/CAMD","EPA/CAMD","EPA/CAMD","EPA/CAMD","EPA/CAMD",null,null,"H2O",null,2009]
[21571,2020,"OK","Anadarko",3006,"9","GT","OP","Yes","ARP,CSOSG2","CT",null,"NG",{"v":1995,"d":"1,995.0"},{"v":553177.1875,"d":"553,177"},{"v":350512.375,"d":"350,512"},{"v":24.4610004425049,"d":"24.5"},{"v":15.4809999465942,"d":"15.5"},{"v":0.200000002980232,"d":"0.2"},{"v":32875.1015625,"d":"32,875.1"},null,"EPA/CAMD","EPA/CAMD","EPA/CAMD","EPA/CAMD","EPA/CAMD","EPA/CAMD",null,null,"H2O",null,2009]
[21587,2020,"OK","Breckinridge Wind Project LLC",58994,"BWP","WT","OP",{"$nulls":4},"WND",null,{"v":3527369,"d":"3,527,369"},{"v":1322576,"d":"1,322,576"},{"$nulls":5},"EIA Prime Mover-level Data","EIA Prime Mover-level Data"]
[21597,2020,"OK","Charles D Lamb Energy Center",58325,"1","GT","OP","Yes","ARP,CSOSG2","CT",null,"NG",{"v":1407,"d":"1,407.0"},{"v":1401776.25,"d":"1,401,776"},{"v":753342.0625,"d":"753,342"},{"v":25.9740009307861,"d":"26.0"},{"v":12.8520002365112,"d":"12.9"},{"v":0.400000005960464,"d":"0.4"},{"v":83308,"d":"83,308.0"},null,"EPA/CAMD","EPA/CAMD","EPA/CAMD","EPA/CAMD","EPA/CAMD","EPA/CAMD",{"$nulls":4},2015]
[21615,2020,"OK","Crossroads Wind Farm",57332,"1-98","WT","OP",{"$nulls":4},"WND",null,{"v":6992213,"d":"6,992,213"},{"v":2623917,"d":"2,623,917"},{"$nulls":5},"EIA Prime Mover-level Data","EIA Prime Mover-level Data"]
[21631,2020,"OK","Drift Sand Wind Project LLC",59065,"WT1","WT","OP",{"$nulls":4},"WND",null,{"v":3589736,"d":"3,589,736"},{"v":1372483,"d":"1,372,483"},{"$nulls":5},"EIA Prime Mover-level Data","EIA Prime Mover-level Data"]
[21638,2020,"OK","Eufaula Dam",6419,"1","HY","OP",{"$nulls":4},"WAT",null,{"v":1041019.3125,"d":"1,041,019"},{"v":444366.34375,"d":"444,366"},{"$nulls":5},"EIA Prime Mover-level Data","EIA Prime Mover-level Data"]
[21654,2020,"OK","Grand River Dam Authority",165,"1","ST","OP","Yes","ARP,CSOSG2,MATS","WALL",1,"SUB",{"v":0,"d":"0.0"},{"$nulls":15},"OFA",null,1982]
[21662,2020,"OK","Green Country Energy, LLC",55146,"CTGEN3","CT","OP","Yes","ARP,CSOSG2","CC",null,"NG",{"v":4837,"d":"4,837.0"},{"v":8342719,"d":"8,342,719"},{"v":3326573,"d":"3,326,573"},{"v":100.710998535156,"d":"100.7"},{"v":42.939998626709,"d":"42.9"},2.5,{"v":495794.6875,"d":"495,794.7"},null,"EPA/CAMD","EPA/CAMD","EPA/CAMD","EPA/CAMD","EPA/CAMD","EPA/CAMD",null,null,"SCR",null,2001]
[21682,2020,"OK","Kingfisher",2986,"5","IC","OP",{"$nulls":4},"NG",null,{"v":78.3519973754883,"d":"78"},{"v":37.1319999694824,"d":"37"},{"v":0.0529999993741512,"d":"0.1"},{"v":0.0260000005364418,"d":"0.0"},{"v":9.99999974737875e-05,"d":"0.0"},{"v":4.5789999961853,"d":"4.6"},null,"EIA Prime Mover-level Data","EIA Prime Mover-level Data","Estimated using emissions factor","Estimated using emissions factor","Estimated using emissions factor","Estimated using emissions factor"]
[21698,2020,"OK","Marietta",61616,"1","PV","OP",{"$nulls":4},"SUN",null,{"v":41145,"d":"41,145"},{"v":22687,"d":"22,687"},{"$nulls":5},"EIA Prime Mover-level Data","EIA Prime Mover-level Data"]
[21705,2020,"OK","McClain Energy Facility",55457,"CT2","CT","OP","Yes","ARP,CSOSG2","CC",null,"NG",{"v":6560,"d":"6,560.0"},{"v":10347901,"d":"10,347,901"},{"v":4971098,"d":"4,971,098"},{"v":149.074005126953,"d":"149.1"},{"v":70.5709991455078,"d":"70.6"},{"v":3.09999990463257,"d":"3.1"},{"v":614959.125,"d":"614,959.1"},null,"EPA/CAMD","EPA/CAMD","EPA/CAMD","EPA/CAMD","EPA/CAMD","EPA/CAMD",null,null,"DLNB",null,2001]
[21721,2020,"OK","Muskogee Mill",10362,"BLR5","ST","OP",null,null,"WALL",3,"NG",null,{"v":2255022,"d":"2,255,022"},{"v":979996.75,"d":"979,997"},{"v":34.5019989013672,"d":"34.5"},{"v":13.7690000534058,"d":"13.8"},{"v":4.26049995422363,"d":"4.3"},{"v":131793.703125,"d":"131,793.7"},null,"EIA Unit-level Data","EIA Unit-Level Data","Estimated based on unit-level NOx emission rates","Estimated based on unit-level NOx ozone season emission rates","Estimated using emissions factor and plant-specific sulfur content","Estimated using emissions factor"]
[21728,2020,"OK","Mustang",2953,"T9","GT","OP","Yes","ARP,CSOSG2","CT",null,"NG",{"v":4143,"d":"4,143.0"},{"v":1619395.375,"d":"1,619,395"},{"v":706558.1875,"d":"706,558"},{"v":65.822998046875,"d":"65.8"},{"v":27.8859996795654,"d":"27.9"},0.5,{"v":96236.3984375,"d":"96,236.4"},null,"EPA/CAMD","EPA/CAMD","EPA/CAMD","EPA/CAMD","EPA/CAMD","EPA/CAMD",null,null,"H2O",null,2017]
[21741,2020,"OK","Oneta Energy Center",55225,"CTG-4","CT","OP","Yes","ARP,CSOSG2","CC",null,"NG",{"v":7235,"d":"7,235.0"},{"v":12407549,"d":"12,407,549"},{"v":5401965,"d":"5,401,965"},{"v":203.001007080078,"d":"203.0"},{"v":87.8010025024414,"d":"87.8"},{"v":3.70000004768372,"d":"3.7"},{"v":737364.375,"d":"737,364.4"},null,"EPA/CAMD","EPA/CAMD","EPA/CAMD","EPA/CAMD","EPA/CAMD","EPA/CAMD",null,null,"DLNB",null,2002]
[21765,2020,"OK","Redbud Power Plant",55463,"CT-01","CT","OP","Yes","ARP,CSOSG2","CC",null,"NG",{"v":5778,"d":"5,778.0"},{"v":11085664,"d":"11,085,664"},{"v":6035932,"d":"6,035,932"},{"v":65.7279968261719,"d":"65.7"},{"v":33.9290008544922,"d":"33.9"},{"v":3.29999995231628,"d":"3.3"},{"v":658800.625,"d":"658,800.6"},null,"EPA/CAMD","EPA/CAMD","EPA/CAMD","EPA/CAMD","EPA/CAMD","EPA/CAMD",null,null,"DLNB,SCR",null,2003]
[21772,2020,"OK","River Valley",10671,"2B","ST","OP","Yes","ARP,CSOSG2,MATS","FLUIDIZED",1,"SUB",{"v":4362,"d":"4,362.0"},{"v":2636422,"d":"2,636,422"},{"v":2000320.375,"d":"2,000,320"},{"v":310.390991210938,"d":"310.4"},{"v":247.626998901367,"d":"247.6"},{"v":82.9000015258789,"d":"82.9"},{"v":275011.6875,"d":"275,011.7"},null,"EPA/CAMD","EPA/CAMD","EPA/CAMD","EPA/CAMD","EPA/CAMD","EPA/CAMD",null,"FBL",null,null,1990]
[21779,2020,"OK","Robert S Kerr",2985,"3","HY","OS",{"$nulls":4},"WAT",null,{"v":1015064.75,"d":"1,015,065"},{"v":433287.25,"d":"433,287"},{"$nulls":5},"EIA Prime Mover-level Data","EIA Prime Mover-level Data"]
[21795,2020,"OK","Seminole (2956)",2956,"2","ST","OP","Yes","ARP,CSOSG2","WALL",1,"NG",{"v":4836,"d":"4,836.0"},{"v":12752275,"d":"12,752,275"},{"v":7164126.5,"d":"7,164,127"},{"v":760.331970214844,"d":"760.3"},{"v":437.239990234375,"d":"437.2"},{"v":3.79999995231628,"d":"3.8"},{"v":757850.6875,"d":"757,850.7"},null,"EPA/CAMD","EPA/CAMD","EPA/CAMD","EPA/CAMD","EPA/CAMD","EPA/CAMD",null,null,"LNB",null,1973]
[21806,2020,"OK","Southwestern",2964,"8005","GT","OP","Yes","ARP,CSOSG2","CT",null,"NG",{"v":880,"d":"880.0"},{"v":684994.5,"d":"684,995"},{"v":406913.1875,"d":"406,913"},{"v":49.7519989013672,"d":"49.8"},{"v":19.7240009307861,"d":"19.7"},{"v":0.200000002980232,"d":"0.2"},{"v":40416,"d":"40,416.0"},null,"EPA/CAMD","EPA/CAMD","EPA/CAMD","EPA/CAMD","EPA/CAMD","EPA/CAMD",null,null,"CM",null,2008]
[21819,2020,"OK","Tenaska Kiamichi Generating Station",55501,"CTGDB1","CT","OP","Yes","ARP,CSOSG2","CC",null,"NG",{"v":6352,"d":"6,352.0"},{"v":9908942,"d":"9,908,942"},{"v":5591902,"d":"5,591,902"},{"v":160.626998901367,"d":"160.6"},{"v":88.1910018920898,"d":"88.2"},{"v":3,"d":"3.0"},{"v":588876.5,"d":"588,876.5"},null,"EPA/CAMD","EPA/CAMD","EPA/CAMD","EPA/CAMD","EPA/CAMD","EPA/CAMD",null,null,"DLNB",null,2002]
[21839,2020,"OK","University of Oklahoma",50307,"B4","ST","OP",{"$nulls":3},1,"NG",null,0,0,{"v":0,"d":"0.0"},{"v":0,"d":"0.0"},{"v":0,"d":"0.0"},{"v":0,"d":"0.0"},null,"EIA Unit-level Data","EIA Unit-Level Data","Estimated using emissions factor","Estimated using emissions factor","Estimated using emissions factor","Estimated using emissions factor"]
[21846,2020,"OK","Weatherford Wind Energy Center",56273,"2","WT","OP",{"$nulls":4},"WND",null,{"v":1003218.875,"d":"1,003,219"},{"v":376153.8125,"d":"376,154"},{"$nulls":5},"EIA Prime Mover-level Data","EIA Prime Mover-level Data"]
[21862,2020,"OR","Airport Solar",62560,"APS","PV","OP",{"$nulls":4},"SUN",null,{"v":892284,"d":"892,284"},{"v":535363,"d":"535,363"},{"$nulls":5},"EIA Prime Mover-level Data","EIA Prime Mover-level Data"]
[21882,2020,"OR","Bend",6484,"2","HY","OP",{"$nulls":4},"WAT",null,{"v":753.544982910156,"d":"754"},{"v":356.182006835938,"d":"356"},{"$nulls":5},"EIA Prime Mover-level Data","EIA Prime Mover-level Data"]
[21889,2020,"OR","Biglow Canyon Wind Farm",56485,"2","WT","OP",{"$nulls":4},"WND",null,{"v":3670265.75,"d":"3,670,266"},{"v":1839193,"d":"1,839,193"},{"$nulls":5},"EIA Prime Mover-level Data","EIA Prime Mover-level Data"]
[21906,2020,"OR","Bonneville",3075,"14","HY","OP",{"$nulls":4},"WAT",null,{"v":2344546,"d":"2,344,546"},{"v":905501,"d":"905,501"},{"$nulls":5},"EIA Prime Mover-level Data","EIA Prime Mover-level Data"]
[21913,2020,"OR","Bonneville",3075,"4","HY","OP",{"$nulls":4},"WAT",null,{"v":2189418,"d":"2,189,418"},{"v":845588.125,"d":"845,588"},{"$nulls":5},"EIA Prime Mover-level Data","EIA Prime Mover-level Data"]
[21929,2020,"OR","Bull Run Hydro",3044,"4","HY","RE",{"$nulls":4},"WAT"]
[21949,2020,"OR","Co-Gen LLC",50921,"GEN1","ST","SB",{"$nulls":4},"WDS"]
[21950,2020,"OR","Colton Solar",61831,"PGRC2","PV","OP",{"$nulls":4},"SUN",null,{"v":32425,"d":"32,425"},{"v":18568,"d":"18,568"},{"$nulls":5},"EIA Prime Mover-level Data","EIA Prime Mover-level Data"]
[21973,2020,"OR","Dillard Complex",50396,"BLR6","ST","OP",{"$nulls":3},6,"WDS",null,{"v":2488636.75,"d":"2,488,637"},{"v":925061.5,"d":"925,062"},{"v":398.928009033203,"d":"398.9"},{"v":148.287002563477,"d":"148.3"},{"v":30.9263000488281,"d":"30.9"},{"v":256567.890625,"d":"256,567.9"},null,"EIA Unit-level Data","EIA Unit-Level Data","Estimated based on unit-level NOx emission rates","Estimated based on unit-level NOx ozone season emission rates","Estimated using emissions factor and plant-specific sulfur content","Estimated using emissions factor"]
[21980,2020,"OR","Dunn Road Solar",63642,"W9736","PV","TS",{"$nulls":4},"SUN"]
[21996,2020,"OR","Faraday",3045,"4","HY","RE",{"$nulls":4},"WAT"]
[22003,2020,"OR","Finley Buttes Landfill Gas",58687,"GEN3","IC","OP",{"$nulls":4},"LFG",null,{"v":122650.6640625,"d":"122,651"},{"v":51727.66796875,"d":"51,728"},{"v":88.9209976196289,"d":"88.9"},{"v":37.5019989013672,"d":"37.5"},{"v":2.75959992408752,"d":"2.8"},{"v":7788.2919921875,"d":"7,788.3"},null,"EIA Prime Mover-level Data","EIA Prime Mover-level Data","Estimated using emissions factor","Estimated using emissions factor","Estimated using emissions factor","Estimated using emissions factor"]
[22029,2020,"OR","Ground Water Pumping Station",50105,"GPS1","HY","RE",{"$nulls":4},"WAT"]
[22040,2020,"OR","Hermiston",54761,"1","CT","OP","Yes","ARP","CC",null,"NG",{"v":4689,"d":"4,689.0"},{"v":7131366,"d":"7,131,366"},{"v":2811600,"d":"2,811,600"},{"v":52.4949989318848,"d":"52.5"},{"v":20.7080001831055,"d":"20.7"},{"v":2.09999990463257,"d":"2.1"},{"v":423810.3125,"d":"423,810.3"},null,"EPA/CAMD","EPA/CAMD","EPA/CAMD","EPA/CAMD","EPA/CAMD","EPA/CAMD",null,null,"SCR",null,1996]
[22047,2020,"OR","Hyline Solar Center, LLC",60331,"HSC1","PV","OP",{"$nulls":4},"SUN",null,{"v":178564,"d":"178,564"},{"v":103196,"d":"103,196"},{"$nulls":5},"EIA Prime Mover-level Data","EIA Prime Mover-level Data"]
[22067,2020,"OR","John Day",3082,"5","HY","OP",{"$nulls":4},"WAT",null,{"v":4638274.5,"d":"4,638,275"},{"v":1966622,"d":"1,966,622"},{"$nulls":5},"EIA Prime Mover-level Data","EIA Prime Mover-level Data"]
[22070,2020,"OR","John Day",3082,"8","HY","OP",{"$nulls":4},"WAT",null,{"v":4638274.5,"d":"4,638,275"},{"v":1966622,"d":"1,966,622"},{"$nulls":5},"EIA Prime Mover-level Data","EIA Prime Mover-level Data"]
[22090,2020,"OR","Leaburg",3068,"2","HY","OS",{"$nulls":4},"WAT"]
[22098,2020,"OR","Lookout Point",3083,"3","HY","OP",{"$nulls":4},"WAT",null,{"v":659919.6875,"d":"659,920"},{"v":311834.65625,"d":"311,835"},{"$nulls":5},"EIA Prime Mover-level Data","EIA Prime Mover-level Data"]
[22114,2020,"OR","McNary",3084,"9","HY","OP",{"$nulls":4},"WAT",null,{"v":3098132.5,"d":"3,098,133"},{"v":1463974.875,"d":"1,463,975"},{"$nulls":5},"EIA Prime Mover-level Data","EIA Prime Mover-level Data"]
[22134,2020,"OR","North Fork",3047,"1","HY","OP",{"$nulls":4},"WAT",null,{"v":675760,"d":"675,760"},{"v":319319.53125,"d":"319,320"},{"$nulls":5},"EIA Prime Mover-level Data","EIA Prime Mover-level Data"]
[22137,2020,"OR","NorWest Energy 2, LLC",60548,"PV1","PV","OP",{"$nulls":4},"SUN",null,{"v":196640,"d":"196,640"},{"v":113480,"d":"113,480"},{"$nulls":5},"EIA Prime Mover-level Data","EIA Prime Mover-level Data"]
[22157,2020,"OR","Oregon Convention Center",60112,"PV1","PV","OP",{"$nulls":4},"SUN",null,{"v":15423,"d":"15,423"},{"v":8831,"d":"8,831"},{"$nulls":5},"EIA Prime Mover-level Data","EIA Prime Mover-level Data"]
[22163,2020,"OR","OSLH, LLC",60976,"PV1","PV","OP",{"$nulls":4},"SUN",null,{"v":209157,"d":"209,157"},{"v":119771,"d":"119,771"},{"$nulls":5},"EIA Prime Mover-level Data","EIA Prime Mover-level Data"]
[22181,2020,"OR","Perennial Wind Chaser Station",59721,"GT4","GT","U",{"$nulls":4},"NG"]
[22188,2020,"OR","Port Westward Unit 2",58266,"1","IC","OP",{"$nulls":4},"NG",null,{"v":322018.40625,"d":"322,018"},{"v":99682.75,"d":"99,683"},{"v":409.626007080078,"d":"409.6"},{"v":126.802001953125,"d":"126.8"},{"v":0.514599978923798,"d":"0.5"},{"v":18820.21484375,"d":"18,820.2"},null,"EIA Prime Mover-level Data","EIA Prime Mover-level Data","Estimated using emissions factor","Estimated using emissions factor","Estimated using emissions factor","Estimated using emissions factor"]
[22204,2020,"OR","Prospect 2",3033,"1","HY","OP",{"$nulls":4},"WAT",null,{"v":771541,"d":"771,541"},{"v":364580,"d":"364,580"},{"$nulls":5},"EIA Prime Mover-level Data","EIA Prime Mover-level Data"]
[22224,2020,"OR","Rock Garden Solar, LLC",63779,"4","PV","OP",{"$nulls":4},"SUN",null,{"v":124304,"d":"124,304"},{"v":94163,"d":"94,163"},{"$nulls":5},"EIA Prime Mover-level Data","EIA Prime Mover-level Data"]
[22238,2020,"OR","Silverton Solar",61829,"PGRC7","PV","OP",{"$nulls":4},"SUN",null,{"v":38697,"d":"38,697"},{"v":22159,"d":"22,159"},{"$nulls":5},"EIA Prime Mover-level Data","EIA Prime Mover-level Data"]
[22248,2020,"OR","SSD Clackamas 7, LLC",63963,"1","PV","OP",{"$nulls":4},"SUN",null,237,0,{"$nulls":5},"EIA Prime Mover-level Data","EIA Prime Mover-level Data"]
[22255,2020,"OR","Starvation",63344,"STAR","PV","OP",{"$nulls":4},"SUN",null,{"v":209201,"d":"209,201"},{"v":119797,"d":"119,797"},{"$nulls":5},"EIA Prime Mover-level Data","EIA Prime Mover-level Data"]
[22271,2020,"OR","SulusSolar17",63908,"SS17","PV","OP",{"$nulls":4},"SUN",null,{"v":27232,"d":"27,232"},{"v":20629,"d":"20,629"},{"$nulls":5},"EIA Prime Mover-level Data","EIA Prime Mover-level Data"]
[22291,2020,"OR","The Dalles",3895,"2","HY","OA",{"$nulls":4},"WAT",null,{"v":2521479.5,"d":"2,521,480"},{"v":1043613.1875,"d":"1,043,613"},{"$nulls":5},"EIA Prime Mover-level Data","EIA Prime Mover-level Data"]
[22298,2020,"OR","The Dalles",3895,"6","HY","OP",{"$nulls":4},"WAT",null,{"v":2521479.5,"d":"2,521,480"},{"v":1043613.1875,"d":"1,043,613"},{"$nulls":5},"EIA Prime Mover-level Data","EIA Prime Mover-level Data"]
[22307,2020,"OR","Threemile Digester",58382,"GEN2","IC","OP",{"$nulls":4},"OBG",null,{"v":123666.6640625,"d":"123,667"},{"v":38282,"d":"38,282"},{"v":0,"d":"0.0"},{"v":0,"d":"0.0"},{"v":0,"d":"0.0"},{"v":7852.80712890625,"d":"7,852.8"},null,"EIA Prime Mover-level Data","EIA Prime Mover-level Data","Estimated using emissions factor","Estimated using emissions factor","Estimated using emissions factor","Estimated using emissions factor"]
[22322,2020,"OR","Vansycle",55125,"WGNS","WT","OP",{"$nulls":4},"WND",null,{"v":733634,"d":"733,634"},{"v":334911,"d":"334,911"},{"$nulls":5},"EIA Prime Mover-level Data","EIA Prime Mover-level Data"]
[22342,2020,"OR","Wheat Field Wind Power Project",56854,"GEN1","WT","OP",{"$nulls":4},"WND",null,{"v":2113864,"d":"2,113,864"},{"v":965001,"d":"965,001"},{"$nulls":5},"EIA Prime Mover-level Data","EIA Prime Mover-level Data"]
[22358,2020,"PA","Allegheny Hydro No 9",50898,"GEN2","HY","OP",{"$nulls":4},"WAT",null,{"v":443642.5,"d":"443,643"},{"v":186248,"d":"186,248"},{"$nulls":5},"EIA Prime Mover-level Data","EIA Prime Mover-level Data"]
[22365,2020,"PA","Allegheny Ridge Wind Farm",56451,"1","WT","OP",{"$nulls":4},"WND",null,{"v":1877826,"d":"1,877,826"},{"v":522774,"d":"522,774"},{"$nulls":5},"EIA Prime Mover-level Data","EIA Prime Mover-level Data"]
[22372,2020,"PA","Alpaca",58813,"GEN2","IC","CN",{"$nulls":4},"NG"]
[22389,2020,"PA","Aqua Ingrams Mill",57280,"1","PV","OP",{"$nulls":4},"SUN",null,{"v":9738,"d":"9,738"},{"v":5263,"d":"5,263"},{"$nulls":5},"EIA Prime Mover-level Data","EIA Prime Mover-level Data"]
[22409,2020,"PA","Beaver Valley",6040,"1","ST","OP",{"$nulls":4},"NUC",null,{"v":84066424,"d":"84,066,424"},{"v":34037228,"d":"34,037,228"},{"$nulls":5},"EIA Prime Mover-level Data","EIA Prime Mover-level Data"]
[22412,2020,"PA","Beaver Valley Patterson Dam",10546,"GEN2","HY","OP",{"$nulls":4},"WAT",null,{"v":13200.6669921875,"d":"13,201"},{"v":5541.6669921875,"d":"5,542"},{"$nulls":5},"EIA Prime Mover-level Data","EIA Prime Mover-level Data"]
[22432,2020,"PA","Bruce Mansfield",6094,"2","ST","OP","Yes","ARP,CSNOX,CSOSG2,CSSO2G1,MATS","WALL",1,"RC",{"v":0,"d":"0.0"},{"$nulls":14},"WL","LNB,LNBO,SCR",null,1977]
[22451,2020,"PA","Chestnut Flats Wind Farm",57268,"1","WT","OP",{"$nulls":4},"WND",null,{"v":868809,"d":"868,809"},{"v":252498,"d":"252,498"},{"$nulls":5},"EIA Prime Mover-level Data","EIA Prime Mover-level Data"]
[22456,2020,"PA","Conemaugh",3118,"2","ST","OP","Yes","ARP,CSNOX,CSOSG2,CSSO2G1,MATS","TANGENTIAL",1,"RC",{"v":7028,"d":"7,028.0"},{"v":39838692,"d":"39,838,692"},{"v":14360773,"d":"14,360,773"},{"v":3521.8720703125,"d":"3,521.9"},{"v":1300.52404785156,"d":"1,300.5"},{"v":1416.19995117188,"d":"1,416.2"},{"v":4085077.25,"d":"4,085,077.3"},{"v":21.7600002288818,"d":"21.8"},"EPA/CAMD","EPA/CAMD","EPA/CAMD","EPA/CAMD","EPA/CAMD","EPA/CAMD","EPA/CAMD","WLS","LNC3,SCR",null,1971]
[22476,2020,"PA","Croydon Generating Station",8012,"11","GT","OP","Yes","CSNOX,CSOSG2,CSSO2G1","CT",null,"DFO",{"v":13,"d":"13.0"},{"v":1564,"d":"1,564"},{"v":1475,"d":"1,475"},{"v":0.460999995470047,"d":"0.5"},{"v":0.435000002384186,"d":"0.4"},{"v":0.200000002980232,"d":"0.2"},{"v":127.721000671387,"d":"127.7"},null,"EPA/CAMD","EPA/CAMD","EPA/CAMD","EPA/CAMD","EPA/CAMD","Estimated using emissions factor",{"$nulls":4},1974]
[22479,2020,"PA","Croydon Generating Station",8012,"22","GT","OP","Yes","CSNOX,CSOSG2,CSSO2G1","CT",null,"DFO",{"v":13,"d":"13.0"},{"v":1278,"d":"1,278"},{"v":1201,"d":"1,201"},{"v":0.377000004053116,"d":"0.4"},{"v":0.354000002145767,"d":"0.4"},{"v":0.100000001490116,"d":"0.1"},{"v":104.36499786377,"d":"104.4"},null,"EPA/CAMD","EPA/CAMD","EPA/CAMD","EPA/CAMD","EPA/CAMD","Estimated using emissions factor",{"$nulls":4},1974]
[22499,2020,"PA","Domtar Paper Company, LLC",54638,"041","ST","OP","Yes","SIPNOX","WALL",null,"BLQ",{"v":3672,"d":"3,672.0"},{"v":3207687.5,"d":"3,207,688"},{"v":560079.9375,"d":"560,080"},{"v":454.385986328125,"d":"454.4"},{"v":17.5440006256104,"d":"17.5"},{"v":764.1259765625,"d":"764.1"},{"v":355520.46875,"d":"355,520.5"},null,"EIA non-ozone season distributed and EPA/CAMD ozone season","EPA/CAMD","Estimated using emissions factor and EIA data for non-ozone season and EPA/CAMD ozone season emissions","EPA/CAMD","Estimated using emissions factor","Estimated using emissions factor",null,null,"LNB",null,1982]
[22506,2020,"PA","Elk Hill Solar 1",63773,"PAEH1","PV","L",{"$nulls":4},"SUN"]
[22530,2020,"PA","Fairless Hills Generating Station",7701,"PHBLR5","ST","OP","Yes","CSNOX,CSOSG2,CSSO2G1","WALL",null,"OG",{"v":0,"d":"0.0"},{"$nulls":15},"LNB",null,1996]
[22543,2020,"PA","FirstEnergy Mitchell Power Station",3181,"3","ST","RE",null,null,"VERTICAL/ARCH",1,"BIT"]
[22546,2020,"PA","Florey Knobb",58821,"1","IC","CN",{"$nulls":4},"NG"]
[22566,2020,"PA","Glades Pike Generation Plant",59759,"SOLAR","GT","OP",{"$nulls":4},"LFG",null,{"v":144391,"d":"144,391"},{"v":61963,"d":"61,963"},{"v":13.9580001831055,"d":"14.0"},{"v":5.98999977111816,"d":"6.0"},{"v":3.24880003929138,"d":"3.2"},{"v":9168.7978515625,"d":"9,168.8"},null,"EIA Prime Mover-level Data","EIA Prime Mover-level Data","Estimated using emissions factor","Estimated using emissions factor","Estimated using emissions factor","Estimated using emissions factor"]
[22573,2020,"PA","Green Knight Energy Center",55765,"TG1","GT","OP",{"$nulls":4},"LFG",null,{"v":230113,"d":"230,113"},{"v":98748,"d":"98,748"},{"v":21.5270004272461,"d":"21.5"},{"v":9.23799991607666,"d":"9.2"},{"v":5.17749977111816,"d":"5.2"},{"v":14612.126953125,"d":"14,612.1"},null,"EIA Prime Mover-level Data","EIA Prime Mover-level Data","Estimated using emissions factor","Estimated using emissions factor","Estimated using emissions factor","Estimated using emissions factor"]
[22595,2020,"PA","Harrisburg Facility",10118,"2","ST","OP",{"$nulls":3},1,"MSW",null,{"v":899522.375,"d":"899,522"},{"v":375336.78125,"d":"375,337"},{"v":0.0900000035762787,"d":"0.1"},{"v":0.0379999987781048,"d":"0.0"},{"v":8.14019966125488,"d":"8.1"},{"v":89588.6484375,"d":"89,588.6"},null,"EIA Unit-level Data","EIA Unit-Level Data","Estimated based on unit-level NOx emission rates","Estimated based on unit-level NOx ozone season emission rates","Estimated using emissions factor and plant-specific sulfur content","Estimated using emissions factor",null,"DSI","SN"]
[22597,2020,"PA","Harrisburg Facility",10118,"GEN1","ST","RE",{"$nulls":4},"MSW"]
[22613,2020,"PA","Holdridge Energy",61305,"GEN2","IC","CN",{"$nulls":4},"NG"]
[22633,2020,"PA","Homer City",3122,"3","ST","OP","Yes","ARP,CSNOX,CSOSG2,CSSO2G1,MATS","WALL",1,"BIT",{"v":3160,"d":"3,160.0"},{"v":11700231,"d":"11,700,231"},{"v":5132531,"d":"5,132,531"},{"v":582.56201171875,"d":"582.6"},{"v":255.680999755859,"d":"255.7"},{"v":1525.69995117188,"d":"1,525.7"},{"v":1200443.5,"d":"1,200,443.5"},{"v":1.95000004768372,"d":"2.0"},"EPA/CAMD","EPA/CAMD","EPA/CAMD","EPA/CAMD","EPA/CAMD","EPA/CAMD","EPA/CAMD","WLS","LNBO,SCR",null,1977]
[22640,2020,"PA","Hop Bottom",58800,"GEN4","IC","CN",{"$nulls":4},"NG"]
[22660,2020,"PA","Jefferson Torresdale Hospital",63023,"COGEN","IC","SB",{"$nulls":4},"NG"]
[22664,2020,"PA","Juniata Locomotive Shop",10302,"GEN3","GT","OP",{"$nulls":4},"NG",null,{"v":18958,"d":"18,958"},0,{"v":2.91700005531311,"d":"2.9"},{"v":0,"d":"0.0"},{"v":0.0303000006824732,"d":"0.0"},{"v":1107.99096679688,"d":"1,108.0"},null,"EIA Prime Mover-level Data","EIA Prime Mover-level Data","Estimated using emissions factor","Estimated using emissions factor","Estimated using emissions factor","Estimated using emissions factor"]
[22684,2020,"PA","Lake Lynn Hydro Station",6636,"3","HY","OP",{"$nulls":4},"WAT",null,{"v":247600.5,"d":"247,601"},{"v":103946.5,"d":"103,947"},{"$nulls":5},"EIA Prime Mover-level Data","EIA Prime Mover-level Data"]
[22700,2020,"PA","Locust Ridge II LLC",56770,"1","WT","OP",{"$nulls":4},"WND",null,{"v":1770724,"d":"1,770,724"},{"v":514618,"d":"514,618"},{"$nulls":5},"EIA Prime Mover-level Data","EIA Prime Mover-level Data"]
[22707,2020,"PA","Mahoning Creek Hydroelectric Project",58685,"8107","HY","OP",{"$nulls":4},"WAT",null,{"v":115541,"d":"115,541"},{"v":48506,"d":"48,506"},{"$nulls":5},"EIA Prime Mover-level Data","EIA Prime Mover-level Data"]
[22723,2020,"PA","Merck & Company - West Point",52149,"040","GT","OP","Yes","SIPNOX","CT",null,"NG",{"v":7295,"d":"7,295.0"},{"v":3106570.5,"d":"3,106,571"},{"v":1492641.75,"d":"1,492,642"},{"v":40.4410018920898,"d":"40.4"},{"v":18.3950004577637,"d":"18.4"},{"v":0.896799981594086,"d":"0.9"},{"v":181562.046875,"d":"181,562.0"},null,"EPA/CAMD","EPA/CAMD","EPA/CAMD","EPA/CAMD","Estimated using emissions factor","Estimated using emissions factor",null,null,"DLNB",null,2001]
[22739,2020,"PA","Mineral Point Energy",61300,"GEN3","IC","CN",{"$nulls":4},"NG"]
[22751,2020,"PA","Morgantown Solar Park",57362,"1","PV","OP",{"$nulls":4},"SUN",null,{"v":21362,"d":"21,362"},{"v":11545,"d":"11,545"},{"$nulls":5},"EIA Prime Mover-level Data","EIA Prime Mover-level Data"]
[22767,2020,"PA","Mountain View",56687,"18","IC","OP",{"$nulls":4},"LFG",null,{"v":9401,"d":"9,401"},{"v":4033.6669921875,"d":"4,034"},{"v":6.53999996185303,"d":"6.5"},{"v":2.80699992179871,"d":"2.8"},{"v":0.202600002288818,"d":"0.2"},{"v":596.961975097656,"d":"597.0"},null,"EIA Prime Mover-level Data","EIA Prime Mover-level Data","Estimated using emissions factor","Estimated using emissions factor","Estimated using emissions factor","Estimated using emissions factor"]
[22774,2020,"PA","Mountain View",56687,"24","IC","OP",{"$nulls":4},"LFG",null,{"v":9401,"d":"9,401"},{"v":4033.6669921875,"d":"4,034"},{"v":6.53999996185303,"d":"6.5"},{"v":2.80699992179871,"d":"2.8"},{"v":0.202600002288818,"d":"0.2"},{"v":596.961975097656,"d":"597.0"},null,"EIA Prime Mover-level Data","EIA Prime Mover-level Data","Estimated using emissions factor","Estimated using emissions factor","Estimated using emissions factor","Estimated using emissions factor"]
[22781,2020,"PA","Mountain View",56687,"30","IC","OP",{"$nulls":4},"LFG",null,{"v":9401,"d":"9,401"},{"v":4033.6669921875,"d":"4,034"},{"v":6.53999996185303,"d":"6.5"},{"v":2.80699992179871,"d":"2.8"},{"v":0.202600002288818,"d":"0.2"},{"v":596.961975097656,"d":"597.0"},null,"EIA Prime Mover-level Data","EIA Prime Mover-level Data","Estimated using emissions factor","Estimated using emissions factor","Estimated using emissions factor","Estimated using emissions factor"]
[22804,2020,"PA","Mountain View",56687,"8","IC","OP",{"$nulls":4},"LFG",null,{"v":9401,"d":"9,401"},{"v":4033.6669921875,"d":"4,034"},{"v":6.53999996185303,"d":"6.5"},{"v":2.80699992179871,"d":"2.8"},{"v":0.202600002288818,"d":"0.2"},{"v":596.961975097656,"d":"597.0"},null,"EIA Prime Mover-level Data","EIA Prime Mover-level Data","Estimated using emissions factor","Estimated using emissions factor","Estimated using emissions factor","Estimated using emissions factor"]
[22818,2020,"PA","Navy Yard Peaker Station",61737,"GEN2","IC","OP",{"$nulls":4},"NG",null,{"v":4041.5,"d":"4,042"},{"v":1863.75,"d":"1,864"},{"v":5.56500005722046,"d":"5.6"},{"v":2.56599998474121,"d":"2.6"},{"v":0.00650000013411045,"d":"0.0"},{"v":236.203994750977,"d":"236.2"},null,"EIA Prime Mover-level Data","EIA Prime Mover-level Data","Estimated using emissions factor","Estimated using emissions factor","Estimated using emissions factor","Estimated using emissions factor"]
[22821,2020,"PA","New Castle",3138,"3","ST","OP","Yes","ARP,CSNOX,CSOSG2,CSSO2G1","WALL",1,"NG",{"v":2819,"d":"2,819.0"},{"v":1633426.5,"d":"1,633,427"},{"v":1068267,"d":"1,068,267"},{"v":60.6650009155273,"d":"60.7"},{"v":39.2099990844727,"d":"39.2"},0.5,{"v":97072.203125,"d":"97,072.2"},null,"EPA/CAMD","EPA/CAMD","EPA/CAMD","EPA/CAMD","EPA/CAMD","EPA/CAMD",null,null,"LNBO,SNCR",null,1952]
[22841,2020,"PA","Oxbow Creek",58714,"2","IC","CN",{"$nulls":4},"NG"]
[22848,2020,"PA","PA Solar Park",57256,"1","PV","OP",{"$nulls":4},"SUN",null,{"v":118768,"d":"118,768"},{"v":64473,"d":"64,473"},{"$nulls":5},"EIA Prime Mover-level Data","EIA Prime Mover-level Data"]
[22869,2020,"PA","Pine Grove",56690,"14","IC","OP",{"$nulls":4},"DFO",null,{"v":85.2220001220703,"d":"85"},{"v":36.5,"d":"37"},{"v":0.0719999969005585,"d":"0.1"},{"v":0.0309999994933605,"d":"0.0"},{"v":0.00650000013411045,"d":"0.0"},{"v":6.95900011062622,"d":"7.0"},null,"EIA Prime Mover-level Data","EIA Prime Mover-level Data","Estimated using emissions factor","Estimated using emissions factor","Estimated using emissions factor","Estimated using emissions factor"]
[22885,2020,"PA","Pioneer Crossing Energy, LLC",56957,"LFG1","IC","OP",{"$nulls":4},"LFG",null,{"v":91040.796875,"d":"91,041"},{"v":39068.19921875,"d":"39,068"},{"v":64.7109985351563,"d":"64.7"},{"v":27.7689990997314,"d":"27.8"},{"v":2.04839992523193,"d":"2.0"},{"v":5781.07080078125,"d":"5,781.1"},null,"EIA Prime Mover-level Data","EIA Prime Mover-level Data","Estimated using emissions factor","Estimated using emissions factor","Estimated using emissions factor","Estimated using emissions factor"]
[22888,2020,"PA","Pioneer Crossing Energy, LLC",56957,"LFG4","IC","OP",{"$nulls":4},"LFG",null,{"v":91040.796875,"d":"91,041"},{"v":39068.19921875,"d":"39,068"},{"v":64.7109985351563,"d":"64.7"},{"v":27.7689990997314,"d":"27.8"},{"v":2.04839992523193,"d":"2.0"},{"v":5781.07080078125,"d":"5,781.1"},null,"EIA Prime Mover-level Data","EIA Prime Mover-level Data","Estimated using emissions factor","Estimated using emissions factor","Estimated using emissions factor","Estimated using emissions factor"]
[22908,2020,"PA","Portland",3113,"5","GT","OP","Yes","ARP,CSNOX,CSOSG2,CSSO2G1","CT",null,"NG",{"v":24,"d":"24.0"},{"v":17844.5390625,"d":"17,845"},{"v":12570.1591796875,"d":"12,570"},{"v":6.71199989318848,"d":"6.7"},{"v":1.64999997615814,"d":"1.6"},{"v":0.200000002980232,"d":"0.2"},{"v":1447.90002441406,"d":"1,447.9"},null,"EPA/CAMD","EPA/CAMD","EPA/CAMD","EPA/CAMD","EPA/CAMD","EPA/CAMD",null,null,"DLNB,H2O",null,1995]
[22915,2020,"PA","Procter & Gamble Paper Products",50463,"328001","GT","OP","Yes","SIPNOX","CT",null,"NG",{"v":3469,"d":"3,469.0"},{"v":4393293.5,"d":"4,393,294"},{"v":1898640.25,"d":"1,898,640"},{"v":623.278991699219,"d":"623.3"},{"v":112.456001281738,"d":"112.5"},{"v":1.35220003128052,"d":"1.4"},{"v":256763.96875,"d":"256,764.0"},null,"EIA non-ozone season distributed and EPA/CAMD ozone season","EPA/CAMD","Estimated using emissions factor and EIA data for non-ozone season and EPA/CAMD ozone season emissions","EPA/CAMD","Estimated using emissions factor","Estimated using emissions factor",null,null,"STM",null,1985]
[22931,2020,"PA","Robinson Power Company LLC",56453,"CTG1","CC","L",{"$nulls":4},"NG"]
[22948,2020,"PA","Safe Harbor",3175,"6","HY","OP",{"$nulls":4},"WAT",null,{"v":645940.25,"d":"645,940"},{"v":271175.65625,"d":"271,176"},{"$nulls":5},"EIA Prime Mover-level Data","EIA Prime Mover-level Data"]
[22959,2020,"PA","SECCRA Community Landfill",56873,"1","IC","OP",{"$nulls":4},"LFG",null,{"v":13829.400390625,"d":"13,829"},{"v":5934.60009765625,"d":"5,935"},{"v":9.77200031280518,"d":"9.8"},{"v":4.19299983978271,"d":"4.2"},{"v":0.311199992895126,"d":"0.3"},{"v":878.164001464844,"d":"878.2"},null,"EIA Prime Mover-level Data","EIA Prime Mover-level Data","Estimated using emissions factor","Estimated using emissions factor","Estimated using emissions factor","Estimated using emissions factor"]
[22975,2020,"PA","Shell Chemical Appalachia LLC",58933,"GTG3","CT","V",{"$nulls":4},"NG"]
[22982,2020,"PA","Southwark",3170,"5","GT","OP",{"$nulls":4},"DFO",null,{"v":552.25,"d":"552"},{"v":236.5,"d":"237"},{"v":0.244000002741814,"d":"0.2"},{"v":0.104000002145767,"d":"0.1"},{"v":0.139400005340576,"d":"0.1"},{"v":45.0979995727539,"d":"45.1"},null,"EIA Prime Mover-level Data","EIA Prime Mover-level Data","Estimated using emissions factor","Estimated using emissions factor","Estimated using emissions factor","Estimated using emissions factor"]
[22998,2020,"PA","Sunbury Generation LP",3152,"1","ST","RE",{"$nulls":4},"BIT"]
[23013,2020,"PA","TalenEnergy Martins Creek LLC Harrisburg",3143,"CTG2","GT","OP",{"$nulls":4},"DFO",null,{"v":3352.3330078125,"d":"3,352"},{"v":1436,"d":"1,436"},{"v":1.50100004673004,"d":"1.5"},{"v":0.64300000667572,"d":"0.6"},{"v":0.846499979496002,"d":"0.8"},{"v":273.760986328125,"d":"273.8"},null,"EIA Prime Mover-level Data","EIA Prime Mover-level Data","Estimated using emissions factor","Estimated using emissions factor","Estimated using emissions factor","Estimated using emissions factor"]
[23026,2020,"PA","TalenEnergy Susquehanna",6103,"2","ST","OP",{"$nulls":4},"NUC",null,{"v":111340184,"d":"111,340,184"},{"v":46426160,"d":"46,426,160"},{"$nulls":5},"EIA Prime Mover-level Data","EIA Prime Mover-level Data"]
[23042,2020,"PA","Tenaska Westmoreland Generating Station",60464,"101","CT","OP","Yes","ARP,CSNOX,CSOSG2,CSSO2G1,NSPS4T","CC",null,"NG",{"v":7589,"d":"7,589.0"},{"v":22967688,"d":"22,967,688"},{"v":10394136,"d":"10,394,136"},{"v":55.7369995117188,"d":"55.7"},{"v":25.003999710083,"d":"25.0"},{"v":6.90000009536743,"d":"6.9"},{"v":1364938,"d":"1,364,938.0"},null,"EPA/CAMD","EPA/CAMD","EPA/CAMD","EPA/CAMD","EPA/CAMD","EPA/CAMD",null,null,"DLNB,SCR",null,2018]
[23049,2020,"PA","Titus",3115,"5","GT","OP",{"$nulls":4},"DFO",null,{"v":1099,"d":"1,099"},{"v":469.5,"d":"470"},{"v":0.483000010251999,"d":"0.5"},{"v":0.206000000238419,"d":"0.2"},{"v":0.277500003576279,"d":"0.3"},{"v":89.7470016479492,"d":"89.7"},null,"EIA Prime Mover-level Data","EIA Prime Mover-level Data","Estimated using emissions factor","Estimated using emissions factor","Estimated using emissions factor","Estimated using emissions factor"]
[23069,2020,"PA","Wallenpaupack",3153,"WP2","HY","OP",{"$nulls":4},"WAT",null,{"v":325763.5,"d":"325,764"},{"v":136760.5,"d":"136,761"},{"$nulls":5},"EIA Prime Mover-level Data","EIA Prime Mover-level Data"]
[23078,2020,"PA","Waste Management Arden LFGTE",57014,"GEN4","IC","OP",{"$nulls":4},"LFG",null,{"v":79794.1640625,"d":"79,794"},{"v":34242,"d":"34,242"},{"v":53.4669990539551,"d":"53.5"},{"v":22.9440002441406,"d":"22.9"},{"v":1.79540002346039,"d":"1.8"},{"v":5066.9130859375,"d":"5,066.9"},null,"EIA Prime Mover-level Data","EIA Prime Mover-level Data","Estimated using emissions factor","Estimated using emissions factor","Estimated using emissions factor","Estimated using emissions factor"]
[23093,2020,"PA","Whitetail Solar 2",62990,"PAWT2","PV","OP",{"$nulls":4},"SUN",null,{"v":74351,"d":"74,351"},{"v":25918,"d":"25,918"},{"$nulls":5},"EIA Prime Mover-level Data","EIA Prime Mover-level Data"]
[23109,2020,"PA","York County Resource Recovery",50215,"101","ST","OP",{"$nulls":3},1,"MSW",null,{"v":1550214.5,"d":"1,550,215"},{"v":651610.5625,"d":"651,611"},{"v":139.518997192383,"d":"139.5"},{"v":58.6450004577637,"d":"58.6"},{"v":138.030395507813,"d":"138.0"},{"v":151240.390625,"d":"151,240.4"},null,"EIA Unit-level Data","EIA Unit-Level Data","Estimated based on unit-level NOx emission rates","Estimated based on unit-level NOx ozone season emission rates","Estimated using emissions factor and plant-specific sulfur content","Estimated using emissions factor",null,"SD"]
[23116,2020,"PA","York Energy Center",55524,"6","CT","OP","Yes","ARP,CSNOX,CSOSG2,CSSO2G1","CC",null,"NG",{"v":7456,"d":"7,456.0"},{"v":19905734,"d":"19,905,734"},{"v":9062429,"d":"9,062,429"},{"v":50.6520004272461,"d":"50.7"},{"v":23.1060009002686,"d":"23.1"},{"v":6,"d":"6.0"},{"v":1182979.75,"d":"1,182,979.8"},null,"EPA/CAMD","EPA/CAMD","EPA/CAMD","EPA/CAMD","EPA/CAMD","EPA/CAMD",null,null,"DLNB,H2O,SCR",null,2018]
[23136,2020,"PR","Aguirre Plant",61146,"2","ST","OP","Yes","MATS",null,null,"RFO",null,{"v":17205894,"d":"17,205,894"},{"v":8623164,"d":"8,623,164"},{"v":2692.27709960938,"d":"2,692.3"},{"v":1349.35498046875,"d":"1,349.4"},{"v":7491.6923828125,"d":"7,491.7"},{"v":1403786.75,"d":"1,403,786.8"},null,"EIA Prime Mover-level Data","EIA Prime Mover-level Data","Estimated using emissions factor","Estimated using emissions factor","Estimated using emissions factor","Estimated using emissions factor"]
[23139,2020,"PR","Aguirre Plant",61146,"CT1-1","CT","OP",{"$nulls":4},"DFO",null,{"v":2235212,"d":"2,235,212"},{"v":971615.25,"d":"971,615"},{"v":989.768005371094,"d":"989.8"},{"v":431.605987548828,"d":"431.6"},{"v":564.39111328125,"d":"564.4"},{"v":182533.828125,"d":"182,533.8"},null,"EIA Prime Mover-level Data","EIA Prime Mover-level Data","Estimated using emissions factor","Estimated using emissions factor","Estimated using emissions factor","Estimated using emissions factor"]
[23157,2020,"PR","Central San Juan Plant",61148,"10","ST","OP","Yes","MATS",null,null,"RFO",null,{"v":2484944.5,"d":"2,484,945"},{"v":1109978.5,"d":"1,109,979"},{"v":390.963989257813,"d":"391.0"},{"v":174.458999633789,"d":"174.5"},{"v":1087.91845703125,"d":"1,087.9"},{"v":202740.53125,"d":"202,740.5"},null,"EIA Prime Mover-level Data","EIA Prime Mover-level Data","Estimated using emissions factor","Estimated using emissions factor","Estimated using emissions factor","Estimated using emissions factor"]
[23176,2020,"PR","Culebra",61226,"1","IC","OP",{"$nulls":4},"RFO",null,{"v":19.1429996490479,"d":"19"},{"v":8.71399974822998,"d":"9"},{"v":0.0320000015199184,"d":"0.0"},{"v":0.0140000004321337,"d":"0.0"},{"v":2.79999990016222E-3,"d":"0.0"},{"v":1.56200003623962,"d":"1.6"},null,"EIA Prime Mover-level Data","EIA Prime Mover-level Data","Estimated using emissions factor","Estimated using emissions factor","Estimated using emissions factor","Estimated using emissions factor"]
[23183,2020,"PR","Dos Bocas",61228,"2","HY","OP",{"$nulls":4},"WAT"]
[23190,2020,"PR","Fajardo MSWL",61109,"PE559","IC","OP",{"$nulls":4},"LFG"]
[23206,2020,"PR","HIMA San Pablo Cupey",62851,"CUP2","IC","SB",{"$nulls":4},"DFO",null,{"v":174.5,"d":"175"},{"v":87.5,"d":"88"},{"v":0.280000001192093,"d":"0.3"},{"v":0.140000000596046,"d":"0.1"},{"v":0.0252999998629093,"d":"0.0"},{"v":14.25,"d":"14.3"},null,"EIA Prime Mover-level Data","EIA Prime Mover-level Data","Estimated using emissions factor","Estimated using emissions factor","Estimated using emissions factor","Estimated using emissions factor"]
[23222,2020,"PR","Janssen Ortho LLC",61659,"GEN-1","IC","SB",{"$nulls":4},"DFO",null,{"v":9214.36328125,"d":"9,214"},{"v":4460.63623046875,"d":"4,461"},{"v":15.335000038147,"d":"15.3"},{"v":7.42399978637695,"d":"7.4"},{"v":1.33609998226166,"d":"1.3"},{"v":752.471008300781,"d":"752.5"},null,"EIA Prime Mover-level Data","EIA Prime Mover-level Data","Estimated using emissions factor","Estimated using emissions factor","Estimated using emissions factor","Estimated using emissions factor"]
[23234,2020,"PR","Mayaguez Plant",61151,"GT-1","GT","OP",{"$nulls":4},"DFO",null,{"v":685044.75,"d":"685,045"},{"v":378328.5,"d":"378,329"},{"v":319.105987548828,"d":"319.1"},{"v":176.231994628906,"d":"176.2"},{"v":172.97380065918,"d":"173.0"},{"v":55942.72265625,"d":"55,942.7"},null,"EIA Prime Mover-level Data","EIA Prime Mover-level Data","Estimated using emissions factor","Estimated using emissions factor","Estimated using emissions factor","Estimated using emissions factor"]
[23250,2020,"PR","Palo Seco Plant",61149,"4","ST","OP","Yes","MATS",null,null,"RFO",null,{"v":7367704,"d":"7,367,704"},{"v":3592692.75,"d":"3,592,693"},{"v":1155.79296875,"d":"1,155.8"},{"v":562.85498046875,"d":"562.9"},{"v":3216.17919921875,"d":"3,216.2"},{"v":601112.875,"d":"601,112.9"},null,"EIA Prime Mover-level Data","EIA Prime Mover-level Data","Estimated using emissions factor","Estimated using emissions factor","Estimated using emissions factor","Estimated using emissions factor"]
[23257,2020,"PR","Rio Blanco",61236,"1","HY","OP",{"$nulls":4},"WAT"]
[23273,2020,"PR","Yabucoa",61234,"GT-1","GT","OP",{"$nulls":4},"DFO",null,{"v":108068,"d":"108,068"},{"v":52310,"d":"52,310"},{"v":47.7360000610352,"d":"47.7"},{"v":23.1070003509521,"d":"23.1"},{"v":27.2872009277344,"d":"27.3"},{"v":8825.1435546875,"d":"8,825.1"},null,"EIA Prime Mover-level Data","EIA Prime Mover-level Data","Estimated using emissions factor","Estimated using emissions factor","Estimated using emissions factor","Estimated using emissions factor"]
[23287,2020,"RI","Block Island",6567,"11","IC","RE",{"$nulls":4},"DFO"]
[23301,2020,"RI","Central Power Plant",50621,"GEN4","ST","SB",{"$nulls":4},"NG",null,{"v":226958,"d":"226,958"},{"v":6988,"d":"6,988"},{"v":18.5849990844727,"d":"18.6"},{"v":0.572000026702881,"d":"0.6"},{"v":0.36269998550415,"d":"0.4"},{"v":13264.453125,"d":"13,264.5"},null,"EIA Prime Mover-level Data","EIA Prime Mover-level Data","Estimated using emissions factor","Estimated using emissions factor","Estimated using emissions factor","Estimated using emissions factor"]
[23317,2020,"RI","Gold Meadow Farms",64108,"CPRI7","PV","OP",{"$nulls":4},"SUN",null,{"v":257373,"d":"257,373"},{"v":147283,"d":"147,283"},{"$nulls":5},"EIA Prime Mover-level Data","EIA Prime Mover-level Data"]
[23324,2020,"RI","Johnston LFG Turbine Plant",59254,"GENT2","CT",{"$nulls":5},"LFG",null,{"v":468375.1875,"d":"468,375"},{"v":204532.5,"d":"204,533"},{"v":42.0660018920898,"d":"42.1"},{"v":17.3139991760254,"d":"17.3"},{"v":10.5383996963501,"d":"10.5"},{"v":29741.724609375,"d":"29,741.7"},null,"EIA Unit-level Data","EIA Unit-Level Data","Estimated using emissions factor","Estimated using emissions factor","Estimated using emissions factor","Estimated using emissions factor"]
[23340,2020,"RI","Manchester Street Station",3236,"9","CT","OP","Yes","ARP,RGGI,SIPNOX","CC",null,"NG",{"v":3766,"d":"3,766.0"},{"v":4165517.5,"d":"4,165,518"},{"v":2916316.75,"d":"2,916,317"},{"v":64.1669998168945,"d":"64.2"},{"v":39.2830009460449,"d":"39.3"},{"v":1.39999997615814,"d":"1.4"},{"v":247216.90625,"d":"247,216.9"},null,"EPA/CAMD","EPA/CAMD","EPA/CAMD","EPA/CAMD","EPA/CAMD","EPA/CAMD",null,null,"DLNB,SCR,STM",null,1995]
[23360,2020,"RI","Rhode Island State Energy Center",55107,"RISEP2","CT","OP","Yes","ARP,RGGI,SIPNOX","CC",null,"NG",{"v":7546,"d":"7,546.0"},{"v":12788684,"d":"12,788,684"},{"v":5433344,"d":"5,433,344"},{"v":38.951000213623,"d":"39.0"},{"v":17.3190002441406,"d":"17.3"},{"v":3.79999995231628,"d":"3.8"},{"v":760012,"d":"760,012.0"},null,"EPA/CAMD","EPA/CAMD","EPA/CAMD","EPA/CAMD","EPA/CAMD","EPA/CAMD",null,null,"DLNB,SCR",null,2002]
[23366,2020,"RI","Ridgewood Providence Power",50365,"GEN5","IC","RE",{"$nulls":4},"LFG"]
[23384,2020,"RI","Toray Plastic America's CHP Plant",61857,"KG18","IC","OP",{"$nulls":4},"NG",null,{"v":446427.59375,"d":"446,428"},{"v":223083.59375,"d":"223,084"},{"v":617.856018066406,"d":"617.9"},{"v":308.747985839844,"d":"308.7"},{"v":0.71340000629425,"d":"0.7"},{"v":26091.25,"d":"26,091.3"},null,"EIA Prime Mover-level Data","EIA Prime Mover-level Data","Estimated using emissions factor","Estimated using emissions factor","Estimated using emissions factor","Estimated using emissions factor"]
[23391,2020,"RI","WED Coventry 2",59302,"COV2A","WT","OP",{"$nulls":4},"WND",null,{"v":29901.333984375,"d":"29,901"},{"v":9165,"d":"9,165"},{"$nulls":5},"EIA Prime Mover-level Data","EIA Prime Mover-level Data"]
[23411,2020,"RI","WED Shun III, LLC",62112,"SHUN3","WT","OP",{"$nulls":4},"WND",null,{"v":62403,"d":"62,403"},{"v":19899,"d":"19,899"},{"$nulls":5},"EIA Prime Mover-level Data","EIA Prime Mover-level Data"]
[23414,2020,"RI","West Greenwich Solar",58214,"WGRI","PV","OP",{"$nulls":4},"SUN",null,{"v":23554,"d":"23,554"},{"v":12992,"d":"12,992"},{"$nulls":5},"EIA Prime Mover-level Data","EIA Prime Mover-level Data"]
[23431,2020,"SC","Anderson Regional Landfill",56121,"A2","IC","OP",{"$nulls":4},"LFG",null,{"v":37249.5,"d":"37,250"},{"v":14912.5,"d":"14,913"},{"v":27.0049991607666,"d":"27.0"},{"v":10.8109998703003,"d":"10.8"},{"v":0.838100016117096,"d":"0.8"},{"v":2365.3349609375,"d":"2,365.3"},null,"EIA Prime Mover-level Data","EIA Prime Mover-level Data","Estimated using emissions factor","Estimated using emissions factor","Estimated using emissions factor","Estimated using emissions factor"]
[23451,2020,"SC","Berry Road Solar",64472,"BERRY","PV","T",{"$nulls":4},"SUN"]
[23458,2020,"SC","Bluebird Solar SC LLC",63833,"BB","PV","OP",{"$nulls":4},"SUN",null,{"v":13686,"d":"13,686"},{"v":3894,"d":"3,894"},{"$nulls":5},"EIA Prime Mover-level Data","EIA Prime Mover-level Data"]
[23478,2020,"SC","Buzzard Roost",3254,"HC3","HY","OP",{"$nulls":4},"WAT",null,{"v":86271,"d":"86,271"},{"v":29389.666015625,"d":"29,390"},{"$nulls":5},"EIA Prime Mover-level Data","EIA Prime Mover-level Data"]
[23481,2020,"SC","Buzzard Roost GT",58212,"12","GT","RE",{"$nulls":4},"NG"]
[23501,2020,"SC","Cedar Creek",3255,"1","HY","OP",{"$nulls":4},"WAT",null,{"v":570420.3125,"d":"570,420"},{"v":194323.671875,"d":"194,324"},{"$nulls":5},"EIA Prime Mover-level Data","EIA Prime Mover-level Data"]
[23510,2020,"SC","Central Plant",10280,"ENG4","IC","RE",{"$nulls":4},"NG"]
[23525,2020,"SC","Clifton Dam 3 Power Station",52049,"2V","HY","OP",{"$nulls":4},"WAT",null,{"v":26490.416015625,"d":"26,490"},{"v":9024.1669921875,"d":"9,024"},{"$nulls":5},"EIA Prime Mover-level Data","EIA Prime Mover-level Data"]
[23545,2020,"SC","Cotton Solar",59572,"PV1","PV","L",{"$nulls":4},"SUN"]
[23548,2020,"SC","Cross",130,"3","ST","OP","Yes","ARP,CSNOX,CSSO2G2,MATS,SIPNOX","TANGENTIAL",1,"RC",{"v":5598,"d":"5,598.0"},{"v":22882774,"d":"22,882,774"},{"v":14797004,"d":"14,797,004"},{"v":718.096008300781,"d":"718.1"},{"v":464.592987060547,"d":"464.6"},{"v":762.599975585938,"d":"762.6"},{"v":2347770.75,"d":"2,347,770.8"},{"v":11.210000038147,"d":"11.2"},"EPA/CAMD","EPA/CAMD","EPA/CAMD","EPA/CAMD","EPA/CAMD","EPA/CAMD","EPA/CAMD","WLS","LNC3,SCR",null,2006]
[23568,2020,"SC","Dearborn",3256,"3","HY","OP",{"$nulls":4},"WAT",null,{"v":489199.34375,"d":"489,199"},{"v":166654,"d":"166,654"},{"$nulls":5},"EIA Prime Mover-level Data","EIA Prime Mover-level Data"]
[23575,2020,"SC","Edison Solar",61975,"C2BV","PV","OP",{"$nulls":4},"SUN",null,{"v":88667,"d":"88,667"},{"v":44052,"d":"44,052"},{"$nulls":5},"EIA Prime Mover-level Data","EIA Prime Mover-level Data"]
[23592,2020,"SC","Fishing Creek",3257,"2","HY","OP",{"$nulls":4},"WAT",null,{"v":432116.1875,"d":"432,116"},{"v":147207.984375,"d":"147,208"},{"$nulls":5},"EIA Prime Mover-level Data","EIA Prime Mover-level Data"]
[23599,2020,"SC","Gaines Solar",62216,"41","PV","OP",{"$nulls":4},"SUN",null,{"v":2000,"d":"2,000"},0,{"$nulls":5},"EIA Prime Mover-level Data","EIA Prime Mover-level Data"]
[23615,2020,"SC","Great Falls (SC)",3259,"4","HY","RE",{"$nulls":4},"WAT"]
[23635,2020,"SC","Hollidays Bridge Hydro",3261,"1","HY","OP",{"$nulls":4},"WAT",null,{"v":29705.5,"d":"29,706"},{"v":10119.5,"d":"10,120"},{"$nulls":5},"EIA Prime Mover-level Data","EIA Prime Mover-level Data"]
[23640,2020,"SC","Horry Land Fill Gas Site",7958,"1","IC","P",{"$nulls":4},"DFO"]
[23659,2020,"SC","J Strom Thurmond",3323,"2","HY","OP",{"$nulls":4},"WAT",null,{"v":1386088.75,"d":"1,386,089"},{"v":472195.28125,"d":"472,195"},{"$nulls":5},"EIA Prime Mover-level Data","EIA Prime Mover-level Data"]
[23666,2020,"SC","Jamison Solar Farm",62396,"1","PV","OP",{"$nulls":4},"SUN",null,{"v":17949,"d":"17,949"},{"v":8917,"d":"8,917"},{"$nulls":5},"EIA Prime Mover-level Data","EIA Prime Mover-level Data"]
[23686,2020,"SC","John S. Rainey Generating Station",7834,"CT1B","CT","OP","Yes","ARP,CSNOX,CSSO2G2,SIPNOX","CC",null,"NG",{"v":7758,"d":"7,758.0"},{"v":12741752,"d":"12,741,752"},{"v":5284898,"d":"5,284,898"},{"v":100.042999267578,"d":"100.0"},{"v":13.9890003204346,"d":"14.0"},{"v":3.79999995231628,"d":"3.8"},{"v":757227.5,"d":"757,227.5"},null,"EPA/CAMD","EPA/CAMD","EPA/CAMD","EPA/CAMD","EPA/CAMD","EPA/CAMD",null,null,"DLNB,H2O,SCR",null,2001]
[23702,2020,"SC","Lockhart",3275,"HY1","HY","OP",{"$nulls":4},"WAT",null,{"v":230391.9375,"d":"230,392"},{"v":78487.03125,"d":"78,487"},{"$nulls":5},"EIA Prime Mover-level Data","EIA Prime Mover-level Data"]
[23709,2020,"SC","Marlboro Mill",57470,"UA-P2","ST","OP",{"$nulls":3},1,"WDS",null,{"v":1449428.5,"d":"1,449,429"},{"v":515736.53125,"d":"515,737"},{"v":82.9029998779297,"d":"82.9"},{"v":29.4990005493164,"d":"29.5"},{"v":18.1147994995117,"d":"18.1"},{"v":149853.453125,"d":"149,853.5"},null,"EIA Unit-level Data","EIA Unit-Level Data","Estimated using emissions factor","Estimated using emissions factor","Estimated using emissions factor and plant-specific sulfur content","Estimated using emissions factor"]
[23723,2020,"SC","MCRD Parris Island PV Hybrid",61956,"TBESS","BA","OP",{"$nulls":4},"MWH",null,0,0,{"$nulls":5},"EIA Prime Mover-level Data","EIA Prime Mover-level Data"]
[23733,2020,"SC","Mill Creek Combustion Turbine Station",7981,"7","GT","OP","Yes","ARP,CSNOX,CSSO2G2,SIPNOX","CT",null,"NG",{"v":129,"d":"129.0"},{"v":74756.078125,"d":"74,756"},{"v":47816.296875,"d":"47,816"},{"v":1.45700001716614,"d":"1.5"},{"v":0.683000028133392,"d":"0.7"},{"v":0,"d":"0.0"},{"v":4559.7001953125,"d":"4,559.7"},null,"EPA/CAMD","EPA/CAMD","EPA/CAMD","EPA/CAMD","EPA/CAMD","EPA/CAMD",null,null,"DLNB,H2O",null,2003]
[23753,2020,"SC","Omtanke Solar",63756,"DGSC1","PV","OP",{"$nulls":4},"SUN",null,{"v":74527,"d":"74,527"},{"v":42152,"d":"42,152"},{"$nulls":5},"EIA Prime Mover-level Data","EIA Prime Mover-level Data"]
[23769,2020,"SC","Parr Hydro",3290,"6","HY","OP",{"$nulls":4},"WAT",null,{"v":50957.83203125,"d":"50,958"},{"v":17359.666015625,"d":"17,360"},{"$nulls":5},"EIA Prime Mover-level Data","EIA Prime Mover-level Data"]
[23776,2020,"SC","Piedmont Hydro Power Project",10787,"GEN1","HY","OP",{"$nulls":4},"WAT",null,{"v":47346,"d":"47,346"},{"v":16129,"d":"16,129"},{"$nulls":5},"EIA Prime Mover-level Data","EIA Prime Mover-level Data"]
[23788,2020,"SC","Richland County Landfill",56122,"R2","IC","OP",{"$nulls":4},"LFG",null,{"v":56670,"d":"56,670"},{"v":22688,"d":"22,688"},{"v":41.0849990844727,"d":"41.1"},{"v":16.4479999542236,"d":"16.4"},{"v":1.27509999275208,"d":"1.3"},{"v":3598.53295898438,"d":"3,598.5"},null,"EIA Prime Mover-level Data","EIA Prime Mover-level Data","Estimated using emissions factor","Estimated using emissions factor","Estimated using emissions factor","Estimated using emissions factor"]
[23800,2020,"SC","Rocky River (SC)",3305,"1","HY","OP",{"$nulls":4},"WAT",null,{"v":36.6920013427734,"d":"37"},{"v":13.1540002822876,"d":"13"},{"$nulls":5},"EIA Prime Mover-level Data","EIA Prime Mover-level Data"]
[23820,2020,"SC","Saluda Lexington",3293,"5","HY","OP",{"$nulls":4},"WAT",null,{"v":804141.5625,"d":"804,142"},{"v":273944.8125,"d":"273,945"},{"$nulls":5},"EIA Prime Mover-level Data","EIA Prime Mover-level Data"]
[23823,2020,"SC","Sandifer Solar",62298,"70","PV","T",{"$nulls":4},"SUN"]
[23843,2020,"SC","Shining Sun Solar",62309,"73","PV","T",{"$nulls":4},"SUN"]
[23849,2020,"SC","Sonoco Products Co",57919,"9","ST","RE",null,null,"FLUIDIZED",2,"BIT",null,0,0,{"v":0,"d":"0.0"},{"v":0,"d":"0.0"},{"v":0,"d":"0.0"},{"v":0,"d":"0.0"},null,"EIA Unit-level Data","EIA Unit-Level Data","Estimated using emissions factor","Estimated using emissions factor","Estimated using emissions factor and plant-specific sulfur content","Estimated using emissions factor",null,"DSI","SN"]
[23867,2020,"SC","Tedder Solar",62315,"79","PV","T",{"$nulls":4},"SUN"]
[23887,2020,"SC","W S Lee",3264,"11","CT","OP","Yes","ARP,CSNOX,CSSO2G2,SIPNOX","CC",null,"NG",{"v":7881,"d":"7,881.0"},{"v":20910170,"d":"20,910,170"},{"v":8655425,"d":"8,655,425"},{"v":96.0839996337891,"d":"96.1"},{"v":39.7879981994629,"d":"39.8"},{"v":6.30000019073486,"d":"6.3"},{"v":1242717.125,"d":"1,242,717.1"},null,"EPA/CAMD","EPA/CAMD","EPA/CAMD","EPA/CAMD","EPA/CAMD","EPA/CAMD",null,null,"DLNB,SCR",null,2017]
[23890,2020,"SC","W S Lee",3264,"7C","GT","OP","Yes","ARP,CSNOX,CSSO2G2,SIPNOX","CT",null,"NG",{"v":735,"d":"735.0"},{"v":86084.078125,"d":"86,084"},{"v":14020.0048828125,"d":"14,020"},{"v":4.31300020217896,"d":"4.3"},{"v":1.02300000190735,"d":"1.0"},{"v":0,"d":"0.0"},{"v":5607.39990234375,"d":"5,607.4"},null,"EPA/CAMD","EPA/CAMD","EPA/CAMD","EPA/CAMD","EPA/CAMD","EPA/CAMD",null,null,"H2O",null,2006]
[23910,2020,"SC","WestRock Charleston Kraft, LLC",7737,"B002","ST","OP","Yes","SIPNOX","WALL",null,"NG",{"v":330,"d":"330.0"},{"v":169042.296875,"d":"169,042"},{"v":56088.5,"d":"56,089"},{"v":36.4830017089844,"d":"36.5"},{"v":4.20699977874756,"d":"4.2"},{"v":0.270099997520447,"d":"0.3"},{"v":9879.59765625,"d":"9,879.6"},null,"EIA non-ozone season distributed and EPA/CAMD ozone season","EPA/CAMD","Estimated using emissions factor and EIA data for non-ozone season and EPA/CAMD ozone season emissions","EPA/CAMD","Estimated using emissions factor","Estimated using emissions factor",{"$nulls":4},1999]
[23917,2020,"SC","WestRock CP, LLC Florence Mill",50806,"PB4","ST","SB",null,null,"STOKER",1,"WDS",null,{"v":5341686,"d":"5,341,686"},{"v":2230804.75,"d":"2,230,805"},{"v":641.002014160156,"d":"641.0"},{"v":250.966003417969,"d":"251.0"},{"v":448.757904052734,"d":"448.8"},{"v":552313.0625,"d":"552,313.1"},null,"EIA Unit-level Data",null,"Estimated based on unit-level NOx emission rates","Estimated based on unit-level NOx ozone season emission rates","Estimated using emissions factor and plant-specific sulfur content","Estimated using emissions factor",null,null,"SN"]
[23932,2020,"SC","Wylie",3271,"2","HY","OP",{"$nulls":4},"WAT",null,{"v":471544.5,"d":"471,545"},{"v":160640,"d":"160,640"},{"$nulls":5},"EIA Prime Mover-level Data","EIA Prime Mover-level Data"]
[23954,2020,"SD","Ben French",3325,"GT4","GT","OP",{"$nulls":4},"NG",null,{"v":54399.5,"d":"54,400"},{"v":34018.5,"d":"34,019"},{"v":8.05399990081787,"d":"8.1"},{"v":5.0479998588562,"d":"5.0"},{"v":0.0869000032544136,"d":"0.1"},{"v":3179.35302734375,"d":"3,179.4"},null,"EIA Prime Mover-level Data","EIA Prime Mover-level Data","Estimated using emissions factor","Estimated using emissions factor","Estimated using emissions factor","Estimated using emissions factor"]
[23961,2020,"SD","Big Bend Dam",3375,"6","HY","OP",{"$nulls":4},"WAT",null,{"v":1121065.375,"d":"1,121,065"},{"v":425096.46875,"d":"425,096"},{"$nulls":5},"EIA Prime Mover-level Data","EIA Prime Mover-level Data"]
[23977,2020,"SD","Day County Wind LLC",57194,"GE15","WT","OP",{"$nulls":4},"WND",null,{"v":3066355,"d":"3,066,355"},{"v":1059945,"d":"1,059,945"},{"$nulls":5},"EIA Prime Mover-level Data","EIA Prime Mover-level Data"]
[23984,2020,"SD","Fort Randall",3373,"4","HY","OP",{"$nulls":4},"WAT",null,{"v":2201286,"d":"2,201,286"},{"v":834705.125,"d":"834,705"},{"$nulls":5},"EIA Prime Mover-level Data","EIA Prime Mover-level Data"]
[23997,2020,"SD","Highmore",3343,"2","IC","RE",{"$nulls":4},"DFO"]
[24008,2020,"SD","Oahe",3356,"2","HY","OP",{"$nulls":4},"WAT",null,{"v":3506740.75,"d":"3,506,741"},{"v":1329720.375,"d":"1,329,720"},{"$nulls":5},"EIA Prime Mover-level Data","EIA Prime Mover-level Data"]
[24028,2020,"SD","South Dakota Wind Energy Cente",56092,"GE15","WT","OP",{"$nulls":4},"WND",null,{"v":740864,"d":"740,864"},{"v":299274,"d":"299,274"},{"$nulls":5},"EIA Prime Mover-level Data","EIA Prime Mover-level Data"]
[24044,2020,"SD","Yankton",8034,"1","IC","SB",{"$nulls":4},"NG",null,{"v":32.1790008544922,"d":"32"},{"v":13.298999786377,"d":"13"},{"v":0,"d":"0.0"},{"v":0,"d":"0.0"},{"v":0,"d":"0.0"},{"v":1.88100004196167,"d":"1.9"},null,"EIA Prime Mover-level Data","EIA Prime Mover-level Data","Estimated using emissions factor","Estimated using emissions factor","Estimated using emissions factor","Estimated using emissions factor"]
[24051,2020,"TN","Allen",3393,"ACT18","GT","OP","Yes","CSNOX,CSOSG2,CSSO2G1","CT",null,"NG",{"v":0,"d":"0.0"},{"$nulls":17},1972]
[24062,2020,"TN","Brownsville Combustion Turbine Plant",55081,"AA-002","GT","OP","Yes","ARP,CSNOX,CSOSG2,CSSO2G1","CT",null,"NG",{"v":977,"d":"977.0"},{"v":984168.625,"d":"984,169"},{"v":695747.8125,"d":"695,748"},{"v":25.9249992370605,"d":"25.9"},{"v":17.9559993743896,"d":"18.0"},{"v":0.300000011920929,"d":"0.3"},{"v":58486.8984375,"d":"58,486.9"},null,"EPA/CAMD","EPA/CAMD","EPA/CAMD","EPA/CAMD","EPA/CAMD","EPA/CAMD",null,null,"STM",null,1999]
[24075,2020,"TN","Center Hill",6417,"3","HY","OP",{"$nulls":4},"WAT",null,{"v":943860.5625,"d":"943,861"},{"v":429516.3125,"d":"429,516"},{"$nulls":5},"EIA Prime Mover-level Data","EIA Prime Mover-level Data"]
[24095,2020,"TN","Chilhowee",54901,"1","HY","OP",{"$nulls":4},"WAT",null,{"v":738385.6875,"d":"738,386"},{"v":336012.34375,"d":"336,012"},{"$nulls":5},"EIA Prime Mover-level Data","EIA Prime Mover-level Data"]
[24111,2020,"TN","Douglas Dam",3400,"1","HY","OP",{"$nulls":4},"WAT",null,{"v":1625420,"d":"1,625,420"},{"v":739669.125,"d":"739,669"},{"$nulls":5},"EIA Prime Mover-level Data","EIA Prime Mover-level Data"]
[24118,2020,"TN","Eastman Chemical Company",50481,"253-28","ST","OP","Yes","SIPNOX","TANGENTIAL",7,"PRG",{"v":3334,"d":"3,334.0"},{"v":4616577.5,"d":"4,616,578"},{"v":1924300.625,"d":"1,924,301"},{"v":174.300003051758,"d":"174.3"},{"v":70.6470031738281,"d":"70.6"},{"v":1.32290005683899,"d":"1.3"},{"v":269813.6875,"d":"269,813.7"},null,"EIA non-ozone season distributed and EPA/CAMD ozone season","EPA/CAMD","Estimated based on unit-level NOx emission rates and EPA/CAMD ozone season emissions","EPA/CAMD","Estimated using emissions factor and plant-specific sulfur content","Estimated using emissions factor",null,null,"O",null,1970]
[24138,2020,"TN","Gallatin",3403,"GCT1","GT","OP","Yes","CSNOX,CSOSG2,CSSO2G1","CT",null,"NG",{"v":0,"d":"0.0"},{"$nulls":17},1975]
[24141,2020,"TN","Gallatin",3403,"GCT4","GT","OP","Yes","CSNOX,CSOSG2,CSSO2G1","CT",null,"NG",{"v":78,"d":"78.0"},{"v":41371.8984375,"d":"41,372"},{"v":38837.80078125,"d":"38,838"},{"v":8.1230001449585,"d":"8.1"},{"v":7.55399990081787,"d":"7.6"},{"v":0.200000002980232,"d":"0.2"},{"v":2457.19995117188,"d":"2,457.2"},null,"EPA/CAMD","EPA/CAMD","EPA/CAMD","EPA/CAMD","EPA/CAMD","EPA/CAMD",{"$nulls":4},1975]
[24162,2020,"TN","Johnsonville",3406,"JCT12","GT","OP","Yes","CSNOX,CSOSG2,CSSO2G1","CT",null,"NG",{"v":37,"d":"37.0"},{"v":16810.80078125,"d":"16,811"},{"v":16332.7998046875,"d":"16,333"},{"v":2.96900010108948,"d":"3.0"},{"v":2.87199997901917,"d":"2.9"},{"v":0.600000023841858,"d":"0.6"},{"v":1040,"d":"1,040.0"},null,"EPA/CAMD","EPA/CAMD","EPA/CAMD","EPA/CAMD","EPA/CAMD","EPA/CAMD",{"$nulls":4},1974]
[24178,2020,"TN","Johnsonville",3406,"JCT9","GT","OP","Yes","CSNOX,CSOSG2,CSSO2G1","CT",null,"NG",{"v":50,"d":"50.0"},{"v":19761.5,"d":"19,762"},{"v":19010.5,"d":"19,011"},{"v":3.48900008201599,"d":"3.5"},{"v":3.31200003623962,"d":"3.3"},{"v":0.699999988079071,"d":"0.7"},{"v":1221.90002441406,"d":"1,221.9"},null,"EPA/CAMD","EPA/CAMD","EPA/CAMD","EPA/CAMD","EPA/CAMD","EPA/CAMD",{"$nulls":4},1974]
[24185,2020,"TN","Kingston",3407,"7","ST","OP","Yes","ARP,CSNOX,CSOSG2,CSSO2G1,MATS","TANGENTIAL",1,"BIT",{"v":2058,"d":"2,058.0"},{"v":2450627.25,"d":"2,450,627"},{"v":1884330.75,"d":"1,884,331"},{"v":94.052001953125,"d":"94.1"},{"v":69.306999206543,"d":"69.3"},106.5,{"v":254227.90625,"d":"254,227.9"},{"v":1.25999999046326,"d":"1.3"},"EPA/CAMD","EPA/CAMD","EPA/CAMD","EPA/CAMD","EPA/CAMD","EPA/CAMD","EPA/CAMD","WL","LNC2,SCR",null,1955]
[24192,2020,"TN","Lagoon Creek",7845,"LCT11","GT","OP","Yes","ARP,CSNOX,CSOSG2,CSSO2G1","CT",null,"DFO",{"v":291,"d":"291.0"},{"v":206849.71875,"d":"206,850"},{"v":174236.796875,"d":"174,237"},{"v":3.07100009918213,"d":"3.1"},{"v":2.28600001335144,"d":"2.3"},{"v":0.100000001490116,"d":"0.1"},{"v":12348.099609375,"d":"12,348.1"},null,"EPA/CAMD","EPA/CAMD","EPA/CAMD","EPA/CAMD","EPA/CAMD","EPA/CAMD",null,null,"DLNB,H2O",null,2002]
[24206,2020,"TN","McMinnville",55928,"12","IC","OP",{"$nulls":4},"OBL",null,{"v":100.5,"d":"101"},44,{"v":0,"d":"0.0"},{"v":0,"d":"0.0"},{"v":0,"d":"0.0"},{"v":9.30399990081787,"d":"9.3"},null,"EIA Prime Mover-level Data","EIA Prime Mover-level Data","Estimated using emissions factor","Estimated using emissions factor","Estimated using emissions factor","Estimated using emissions factor"]
[24229,2020,"TN","Mulberry Farm LLC",59184,"PV1","PV","OP",{"$nulls":4},"SUN",null,{"v":209631,"d":"209,631"},{"v":113189,"d":"113,189"},{"$nulls":5},"EIA Prime Mover-level Data","EIA Prime Mover-level Data"]
[24236,2020,"TN","Norris Dam",3411,"2","HY","OP",{"$nulls":4},"WAT",null,{"v":3359137,"d":"3,359,137"},{"v":1528621,"d":"1,528,621"},{"$nulls":5},"EIA Prime Mover-level Data","EIA Prime Mover-level Data"]
[24252,2020,"TN","Pickwick Landing Dam",3415,"1","HY","OP",{"$nulls":4},"WAT",null,{"v":1560510.625,"d":"1,560,511"},{"v":710131.3125,"d":"710,131"},{"$nulls":5},"EIA Prime Mover-level Data","EIA Prime Mover-level Data"]
[24259,2020,"TN","Powell Valley",7883,"10","IC","OP",{"$nulls":4},"DFO",null,{"v":10.3640003204346,"d":"10"},{"v":4.36399984359741,"d":"4"},{"v":0.0160000007599592,"d":"0.0"},{"v":0.00700000021606684,"d":"0.0"},{"v":0.00150000001303852,"d":"0.0"},{"v":0.846000015735626,"d":"0.8"},null,"EIA Prime Mover-level Data","EIA Prime Mover-level Data","Estimated using emissions factor","Estimated using emissions factor","Estimated using emissions factor","Estimated using emissions factor"]
[24271,2020,"TN","Raccoon Mountain",6151,"2","PS","OP",{"$nulls":4},"WAT",null,0,0,{"$nulls":5},"EIA Prime Mover-level Data","EIA Prime Mover-level Data"]
[24296,2020,"TN","Vanderbilt University Power Plant",52048,"GT3","GT","OP",{"$nulls":4},"NG",null,{"v":497788.375,"d":"497,788"},{"v":213051.078125,"d":"213,051"},{"v":74.3659973144531,"d":"74.4"},{"v":31.8279991149902,"d":"31.8"},{"v":0.795499980449677,"d":"0.8"},{"v":29093.0078125,"d":"29,093.0"},null,"EIA Prime Mover-level Data","EIA Prime Mover-level Data","Estimated using emissions factor","Estimated using emissions factor","Estimated using emissions factor","Estimated using emissions factor"]
[24303,2020,"TN","Watts Bar Fossil",3419,"ST3","ST","RE",{"$nulls":4},"BIT"]
[24319,2020,"TN","Wilbur",3421,"4","HY","OP",{"$nulls":4},"WAT",null,{"v":165433.78125,"d":"165,434"},{"v":75283.015625,"d":"75,283"},{"$nulls":5},"EIA Prime Mover-level Data","EIA Prime Mover-level Data"]
[24326,2020,"TX","Abbott TP 3",3581,"2","HY","OP",{"$nulls":4},"WAT",null,{"v":27241.5,"d":"27,242"},{"v":11628.5,"d":"11,629"},{"$nulls":5},"EIA Prime Mover-level Data","EIA Prime Mover-level Data"]
[24342,2020,"TX","Ameresco Dallas LLC",58946,"ENG1","IC","OP",{"$nulls":4},"LFG",null,{"v":103996.6640625,"d":"103,997"},{"v":45299.66796875,"d":"45,300"},{"v":60.5110015869141,"d":"60.5"},{"v":26.3579998016357,"d":"26.4"},{"v":2.33990001678467,"d":"2.3"},{"v":6603.76611328125,"d":"6,603.8"},null,"EIA Prime Mover-level Data","EIA Prime Mover-level Data","Estimated using emissions factor","Estimated using emissions factor","Estimated using emissions factor","Estimated using emissions factor"]
[24350,2020,"TX","Antelope Elk Energy Center",57865,"1","GT","OP","Yes","ARP,CSOSG2","CT",null,"NG",{"v":1991,"d":"1,991.0"},{"v":2829188.25,"d":"2,829,188"},{"v":1495302.75,"d":"1,495,303"},{"v":33.4519996643066,"d":"33.5"},{"v":17.6270008087158,"d":"17.6"},{"v":0.800000011920929,"d":"0.8"},{"v":168134.59375,"d":"168,134.6"},null,"EPA/CAMD","EPA/CAMD","EPA/CAMD","EPA/CAMD","EPA/CAMD","EPA/CAMD",null,null,"DLNB",null,2015]
[24370,2020,"TX","Austin Gas Recovery",56524,"GEN1","IC","OP",{"$nulls":4},"LFG",null,{"v":124073.6640625,"d":"124,074"},{"v":54045.33203125,"d":"54,045"},{"v":93.5070037841797,"d":"93.5"},{"v":40.7309989929199,"d":"40.7"},{"v":2.79169988632202,"d":"2.8"},{"v":7878.65087890625,"d":"7,878.7"},null,"EIA Prime Mover-level Data","EIA Prime Mover-level Data","Estimated using emissions factor","Estimated using emissions factor","Estimated using emissions factor","Estimated using emissions factor"]
[24386,2020,"TX","Bandera Electric Coop PV",61205,"PV1","PV","OP",{"$nulls":4},"SUN",null,{"v":25590,"d":"25,590"},{"v":14089,"d":"14,089"},{"$nulls":5},"EIA Prime Mover-level Data","EIA Prime Mover-level Data"]
[24393,2020,"TX","BASF Freeport Works",55311,"GEN1","GT","OP",{"$nulls":4},"NG",null,{"v":7822132,"d":"7,822,132"},{"v":3844947,"d":"3,844,947"},{"v":1216.26904296875,"d":"1,216.3"},{"v":597.85400390625,"d":"597.9"},{"v":12.4997997283936,"d":"12.5"},{"v":457160.8125,"d":"457,160.8"},null,"EIA Prime Mover-level Data","EIA Prime Mover-level Data","Estimated using emissions factor","Estimated using emissions factor","Estimated using emissions factor","Estimated using emissions factor"]
[24413,2020,"TX","Big Spring Wind Power Facility",54979,"WIND","WT","OP",{"$nulls":4},"WND",null,{"v":644368,"d":"644,368"},{"v":254499,"d":"254,499"},{"$nulls":5},"EIA Prime Mover-level Data","EIA Prime Mover-level Data"]
[24429,2020,"TX","Bluebonnet",55552,"UNT1","IC","RE",{"$nulls":4},"LFG"]
[24437,2020,"TX","Bosque County Power Plant",55172,"GT-1","CT","OP","Yes","ARP,CSOSG2","CC",null,"NG",{"v":6509,"d":"6,509.0"},{"v":10052730,"d":"10,052,730"},{"v":5465387,"d":"5,465,387"},{"v":53.7280006408691,"d":"53.7"},{"v":25.7870006561279,"d":"25.8"},{"v":3,"d":"3.0"},{"v":597421,"d":"597,421.0"},null,"EPA/CAMD","EPA/CAMD","EPA/CAMD","EPA/CAMD","EPA/CAMD","EPA/CAMD",null,null,"DLNB,SCR",null,2000]
[24453,2020,"TX","Brazos Valley Energy, LP",55357,"CTG2","CT","OP","Yes","ARP,CSOSG2","CC",null,"NG",{"v":7039,"d":"7,039.0"},{"v":12431798,"d":"12,431,798"},{"v":5889183.5,"d":"5,889,184"},{"v":78.245002746582,"d":"78.2"},{"v":34.8209991455078,"d":"34.8"},{"v":3.70000004768372,"d":"3.7"},{"v":738800.875,"d":"738,800.9"},null,"EPA/CAMD","EPA/CAMD","EPA/CAMD","EPA/CAMD","EPA/CAMD","EPA/CAMD",null,null,"DLNB,SCR",null,2003]
[24460,2020,"TX","Bridgeport Gas Processing Plant",55053,"2723","IC","OP",{"$nulls":4},"NG",null,{"v":34428.84765625,"d":"34,429"},{"v":16923.384765625,"d":"16,923"},{"v":48.1310005187988,"d":"48.1"},{"v":23.6590003967285,"d":"23.7"},{"v":0.0549999997019768,"d":"0.1"},{"v":2012.17797851563,"d":"2,012.2"},null,"EIA Prime Mover-level Data","EIA Prime Mover-level Data","Estimated using emissions factor","Estimated using emissions factor","Estimated using emissions factor","Estimated using emissions factor"]
[24480,2020,"TX","Bryan (TX)",3561,"4","ST","RE",null,null,"WALL",1,"NG"]
[24494,2020,"TX","Bull Creek Wind",56956,"001","WT","OP",{"$nulls":4},"WND",null,{"v":2699646,"d":"2,699,646"},{"v":1066250,"d":"1,066,250"},{"$nulls":5},"EIA Prime Mover-level Data","EIA Prime Mover-level Data"]
[24504,2020,"TX","Calpine Hidalgo Energy Center",7762,"HRSG1","CT","OP","Yes","ARP,CSOSG2","CC",null,"NG",{"v":5954,"d":"5,954.0"},{"v":8787194,"d":"8,787,194"},{"v":4373565.5,"d":"4,373,566"},{"v":178.708999633789,"d":"178.7"},{"v":86.9469985961914,"d":"86.9"},{"v":2.59999990463257,"d":"2.6"},{"v":522208.8125,"d":"522,208.8"},null,"EPA/CAMD","EPA/CAMD","EPA/CAMD","EPA/CAMD","EPA/CAMD","EPA/CAMD",{"$nulls":4},2000]
[24520,2020,"TX","CED Crane Solar",63519,"CRN1","PV","OP",{"$nulls":4},"SUN",null,{"v":1563576,"d":"1,563,576"},{"v":1008298,"d":"1,008,298"},{"$nulls":5},"EIA Prime Mover-level Data","EIA Prime Mover-level Data"]
[24527,2020,"TX","Celanese",7678,"2","ST","RE",{"$nulls":4},"PUR"]
[24547,2020,"TX","Chapman Ranch Wind I",59193,"CHA1","WT","OP",{"$nulls":4},"WND",null,{"v":6004786,"d":"6,004,786"},{"v":2371645,"d":"2,371,645"},{"$nulls":5},"EIA Prime Mover-level Data","EIA Prime Mover-level Data"]
[24550,2020,"TX","Cirrus Wind 1 LLC",58162,"CW","WT","OP",{"$nulls":4},"WND",null,{"v":191946,"d":"191,946"},{"v":75811,"d":"75,811"},{"$nulls":5},"EIA Prime Mover-level Data","EIA Prime Mover-level Data"]
[24573,2020,"TX","Conroe",55555,"UNT2","IC","RE",{"$nulls":4},"LFG"]
[24578,2020,"TX","Corpus Christi Energy Center",55206,"CU1","CT","OP","Yes","ARP,CSOSG2","CC",null,"NG",{"v":6357,"d":"6,357.0"},{"v":11109040,"d":"11,109,040"},{"v":4082918.75,"d":"4,082,919"},{"v":186.660995483398,"d":"186.7"},{"v":64.3939971923828,"d":"64.4"},{"v":3.29999995231628,"d":"3.3"},{"v":660193.6875,"d":"660,193.7"},null,"EPA/CAMD","EPA/CAMD","EPA/CAMD","EPA/CAMD","EPA/CAMD","EPA/CAMD",null,null,"DLNB",null,2001]
[24594,2020,"TX","CPS 1 Community Solar",60472,"CPS1","PV","OP",{"$nulls":4},"SUN",null,{"v":25933,"d":"25,933"},{"v":14278,"d":"14,278"},{"$nulls":5},"EIA Prime Mover-level Data","EIA Prime Mover-level Data"]
[24601,2020,"TX","Decker Creek",3548,"GT-2A","GT","OP","Yes","CSOSG2","CT",null,"NG",{"v":268,"d":"268.0"},{"v":67067,"d":"67,067"},{"v":30411.5,"d":"30,412"},{"v":23.4750003814697,"d":"23.5"},{"v":10.6450004577637,"d":"10.6"},{"v":0.0184000004082918,"d":"0.0"},{"v":3919.69897460938,"d":"3,919.7"},null,"EPA/CAMD","EPA/CAMD","EPA/CAMD","EPA/CAMD","Estimated using emissions factor","Estimated using emissions factor",null,null,"H2O",null,1988]
[24617,2020,"TX","Deer Park Plant",50471,"GEN1","CA","RE",{"$nulls":4},"NG"]
[24638,2020,"TX","Dermott Wind",60902,"DERM","WT","OP",{"$nulls":4},"WND",null,{"v":8203018,"d":"8,203,018"},{"v":3042547,"d":"3,042,547"},{"$nulls":5},"EIA Prime Mover-level Data","EIA Prime Mover-level Data"]
[24645,2020,"TX","DFW Gas Recovery",50569,"GEN5","IC","OP",{"$nulls":4},"LFG",null,{"v":123990.75,"d":"123,991"},{"v":53175.75,"d":"53,176"},{"v":85.2639999389648,"d":"85.3"},{"v":36.3170013427734,"d":"36.3"},{"v":2.78979992866516,"d":"2.8"},{"v":7873.38720703125,"d":"7,873.4"},null,"EIA Prime Mover-level Data","EIA Prime Mover-level Data","Estimated using emissions factor","Estimated using emissions factor","Estimated using emissions factor","Estimated using emissions factor"]
[24661,2020,"TX","East Pecos Solar",60436,"1","PV","OP",{"$nulls":4},"SUN",null,{"v":2608302,"d":"2,608,302"},{"v":1358052,"d":"1,358,052"},{"$nulls":5},"EIA Prime Mover-level Data","EIA Prime Mover-level Data"]
[24668,2020,"TX","Edmondson Ranch Wind, LLC",63890,"ERWE","WT","L",{"$nulls":4},"WND"]
[24688,2020,"TX","Enterprise Products Operating",10261,"GEN2","GT","RE",{"$nulls":4},"NG"]
[24703,2020,"TX","ExxonMobil Baytown Refinery",10436,"GT37","GT","RE",{"$nulls":4},"NG"]
[24712,2020,"TX","ExxonMobil Baytown Turbine",10692,"GEN1","GT","OP",{"$nulls":4},"NG",null,{"v":3741492.25,"d":"3,741,492"},{"v":1573730,"d":"1,573,730"},{"v":586.18798828125,"d":"586.2"},{"v":247.391998291016,"d":"247.4"},{"v":5.97889995574951,"d":"6.0"},{"v":218669.75,"d":"218,669.8"},null,"EIA Prime Mover-level Data","EIA Prime Mover-level Data","Estimated using emissions factor","Estimated using emissions factor","Estimated using emissions factor","Estimated using emissions factor"]
[24728,2020,"TX","Falcon Dam & Power",6410,"2","HY","OP",{"$nulls":4},"WAT",null,{"v":125398.6640625,"d":"125,399"},{"v":53527.33203125,"d":"53,527"},{"$nulls":5},"EIA Prime Mover-level Data","EIA Prime Mover-level Data"]
[24735,2020,"TX","FELPS 4 - Floresville South",64825,"FLPS4","PV","P",{"$nulls":4},"SUN"]
[24755,2020,"TX","Formosa Utility Venture Ltd",10554,"TBG1","CT",{"$nulls":5},"NG",null,{"v":4904876.5,"d":"4,904,877"},{"v":1680186.375,"d":"1,680,186"},{"v":759.653015136719,"d":"759.7"},{"v":294.170989990234,"d":"294.2"},{"v":7.83799982070923,"d":"7.8"},{"v":286663.21875,"d":"286,663.2"},null,"EIA Unit-level Data","EIA Unit-Level Data","Estimated using emissions factor","Estimated using emissions factor","Estimated using emissions factor","Estimated using emissions factor"]
[24771,2020,"TX","Forney Power Plant",55480,"U2","CT","OP","Yes","ARP,CSOSG2","CC",null,"NG",{"v":7713,"d":"7,713.0"},{"v":14516964,"d":"14,516,964"},{"v":6563872.5,"d":"6,563,873"},{"v":218.916000366211,"d":"218.9"},{"v":101.083999633789,"d":"101.1"},{"v":4.40000009536743,"d":"4.4"},{"v":862720.875,"d":"862,720.9"},null,"EPA/CAMD","EPA/CAMD","EPA/CAMD","EPA/CAMD","EPA/CAMD","EPA/CAMD",null,null,"DLNB",null,2003]
[24782,2020,"TX","Freeport Energy",52120,"G-66","CT",{"$nulls":5},"NG",null,{"v":7352071,"d":"7,352,071"},{"v":2858239.75,"d":"2,858,240"},{"v":1142.06896972656,"d":"1,142.1"},{"v":482.299011230469,"d":"482.3"},{"v":11.7486000061035,"d":"11.7"},{"v":429688.3125,"d":"429,688.3"},null,"EIA Unit-level Data","EIA Unit-Level Data","Estimated using emissions factor","Estimated using emissions factor","Estimated using emissions factor","Estimated using emissions factor"]
[24795,2020,"TX","Freeport Energy Center",56152,"CTG2","CT","CN",{"$nulls":4},"NG"]
[24802,2020,"TX","Gaines County",60697,"GC-1","GT","IP",{"$nulls":4},"NG"]
[24822,2020,"TX","Goodyear Beaumont Chemical Plant",54321,"3B105","ST","OP",{"$nulls":3},1,"NG",null,{"v":305484.25,"d":"305,484"},{"v":160764.734375,"d":"160,765"},{"v":9.16499996185303,"d":"9.2"},{"v":4.82299995422363,"d":"4.8"},{"v":0.436899989843369,"d":"0.4"},{"v":18713.73046875,"d":"18,713.7"},null,"EIA Unit-level Data","EIA Unit-Level Data","Estimated based on unit-level NOx emission rates","Estimated based on unit-level NOx ozone season emission rates","Estimated using emissions factor and plant-specific sulfur content","Estimated using emissions factor"]
[24825,2020,"TX","Goodyear Beaumont Chemical Plant",54321,"3B108","ST","OP",{"$nulls":3},1,"NG",null,{"v":1527016.25,"d":"1,527,016"},{"v":632326.1875,"d":"632,326"},{"v":45.810001373291,"d":"45.8"},{"v":18.9699993133545,"d":"19.0"},{"v":2.44020009040833,"d":"2.4"},{"v":89245.7421875,"d":"89,245.7"},null,"EIA Unit-level Data","EIA Unit-Level Data","Estimated based on unit-level NOx emission rates","Estimated based on unit-level NOx ozone season emission rates","Estimated using emissions factor and plant-specific sulfur content","Estimated using emissions factor"]
[24847,2020,"TX","Greens Bayou",3464,"GBY82","GT","OP","Yes","CSOSG2","CT",null,"NG",{"v":521,"d":"521.0"},{"v":275907.09375,"d":"275,907"},{"v":162440,"d":"162,440"},{"v":28.4130001068115,"d":"28.4"},{"v":16.6650009155273,"d":"16.7"},{"v":0.0798999965190887,"d":"0.1"},{"v":16125.259765625,"d":"16,125.3"},null,"EPA/CAMD","EPA/CAMD","EPA/CAMD","EPA/CAMD","Estimated using emissions factor","Estimated using emissions factor",null,null,"H2O",null,1976]
[24853,2020,"TX","Griffin Trail Wind",62411,"GTWND","WT","U",{"$nulls":4},"WND"]
[24869,2020,"TX","Hal C Weaver Power Plant",50118,"B3","CA","OP",{"$nulls":3},4,"NG",null,{"v":262286.5,"d":"262,287"},{"v":123839.40625,"d":"123,839"},{"v":3.67199993133545,"d":"3.7"},{"v":1.73399996757507,"d":"1.7"},{"v":0.419099986553192,"d":"0.4"},{"v":15329.2109375,"d":"15,329.2"},null,"EIA Unit-level Data","EIA Unit-Level Data","Estimated based on unit-level NOx emission rates","Estimated based on unit-level NOx ozone season emission rates","Estimated using emissions factor and plant-specific sulfur content","Estimated using emissions factor"]
[24889,2020,"TX","Harbor Wind LLC",58424,"1","WT","OA",{"$nulls":4},"WND"]
[24892,2020,"TX","Harrington Station",6193,"061B","ST","OP","Yes","ARP,CSOSG2,MATS,TXSO2","TANGENTIAL",1,"SUB",{"v":6114,"d":"6,114.0"},{"v":10560772,"d":"10,560,772"},{"v":5132388,"d":"5,132,388"},{"v":856.666015625,"d":"856.7"},{"v":416.658996582031,"d":"416.7"},{"v":2476.89990234375,"d":"2,476.9"},{"v":1099385.25,"d":"1,099,385.3"},{"v":10.6700000762939,"d":"10.7"},"EPA/CAMD","EPA/CAMD","EPA/CAMD","EPA/CAMD","EPA/CAMD","EPA/CAMD","EPA/CAMD",null,"LNC2,OFA",null,1976]
[24912,2020,"TX","Highway 56 Solar",61409,"GEN1","PV","OP",{"$nulls":4},"SUN",null,{"v":77202,"d":"77,202"},{"v":42503,"d":"42,503"},{"$nulls":5},"EIA Prime Mover-level Data","EIA Prime Mover-level Data"]
[24920,2020,"TX","HO Clarke Generating",63335,"CTG-4","GT","TS",{"$nulls":4},"NG"]
[24936,2020,"TX","Houston Chemical Complex Battleground",50043,"GT3","CT",{"$nulls":5},"NG",null,{"v":4274745,"d":"4,274,745"},{"v":1973245.125,"d":"1,973,245"},{"v":664.038024902344,"d":"664.0"},{"v":284.075012207031,"d":"284.1"},{"v":6.83099985122681,"d":"6.8"},{"v":249835.46875,"d":"249,835.5"},null,"EIA Unit-level Data","EIA Unit-Level Data","Estimated using emissions factor","Estimated using emissions factor","Estimated using emissions factor","Estimated using emissions factor"]
[24956,2020,"TX","International Paper - Orange",10425,"2RB","ST","OP",{"$nulls":3},1,"BLQ",null,{"v":4241588,"d":"4,241,588"},{"v":1730775,"d":"1,730,775"},{"v":394.467987060547,"d":"394.5"},{"v":160.962005615234,"d":"161.0"},{"v":1295.16967773438,"d":"1,295.2"},{"v":461105,"d":"461,105.0"},null,"EIA Unit-level Data","EIA Unit-Level Data","Estimated based on unit-level NOx emission rates","Estimated based on unit-level NOx ozone season emission rates","Estimated using emissions factor and plant-specific sulfur content","Estimated using emissions factor"]
[24959,2020,"TX","International Paper - Orange",10425,"PF1BLR","ST","OP",{"$nulls":3},1,"NG",null,{"v":1163270,"d":"1,163,270"},{"v":408758,"d":"408,758"},{"v":51.1839981079102,"d":"51.2"},{"v":16.5550003051758,"d":"16.6"},{"v":1.85889995098114,"d":"1.9"},{"v":67986.765625,"d":"67,986.8"},null,"EIA Unit-level Data","EIA Unit-Level Data","Estimated based on unit-level NOx emission rates","Estimated based on unit-level NOx ozone season emission rates","Estimated using emissions factor and plant-specific sulfur content","Estimated using emissions factor"]
[24979,2020,"TX","Javelina Wind Energy II, LLC",60645,"WJ21","WT","OP",{"$nulls":4},"WND",null,{"v":6787635,"d":"6,787,635"},{"v":2680838,"d":"2,680,838"},{"$nulls":5},"EIA Prime Mover-level Data","EIA Prime Mover-level Data"]
[24991,2020,"TX","Juno Solar Project",63328,"IPJNO","PV","V",{"$nulls":4},"SUN"]
[25003,2020,"TX","La Paloma Energy Center",59924,"CTG-1","CT","IP",{"$nulls":4},"NG"]
[25010,2020,"TX","Lake Creek",3502,"ST1","ST","RE",{"$nulls":4},"NG"]
[25030,2020,"TX","Leon Creek",3609,"CGT2","GT","OP","Yes","ARP,CSOSG2","CT",null,"NG",{"v":979,"d":"979.0"},{"v":310578.1875,"d":"310,578"},{"v":127676.15625,"d":"127,676"},{"v":2.61199998855591,"d":"2.6"},{"v":1.0789999961853,"d":"1.1"},{"v":0.100000001490116,"d":"0.1"},{"v":18457.30078125,"d":"18,457.3"},null,"EPA/CAMD","EPA/CAMD","EPA/CAMD","EPA/CAMD","EPA/CAMD","EPA/CAMD",null,null,"SCR",null,2004]
[25046,2020,"TX","Logans Gap Wind LLC",59442,"1","WT","OP",{"$nulls":4},"WND",null,{"v":5947060,"d":"5,947,060"},{"v":2133822,"d":"2,133,822"},{"$nulls":5},"EIA Prime Mover-level Data","EIA Prime Mover-level Data"]
[25056,2020,"TX","Los Vientos Wind 1B",57752,"1","WT","OP",{"$nulls":4},"WND",null,{"v":3932310,"d":"3,932,310"},{"v":1577059,"d":"1,577,059"},{"$nulls":5},"EIA Prime Mover-level Data","EIA Prime Mover-level Data"]
[25070,2020,"TX","Majestic II Wind",58363,"WND1","WT","OP",{"$nulls":4},"WND",null,{"v":2970802,"d":"2,970,802"},{"v":1173345,"d":"1,173,345"},{"$nulls":5},"EIA Prime Mover-level Data","EIA Prime Mover-level Data"]
[25077,2020,"TX","Mars Solar",63027,"20","PV","OP",{"$nulls":4},"SUN",null,{"v":191865,"d":"191,865"},{"v":105629,"d":"105,629"},{"$nulls":5},"EIA Prime Mover-level Data","EIA Prime Mover-level Data"]
[25097,2020,"TX","Midlothian Energy",55091,"STK4","CT","OP","Yes","ARP,CSOSG2","CC",null,"NG",{"v":2524,"d":"2,524.0"},{"v":3576589,"d":"3,576,589"},{"v":1945461.125,"d":"1,945,461"},{"v":27.6900005340576,"d":"27.7"},{"v":14.8830003738403,"d":"14.9"},{"v":1.10000002384186,"d":"1.1"},{"v":212550.40625,"d":"212,550.4"},null,"EPA/CAMD","EPA/CAMD","EPA/CAMD","EPA/CAMD","EPA/CAMD","EPA/CAMD",null,null,"DLNB,SCR",null,2000]
[25113,2020,"TX","Monticello",6147,"1","ST","RE",null,null,"TANGENTIAL",1,"SUB",{"$nulls":16},"SN"]
[25120,2020,"TX","Morgan Creek",3492,"CT2","GT","OP","Yes","CSOSG2","CT",null,"NG",{"v":117,"d":"117.0"},{"v":38868.30078125,"d":"38,868"},{"v":4934,"d":"4,934"},{"v":13.66100025177,"d":"13.7"},{"v":1.77300000190735,"d":"1.8"},{"v":0.0118000004440546,"d":"0.0"},{"v":2271.63989257813,"d":"2,271.6"},null,"EPA/CAMD","EPA/CAMD","EPA/CAMD","EPA/CAMD","Estimated using emissions factor","Estimated using emissions factor",null,null,"H2O",null,1988]
[25135,2020,"TX","Motiva Enterprises Port Arthur Refinery",50973,"GN26","CS","RE",{"$nulls":4},"NG"]
[25144,2020,"TX","Mountain Creek Generating Station",3453,"8","ST","OP","Yes","ARP,CSOSG2","TANGENTIAL",1,"NG",{"v":1210,"d":"1,210.0"},{"v":3108307.25,"d":"3,108,307"},{"v":2817946.25,"d":"2,817,946"},{"v":39.9990005493164,"d":"40.0"},{"v":34.0180015563965,"d":"34.0"},{"v":0.899999976158142,"d":"0.9"},{"v":184722.90625,"d":"184,722.9"},null,"EPA/CAMD","EPA/CAMD","EPA/CAMD","EPA/CAMD","EPA/CAMD","EPA/CAMD",null,null,"SCR",null,1967]
[25164,2020,"TX","Newman",3456,"**5","CT","OP","Yes","ARP,CSOSG2,TXSO2","CC",null,"NG",{"v":3928,"d":"3,928.0"},{"v":2831653.75,"d":"2,831,654"},{"v":1887573.5,"d":"1,887,574"},{"v":203.929992675781,"d":"203.9"},{"v":136.518005371094,"d":"136.5"},{"v":0.899999976158142,"d":"0.9"},{"v":168277.796875,"d":"168,277.8"},null,"EPA/CAMD","EPA/CAMD","EPA/CAMD","EPA/CAMD","EPA/CAMD","EPA/CAMD",null,null,"H2O",null,1975]
[25180,2020,"TX","North Lake",3454,"2","ST","RE",{"$nulls":3},1,"NG"]
[25187,2020,"TX","Notrees Windpower Hybrid",56961,"BATT","BA","OP",{"$nulls":4},"MWH",null,0,0,{"$nulls":5},"EIA Prime Mover-level Data","EIA Prime Mover-level Data"]
[25200,2020,"TX","Oberon IB",62932,"OBR1B","PV","OP",{"$nulls":4},"SUN",null,{"v":329945,"d":"329,945"},{"v":209035,"d":"209,035"},{"$nulls":5},"EIA Prime Mover-level Data","EIA Prime Mover-level Data"]
[25211,2020,"TX","Odessa Ector Generating Station",55215,"GT1","CT","OP","Yes","ARP,CSOSG2","CC",null,"NG",{"v":7533,"d":"7,533.0"},{"v":12360697,"d":"12,360,697"},{"v":5308483.5,"d":"5,308,484"},{"v":164.996994018555,"d":"165.0"},{"v":68.8440017700195,"d":"68.8"},{"v":3.70000004768372,"d":"3.7"},{"v":734582.1875,"d":"734,582.2"},null,"EPA/CAMD","EPA/CAMD","EPA/CAMD","EPA/CAMD","EPA/CAMD","EPA/CAMD",null,null,"DLNB",null,2001]
[25231,2020,"TX","Oyster Creek Unit VIII",54676,"G83","CT","OP",{"$nulls":4},"NG",null,{"v":7574169,"d":"7,574,169"},{"v":3281254.75,"d":"3,281,255"},{"v":542.864013671875,"d":"542.9"},{"v":235.177001953125,"d":"235.2"},{"v":5.53030014038086,"d":"5.5"},{"v":442668.75,"d":"442,668.8"},null,"EIA Prime Mover-level Data","EIA Prime Mover-level Data","Estimated using emissions factor","Estimated using emissions factor","Estimated using emissions factor","Estimated using emissions factor"]
[25234,2020,"TX","P H Robinson",3466,"3","ST","RE",{"$nulls":4},"NG"]
[25254,2020,"TX","Paris Energy Center",50109,"HRSG1","CT","OP","Yes","ARP,CSOSG2","CC",1,"NG",{"v":2137,"d":"2,137.0"},{"v":1798319.875,"d":"1,798,320"},{"v":1068497.25,"d":"1,068,497"},{"v":95.1669998168945,"d":"95.2"},{"v":57.9370002746582,"d":"57.9"},0.5,{"v":106872.703125,"d":"106,872.7"},null,"EPA/CAMD","EPA/CAMD","EPA/CAMD","EPA/CAMD","EPA/CAMD","EPA/CAMD",null,null,"STM",null,1989]
[25265,2020,"TX","Pattern Panhandle Wind 2 LLC",58720,"1","WT","OP",{"$nulls":4},"WND",null,{"v":5824840,"d":"5,824,840"},{"v":2300573,"d":"2,300,573"},{"$nulls":5},"EIA Prime Mover-level Data","EIA Prime Mover-level Data"]
[25278,2020,"TX","Pearsall",3630,"19A","IC","OP",{"$nulls":4},"NG",null,{"v":83265.0859375,"d":"83,265"},{"v":40928.75,"d":"40,929"},{"v":107.699996948242,"d":"107.7"},{"v":52.939998626709,"d":"52.9"},{"v":0.133100003004074,"d":"0.1"},{"v":4866.38916015625,"d":"4,866.4"},null,"EIA Prime Mover-level Data","EIA Prime Mover-level Data","Estimated using emissions factor","Estimated using emissions factor","Estimated using emissions factor","Estimated using emissions factor"]
[25298,2020,"TX","Permian Basin",3494,"CT2","GT","OP","Yes","CSOSG2","CT",null,"NG",{"v":1087,"d":"1,087.0"},{"v":615744.8125,"d":"615,745"},{"v":8571.099609375,"d":"8,571"},{"v":88.8840026855469,"d":"88.9"},{"v":1.36500000953674,"d":"1.4"},{"v":0.191300004720688,"d":"0.2"},{"v":36331.3984375,"d":"36,331.4"},null,"EPA/CAMD","EPA/CAMD","EPA/CAMD","EPA/CAMD","Estimated using emissions factor","EPA/CAMD",null,null,"H2O",null,1988]
[25305,2020,"TX","Phelps Dodge Refining",54628,"2608","GT","OS",{"$nulls":4},"NG",null,{"v":126670.359375,"d":"126,670"},{"v":62264.46484375,"d":"62,264"},{"v":19.8700008392334,"d":"19.9"},{"v":9.76700019836426,"d":"9.8"},{"v":0.202399998903275,"d":"0.2"},{"v":7403.18896484375,"d":"7,403.2"},null,"EIA Prime Mover-level Data","EIA Prime Mover-level Data","Estimated using emissions factor","Estimated using emissions factor","Estimated using emissions factor","Estimated using emissions factor"]
[25321,2020,"TX","Port Neches",54748,"GT1","GT","OP","Yes","CSOSG2","CT",null,"NG",null,0,0,{"v":0,"d":"0.0"},{"v":0,"d":"0.0"},{"v":0,"d":"0.0"},{"v":0,"d":"0.0"},null,"EIA Unit-level Data","EIA Unit-level Data","Estimated using emissions factor","Estimated using emissions factor","Estimated using emissions factor","Estimated using emissions factor",{"$nulls":4},1994]
[25328,2020,"TX","Power Lane Steam Plant",4195,"2","ST","OP","Yes","ARP,CSOSG2","WALL",1,"NG",{"v":663,"d":"663.0"},{"v":43639.44921875,"d":"43,639"},{"v":34847.3515625,"d":"34,847"},{"v":4.19700002670288,"d":"4.2"},{"v":3.34100008010864,"d":"3.3"},{"v":0,"d":"0.0"},{"v":2603.10009765625,"d":"2,603.1"},null,"EPA/CAMD","EPA/CAMD","EPA/CAMD","EPA/CAMD","EPA/CAMD","EPA/CAMD",{"$nulls":4},1969]
[25348,2020,"TX","Pueblo BA",64318,"PBL2","BA","T",{"$nulls":4},"MWH"]
[25365,2020,"TX","Ranchland Wind Project I",64551,"WT2","WT","T",{"$nulls":4},"WND"]
[25372,2020,"TX","Ray Olinger",3576,"BW3","ST","OP","Yes","ARP,CSOSG2","WALL",1,"NG",{"v":872,"d":"872.0"},{"v":103753.4765625,"d":"103,753"},{"v":98900.328125,"d":"98,900"},{"v":2.65899991989136,"d":"2.7"},{"v":2.50500011444092,"d":"2.5"},{"v":0,"d":"0.0"},{"v":6173,"d":"6,173.0"},null,"EPA/CAMD","EPA/CAMD","EPA/CAMD","EPA/CAMD","EPA/CAMD","EPA/CAMD",null,null,"LNBO",null,1976]
[25388,2020,"TX","Red Gate Power Plant",59391,"ENG01","IC","OP",{"$nulls":4},"NG",null,{"v":159005.578125,"d":"159,006"},{"v":56874.41796875,"d":"56,874"},{"v":214.494995117188,"d":"214.5"},{"v":76.8939971923828,"d":"76.9"},{"v":0.254099994897842,"d":"0.3"},{"v":9293.005859375,"d":"9,293.0"},null,"EIA Prime Mover-level Data","EIA Prime Mover-level Data","Estimated using emissions factor","Estimated using emissions factor","Estimated using emissions factor","Estimated using emissions factor"]
[25395,2020,"TX","Red Gate Power Plant",59391,"ENG08","IC","OP",{"$nulls":4},"NG",null,{"v":159005.578125,"d":"159,006"},{"v":56874.41796875,"d":"56,874"},{"v":214.494995117188,"d":"214.5"},{"v":76.8939971923828,"d":"76.9"},{"v":0.254099994897842,"d":"0.3"},{"v":9293.005859375,"d":"9,293.0"},null,"EIA Prime Mover-level Data","EIA Prime Mover-level Data","Estimated using emissions factor","Estimated using emissions factor","Estimated using emissions factor","Estimated using emissions factor"]
[25409,2020,"TX","Rio Grande Valley Sugar Growers",54338,"4","ST","OP",{"$nulls":3},4,"AB",null,{"v":376159,"d":"376,159"},0,{"v":28.2119998931885,"d":"28.2"},{"v":0,"d":"0.0"},{"v":4.7020001411438,"d":"4.7"},{"v":48998.50390625,"d":"48,998.5"},null,"EIA Unit-level Data","EIA Unit-Level Data","Estimated based on unit-level NOx emission rates","Estimated based on unit-level NOx ozone season emission rates","Estimated using emissions factor and plant-specific sulfur content","Estimated using emissions factor"]
[25419,2020,"TX","Roadrunner, LLC Hybrid",62561,"RODR1","PV","OP",{"$nulls":4},"SUN",null,{"v":3746697.5,"d":"3,746,698"},{"v":2366661,"d":"2,366,661"},{"$nulls":5},"EIA Prime Mover-level Data","EIA Prime Mover-level Data"]
[25439,2020,"TX","Sam Bertron",3468,"3","ST","RE",{"$nulls":4},"NG"]
[25455,2020,"TX","Samson Solar Energy III LLC",63883,"GEN1","PV","U",{"$nulls":4},"SUN"]
[25462,2020,"TX","Sand Bluff Wind Farm",56479,"2","WT","OP",{"$nulls":4},"WND",null,{"v":1255452,"d":"1,255,452"},{"v":495852,"d":"495,852"},{"$nulls":5},"EIA Prime Mover-level Data","EIA Prime Mover-level Data"]
[25474,2020,"TX","Sandow No 5",52071,"GEN3","ST","RE",{"$nulls":4},"LIG"]
[25486,2020,"TX","Security",55556,"UNT1","IC","RE",{"$nulls":4},"LFG"]
[25506,2020,"TX","Silas Ray",3559,"10","GT","OP","Yes","ARP,CSOSG2","CT",null,"NG",{"v":2017,"d":"2,017.0"},{"v":506096.6875,"d":"506,097"},{"v":353371.0625,"d":"353,371"},{"v":2.86299991607666,"d":"2.9"},{"v":1.95899999141693,"d":"2.0"},{"v":0.200000002980232,"d":"0.2"},{"v":30069.599609375,"d":"30,069.6"},null,"EPA/CAMD","EPA/CAMD","EPA/CAMD","EPA/CAMD","EPA/CAMD","EPA/CAMD",null,null,"SCR",null,2004]
[25522,2020,"TX","Skyline Gas Recovery",56528,"GEN1","IC","RE",{"$nulls":4},"LFG"]
[25529,2020,"TX","Solemio LLC",62522,"1","PV","P",{"$nulls":4},"SUN"]
[25549,2020,"TX","State Farm Insur Support Center Central",55390,"2B","IC","SB",{"$nulls":4},"DFO",null,32,{"v":16.3330001831055,"d":"16"},{"v":0.0509999990463257,"d":"0.1"},{"v":0.0260000005364418,"d":"0.0"},{"v":0.00460000010207295,"d":"0.0"},{"v":2.61299991607666,"d":"2.6"},null,"EIA Prime Mover-level Data","EIA Prime Mover-level Data","Estimated using emissions factor","Estimated using emissions factor","Estimated using emissions factor","Estimated using emissions factor"]
[25557,2020,"TX","Stephens Ranch Wind Energy LLC",57983,"2","WT","OP",{"$nulls":4},"WND",null,{"v":5230654,"d":"5,230,654"},{"v":1884623,"d":"1,884,623"},{"$nulls":5},"EIA Prime Mover-level Data","EIA Prime Mover-level Data"]
[25573,2020,"TX","Sweeny Cogeneration Facility",55015,"3","GT","OP","Yes","ARP,CSOSG2","CT",null,"NG",{"v":8202,"d":"8,202.0"},{"v":15579436,"d":"15,579,436"},{"v":5214436.5,"d":"5,214,437"},{"v":134.628997802734,"d":"134.6"},{"v":37.4570007324219,"d":"37.5"},{"v":4.90000009536743,"d":"4.9"},{"v":925890,"d":"925,890.0"},null,"EPA/CAMD","EPA/CAMD","EPA/CAMD","EPA/CAMD","EPA/CAMD","EPA/CAMD",null,null,"DLNB",null,1997]
[25580,2020,"TX","System Control Center",61742,"GEN1","FW","SB",{"$nulls":4},"MWH"]
[25596,2020,"TX","T H Wharton",3469,"THW55","GT","OP","Yes","CSOSG2","CT",null,"NG",{"v":395,"d":"395.0"},{"v":347667.5,"d":"347,668"},{"v":249420.703125,"d":"249,421"},{"v":36.0169982910156,"d":"36.0"},{"v":25.882999420166,"d":"25.9"},{"v":0.0697000026702881,"d":"0.1"},{"v":20319.263671875,"d":"20,319.3"},null,"EPA/CAMD","EPA/CAMD","EPA/CAMD","EPA/CAMD","Estimated using emissions factor","Estimated using emissions factor",null,null,"H2O",null,1975]
[25603,2020,"TX","Tejas Power Generation Unit 1",60468,"CT-1","GT","OP","Yes","ARP,CSOSG2","CT",null,"NG",{"v":323,"d":"323.0"},{"v":303172.875,"d":"303,173"},{"v":151970.921875,"d":"151,971"},{"v":2.86899995803833,"d":"2.9"},{"v":1.49399995803833,"d":"1.5"},{"v":0.100000001490116,"d":"0.1"},{"v":18016.30078125,"d":"18,016.3"},null,"EPA/CAMD","EPA/CAMD","EPA/CAMD","EPA/CAMD","EPA/CAMD","EPA/CAMD",null,null,"H2O,SCR",null,2018]
[25622,2020,"TX","Texas City Cogeneration",52088,"GT-C","CT","OP","Yes","ARP,CSOSG2","CC",null,"NG",{"v":6510,"d":"6,510.0"},{"v":7581431.5,"d":"7,581,432"},{"v":3816966.75,"d":"3,816,967"},{"v":109.634002685547,"d":"109.6"},{"v":48.4949989318848,"d":"48.5"},{"v":2.29999995231628,"d":"2.3"},{"v":450556,"d":"450,556.0"},null,"EPA/CAMD","EPA/CAMD","EPA/CAMD","EPA/CAMD","EPA/CAMD","EPA/CAMD",null,null,"DLNB",null,1987]
[25640,2020,"TX","Toledo Bend",6595,"2","HY","OP",{"$nulls":4},"WAT",null,{"v":1168879.5,"d":"1,168,880"},{"v":498944,"d":"498,944"},{"$nulls":5},"EIA Prime Mover-level Data","EIA Prime Mover-level Data"]
[25647,2020,"TX","Topaz Generating",63688,"CTG-4","GT","U",{"$nulls":4},"NG"]
[25663,2020,"TX","TREX US Red Holly",63202,"701-S","BA","L",{"$nulls":4},"MWH"]
[25670,2020,"TX","Twin Oaks",7030,"U2","ST","OP","Yes","ARP,CSOSG2,MATS","FLUIDIZED",1,"LIG",{"v":7825,"d":"7,825.0"},{"v":12633863,"d":"12,633,863"},{"v":5591425.5,"d":"5,591,426"},{"v":968.900024414063,"d":"968.9"},{"v":262.658996582031,"d":"262.7"},{"v":1062.59997558594,"d":"1,062.6"},{"v":1375443.75,"d":"1,375,443.8"},null,"EPA/CAMD","EPA/CAMD","EPA/CAMD","EPA/CAMD","EPA/CAMD","EPA/CAMD",null,"FBL","SNCR","Yes",1991]
[25687,2020,"TX","Tyler Bluff Wind Project, LLC",60502,"GEN1","WT","OP",{"$nulls":4},"WND",null,{"v":3467738,"d":"3,467,738"},{"v":1224342,"d":"1,224,342"},{"$nulls":5},"EIA Prime Mover-level Data","EIA Prime Mover-level Data"]
[25707,2020,"TX","Upton County BESS",64811,"UPT8","BA","U",{"$nulls":4},"MWH"]
[25714,2020,"TX","V H Braunig",3612,"CGT7","GT","OP","Yes","ARP,CSOSG2","CT",null,"NG",{"v":1016,"d":"1,016.0"},{"v":358769.96875,"d":"358,770"},{"v":176936.078125,"d":"176,936"},{"v":2.67600011825562,"d":"2.7"},{"v":1.27999997138977,"d":"1.3"},{"v":0.100000001490116,"d":"0.1"},{"v":21330.80078125,"d":"21,330.8"},null,"EPA/CAMD","EPA/CAMD","EPA/CAMD","EPA/CAMD","EPA/CAMD","EPA/CAMD",null,null,"SCR",null,2010]
[25730,2020,"TX","Victoria Port Power II LLC",61966,"VP2-1","GT","U",{"$nulls":4},"NG"]
[25737,2020,"TX","Village Creek Water Reclamation Facility",54520,"TG1","GT","OP",{"$nulls":4},"NG",null,{"v":277484.5,"d":"277,485"},{"v":115772,"d":"115,772"},{"v":48.3110008239746,"d":"48.3"},{"v":20.1560001373291,"d":"20.2"},{"v":0.443399995565414,"d":"0.4"},{"v":16217.451171875,"d":"16,217.5"},null,"EIA Prime Mover-level Data","EIA Prime Mover-level Data","Estimated using emissions factor","Estimated using emissions factor","Estimated using emissions factor","Estimated using emissions factor"]
[25757,2020,"TX","WAL1040",64813,"GEN3","IC","OP",{"$nulls":4},"NG"]
[25766,2020,"TX","WAL1232",64816,"GEN3","IC","OP",{"$nulls":4},"NG"]
[25781,2020,"TX","WAL407",64773,"GEN2","IC","U",{"$nulls":4},"NG"]
[25797,2020,"TX","WAL461",64778,"GEN3","IC","U",{"$nulls":4},"NG"]
[25804,2020,"TX","WAL522",64793,"GEN3","IC","OP",{"$nulls":4},"NG"]
[25824,2020,"TX","WAL752",64801,"GEN1","IC","OP",{"$nulls":4},"NG"]
[25831,2020,"TX","WAL772",64803,"GEN2","IC","P",{"$nulls":4},"NG"]
[25848,2020,"TX","WAL940",64809,"GEN3","IC","OP",{"$nulls":4},"NG"]
[25855,2020,"TX","Walnut Springs Solar",61370,"GEN1","PV","OP",{"$nulls":4},"SUN",null,{"v":99915,"d":"99,915"},{"v":55008,"d":"55,008"},{"$nulls":5},"EIA Prime Mover-level Data","EIA Prime Mover-level Data"]
[25871,2020,"TX","WestRock (TX)",50101,"PB5","ST","OP",{"$nulls":3},3,"NG",null,{"v":1023198.9375,"d":"1,023,199"},{"v":361970.90625,"d":"361,971"},{"v":23.0219993591309,"d":"23.0"},{"v":8.14400005340576,"d":"8.1"},{"v":1.63510000705719,"d":"1.6"},{"v":59800.37890625,"d":"59,800.4"},null,"EIA Unit-level Data","EIA Unit-Level Data","Estimated based on unit-level NOx emission rates","Estimated based on unit-level NOx ozone season emission rates","Estimated using emissions factor and plant-specific sulfur content","Estimated using emissions factor"]
[25891,2020,"TX","Wilkes Power Plant",3478,"1","ST","OP","Yes","ARP,CSOSG2,TXSO2","TANGENTIAL",1,"NG",{"v":6756,"d":"6,756.0"},{"v":3355571.25,"d":"3,355,571"},{"v":1378897,"d":"1,378,897"},{"v":248.828994750977,"d":"248.8"},{"v":98.0279998779297,"d":"98.0"},{"v":1,"d":"1.0"},{"v":199416.203125,"d":"199,416.2"},null,"EPA/CAMD","EPA/CAMD","EPA/CAMD","EPA/CAMD","EPA/CAMD","EPA/CAMD",null,null,"CM",null,1964]
[25896,2020,"TX","Winchester Power Park",56674,"1","GT","OP","Yes","ARP,CSOSG2","CT",null,"NG",{"v":408,"d":"408.0"},{"v":91860.0625,"d":"91,860"},{"v":54282.92578125,"d":"54,283"},{"v":0.469999998807907,"d":"0.5"},{"v":0.252999991178513,"d":"0.3"},{"v":0,"d":"0.0"},{"v":5460.89990234375,"d":"5,460.9"},null,"EPA/CAMD","EPA/CAMD","EPA/CAMD","EPA/CAMD","EPA/CAMD","EPA/CAMD",null,null,"SCR",null,2009]
[25915,2020,"TX","Works 4",54364,"L1PG","IC","SB",{"$nulls":4},"DFO",null,{"v":171.550994873047,"d":"172"},72,{"v":0.273999989032745,"d":"0.3"},{"v":0.115000002086163,"d":"0.1"},{"v":0.0249000005424023,"d":"0.0"},{"v":14.0089998245239,"d":"14.0"},null,"EIA Prime Mover-level Data","EIA Prime Mover-level Data","Estimated using emissions factor","Estimated using emissions factor","Estimated using emissions factor","Estimated using emissions factor"]
[25922,2020,"TX","Zapata",64322,"ZPT2","BA","T",{"$nulls":4},"MWH"]
[25938,2020,"UT","Blundell",299,"3","ST","CN",{"$nulls":3},1,"GEO"]
[25958,2020,"UT","Carbon",3644,"1","ST","RE",null,null,"TANGENTIAL",1,"BIT"]
[25961,2020,"UT","Causey",7548,"1","HY","OP",{"$nulls":4},"WAT",null,{"v":22545.71484375,"d":"22,546"},{"v":10465,"d":"10,465"},{"$nulls":5},"EIA Prime Mover-level Data","EIA Prime Mover-level Data"]
[25975,2020,"UT","eBay - South Jordan",59281,"EBY00","FC","RE",{"$nulls":4},"NG",null,{"v":180540,"d":"180,540"},{"v":70479.796875,"d":"70,480"},{"$nulls":5},"EIA Prime Mover-level Data","EIA Prime Mover-level Data"]
[25989,2020,"UT","Fiddler's Canyon 3",59932,"FID3","PV","OP",{"$nulls":4},"SUN",null,{"v":48490,"d":"48,490"},{"v":26047,"d":"26,047"},{"$nulls":5},"EIA Prime Mover-level Data","EIA Prime Mover-level Data"]
[26005,2020,"UT","Granite Peak Solar Plant",58604,"GPSP1","PV","OP",{"$nulls":4},"SUN",null,{"v":56612,"d":"56,612"},{"v":30410,"d":"30,410"},{"$nulls":5},"EIA Prime Mover-level Data","EIA Prime Mover-level Data"]
[26012,2020,"UT","Heber City",7111,"4","IC","OP",{"$nulls":4},"NG",null,{"v":23330.3828125,"d":"23,330"},{"v":10869.751953125,"d":"10,870"},{"v":31.0470008850098,"d":"31.0"},{"v":14.4650001525879,"d":"14.5"},{"v":0.0373000018298626,"d":"0.0"},{"v":1363.53295898438,"d":"1,363.5"},null,"EIA Prime Mover-level Data","EIA Prime Mover-level Data","Estimated using emissions factor","Estimated using emissions factor","Estimated using emissions factor","Estimated using emissions factor"]
[26032,2020,"UT","Huntington",8069,"1","ST","OP","Yes","ARP,MATS","TANGENTIAL",1,"BIT",{"v":8552,"d":"8,552.0"},{"v":24862106,"d":"24,862,106"},{"v":9124655,"d":"9,124,655"},{"v":2476.0830078125,"d":"2,476.1"},{"v":836.593017578125,"d":"836.6"},947.5,{"v":2550851.5,"d":"2,550,851.5"},null,"EPA/CAMD","EPA/CAMD","EPA/CAMD","EPA/CAMD","EPA/CAMD","EPA/CAMD",null,"WL","LNC3",null,1977]
[26040,2020,"UT","Hurricane City Power",57899,"7","IC","OP",{"$nulls":4},"NG",null,{"v":7215.62890625,"d":"7,216"},{"v":3340.26489257813,"d":"3,340"},{"v":13.1800003051758,"d":"13.2"},{"v":6.14099979400635,"d":"6.1"},{"v":0.0166999995708466,"d":"0.0"},{"v":421.713989257813,"d":"421.7"},null,"EIA Prime Mover-level Data","EIA Prime Mover-level Data","Estimated using emissions factor","Estimated using emissions factor","Estimated using emissions factor","Estimated using emissions factor"]
[26056,2020,"UT","Joes Valley Dam",4264,"NA2","HY","CN",{"$nulls":4},"WAT"]
[26072,2020,"UT","Lake Creek Dam",159,"1","HY","OP",{"$nulls":4},"WAT",null,{"v":25804,"d":"25,804"},{"v":11978,"d":"11,978"},{"$nulls":5},"EIA Prime Mover-level Data","EIA Prime Mover-level Data"]
[26079,2020,"UT","Little Cottonwood",6537,"2","HY","OP",{"$nulls":4},"WAT",null,{"v":17015.5,"d":"17,016"},{"v":7898,"d":"7,898"},{"$nulls":5},"EIA Prime Mover-level Data","EIA Prime Mover-level Data"]
[26099,2020,"UT","Milford Wind Corridor Stage II LLC",57107,"1","WT","OP",{"$nulls":4},"WND",null,{"v":1711726,"d":"1,711,726"},{"v":829672,"d":"829,672"},{"$nulls":5},"EIA Prime Mover-level Data","EIA Prime Mover-level Data"]
[26105,2020,"UT","Murray City",3683,"6","IC","RE",{"$nulls":4},"NG"]
[26123,2020,"UT","Pioneer",3656,"2","HY","OP",{"$nulls":4},"WAT",null,{"v":75895,"d":"75,895"},{"v":35226.5,"d":"35,227"},{"$nulls":5},"EIA Prime Mover-level Data","EIA Prime Mover-level Data"]
[26143,2020,"UT","Snowbird Power Plant",10215,"1138","IC","U",{"$nulls":4},"NG"]
[26146,2020,"UT","Snowbird Power Plant",10215,"1367","IC","OP",{"$nulls":4},"NG",null,{"v":50695.33203125,"d":"50,695"},{"v":23619.333984375,"d":"23,619"},{"v":67.2689971923828,"d":"67.3"},{"v":31.3409996032715,"d":"31.3"},{"v":0.0810000002384186,"d":"0.1"},{"v":2962.86499023438,"d":"2,962.9"},null,"EIA Prime Mover-level Data","EIA Prime Mover-level Data","Estimated using emissions factor","Estimated using emissions factor","Estimated using emissions factor","Estimated using emissions factor"]
[26166,2020,"UT","Tooele Army Depot",59817,"PV1","PV","V",{"$nulls":4},"SUN"]
[26182,2020,"UT","Washington City Electric Generation",59660,"3","IC","OP",{"$nulls":4},"NG",null,{"v":1948,"d":"1,948"},{"v":907.3330078125,"d":"907"},{"v":2.69600009918213,"d":"2.7"},{"v":1.25600004196167,"d":"1.3"},{"v":0.00310000008903444,"d":"0.0"},{"v":113.849998474121,"d":"113.8"},null,"EIA Prime Mover-level Data","EIA Prime Mover-level Data","Estimated using emissions factor","Estimated using emissions factor","Estimated using emissions factor","Estimated using emissions factor"]
[26184,2020,"UT","Washington City Electric Generation",59660,"9","IC","OP",{"$nulls":4},"NG",null,{"v":1948,"d":"1,948"},{"v":907.3330078125,"d":"907"},{"v":2.69600009918213,"d":"2.7"},{"v":1.25600004196167,"d":"1.3"},{"v":0.00310000008903444,"d":"0.0"},{"v":113.849998474121,"d":"113.8"},null,"EIA Prime Mover-level Data","EIA Prime Mover-level Data","Estimated using emissions factor","Estimated using emissions factor","Estimated using emissions factor","Estimated using emissions factor"]
[26197,2020,"UT","Whitehead",7028,"K7CAT","IC","OP",{"$nulls":4},"NG",null,{"v":8919.435546875,"d":"8,919"},{"v":4154.7578125,"d":"4,155"},{"v":11.8470001220703,"d":"11.8"},{"v":5.51999998092651,"d":"5.5"},{"v":0.0142000000923872,"d":"0.0"},{"v":521.2919921875,"d":"521.3"},null,"EIA Prime Mover-level Data","EIA Prime Mover-level Data","Estimated using emissions factor","Estimated using emissions factor","Estimated using emissions factor","Estimated using emissions factor"]
[26213,2020,"VA","Amelia",56681,"20","IC","OP",{"$nulls":4},"LFG",null,{"v":11703.6884765625,"d":"11,704"},{"v":4927.60400390625,"d":"4,928"},{"v":7.82499980926514,"d":"7.8"},{"v":3.26200008392334,"d":"3.3"},{"v":0.253500014543533,"d":"0.3"},{"v":743.182006835938,"d":"743.2"},null,"EIA Prime Mover-level Data","EIA Prime Mover-level Data","Estimated using emissions factor","Estimated using emissions factor","Estimated using emissions factor","Estimated using emissions factor"]
[26233,2020,"VA","Amelia",56681,"39","IC","OP",{"$nulls":4},"LFG",null,{"v":11703.6884765625,"d":"11,704"},{"v":4927.60400390625,"d":"4,928"},{"v":7.82499980926514,"d":"7.8"},{"v":3.26200008392334,"d":"3.3"},{"v":0.253500014543533,"d":"0.3"},{"v":743.182006835938,"d":"743.2"},null,"EIA Prime Mover-level Data","EIA Prime Mover-level Data","Estimated using emissions factor","Estimated using emissions factor","Estimated using emissions factor","Estimated using emissions factor"]
[26236,2020,"VA","Amelia",56681,"41","IC","OP",{"$nulls":4},"LFG",null,{"v":11703.6884765625,"d":"11,704"},{"v":4927.60400390625,"d":"4,928"},{"v":7.82499980926514,"d":"7.8"},{"v":3.26200008392334,"d":"3.3"},{"v":0.253500014543533,"d":"0.3"},{"v":743.182006835938,"d":"743.2"},null,"EIA Prime Mover-level Data","EIA Prime Mover-level Data","Estimated using emissions factor","Estimated using emissions factor","Estimated using emissions factor","Estimated using emissions factor"]
[26249,2020,"VA","Ameresco Stafford",56894,"1","IC","OP",{"$nulls":4},"LFG",null,{"v":40837,"d":"40,837"},{"v":17026.5,"d":"17,027"},{"v":29.0270004272461,"d":"29.0"},{"v":12.1020002365112,"d":"12.1"},{"v":0.918799996376038,"d":"0.9"},{"v":2593.14111328125,"d":"2,593.1"},null,"EIA Prime Mover-level Data","EIA Prime Mover-level Data","Estimated using emissions factor","Estimated using emissions factor","Estimated using emissions factor","Estimated using emissions factor"]
[26264,2020,"VA","Bear Garden Generating Station",56807,"1B","CT","OP","Yes","ARP,CSNOX,CSOSG2,CSSO2G1","CC",1,"NG",{"v":7768,"d":"7,768.0"},{"v":15074335,"d":"15,074,335"},{"v":5574281.5,"d":"5,574,282"},{"v":45.3549995422363,"d":"45.4"},{"v":16.7129993438721,"d":"16.7"},4.5,{"v":895864.375,"d":"895,864.4"},null,"EPA/CAMD","EPA/CAMD","EPA/CAMD","EPA/CAMD","EPA/CAMD","EPA/CAMD",null,null,"DLNB,H2O,SCR",null,2011]
[26280,2020,"VA","Boydton Plank Road Cogen Plant",54766,"GEN16","IC","OP",{"$nulls":4},"DFO",null,{"v":15.4709997177124,"d":"15"},{"v":8.17599964141846,"d":"8"},{"v":0.025000000372529,"d":"0.0"},{"v":0.0130000002682209,"d":"0.0"},{"v":0.00219999998807907,"d":"0.0"},{"v":1.26300001144409,"d":"1.3"},null,"EIA Prime Mover-level Data","EIA Prime Mover-level Data","Estimated using emissions factor","Estimated using emissions factor","Estimated using emissions factor","Estimated using emissions factor"]
[26300,2020,"VA","Boydton Plank Road Cogen Plant",54766,"GEN34","IC","OP",{"$nulls":4},"DFO",null,{"v":15.4709997177124,"d":"15"},{"v":8.17599964141846,"d":"8"},{"v":0.025000000372529,"d":"0.0"},{"v":0.0130000002682209,"d":"0.0"},{"v":0.00219999998807907,"d":"0.0"},{"v":1.26300001144409,"d":"1.3"},null,"EIA Prime Mover-level Data","EIA Prime Mover-level Data","Estimated using emissions factor","Estimated using emissions factor","Estimated using emissions factor","Estimated using emissions factor"]
[26307,2020,"VA","Brasfield",10155,"1","HY","OP",{"$nulls":4},"WAT",null,{"v":128929,"d":"128,929"},{"v":43922,"d":"43,922"},{"$nulls":5},"EIA Prime Mover-level Data","EIA Prime Mover-level Data"]
[26328,2020,"VA","Brunswick County Power Station",58260,"1A","CT","OP","Yes","ARP,CSNOX,CSOSG2,CSSO2G1","CC",null,"NG",{"v":7702,"d":"7,702.0"},{"v":23100266,"d":"23,100,266"},{"v":10720189,"d":"10,720,189"},{"v":70.2959976196289,"d":"70.3"},{"v":30.253999710083,"d":"30.3"},{"v":6.90000009536743,"d":"6.9"},{"v":1372805.625,"d":"1,372,805.6"},null,"EPA/CAMD","EPA/CAMD","EPA/CAMD","EPA/CAMD","EPA/CAMD","EPA/CAMD",null,null,"DLNB,SCR",null,2016]
[26331,2020,"VA","Brunswick Landfill Gas",56682,"10","IC","OP",{"$nulls":4},"LFG",null,{"v":15284.9140625,"d":"15,285"},{"v":6434.2861328125,"d":"6,434"},{"v":10.4670000076294,"d":"10.5"},{"v":4.36399984359741,"d":"4.4"},{"v":0.331299990415573,"d":"0.3"},{"v":970.588989257813,"d":"970.6"},null,"EIA Prime Mover-level Data","EIA Prime Mover-level Data","Estimated using emissions factor","Estimated using emissions factor","Estimated using emissions factor","Estimated using emissions factor"]
[26347,2020,"VA","Brunswick Landfill Gas",56682,"25","IC","OP",{"$nulls":4},"LFG",null,{"v":15284.9140625,"d":"15,285"},{"v":6434.2861328125,"d":"6,434"},{"v":10.4670000076294,"d":"10.5"},{"v":4.36399984359741,"d":"4.4"},{"v":0.331299990415573,"d":"0.3"},{"v":970.588989257813,"d":"970.6"},null,"EIA Prime Mover-level Data","EIA Prime Mover-level Data","Estimated using emissions factor","Estimated using emissions factor","Estimated using emissions factor","Estimated using emissions factor"]
[26367,2020,"VA","Buchanan Units 1 & 2",55738,"2","GT","OP","Yes","ARP,CSNOX,CSOSG2,CSSO2G1","CT",null,"NG",{"v":5735,"d":"5,735.0"},{"v":2087637.375,"d":"2,087,637"},{"v":859261.875,"d":"859,262"},{"v":76.4059982299805,"d":"76.4"},{"v":31.7119998931885,"d":"31.7"},{"v":0.600000023841858,"d":"0.6"},{"v":124068.203125,"d":"124,068.2"},null,"EPA/CAMD","EPA/CAMD","EPA/CAMD","EPA/CAMD","EPA/CAMD","EPA/CAMD",null,null,"H2O",null,2002]
[26374,2020,"VA","Byllesby 2",3773,"3","HY","OP",{"$nulls":4},"WAT",null,{"v":123686.25,"d":"123,686"},{"v":42136,"d":"42,136"},{"$nulls":5},"EIA Prime Mover-level Data","EIA Prime Mover-level Data"]
[26390,2020,"VA","Charles City",56683,"11","IC","OP",{"$nulls":4},"LFG",null,{"v":15553.9580078125,"d":"15,554"},{"v":6562.02099609375,"d":"6,562"},{"v":10.621000289917,"d":"10.6"},{"v":4.42799997329712,"d":"4.4"},{"v":0.334199994802475,"d":"0.3"},{"v":987.672973632813,"d":"987.7"},null,"EIA Prime Mover-level Data","EIA Prime Mover-level Data","Estimated using emissions factor","Estimated using emissions factor","Estimated using emissions factor","Estimated using emissions factor"]
[26407,2020,"VA","Charles City",56683,"27","IC","OP",{"$nulls":4},"LFG",null,{"v":15553.9580078125,"d":"15,554"},{"v":6562.02099609375,"d":"6,562"},{"v":10.621000289917,"d":"10.6"},{"v":4.42799997329712,"d":"4.4"},{"v":0.334199994802475,"d":"0.3"},{"v":987.672973632813,"d":"987.7"},null,"EIA Prime Mover-level Data","EIA Prime Mover-level Data","Estimated using emissions factor","Estimated using emissions factor","Estimated using emissions factor","Estimated using emissions factor"]
[26414,2020,"VA","Charles City",56683,"33","IC","OP",{"$nulls":4},"LFG",null,{"v":15553.9580078125,"d":"15,554"},{"v":6562.02099609375,"d":"6,562"},{"v":10.621000289917,"d":"10.6"},{"v":4.42799997329712,"d":"4.4"},{"v":0.334199994802475,"d":"0.3"},{"v":987.672973632813,"d":"987.7"},null,"EIA Prime Mover-level Data","EIA Prime Mover-level Data","Estimated using emissions factor","Estimated using emissions factor","Estimated using emissions factor","Estimated using emissions factor"]
[26421,2020,"VA","Charles City",56683,"4","IC","OP",{"$nulls":4},"LFG",null,{"v":15553.9580078125,"d":"15,554"},{"v":6562.02099609375,"d":"6,562"},{"v":10.621000289917,"d":"10.6"},{"v":4.42799997329712,"d":"4.4"},{"v":0.334199994802475,"d":"0.3"},{"v":987.672973632813,"d":"987.7"},null,"EIA Prime Mover-level Data","EIA Prime Mover-level Data","Estimated using emissions factor","Estimated using emissions factor","Estimated using emissions factor","Estimated using emissions factor"]
[26441,2020,"VA","Chesapeake",3803,"9","GT","RE",{"$nulls":4},"DFO"]
[26457,2020,"VA","Chesterfield Landfill Gas",56684,"18","IC","OP",{"$nulls":4},"LFG",null,{"v":16886.521484375,"d":"16,887"},{"v":7138.4580078125,"d":"7,138"},{"v":13.2379999160767,"d":"13.2"},{"v":5.51900005340576,"d":"5.5"},{"v":0.359899997711182,"d":"0.4"},{"v":1072.291015625,"d":"1,072.3"},null,"EIA Prime Mover-level Data","EIA Prime Mover-level Data","Estimated using emissions factor","Estimated using emissions factor","Estimated using emissions factor","Estimated using emissions factor"]
[26472,2020,"VA","Chesterfield Landfill Gas",56684,"31","IC","OP",{"$nulls":4},"LFG",null,{"v":16886.521484375,"d":"16,887"},{"v":7138.4580078125,"d":"7,138"},{"v":13.2379999160767,"d":"13.2"},{"v":5.51900005340576,"d":"5.5"},{"v":0.359899997711182,"d":"0.4"},{"v":1072.291015625,"d":"1,072.3"},null,"EIA Prime Mover-level Data","EIA Prime Mover-level Data","Estimated using emissions factor","Estimated using emissions factor","Estimated using emissions factor","Estimated using emissions factor"]
[26485,2020,"VA","Chesterfield Landfill Gas",56684,"43","IC","OP",{"$nulls":4},"LFG",null,{"v":16886.521484375,"d":"16,887"},{"v":7138.4580078125,"d":"7,138"},{"v":13.2379999160767,"d":"13.2"},{"v":5.51900005340576,"d":"5.5"},{"v":0.359899997711182,"d":"0.4"},{"v":1072.291015625,"d":"1,072.3"},null,"EIA Prime Mover-level Data","EIA Prime Mover-level Data","Estimated using emissions factor","Estimated using emissions factor","Estimated using emissions factor","Estimated using emissions factor"]
[26488,2020,"VA","Chesterfield Landfill Gas",56684,"46","IC","OP",{"$nulls":4},"LFG",null,{"v":16886.521484375,"d":"16,887"},{"v":7138.4580078125,"d":"7,138"},{"v":13.2379999160767,"d":"13.2"},{"v":5.51900005340576,"d":"5.5"},{"v":0.359899997711182,"d":"0.4"},{"v":1072.291015625,"d":"1,072.3"},null,"EIA Prime Mover-level Data","EIA Prime Mover-level Data","Estimated using emissions factor","Estimated using emissions factor","Estimated using emissions factor","Estimated using emissions factor"]
[26508,2020,"VA","Church Street Plant",7438,"C6","IC","OP",{"$nulls":4},"DFO",null,{"v":455.813995361328,"d":"456"},{"v":239.628005981445,"d":"240"},{"v":0.73199999332428,"d":"0.7"},{"v":0.384999990463257,"d":"0.4"},{"v":0.066100001335144,"d":"0.1"},{"v":37.2229995727539,"d":"37.2"},null,"EIA Prime Mover-level Data","EIA Prime Mover-level Data","Estimated using emissions factor","Estimated using emissions factor","Estimated using emissions factor","Estimated using emissions factor"]
[26524,2020,"VA","Commonwealth Chesapeake",55381,"CT-002","GT","OP","Yes","ARP,CSNOX,CSOSG2,CSSO2G1","CT",null,"DFO",{"v":139,"d":"139.0"},{"v":46858.109375,"d":"46,858"},{"v":22824.9921875,"d":"22,825"},{"v":3.04500007629395,"d":"3.0"},{"v":1.53600001335144,"d":"1.5"},{"v":0.100000001490116,"d":"0.1"},{"v":3802.19995117188,"d":"3,802.2"},null,"EPA/CAMD","EPA/CAMD","EPA/CAMD","EPA/CAMD","EPA/CAMD","EPA/CAMD",null,null,"H2O",null,2000]
[26537,2020,"VA","Covanta Fairfax Energy",50658,"4","ST","OP",null,null,"OTHER BOILER",2,"MSW",null,{"v":3047122.5,"d":"3,047,123"},{"v":1276834.375,"d":"1,276,834"},{"v":459.200988769531,"d":"459.2"},{"v":313.816009521484,"d":"313.8"},{"v":25.7485008239746,"d":"25.7"},{"v":303889.71875,"d":"303,889.7"},null,"EIA Unit-level Data","EIA Unit-Level Data","Estimated based on unit-level NOx emission rates","Estimated using emissions factor","Estimated using emissions factor and plant-specific sulfur content","Estimated using emissions factor",null,"SD","SN"]
[26552,2020,"VA","Dean Drive Area Electric Generators",56491,"PG1","IC","RE",{"$nulls":4},"DFO"]
[26555,2020,"VA","Desper Solar",62730,"1","PV","U",{"$nulls":4},"SUN"]
[26575,2020,"VA","Electric Avenue Facility",56367,"1","IC","OP",{"$nulls":4},"DFO",null,{"v":1459.04296875,"d":"1,459"},{"v":769.825988769531,"d":"770"},{"v":2.19300007820129,"d":"2.2"},{"v":1.15699994564056,"d":"1.2"},{"v":0.211600005626678,"d":"0.2"},{"v":119.150001525879,"d":"119.2"},null,"EIA Prime Mover-level Data","EIA Prime Mover-level Data","Estimated using emissions factor","Estimated using emissions factor","Estimated using emissions factor","Estimated using emissions factor"]
[26582,2020,"VA","Elkton",52148,"GEN1","ST","OP",{"$nulls":4},"NG",null,{"v":681332.1875,"d":"681,332"},{"v":304558.09375,"d":"304,558"},{"v":54.2459983825684,"d":"54.2"},{"v":24.2369995117188,"d":"24.2"},{"v":1.08609998226166,"d":"1.1"},{"v":39820.140625,"d":"39,820.1"},null,"EIA Prime Mover-level Data","EIA Prime Mover-level Data","Estimated using emissions factor","Estimated using emissions factor","Estimated using emissions factor","Estimated using emissions factor"]
[26598,2020,"VA","Flannagan Hydroelectric Project",58827,"LEFT2","HY","L",{"$nulls":4},"WAT"]
[26616,2020,"VA","Gordonsville Power Station",54844,"2","CT","OP","Yes","ARP,CSNOX,CSOSG2,CSSO2G1","CC",1,"NG",{"v":5631,"d":"5,631.0"},{"v":5085293.5,"d":"5,085,294"},{"v":2337618,"d":"2,337,618"},{"v":67.4339981079102,"d":"67.4"},{"v":30.8899993896484,"d":"30.9"},{"v":1.79999995231628,"d":"1.8"},{"v":302465.90625,"d":"302,465.9"},null,"EPA/CAMD","EPA/CAMD","EPA/CAMD","EPA/CAMD","EPA/CAMD","EPA/CAMD",null,null,"DLNB,H2O,SCR",null,1994]
[26622,2020,"VA","Gravel Neck Combustion Turbine",7032,"3","GT","OP","Yes","CSNOX,CSOSG2,CSSO2G1","CT",null,"NG",{"v":290,"d":"290.0"},{"v":197674.203125,"d":"197,674"},{"v":168655.203125,"d":"168,655"},{"v":15.5830001831055,"d":"15.6"},{"v":13.3529996871948,"d":"13.4"},{"v":0.699999988079071,"d":"0.7"},{"v":11791.2998046875,"d":"11,791.3"},null,"EPA/CAMD","EPA/CAMD","EPA/CAMD","EPA/CAMD","EPA/CAMD","EPA/CAMD",null,null,"H2O",null,1989]
[26642,2020,"VA","Henrico",57356,"3","IC","OP",{"$nulls":4},"LFG",null,{"v":11992.6669921875,"d":"11,993"},{"v":5032.3330078125,"d":"5,032"},{"v":8.18599987030029,"d":"8.2"},{"v":3.41300010681152,"d":"3.4"},{"v":0.263200014829636,"d":"0.3"},{"v":761.531982421875,"d":"761.5"},null,"EIA Prime Mover-level Data","EIA Prime Mover-level Data","Estimated using emissions factor","Estimated using emissions factor","Estimated using emissions factor","Estimated using emissions factor"]
[26649,2020,"VA","Highlander Solar Energy Station 1",62014,"HLND1","PV","OP",{"$nulls":4},"SUN",null,{"v":7255,"d":"7,255"},0,{"$nulls":5},"EIA Prime Mover-level Data","EIA Prime Mover-level Data"]
[26665,2020,"VA","I 95 Landfill Phase II",54723,"UNT4","IC","OP",{"$nulls":4},"LFG",null,{"v":81590.75,"d":"81,591"},{"v":34016.75,"d":"34,017"},{"v":51.7980003356934,"d":"51.8"},{"v":21.5960006713867,"d":"21.6"},{"v":1.83580005168915,"d":"1.8"},{"v":5180.99609375,"d":"5,181.0"},null,"EIA Prime Mover-level Data","EIA Prime Mover-level Data","Estimated using emissions factor","Estimated using emissions factor","Estimated using emissions factor","Estimated using emissions factor"]
[26681,2020,"VA","John H Kerr",3833,"3","HY","OP",{"$nulls":4},"WAT",null,{"v":1204661.5,"d":"1,204,662"},{"v":410389.15625,"d":"410,389"},{"$nulls":5},"EIA Prime Mover-level Data","EIA Prime Mover-level Data"]
[26689,2020,"VA","King & Queen",56686,"10","IC","OP",{"$nulls":4},"LFG",null,{"v":19029.083984375,"d":"19,029"},{"v":8001.4169921875,"d":"8,001"},{"v":11.9630002975464,"d":"12.0"},{"v":4.98799991607666,"d":"5.0"},{"v":0.414299994707108,"d":"0.4"},{"v":1208.34301757813,"d":"1,208.3"},null,"EIA Prime Mover-level Data","EIA Prime Mover-level Data","Estimated using emissions factor","Estimated using emissions factor","Estimated using emissions factor","Estimated using emissions factor"]
[26709,2020,"VA","King & Queen",56686,"29","IC","OP",{"$nulls":4},"LFG",null,{"v":19029.083984375,"d":"19,029"},{"v":8001.4169921875,"d":"8,001"},{"v":11.9630002975464,"d":"12.0"},{"v":4.98799991607666,"d":"5.0"},{"v":0.414299994707108,"d":"0.4"},{"v":1208.34301757813,"d":"1,208.3"},null,"EIA Prime Mover-level Data","EIA Prime Mover-level Data","Estimated using emissions factor","Estimated using emissions factor","Estimated using emissions factor","Estimated using emissions factor"]
[26716,2020,"VA","King & Queen",56686,"35","IC","OP",{"$nulls":4},"LFG",null,{"v":19029.083984375,"d":"19,029"},{"v":8001.4169921875,"d":"8,001"},{"v":11.9630002975464,"d":"12.0"},{"v":4.98799991607666,"d":"5.0"},{"v":0.414299994707108,"d":"0.4"},{"v":1208.34301757813,"d":"1,208.3"},null,"EIA Prime Mover-level Data","EIA Prime Mover-level Data","Estimated using emissions factor","Estimated using emissions factor","Estimated using emissions factor","Estimated using emissions factor"]
[26732,2020,"VA","Lily Pond Solar, LLC",64134,"ENX09","PV","L",{"$nulls":4},"SUN"]
[26739,2020,"VA","Low Moor",3799,"GT2","GT","OP",{"$nulls":4},"DFO",null,{"v":515.5,"d":"516"},{"v":271.5,"d":"272"},{"v":0.230000004172325,"d":"0.2"},{"v":0.120999999344349,"d":"0.1"},{"v":0.130199998617172,"d":"0.1"},{"v":42.0970001220703,"d":"42.1"},null,"EIA Prime Mover-level Data","EIA Prime Mover-level Data","Estimated using emissions factor","Estimated using emissions factor","Estimated using emissions factor","Estimated using emissions factor"]
[26760,2020,"VA","Merck",59905,"1","PV","OP",{"$nulls":4},"SUN",null,{"v":16702,"d":"16,702"},{"v":8814,"d":"8,814"},{"$nulls":5},"EIA Prime Mover-level Data","EIA Prime Mover-level Data"]
[26776,2020,"VA","Monterey Diesel Generation Facility",59614,"MDG9","IC","OP",{"$nulls":4},"DFO",null,{"v":193.5,"d":"194"},102,{"v":0.310999989509583,"d":"0.3"},{"v":0.164000004529953,"d":"0.2"},{"v":0.0281000006943941,"d":"0.0"},{"v":15.8020000457764,"d":"15.8"},null,"EIA Prime Mover-level Data","EIA Prime Mover-level Data","Estimated using emissions factor","Estimated using emissions factor","Estimated using emissions factor","Estimated using emissions factor"]
[26783,2020,"VA","Mount Clinton",56004,"MC-1","GT","OP",{"$nulls":4},"DFO",null,{"v":14848,"d":"14,848"},{"v":7824,"d":"7,824"},{"v":6.55900001525879,"d":"6.6"},{"v":3.45600008964539,"d":"3.5"},{"v":3.74909996986389,"d":"3.7"},{"v":1212.53002929688,"d":"1,212.5"},null,"EIA Prime Mover-level Data","EIA Prime Mover-level Data","Estimated using emissions factor","Estimated using emissions factor","Estimated using emissions factor","Estimated using emissions factor"]
[26799,2020,"VA","New River",59845,"E17","IC","OP",{"$nulls":4},"LFG",null,{"v":12687,"d":"12,687"},{"v":5336.5,"d":"5,337"},{"v":7.89400005340576,"d":"7.9"},{"v":3.29099988937378,"d":"3.3"},{"v":0.27590000629425,"d":"0.3"},{"v":805.622009277344,"d":"805.6"},null,"EIA Prime Mover-level Data","EIA Prime Mover-level Data","Estimated using emissions factor","Estimated using emissions factor","Estimated using emissions factor","Estimated using emissions factor"]
[26806,2020,"VA","New River",59845,"E7","IC","OP",{"$nulls":4},"LFG",null,{"v":12687,"d":"12,687"},{"v":5336.5,"d":"5,337"},{"v":7.89400005340576,"d":"7.9"},{"v":3.29099988937378,"d":"3.3"},{"v":0.27590000629425,"d":"0.3"},{"v":805.622009277344,"d":"805.6"},null,"EIA Prime Mover-level Data","EIA Prime Mover-level Data","Estimated using emissions factor","Estimated using emissions factor","Estimated using emissions factor","Estimated using emissions factor"]
[26825,2020,"VA","Onancock Diesel Generation Facility",60236,"ODG7","IC","SB",{"$nulls":4},"DFO",null,{"v":1187,"d":"1,187"},{"v":625.5,"d":"626"},{"v":1.91100001335144,"d":"1.9"},{"v":1.00699996948242,"d":"1.0"},{"v":0.172099992632866,"d":"0.2"},{"v":96.9339981079102,"d":"96.9"},null,"EIA Prime Mover-level Data","EIA Prime Mover-level Data","Estimated using emissions factor","Estimated using emissions factor","Estimated using emissions factor","Estimated using emissions factor"]
[26830,2020,"VA","Panda Stonewall Power Project",59004,"CT1","CT","OP","Yes","ARP,CSNOX,CSOSG2,CSSO2G1,NSPS4T","CC",null,"NG",{"v":7660,"d":"7,660.0"},{"v":16757387,"d":"16,757,387"},{"v":6303538.5,"d":"6,303,539"},{"v":42.3740005493164,"d":"42.4"},{"v":15.9670000076294,"d":"16.0"},{"v":0.800000011920929,"d":"0.8"},{"v":995868.6875,"d":"995,868.7"},null,"EPA/CAMD","EPA/CAMD","EPA/CAMD","EPA/CAMD","EPA/CAMD","EPA/CAMD",null,null,"DLNB,SCR",null,2017]
[26850,2020,"VA","Ponton Diesel Generating Facility",7940,"1","IC","SB",{"$nulls":4},"DFO",null,{"v":2424,"d":"2,424"},{"v":1274,"d":"1,274"},{"v":3.90000009536743,"d":"3.9"},{"v":2.04999995231628,"d":"2.0"},{"v":0.351500004529953,"d":"0.4"},{"v":197.95100402832,"d":"198.0"},null,"EIA Prime Mover-level Data","EIA Prime Mover-level Data","Estimated using emissions factor","Estimated using emissions factor","Estimated using emissions factor","Estimated using emissions factor"]
[26866,2020,"VA","Radford Army Ammunition Plant",52072,"481-3","ST","OP",{"$nulls":3},4,"NG",null,{"v":785284.5625,"d":"785,285"},{"v":281716.59375,"d":"281,717"},{"v":4.08300018310547,"d":"4.1"},{"v":1.40900003910065,"d":"1.4"},{"v":1.2548999786377,"d":"1.3"},{"v":45895.5859375,"d":"45,895.6"},null,"EIA Unit-level Data","EIA Unit-Level Data","Estimated based on unit-level NOx emission rates","Estimated based on unit-level NOx ozone season emission rates","Estimated using emissions factor and plant-specific sulfur content","Estimated using emissions factor"]
[26873,2020,"VA","Remington Combustion Turbine Station",7838,"2","GT","OP","Yes","ARP,CSNOX,CSOSG2,CSSO2G1","CT",null,"NG",{"v":1264,"d":"1,264.0"},{"v":1594996.5,"d":"1,594,997"},{"v":1142242.125,"d":"1,142,242"},{"v":27.0559997558594,"d":"27.1"},{"v":18.9489994049072,"d":"18.9"},{"v":0.699999988079071,"d":"0.7"},{"v":95074.703125,"d":"95,074.7"},null,"EPA/CAMD","EPA/CAMD","EPA/CAMD","EPA/CAMD","EPA/CAMD","EPA/CAMD",null,null,"DLNB,H2O",null,2000]
[26890,2020,"VA","Rockville 1 & 2",56692,"1C","IC","OP",{"$nulls":4},"DFO",null,{"v":21.8059997558594,"d":"22"},{"v":11.5559997558594,"d":"12"},{"v":0.0350000001490116,"d":"0.0"},{"v":0.0189999993890524,"d":"0.0"},{"v":0.0031999999191612,"d":"0.0"},{"v":1.78100001811981,"d":"1.8"},null,"EIA Prime Mover-level Data","EIA Prime Mover-level Data","Estimated using emissions factor","Estimated using emissions factor","Estimated using emissions factor","Estimated using emissions factor"]
[26897,2020,"VA","Rockville 1 & 2",56692,"1J","IC","OP",{"$nulls":4},"DFO",null,{"v":21.8059997558594,"d":"22"},{"v":11.5559997558594,"d":"12"},{"v":0.0350000001490116,"d":"0.0"},{"v":0.0189999993890524,"d":"0.0"},{"v":0.0031999999191612,"d":"0.0"},{"v":1.78100001811981,"d":"1.8"},null,"EIA Prime Mover-level Data","EIA Prime Mover-level Data","Estimated using emissions factor","Estimated using emissions factor","Estimated using emissions factor","Estimated using emissions factor"]
[26917,2020,"VA","Rockville 1 & 2",56692,"2O","IC","OP",{"$nulls":4},"DFO",null,{"v":21.8059997558594,"d":"22"},{"v":11.5559997558594,"d":"12"},{"v":0.0350000001490116,"d":"0.0"},{"v":0.0189999993890524,"d":"0.0"},{"v":0.0031999999191612,"d":"0.0"},{"v":1.78100001811981,"d":"1.8"},null,"EIA Prime Mover-level Data","EIA Prime Mover-level Data","Estimated using emissions factor","Estimated using emissions factor","Estimated using emissions factor","Estimated using emissions factor"]
[26924,2020,"VA","Sadler Solar",62814,"SADL","PV","U",{"$nulls":4},"SUN"]
[26940,2020,"VA","Smith Mountain",3780,"5","PS","OP",{"$nulls":4},"WAT",null,0,0,{"$nulls":5},"EIA Prime Mover-level Data","EIA Prime Mover-level Data"]
[26960,2020,"VA","Tangier",6390,"4","IC","RE",{"$nulls":4},"DFO"]
[26973,2020,"VA","Virginia Beach",56693,"13","IC","OP",{"$nulls":4},"LFG",null,{"v":308.360992431641,"d":"308"},{"v":137.582992553711,"d":"138"},{"v":0.256999999284744,"d":"0.3"},{"v":0.10700000077486,"d":"0.1"},{"v":0.00510000018402934,"d":"0.0"},{"v":19.5809993743896,"d":"19.6"},null,"EIA Prime Mover-level Data","EIA Prime Mover-level Data","Estimated using emissions factor","Estimated using emissions factor","Estimated using emissions factor","Estimated using emissions factor"]
[26984,2020,"VA","Virginia Beach",56693,"23","IC","OP",{"$nulls":4},"LFG",null,{"v":308.360992431641,"d":"308"},{"v":137.582992553711,"d":"138"},{"v":0.256999999284744,"d":"0.3"},{"v":0.10700000077486,"d":"0.1"},{"v":0.00510000018402934,"d":"0.0"},{"v":19.5809993743896,"d":"19.6"},null,"EIA Prime Mover-level Data","EIA Prime Mover-level Data","Estimated using emissions factor","Estimated using emissions factor","Estimated using emissions factor","Estimated using emissions factor"]
[26991,2020,"VA","Virginia Beach",56693,"3","IC","OP",{"$nulls":4},"LFG",null,{"v":308.360992431641,"d":"308"},{"v":137.582992553711,"d":"138"},{"v":0.256999999284744,"d":"0.3"},{"v":0.10700000077486,"d":"0.1"},{"v":0.00510000018402934,"d":"0.0"},{"v":19.5809993743896,"d":"19.6"},null,"EIA Prime Mover-level Data","EIA Prime Mover-level Data","Estimated using emissions factor","Estimated using emissions factor","Estimated using emissions factor","Estimated using emissions factor"]
[27007,2020,"VA","Virginia Tech Power Plant",56785,"WG01","ST","OA",{"$nulls":4},"NG",null,{"v":1036985,"d":"1,036,985"},{"v":293234,"d":"293,234"},{"v":83.0759963989258,"d":"83.1"},{"v":24.9249992370605,"d":"24.9"},{"v":1.56180000305176,"d":"1.6"},{"v":60606.1015625,"d":"60,606.1"},null,"EIA Prime Mover-level Data","EIA Prime Mover-level Data","Estimated using emissions factor","Estimated using emissions factor","Estimated using emissions factor","Estimated using emissions factor"]
[27014,2020,"VA","VMEA 1 Credit Gen",7440,"V8","IC","OP",{"$nulls":4},"DFO",null,{"v":679.393981933594,"d":"679"},{"v":358.6669921875,"d":"359"},{"v":1.09099996089935,"d":"1.1"},{"v":0.575999975204468,"d":"0.6"},{"v":0.0984999984502792,"d":"0.1"},{"v":55.4809989929199,"d":"55.5"},null,"EIA Prime Mover-level Data","EIA Prime Mover-level Data","Estimated using emissions factor","Estimated using emissions factor","Estimated using emissions factor","Estimated using emissions factor"]
[27034,2020,"VA","Waste Management Middle Peninsula LFGTE",57018,"GEN1","IC","OP",{"$nulls":4},"LFG",null,{"v":72682.125,"d":"72,682"},{"v":30302.875,"d":"30,303"},{"v":50.8629989624023,"d":"50.9"},{"v":21.2059993743896,"d":"21.2"},{"v":1.63530004024506,"d":"1.6"},{"v":4615.2998046875,"d":"4,615.3"},null,"EIA Prime Mover-level Data","EIA Prime Mover-level Data","Estimated using emissions factor","Estimated using emissions factor","Estimated using emissions factor","Estimated using emissions factor"]
[27051,2020,"VA","WestRock Virginia Corp Covington Ops",50900,"004","ST","OP","Yes","SIPNOX","TANGENTIAL",null,"BIT",{"v":7576,"d":"7,576.0"},{"v":3618092.5,"d":"3,618,093"},{"v":1011916.9375,"d":"1,011,917"},{"v":748.971008300781,"d":"749.0"},{"v":250.468994140625,"d":"250.5"},{"v":1822.22204589844,"d":"1,822.2"},{"v":372503.78125,"d":"372,503.8"},null,"EPA/CAMD","EPA/CAMD","EPA/CAMD","EPA/CAMD","Estimated using emissions factor","Estimated using emissions factor",null,null,"OFA",null,1963]
[27058,2020,"VA","Wheelabrator Portsmouth",54998,"12400","ST","OP",{"$nulls":3},3,"MSW",null,{"v":1917020.625,"d":"1,917,021"},{"v":880520.8125,"d":"880,521"},{"v":330.686004638672,"d":"330.7"},{"v":147.046997070313,"d":"147.0"},{"v":95.3748016357422,"d":"95.4"},{"v":183877.453125,"d":"183,877.5"},null,"EIA Unit-level Data","EIA Unit-Level Data","Estimated based on unit-level NOx emission rates","Estimated based on unit-level NOx ozone season emission rates","Estimated using emissions factor and plant-specific sulfur content","Estimated using emissions factor",null,"SD"]
[27074,2020,"VA","Wythe County Solar",64448,"GEN1","PV","P",{"$nulls":4},"SUN"]
[27081,2020,"VT","Ball Mountain Hydro",59040,"GEN 3","HY","OA",{"$nulls":4},"WAT",null,{"v":1691.0830078125,"d":"1,691"},463,{"$nulls":5},"EIA Prime Mover-level Data","EIA Prime Mover-level Data"]
[27099,2020,"VT","Berlin 5",3734,"A","GT","OP","Yes","RGGI","CT",null,"DFO",{"v":16,"d":"16.0"},{"v":2599.19995117188,"d":"2,599"},{"v":1793.90002441406,"d":"1,794"},{"v":0,"d":"0.0"},{"v":0,"d":"0.0"},{"v":0,"d":"0.0"},{"v":210.600006103516,"d":"210.6"},null,"EPA/CAMD","EPA/CAMD","Estimated using emissions factor","Estimated using emissions factor","Estimated using emissions factor","EPA/CAMD",{"$nulls":4},1972]
[27118,2020,"VT","Chittenden County Solar Partners",57481,"01","PV","OP",{"$nulls":4},"SUN",null,{"v":27391,"d":"27,391"},{"v":17278,"d":"17,278"},{"$nulls":5},"EIA Prime Mover-level Data","EIA Prime Mover-level Data"]
[27125,2020,"VT","Coventry Clean Energy Corporation",62859,"COV-1","IC","OP",{"$nulls":4},"LFG",null,{"v":119625.203125,"d":"119,625"},{"v":49347.19921875,"d":"49,347"},{"v":89.2259979248047,"d":"89.2"},{"v":36.806999206543,"d":"36.8"},{"v":2.69160008430481,"d":"2.7"},{"v":7596.1748046875,"d":"7,596.2"},null,"EIA Prime Mover-level Data","EIA Prime Mover-level Data","Estimated using emissions factor","Estimated using emissions factor","Estimated using emissions factor","Estimated using emissions factor"]
[27141,2020,"VT","Essex Junction 19",3737,"H9","HY","OP",{"$nulls":4},"WAT",null,{"v":31208.099609375,"d":"31,208"},{"v":7271.10009765625,"d":"7,271"},{"$nulls":5},"EIA Prime Mover-level Data","EIA Prime Mover-level Data"]
[27148,2020,"VT","Essex Junction 19",3737,"IC8","IC","RE",{"$nulls":4},"DFO"]
[27168,2020,"VT","GMP Solar/Storage-Essex Hybrid",62383,"GMPBE","BA","OP",{"$nulls":4},"MWH",null,0,0,{"$nulls":5},"EIA Prime Mover-level Data","EIA Prime Mover-level Data"]
[27182,2020,"VT","Harriman",3746,"GEN3","HY","OP",{"$nulls":4},"WAT",null,{"v":259844.671875,"d":"259,845"},{"v":71155.3359375,"d":"71,155"},{"$nulls":5},"EIA Prime Mover-level Data","EIA Prime Mover-level Data"]
[27192,2020,"VT","J C McNeil",589,"1","ST","OP","Yes","ARP","OTHER BOILER",1,"WDS",{"v":5204,"d":"5,204.0"},{"v":3675110.25,"d":"3,675,110"},{"v":1291122.5,"d":"1,291,123"},{"v":123.906997680664,"d":"123.9"},{"v":44.3129997253418,"d":"44.3"},{"v":1.10000002384186,"d":"1.1"},{"v":384304.8125,"d":"384,304.8"},null,"EPA/CAMD","EPA/CAMD","EPA/CAMD","EPA/CAMD","EPA/CAMD","EPA/CAMD",null,null,"O",null,1984]
[27199,2020,"VT","Main Street Solar Project",59682,"MS258","PV","OP",{"$nulls":4},"SUN",null,{"v":20466,"d":"20,466"},{"v":12911,"d":"12,911"},{"$nulls":5},"EIA Prime Mover-level Data","EIA Prime Mover-level Data"]
[27215,2020,"VT","Moretown Generating Station",52033,"1","HY","OS",{"$nulls":4},"WAT"]
[27235,2020,"VT","Peterson",3720,"1","HY","OP",{"$nulls":4},"WAT",null,{"v":46304,"d":"46,304"},{"v":12680,"d":"12,680"},{"$nulls":5},"EIA Prime Mover-level Data","EIA Prime Mover-level Data"]
[27247,2020,"VT","Salisbury",3724,"1","HY","OP",{"$nulls":4},"WAT",null,{"v":20775,"d":"20,775"},{"v":5689,"d":"5,689"},{"$nulls":5},"EIA Prime Mover-level Data","EIA Prime Mover-level Data"]
[27259,2020,"VT","Silver Lake (VT)",3725,"1","HY","OP",{"$nulls":4},"WAT",null,{"v":36617,"d":"36,617"},{"v":10027,"d":"10,027"},{"$nulls":5},"EIA Prime Mover-level Data","EIA Prime Mover-level Data"]
[27266,2020,"VT","SunGen Sharon 1 LLC",58541,"1","PV","OP",{"$nulls":4},"SUN",null,{"v":25521,"d":"25,521"},{"v":16099,"d":"16,099"},{"$nulls":5},"EIA Prime Mover-level Data","EIA Prime Mover-level Data"]
[27282,2020,"VT","Vernon Dam",2352,"6","HY","RE",{"$nulls":4},"WAT"]
[27302,2020,"VT","Wilder",2353,"GEN1","HY","OP",{"$nulls":4},"WAT",null,{"v":605110.5,"d":"605,111"},{"v":165702.34375,"d":"165,702"},{"$nulls":5},"EIA Prime Mover-level Data","EIA Prime Mover-level Data"]
[27308,2020,"VT","Wrightsville Hydro Plant",7051,"3","HY","OP",{"$nulls":4},"WAT",null,{"v":11348.400390625,"d":"11,348"},{"v":3107.39990234375,"d":"3,107"},{"$nulls":5},"EIA Prime Mover-level Data","EIA Prime Mover-level Data"]
[27326,2020,"WA","Boundary",6433,"52","HY","OP",{"$nulls":4},"WAT",null,{"v":4521861,"d":"4,521,861"},{"v":2349699,"d":"2,349,699"},{"$nulls":5},"EIA Prime Mover-level Data","EIA Prime Mover-level Data"]
[27333,2020,"WA","Box Canyon",3891,"3","HY","OP",{"$nulls":4},"WAT",null,{"v":984041,"d":"984,041"},{"v":467026,"d":"467,026"},{"$nulls":5},"EIA Prime Mover-level Data","EIA Prime Mover-level Data"]
[27349,2020,"WA","Cedar Hills",57298,"2","IC","OP",{"$nulls":4},"LFG"]
[27369,2020,"WA","Chief Joseph",3921,"13","HY","OP",{"$nulls":4},"WAT",null,{"v":3737274,"d":"3,737,274"},{"v":1831085.875,"d":"1,831,086"},{"$nulls":5},"EIA Prime Mover-level Data","EIA Prime Mover-level Data"]
[27376,2020,"WA","Chief Joseph",3921,"2","HY","OP",{"$nulls":4},"WAT",null,{"v":3737274,"d":"3,737,274"},{"v":1831085.875,"d":"1,831,086"},{"$nulls":5},"EIA Prime Mover-level Data","EIA Prime Mover-level Data"]
[27391,2020,"WA","Chief Joseph",3921,"9","HY","OP",{"$nulls":4},"WAT",null,{"v":3737274,"d":"3,737,274"},{"v":1831085.875,"d":"1,831,086"},{"$nulls":5},"EIA Prime Mover-level Data","EIA Prime Mover-level Data"]
[27400,2020,"WA","Cowiche",50423,"983","HY","OP",{"$nulls":4},"WAT",null,{"v":31523,"d":"31,523"},{"v":14960,"d":"14,960"},{"$nulls":5},"EIA Prime Mover-level Data","EIA Prime Mover-level Data"]
[27416,2020,"WA","Diablo",6432,"36","HY","OP",{"$nulls":4},"WAT",null,{"v":40546.84765625,"d":"40,547"},{"v":19243.546875,"d":"19,244"},{"$nulls":5},"EIA Prime Mover-level Data","EIA Prime Mover-level Data"]
[27423,2020,"WA","Diesel Generator Farm",8021,"E-15","IC","RE",{"$nulls":4},"DFO"]
[27443,2020,"WA","Drop 2 (WA)",6507,"1","HY","OS",{"$nulls":4},"WAT"]
[27456,2020,"WA","Encogen Generating Station",7870,"CT2","CT","OP","Yes","ARP","CC",null,"NG",{"v":2780,"d":"2,780.0"},{"v":1151672.875,"d":"1,151,673"},{"v":450717,"d":"450,717"},{"v":15.923999786377,"d":"15.9"},{"v":6.33400011062622,"d":"6.3"},{"v":1.10000002384186,"d":"1.1"},{"v":68444.3984375,"d":"68,444.4"},null,"EPA/CAMD","EPA/CAMD","EPA/CAMD","EPA/CAMD","EPA/CAMD","EPA/CAMD",null,null,"SCR,STM",null,1993]
[27467,2020,"WA","Fumaria Solar Project",62070,"FUMAR","PV","T",{"$nulls":4},"SUN"]
[27487,2020,"WA","Grand Coulee",6163,"2","HY","OP",{"$nulls":4},"WAT",null,{"v":3423513.75,"d":"3,423,514"},{"v":1738710.375,"d":"1,738,710"},{"$nulls":5},"EIA Prime Mover-level Data","EIA Prime Mover-level Data"]
[27490,2020,"WA","Grand Coulee",6163,"22","HY","OP",{"$nulls":4},"WAT",null,{"v":22047430,"d":"22,047,430"},{"v":11197295,"d":"11,197,295"},{"$nulls":5},"EIA Prime Mover-level Data","EIA Prime Mover-level Data"]
[27510,2020,"WA","Grays Harbor Energy Center",7999,"2","CT","OP","Yes","ARP","CC",null,"NG",{"v":4061,"d":"4,061.0"},{"v":7077202,"d":"7,077,202"},{"v":3130899,"d":"3,130,899"},{"v":25.1860008239746,"d":"25.2"},{"v":10.2700004577637,"d":"10.3"},{"v":3,"d":"3.0"},{"v":420588.3125,"d":"420,588.3"},null,"EPA/CAMD","EPA/CAMD","EPA/CAMD","EPA/CAMD","EPA/CAMD","EPA/CAMD",null,null,"DLNB,SCR",null,2008]
[27521,2020,"WA","Hopkins Ridge Wind",56255,"2","WT","OP",{"$nulls":4},"WND",null,{"v":167260.921875,"d":"167,261"},{"v":64789.515625,"d":"64,790"},{"$nulls":5},"EIA Prime Mover-level Data","EIA Prime Mover-level Data"]
[27534,2020,"WA","LaGrande",3916,"1","HY","OP",{"$nulls":4},"WAT",null,{"v":285404.15625,"d":"285,404"},{"v":135452.90625,"d":"135,453"},{"$nulls":5},"EIA Prime Mover-level Data","EIA Prime Mover-level Data"]
[27554,2020,"WA","Little Goose",3926,"4","HY","OP",{"$nulls":4},"WAT",null,{"v":2464546.25,"d":"2,464,546"},{"v":1173979.5,"d":"1,173,980"},{"$nulls":5},"EIA Prime Mover-level Data","EIA Prime Mover-level Data"]
[27557,2020,"WA","Long Lake",3867,"1","HY","OP",{"$nulls":4},"WAT",null,{"v":1102487.5,"d":"1,102,488"},{"v":523241,"d":"523,241"},{"$nulls":5},"EIA Prime Mover-level Data","EIA Prime Mover-level Data"]
[27577,2020,"WA","Lower Monumental",3927,"5","HY","OP",{"$nulls":4},"WAT",null,{"v":2394021.25,"d":"2,394,021"},{"v":1077480.625,"d":"1,077,481"},{"$nulls":5},"EIA Prime Mover-level Data","EIA Prime Mover-level Data"]
[27593,2020,"WA","Mayfield",3917,"42","HY","OP",{"$nulls":4},"WAT",null,{"v":1591369.75,"d":"1,591,370"},{"v":755264.75,"d":"755,265"},{"$nulls":5},"EIA Prime Mover-level Data","EIA Prime Mover-level Data"]
[27600,2020,"WA","Merwin",3847,"3","HY","OP",{"$nulls":4},"WAT",null,{"v":1369317.25,"d":"1,369,317"},{"v":649879.0625,"d":"649,879"},{"$nulls":5},"EIA Prime Mover-level Data","EIA Prime Mover-level Data"]
[27608,2020,"WA","Meyers Falls",3868,"UNB","HY","OP",{"$nulls":4},"WAT",null,{"v":12549.5,"d":"12,550"},{"v":5956,"d":"5,956"},{"$nulls":5},"EIA Prime Mover-level Data","EIA Prime Mover-level Data"]
[27624,2020,"WA","Orchard Avenue 1",50421,"201","HY","OP",{"$nulls":4},"WAT",null,{"v":13878.5,"d":"13,879"},{"v":6586.5,"d":"6,587"},{"$nulls":5},"EIA Prime Mover-level Data","EIA Prime Mover-level Data"]
[27644,2020,"WA","Priest Rapids",3887,"9","HY","OP",{"$nulls":4},"WAT",null,{"v":4293411.5,"d":"4,293,412"},{"v":1917304.5,"d":"1,917,305"},{"$nulls":5},"EIA Prime Mover-level Data","EIA Prime Mover-level Data"]
[27651,2020,"WA","Randolph Road",7994,"14","IC","RE",{"$nulls":4},"DFO"]
[27665,2020,"WA","Randolph Road",7994,"9","IC","RE",{"$nulls":4},"DFO"]
[27675,2020,"WA","Rock Island",6200,"B-6","HY","OP",{"$nulls":4},"WAT",null,{"v":784192.6875,"d":"784,193"},{"v":332823.09375,"d":"332,823"},{"$nulls":5},"EIA Prime Mover-level Data","EIA Prime Mover-level Data"]
[27691,2020,"WA","Rocky Reach",3883,"C-2","HY","OA",{"$nulls":4},"WAT",null,{"v":4537462.5,"d":"4,537,463"},{"v":2133432,"d":"2,133,432"},{"$nulls":5},"EIA Prime Mover-level Data","EIA Prime Mover-level Data"]
[27711,2020,"WA","Ross",6202,"44","HY","OP",{"$nulls":4},"WAT",null,{"v":1434236.5,"d":"1,434,237"},{"v":490524.75,"d":"490,525"},{"$nulls":5},"EIA Prime Mover-level Data","EIA Prime Mover-level Data"]
[27718,2020,"WA","Sheep Creek Hydro",50091,"TB1","HY","OP",{"$nulls":4},"WAT",null,{"v":59611.5,"d":"59,612"},{"v":28291.25,"d":"28,291"},{"$nulls":5},"EIA Prime Mover-level Data","EIA Prime Mover-level Data"]
[27730,2020,"WA","Snoqualmie 2",7867,"6","HY","RE",{"$nulls":4},"WAT"]
[27742,2020,"WA","Summer Falls Power Plant",56695,"1","HY","OP",{"$nulls":4},"WAT",null,{"v":1616175.5,"d":"1,616,176"},{"v":767037.5,"d":"767,038"},{"$nulls":5},"EIA Prime Mover-level Data","EIA Prime Mover-level Data"]
[27762,2020,"WA","University of Washington Power Plant",54809,"DG5","IC","SB",{"$nulls":4},"DFO",null,{"v":221.399993896484,"d":"221"},{"v":65.5999984741211,"d":"66"},{"v":0.349000006914139,"d":"0.3"},{"v":0.103000000119209,"d":"0.1"},{"v":0.0320999994874001,"d":"0.0"},{"v":18.0799999237061,"d":"18.1"},null,"EIA Prime Mover-level Data","EIA Prime Mover-level Data","Estimated using emissions factor","Estimated using emissions factor","Estimated using emissions factor","Estimated using emissions factor"]
[27778,2020,"WA","Wanapum",3888,"10A","HY","OP",{"$nulls":4},"WAT",null,{"v":4501703,"d":"4,501,703"},{"v":2024300.5,"d":"2,024,301"},{"$nulls":5},"EIA Prime Mover-level Data","EIA Prime Mover-level Data"]
[27785,2020,"WA","Wanapum",3888,"4A","HY","OP",{"$nulls":4},"WAT",null,{"v":4501703,"d":"4,501,703"},{"v":2024300.5,"d":"2,024,301"},{"$nulls":5},"EIA Prime Mover-level Data","EIA Prime Mover-level Data"]
[27801,2020,"WA","Wells",3886,"U-3","HY","OA",{"$nulls":4},"WAT",null,{"v":3839965.75,"d":"3,839,966"},{"v":1799035.25,"d":"1,799,035"},{"$nulls":5},"EIA Prime Mover-level Data","EIA Prime Mover-level Data"]
[27809,2020,"WA","West Point Treatment Plant",50329,"5","IC","OP",{"$nulls":4},"OBG",null,{"v":69412,"d":"69,412"},{"v":29274.5,"d":"29,275"},{"v":153.080001831055,"d":"153.1"},{"v":64.5609970092773,"d":"64.6"},{"v":0.225600004196167,"d":"0.2"},{"v":4407.64697265625,"d":"4,407.6"},null,"EIA Prime Mover-level Data","EIA Prime Mover-level Data","Estimated using emissions factor","Estimated using emissions factor","Estimated using emissions factor","Estimated using emissions factor"]
[27829,2020,"WA","Youngs Creek Hydroelectric Project",57763,"1","HY","OP",{"$nulls":4},"WAT",null,{"v":182653,"d":"182,653"},{"v":86687,"d":"86,687"},{"$nulls":5},"EIA Prime Mover-level Data","EIA Prime Mover-level Data"]
[27832,2020,"WI","Alexander",4060,"3","HY","OP",{"$nulls":4},"WAT",null,{"v":88595.6640625,"d":"88,596"},{"v":36507,"d":"36,507"},{"$nulls":5},"EIA Prime Mover-level Data","EIA Prime Mover-level Data"]
[27852,2020,"WI","Arcadia Electric",4100,"3","IC","SB",{"$nulls":4},"DFO",null,{"v":166.011993408203,"d":"166"},{"v":76.2129974365234,"d":"76"},{"v":0.331999987363815,"d":"0.3"},{"v":0.155000001192093,"d":"0.2"},{"v":0.029899999499321,"d":"0.0"},{"v":13.5570001602173,"d":"13.6"},null,"EIA Prime Mover-level Data","EIA Prime Mover-level Data","Estimated using emissions factor","Estimated using emissions factor","Estimated using emissions factor","Estimated using emissions factor"]
[27868,2020,"WI","Badger Hollow II",64393,"GEN2","PV","U",{"$nulls":4},"SUN"]
[27874,2020,"WI","Barron",4102,"8","IC","SB",{"$nulls":4},"DFO",null,{"v":8.10599994659424,"d":"8"},0,{"v":0.0130000002682209,"d":"0.0"},{"v":0,"d":"0.0"},{"v":1.20000005699694E-3,"d":"0.0"},{"v":0.662000000476837,"d":"0.7"},null,"EIA Prime Mover-level Data","EIA Prime Mover-level Data","Estimated using emissions factor","Estimated using emissions factor","Estimated using emissions factor","Estimated using emissions factor"]
[27896,2020,"WI","Biron",3971,"9","HY","OP",{"$nulls":4},"WAT",null,{"v":43457.4296875,"d":"43,457"},{"v":17907.142578125,"d":"17,907"},{"$nulls":5},"EIA Prime Mover-level Data","EIA Prime Mover-level Data"]
[27899,2020,"WI","Biron Mill",10234,"3","ST","SB",{"$nulls":3},2,"NG",null,{"v":20860.29296875,"d":"20,860"},{"v":13953.8720703125,"d":"13,954"},{"v":1.71000003814697,"d":"1.7"},{"v":0.596000015735626,"d":"0.6"},{"v":0.0333000011742115,"d":"0.0"},{"v":1219.17004394531,"d":"1,219.2"},null,"EIA Unit-level Data","EIA Unit-Level Data","Estimated using emissions factor","Estimated using emissions factor","Estimated using emissions factor","Estimated using emissions factor"]
[27919,2020,"WI","Capitol Heat and Power",54406,"P32","IC","SB",{"$nulls":4},"DFO"]
[27926,2020,"WI","Castle Rock",4079,"1","HY","OP",{"$nulls":4},"WAT",null,{"v":166953.59375,"d":"166,954"},{"v":68794.796875,"d":"68,795"},{"$nulls":5},"EIA Prime Mover-level Data","EIA Prime Mover-level Data"]
[27939,2020,"WI","Chippewa Falls",4000,"5","HY","OP",{"$nulls":4},"WAT",null,{"v":129865.1640625,"d":"129,865"},{"v":53512.16796875,"d":"53,512"},{"$nulls":5},"EIA Prime Mover-level Data","EIA Prime Mover-level Data"]
[27963,2020,"WI","Consumer Operations LLC",10360,"GEN3","ST","RE",{"$nulls":4},"BIT"]
[27966,2020,"WI","Cornell",6086,"2","HY","OP",{"$nulls":4},"WAT",null,{"v":355070.46875,"d":"355,070"},{"v":146310.296875,"d":"146,310"},{"$nulls":5},"EIA Prime Mover-level Data","EIA Prime Mover-level Data"]
[27986,2020,"WI","Danbury Diesel",55998,"IC2","IC","OP",{"$nulls":4},"DFO",null,0,0,{"v":0,"d":"0.0"},{"v":0,"d":"0.0"},{"v":0,"d":"0.0"},{"v":0,"d":"0.0"},null,"EIA Prime Mover-level Data","EIA Prime Mover-level Data","Estimated using emissions factor","Estimated using emissions factor","Estimated using emissions factor","Estimated using emissions factor"]
[27993,2020,"WI","Deertrack Park Gas Recovery",56520,"GEN4","IC","OP",{"$nulls":4},"LFG",null,{"v":52720.125,"d":"52,720"},{"v":20878.25,"d":"20,878"},{"v":36.9650001525879,"d":"37.0"},{"v":14.6389999389648,"d":"14.6"},{"v":1.18620002269745,"d":"1.2"},{"v":3347.71704101563,"d":"3,347.7"},null,"EIA Prime Mover-level Data","EIA Prime Mover-level Data","Estimated using emissions factor","Estimated using emissions factor","Estimated using emissions factor","Estimated using emissions factor"]
[28009,2020,"WI","Domtar Paper Company Rothschild",50190,"HG3","HY","OP",{"$nulls":4},"WAT",null,{"v":10722.5458984375,"d":"10,723"},{"v":4418.18212890625,"d":"4,418"},{"$nulls":5},"EIA Prime Mover-level Data","EIA Prime Mover-level Data"]
[28018,2020,"WI","Du Bay",3972,"3","HY","OP",{"$nulls":4},"WAT",null,{"v":123608.0546875,"d":"123,608"},{"v":50934.16796875,"d":"50,934"},{"$nulls":5},"EIA Prime Mover-level Data","EIA Prime Mover-level Data"]
[28033,2020,"WI","Epic Verona",62676,"G103","IC","SB",{"$nulls":4},"DFO",null,{"v":204.22200012207,"d":"204"},{"v":95.3330001831055,"d":"95"},{"v":0.328000009059906,"d":"0.3"},{"v":0.152999997138977,"d":"0.2"},{"v":0.0296000000089407,"d":"0.0"},{"v":16.6770000457764,"d":"16.7"},null,"EIA Prime Mover-level Data","EIA Prime Mover-level Data","Estimated using emissions factor","Estimated using emissions factor","Estimated using emissions factor","Estimated using emissions factor"]
[28053,2020,"WI","FCPC Renewable Generation",59931,"GEN2","IC","OP",{"$nulls":4},"OBG",null,{"v":34320,"d":"34,320"},{"v":13591.5,"d":"13,592"},{"v":72.7779998779297,"d":"72.8"},{"v":28.82200050354,"d":"28.8"},{"v":0.11150000244379,"d":"0.1"},{"v":2179.31298828125,"d":"2,179.3"},null,"EIA Prime Mover-level Data","EIA Prime Mover-level Data","Estimated using emissions factor","Estimated using emissions factor","Estimated using emissions factor","Estimated using emissions factor"]
[28060,2020,"WI","Fiber Recovery, Inc.",61652,"ENG1","IC","OP",{"$nulls":4},"LFG",null,{"v":39211,"d":"39,211"},{"v":15528.6669921875,"d":"15,529"},{"v":28.8910007476807,"d":"28.9"},{"v":11.4409999847412,"d":"11.4"},{"v":0.882200002670288,"d":"0.9"},{"v":2489.88989257813,"d":"2,489.9"},null,"EIA Prime Mover-level Data","EIA Prime Mover-level Data","Estimated using emissions factor","Estimated using emissions factor","Estimated using emissions factor","Estimated using emissions factor"]
[28076,2020,"WI","Fox Energy Center",56031,"CTG-1","CT","OP","Yes","ARP,CSNOX,CSOSG2,CSSO2G1","CC",null,"NG",{"v":7869,"d":"7,869.0"},{"v":14171199,"d":"14,171,199"},{"v":5636256,"d":"5,636,256"},{"v":57.4710006713867,"d":"57.5"},{"v":23.0599994659424,"d":"23.1"},{"v":4.30000019073486,"d":"4.3"},{"v":842175.1875,"d":"842,175.2"},null,"EPA/CAMD","EPA/CAMD","EPA/CAMD","EPA/CAMD","EPA/CAMD","EPA/CAMD",null,null,"DLNB,H2O,SCR",null,2005]
[28083,2020,"WI","Frederic Diesel",4020,"6","IC","OP",{"$nulls":4},"DFO",null,{"v":0.787999987602234,"d":"1"},0,{"v":1.00000004749745E-3,"d":"0.0"},{"v":0,"d":"0.0"},{"v":9.99999974737875e-05,"d":"0.0"},{"v":0.0640000030398369,"d":"0.1"},null,"EIA Prime Mover-level Data","EIA Prime Mover-level Data","Estimated using emissions factor","Estimated using emissions factor","Estimated using emissions factor","Estimated using emissions factor"]
[28104,2020,"WI","Germantown Power Plant",6253,"**5","GT","OP","Yes","ARP,CSNOX,CSOSG2,CSSO2G1","CT",null,"NG",{"v":263,"d":"263.0"},{"v":144739.96875,"d":"144,740"},{"v":97792.421875,"d":"97,792"},{"v":2.96499991416931,"d":"3.0"},{"v":1.432000041008,"d":"1.4"},{"v":0.300000011920929,"d":"0.3"},{"v":8904.099609375,"d":"8,904.1"},null,"EPA/CAMD","EPA/CAMD","EPA/CAMD","EPA/CAMD","EPA/CAMD","EPA/CAMD",null,null,"H2O",null,2000]
[28120,2020,"WI","Gordon",3976,"6","IC","SB",{"$nulls":4},"DFO"]
[28127,2020,"WI","Grantsburg Diesel",4021,"8","IC","OP",{"$nulls":4},"DFO",null,{"v":47.5309982299805,"d":"48"},{"v":21.0939998626709,"d":"21"},{"v":0.0759999975562096,"d":"0.1"},{"v":0.034000001847744,"d":"0.0"},{"v":0.00689999992027879,"d":"0.0"},{"v":3.88199996948242,"d":"3.9"},null,"EIA Prime Mover-level Data","EIA Prime Mover-level Data","Estimated using emissions factor","Estimated using emissions factor","Estimated using emissions factor","Estimated using emissions factor"]
[28143,2020,"WI","Holcombe",4007,"2","HY","OP",{"$nulls":4},"WAT",null,{"v":407132.34375,"d":"407,132"},{"v":167763,"d":"167,763"},{"$nulls":5},"EIA Prime Mover-level Data","EIA Prime Mover-level Data"]
[28148,2020,"WI","Holsum Irish Dairy",62019,"GEN 2","IC","RE",{"$nulls":4},"OBG"]
[28171,2020,"WI","Kilbourn",4053,"HC5","HY","OP",{"$nulls":4},"WAT",null,{"v":143312.109375,"d":"143,312"},{"v":59053.09375,"d":"59,053"},{"$nulls":5},"EIA Prime Mover-level Data","EIA Prime Mover-level Data"]
[28187,2020,"WI","Lake Area Landfill Gas Recovery",56366,"2","IC","CN",{"$nulls":4},"LFG"]
[28194,2020,"WI","Little Chute",4119,"3","HY","OP",{"$nulls":4},"WAT",null,{"v":77690.3359375,"d":"77,690"},{"v":32012.666015625,"d":"32,013"},{"$nulls":5},"EIA Prime Mover-level Data","EIA Prime Mover-level Data"]
[28201,2020,"WI","Manitowoc",4125,"8","ST","OP","Yes","ARP,CSNOX,CSOSG2,CSSO2G1","FLUIDIZED",3,"PC",{"v":825,"d":"825.0"},{"v":86989.3515625,"d":"86,989"},{"v":74107.9921875,"d":"74,108"},{"v":4.05800008773804,"d":"4.1"},{"v":3.11500000953674,"d":"3.1"},{"v":11.1999998092651,"d":"11.2"},{"v":9012.2001953125,"d":"9,012.2"},null,"EPA/CAMD","EPA/CAMD","EPA/CAMD","EPA/CAMD","EPA/CAMD","EPA/CAMD",null,"FBL",null,null,1990]
[28217,2020,"WI","Metro Gas Recovery",50576,"GEN2","GT","OP",{"$nulls":4},"LFG",null,{"v":184201,"d":"184,201"},{"v":72947,"d":"72,947"},{"v":16.2530002593994,"d":"16.3"},{"v":6.43599987030029,"d":"6.4"},{"v":4.14449977874756,"d":"4.1"},{"v":11696.724609375,"d":"11,696.7"},null,"EIA Prime Mover-level Data","EIA Prime Mover-level Data","Estimated using emissions factor","Estimated using emissions factor","Estimated using emissions factor","Estimated using emissions factor"]
[28227,2020,"WI","MMSD Jones Island Wastewater",54851,"SOL2","GT","OP",{"$nulls":4},"LFG",null,{"v":156934.21875,"d":"156,934"},{"v":69627.390625,"d":"69,627"},{"v":13.576000213623,"d":"13.6"},{"v":5.69399976730347,"d":"5.7"},{"v":3.46700000762939,"d":"3.5"},{"v":9965.2900390625,"d":"9,965.3"},null,"EIA Prime Mover-level Data","EIA Prime Mover-level Data","Estimated using emissions factor","Estimated using emissions factor","Estimated using emissions factor","Estimated using emissions factor"]
[28241,2020,"WI","Mt. Hope DPC Solar",60893,"PV1","PV","OP",{"$nulls":4},"SUN",null,{"v":17686,"d":"17,686"},{"v":10116,"d":"10,116"},{"$nulls":5},"EIA Prime Mover-level Data","EIA Prime Mover-level Data"]
[28261,2020,"WI","Nine Springs",9674,"GT1","GT","OP",{"$nulls":4},"NG",null,515,223,{"v":0.0780000016093254,"d":"0.1"},{"v":0.034000001847744,"d":"0.0"},{"v":0.0007999999797903,"d":"0.0"},{"v":30.0990009307861,"d":"30.1"},null,"EIA Prime Mover-level Data","EIA Prime Mover-level Data","Estimated using emissions factor","Estimated using emissions factor","Estimated using emissions factor","Estimated using emissions factor"]
[28268,2020,"WI","Oconto Falls Upper",4044,"1","HY","OP",{"$nulls":4},"WAT",null,{"v":31062.181640625,"d":"31,062"},{"v":12799.2724609375,"d":"12,799"},{"$nulls":5},"EIA Prime Mover-level Data","EIA Prime Mover-level Data"]
[28284,2020,"WI","Outagamie County Co-Generation Facility",54842,"G4","IC","OA",{"$nulls":4},"LFG",null,{"v":41204.5,"d":"41,205"},{"v":16317.75,"d":"16,318"},{"v":32.4710006713867,"d":"32.5"},{"v":12.8590002059937,"d":"12.9"},{"v":0.927100002765656,"d":"0.9"},{"v":2616.47705078125,"d":"2,616.5"},null,"EIA Prime Mover-level Data","EIA Prime Mover-level Data","Estimated using emissions factor","Estimated using emissions factor","Estimated using emissions factor","Estimated using emissions factor"]
[28306,2020,"WI","Park Mill",50408,"3","HY","OP",{"$nulls":4},"WAT",null,{"v":25846.28515625,"d":"25,846"},{"v":10650.2861328125,"d":"10,650"},{"$nulls":5},"EIA Prime Mover-level Data","EIA Prime Mover-level Data"]
[28308,2020,"WI","Park Mill",50408,"7","HY","OP",{"$nulls":4},"WAT",null,{"v":25846.28515625,"d":"25,846"},{"v":10650.2861328125,"d":"10,650"},{"$nulls":5},"EIA Prime Mover-level Data","EIA Prime Mover-level Data"]
[28328,2020,"WI","Pleasant Prairie",6170,"3","IC","RE",{"$nulls":4},"DFO"]
[28335,2020,"WI","Port Edwards Mill",54103,"HG1","HY","OP",{"$nulls":4},"WAT",null,{"v":13893.3134765625,"d":"13,893"},{"v":5848.35791015625,"d":"5,848"},{"$nulls":5},"EIA Prime Mover-level Data","EIA Prime Mover-level Data"]
[28351,2020,"WI","Potato Rapids",4071,"2","HY","OP",{"$nulls":4},"WAT",null,{"v":20072.615234375,"d":"20,073"},{"v":8271.0771484375,"d":"8,271"},{"$nulls":5},"EIA Prime Mover-level Data","EIA Prime Mover-level Data"]
[28371,2020,"WI","Rhinelander Mill",50933,"HYD3","HY","OP",{"$nulls":4},"WAT",null,{"v":55822,"d":"55,822"},{"v":22529,"d":"22,529"},{"$nulls":5},"EIA Prime Mover-level Data","EIA Prime Mover-level Data"]
[28373,2020,"WI","Richland Center Renewable Energy LLC",58834,"UNIT1","IC","OP",{"$nulls":4},"OBG",null,{"v":51031,"d":"51,031"},{"v":20209.5,"d":"20,210"},{"v":132.406997680664,"d":"132.4"},{"v":52.435001373291,"d":"52.4"},{"v":0.165900006890297,"d":"0.2"},{"v":3240.4580078125,"d":"3,240.5"},null,"EIA Prime Mover-level Data","EIA Prime Mover-level Data","Estimated using emissions factor","Estimated using emissions factor","Estimated using emissions factor","Estimated using emissions factor"]
[28374,2020,"WI","Richland Center Renewable Energy LLC",58834,"UNIT2","IC","OP",{"$nulls":4},"OBG",null,{"v":51031,"d":"51,031"},{"v":20209.5,"d":"20,210"},{"v":132.406997680664,"d":"132.4"},{"v":52.435001373291,"d":"52.4"},{"v":0.165900006890297,"d":"0.2"},{"v":3240.4580078125,"d":"3,240.5"},null,"EIA Prime Mover-level Data","EIA Prime Mover-level Data","Estimated using emissions factor","Estimated using emissions factor","Estimated using emissions factor","Estimated using emissions factor"]
[28375,2020,"WI","Ridgeview",55925,"GEN1","IC","OP",{"$nulls":4},"LFG",null,{"v":49561.25,"d":"49,561"},{"v":19627.375,"d":"19,627"},{"v":34.2210006713867,"d":"34.2"},{"v":13.5520000457764,"d":"13.6"},{"v":1.11510002613068,"d":"1.1"},{"v":3147.12890625,"d":"3,147.1"},null,"EIA Prime Mover-level Data","EIA Prime Mover-level Data","Estimated using emissions factor","Estimated using emissions factor","Estimated using emissions factor","Estimated using emissions factor"]
[28376,2020,"WI","Ridgeview",55925,"GEN10","IC","RE",{"$nulls":4},"LFG"]
[28377,2020,"WI","Ridgeview",55925,"GEN2","IC","OP",{"$nulls":4},"LFG",null,{"v":49561.25,"d":"49,561"},{"v":19627.375,"d":"19,627"},{"v":34.2210006713867,"d":"34.2"},{"v":13.5520000457764,"d":"13.6"},{"v":1.11510002613068,"d":"1.1"},{"v":3147.12890625,"d":"3,147.1"},null,"EIA Prime Mover-level Data","EIA Prime Mover-level Data","Estimated using emissions factor","Estimated using emissions factor","Estimated using emissions factor","Estimated using emissions factor"]
[28378,2020,"WI","Ridgeview",55925,"GEN3","IC","OP",{"$nulls":4},"LFG",null,{"v":49561.25,"d":"49,561"},{"v":19627.375,"d":"19,627"},{"v":34.2210006713867,"d":"34.2"},{"v":13.5520000457764,"d":"13.6"},{"v":1.11510002613068,"d":"1.1"},{"v":3147.12890625,"d":"3,147.1"},null,"EIA Prime Mover-level Data","EIA Prime Mover-level Data","Estimated using emissions factor","Estimated using emissions factor","Estimated using emissions factor","Estimated using emissions factor"]
[28379,2020,"WI","Ridgeview",55925,"GEN4","IC","OP",{"$nulls":4},"LFG",null,{"v":49561.25,"d":"49,561"},{"v":19627.375,"d":"19,627"},{"v":34.2210006713867,"d":"34.2"},{"v":13.5520000457764,"d":"13.6"},{"v":1.11510002613068,"d":"1.1"},{"v":3147.12890625,"d":"3,147.1"},null,"EIA Prime Mover-level Data","EIA Prime Mover-level Data","Estimated using emissions factor","Estimated using emissions factor","Estimated using emissions factor","Estimated using emissions factor"]
[28380,2020,"WI","Ridgeview",55925,"GEN5","IC","OP",{"$nulls":4},"LFG",null,{"v":49561.25,"d":"49,561"},{"v":19627.375,"d":"19,627"},{"v":34.2210006713867,"d":"34.2"},{"v":13.5520000457764,"d":"13.6"},{"v":1.11510002613068,"d":"1.1"},{"v":3147.12890625,"d":"3,147.1"},null,"EIA Prime Mover-level Data","EIA Prime Mover-level Data","Estimated using emissions factor","Estimated using emissions factor","Estimated using emissions factor","Estimated using emissions factor"]
[28381,2020,"WI","Ridgeview",55925,"GEN6","IC","OP",{"$nulls":4},"LFG",null,{"v":49561.25,"d":"49,561"},{"v":19627.375,"d":"19,627"},{"v":34.2210006713867,"d":"34.2"},{"v":13.5520000457764,"d":"13.6"},{"v":1.11510002613068,"d":"1.1"},{"v":3147.12890625,"d":"3,147.1"},null,"EIA Prime Mover-level Data","EIA Prime Mover-level Data","Estimated using emissions factor","Estimated using emissions factor","Estimated using emissions factor","Estimated using emissions factor"]
[28382,2020,"WI","Ridgeview",55925,"GEN7","IC","OP",{"$nulls":4},"LFG",null,{"v":49561.25,"d":"49,561"},{"v":19627.375,"d":"19,627"},{"v":34.2210006713867,"d":"34.2"},{"v":13.5520000457764,"d":"13.6"},{"v":1.11510002613068,"d":"1.1"},{"v":3147.12890625,"d":"3,147.1"},null,"EIA Prime Mover-level Data","EIA Prime Mover-level Data","Estimated using emissions factor","Estimated using emissions factor","Estimated using emissions factor","Estimated using emissions factor"]
[28383,2020,"WI","Ridgeview",55925,"GEN8","IC","OP",{"$nulls":4},"LFG",null,{"v":49561.25,"d":"49,561"},{"v":19627.375,"d":"19,627"},{"v":34.2210006713867,"d":"34.2"},{"v":13.5520000457764,"d":"13.6"},{"v":1.11510002613068,"d":"1.1"},{"v":3147.12890625,"d":"3,147.1"},null,"EIA Prime Mover-level Data","EIA Prime Mover-level Data","Estimated using emissions factor","Estimated using emissions factor","Estimated using emissions factor","Estimated using emissions factor"]
[28384,2020,"WI","Ridgeview",55925,"GEN9","IC","RE",{"$nulls":4},"LFG"]
[28385,2020,"WI","Riverside Energy Center",55641,"CT-01","CT","OP","Yes","ARP,CSNOX,CSOSG2,CSSO2G1","CC",null,"NG",{"v":4973,"d":"4,973.0"},{"v":9125209,"d":"9,125,209"},{"v":3500313,"d":"3,500,313"},{"v":24.7129993438721,"d":"24.7"},{"v":9.99400043487549,"d":"10.0"},{"v":2.70000004768372,"d":"2.7"},{"v":542298.875,"d":"542,298.9"},null,"EPA/CAMD","EPA/CAMD","EPA/CAMD","EPA/CAMD","EPA/CAMD","EPA/CAMD",null,null,"DLNB,SCR",null,2004]
[28386,2020,"WI","Riverside Energy Center",55641,"CT-02","CT","OP","Yes","ARP,CSNOX,CSOSG2,CSSO2G1","CC",null,"NG",{"v":3861,"d":"3,861.0"},{"v":7117916,"d":"7,117,916"},{"v":1733835.625,"d":"1,733,836"},{"v":19.0310001373291,"d":"19.0"},{"v":5.51999998092651,"d":"5.5"},{"v":2.09999990463257,"d":"2.1"},{"v":423008.3125,"d":"423,008.3"},null,"EPA/CAMD","EPA/CAMD","EPA/CAMD","EPA/CAMD","EPA/CAMD","EPA/CAMD",null,null,"DLNB,SCR",null,2004]
[28387,2020,"WI","Riverside Energy Center",55641,"CT-03","CT","OP","Yes","ARP,CSNOX,CSOSG2,CSSO2G1,NSPS4T","CC",null,"NG",{"v":3164,"d":"3,164.0"},{"v":6166819,"d":"6,166,819"},{"v":3555004.25,"d":"3,555,004"},{"v":23.871000289917,"d":"23.9"},{"v":12.9209995269775,"d":"12.9"},{"v":1.89999997615814,"d":"1.9"},{"v":366483.8125,"d":"366,483.8"},null,"EPA/CAMD","EPA/CAMD","EPA/CAMD","EPA/CAMD","EPA/CAMD","EPA/CAMD",null,null,"DLNB,SCR",null,2019]
[28388,2020,"WI","Riverside Energy Center",55641,"CT-04","CT","OP","Yes","ARP,CSNOX,CSOSG2,CSSO2G1,NSPS4T","CC",null,"NG",{"v":3836,"d":"3,836.0"},{"v":7654895.5,"d":"7,654,896"},{"v":4295926,"d":"4,295,926"},{"v":25.8209991455078,"d":"25.8"},{"v":14.6420001983643,"d":"14.6"},{"v":2.29999995231628,"d":"2.3"},{"v":454916.5,"d":"454,916.5"},null,"EPA/CAMD","EPA/CAMD","EPA/CAMD","EPA/CAMD","EPA/CAMD","EPA/CAMD",null,null,"DLNB,SCR",null,2019]
[28389,2020,"WI","Rock River",4057,"CT3","GT","OP","Yes","CSNOX,CSOSG2,CSSO2G1","CT",null,"NG",{"v":7,"d":"7.0"},{"v":1238.80004882813,"d":"1,239"},{"v":695.200012207031,"d":"695"},{"v":0.433999985456467,"d":"0.4"},{"v":0.243000000715256,"d":"0.2"},{"v":0,"d":"0.0"},{"v":72.4010009765625,"d":"72.4"},null,"EPA/CAMD","EPA/CAMD","EPA/CAMD","EPA/CAMD","EPA/CAMD","Estimated using emissions factor",{"$nulls":4},1967]
[28390,2020,"WI","Rock River",4057,"CT5A","GT","OP","Yes","CSNOX,CSOSG2,CSSO2G1","CT",null,"NG",{"v":4,"d":"4.0"},{"v":1120.69995117188,"d":"1,121"},{"v":562.299987792969,"d":"562"},{"v":0.391999989748001,"d":"0.4"},{"v":0.196999996900558,"d":"0.2"},{"v":0,"d":"0.0"},{"v":65.4990005493164,"d":"65.5"},null,"EPA/CAMD","EPA/CAMD","EPA/CAMD","EPA/CAMD","EPA/CAMD","Estimated using emissions factor",{"$nulls":4},1972]
[28391,2020,"WI","Rock River",4057,"CT5B","GT","OP","Yes","CSNOX,CSOSG2,CSSO2G1","CT",null,"NG",{"v":4,"d":"4.0"},{"v":1089,"d":"1,089"},{"v":534.599975585938,"d":"535"},{"v":0.381000012159348,"d":"0.4"},{"v":0.187000006437302,"d":"0.2"},{"v":0,"d":"0.0"},{"v":63.6459999084473,"d":"63.6"},null,"EPA/CAMD","EPA/CAMD","EPA/CAMD","EPA/CAMD","EPA/CAMD","Estimated using emissions factor",{"$nulls":4},1972]
[28392,2020,"WI","Rock River",4057,"CT6A","GT","OP","Yes","CSNOX,CSOSG2,CSSO2G1","CT",null,"NG",{"v":0,"d":"0.0"},{"$nulls":17},1972]
[28393,2020,"WI","Rock River",4057,"CT6B","GT","OP","Yes","CSNOX,CSOSG2,CSSO2G1","CT",null,"NG",{"v":1,"d":"1.0"},{"v":7.90000009536743,"d":"8"},{"v":-1162.09997558594,"d":"-1,162"},{"v":0.00300000002607703,"d":"0.0"},{"v":0,"d":"0.0"},{"v":0,"d":"0.0"},{"v":0.462000012397766,"d":"0.5"},null,"EPA/CAMD","EIA Prime Mover-level Data","EPA/CAMD","Estimated using emissions factor","EPA/CAMD","Estimated using emissions factor",{"$nulls":4},1972]
[28394,2020,"WI","Rockgen Energy Center",55391,"CT-1","GT","OP","Yes","ARP,CSNOX,CSOSG2,CSSO2G1","CT",null,"NG",{"v":1055,"d":"1,055.0"},{"v":1591333,"d":"1,591,333"},{"v":1097789,"d":"1,097,789"},{"v":36.3310012817383,"d":"36.3"},{"v":24.8320007324219,"d":"24.8"},0.5,{"v":94673.203125,"d":"94,673.2"},null,"EPA/CAMD","EPA/CAMD","EPA/CAMD","EPA/CAMD","EPA/CAMD","EPA/CAMD",null,null,"DLNB,H2O",null,2001]
[28395,2020,"WI","Rockgen Energy Center",55391,"CT-2","GT","OP","Yes","ARP,CSNOX,CSOSG2,CSSO2G1","CT",null,"NG",{"v":1157,"d":"1,157.0"},{"v":1712115.75,"d":"1,712,116"},{"v":1153337.625,"d":"1,153,338"},{"v":31.9950008392334,"d":"32.0"},{"v":21.4869995117188,"d":"21.5"},0.5,{"v":101823.3984375,"d":"101,823.4"},null,"EPA/CAMD","EPA/CAMD","EPA/CAMD","EPA/CAMD","EPA/CAMD","EPA/CAMD",null,null,"DLNB,H2O",null,2001]
[28396,2020,"WI","Rockgen Energy Center",55391,"CT-3","GT","OP","Yes","ARP,CSNOX,CSOSG2,CSSO2G1","CT",null,"NG",{"v":1129,"d":"1,129.0"},{"v":1667672.25,"d":"1,667,672"},{"v":1123975.25,"d":"1,123,975"},{"v":32.0260009765625,"d":"32.0"},{"v":21.4389991760254,"d":"21.4"},0.5,{"v":99162.3984375,"d":"99,162.4"},null,"EPA/CAMD","EPA/CAMD","EPA/CAMD","EPA/CAMD","EPA/CAMD","EPA/CAMD",null,null,"DLNB,H2O",null,2001]
[28397,2020,"WI","Rothschild Biomass Cogeneration Facility",58124,"1","ST","OP","Yes","ARP,CSNOX,CSOSG2,CSSO2G1","FLUIDIZED",1,"WDS",{"v":6482,"d":"6,482.0"},{"v":3240866.75,"d":"3,240,867"},{"v":695851.125,"d":"695,851"},{"v":122.716003417969,"d":"122.7"},{"v":26.3729991912842,"d":"26.4"},{"v":1,"d":"1.0"},{"v":337721.90625,"d":"337,721.9"},null,"EPA/CAMD","EPA/CAMD","EPA/CAMD","EPA/CAMD","EPA/CAMD","EPA/CAMD",null,"DSI","SNCR",null,2013]
[28398,2020,"WI","Sand Lake DPC Solar",60957,"PV1","PV","OP",{"$nulls":4},"SUN",null,{"v":19802,"d":"19,802"},{"v":11533,"d":"11,533"},{"$nulls":5},"EIA Prime Mover-level Data","EIA Prime Mover-level Data"]
[28399,2020,"WI","Sandstone Rapids",4074,"1","HY","OP",{"$nulls":4},"WAT",null,{"v":78975,"d":"78,975"},{"v":32542,"d":"32,542"},{"$nulls":5},"EIA Prime Mover-level Data","EIA Prime Mover-level Data"]
[28400,2020,"WI","Sandstone Rapids",4074,"2","HY","OP",{"$nulls":4},"WAT",null,{"v":78975,"d":"78,975"},{"v":32542,"d":"32,542"},{"$nulls":5},"EIA Prime Mover-level Data","EIA Prime Mover-level Data"]
[28401,2020,"WI","Sauk DPC Solar",60887,"PV1","PV","OP",{"$nulls":4},"SUN",null,{"v":14422,"d":"14,422"},{"v":8400,"d":"8,400"},{"$nulls":5},"EIA Prime Mover-level Data","EIA Prime Mover-level Data"]
[28402,2020,"WI","Saxon Falls",1756,"1","HY","OP",{"$nulls":4},"WAT",null,{"v":55366.5,"d":"55,367"},{"v":22814.5,"d":"22,815"},{"$nulls":5},"EIA Prime Mover-level Data","EIA Prime Mover-level Data"]
[28403,2020,"WI","Saxon Falls",1756,"2","HY","OP",{"$nulls":4},"WAT",null,{"v":55366.5,"d":"55,367"},{"v":22814.5,"d":"22,815"},{"$nulls":5},"EIA Prime Mover-level Data","EIA Prime Mover-level Data"]
[28404,2020,"WI","Seven Mile Creek LFG",56149,"1","IC","RE",{"$nulls":4},"LFG"]
[28405,2020,"WI","Seven Mile Creek LFG",56149,"2","IC","RE",{"$nulls":4},"LFG"]
[28406,2020,"WI","Seven Mile Creek LFG",56149,"3","IC","RE",{"$nulls":4},"LFG"]
[28407,2020,"WI","Seven Mile Creek LFG",56149,"4","IC","RE",{"$nulls":4},"LFG"]
[28408,2020,"WI","Seven Mile Creek LFG",56149,"5","IC","CN",{"$nulls":4},"LFG"]
[28409,2020,"WI","Sheboygan Falls Energy Facility",56166,"1","GT","OP","Yes","ARP,CSNOX,CSOSG2,CSSO2G1","CT",null,"NG",{"v":2255,"d":"2,255.0"},{"v":3415430.25,"d":"3,415,430"},{"v":2141061.25,"d":"2,141,061"},{"v":48.4650001525879,"d":"48.5"},{"v":28.7439994812012,"d":"28.7"},{"v":1,"d":"1.0"},{"v":202974.796875,"d":"202,974.8"},null,"EPA/CAMD","EPA/CAMD","EPA/CAMD","EPA/CAMD","EPA/CAMD","EPA/CAMD",null,null,"DLNB",null,2005]
[28410,2020,"WI","Sheboygan Falls Energy Facility",56166,"2","GT","OP","Yes","ARP,CSNOX,CSOSG2,CSSO2G1","CT",null,"NG",{"v":1966,"d":"1,966.0"},{"v":2972539.5,"d":"2,972,540"},{"v":1700664.875,"d":"1,700,665"},{"v":42.9090003967285,"d":"42.9"},{"v":23.4260005950928,"d":"23.4"},{"v":0.899999976158142,"d":"0.9"},{"v":176653.90625,"d":"176,653.9"},null,"EPA/CAMD","EPA/CAMD","EPA/CAMD","EPA/CAMD","EPA/CAMD","EPA/CAMD",null,null,"DLNB",null,2005]
[28411,2020,"WI","Sheepskin",4059,"CT1A","GT","OP","Yes","CSNOX,CSOSG2,CSSO2G1","CT",null,"NG",{"v":2,"d":"2.0"},{"v":383.5,"d":"384"},{"v":383.5,"d":"384"},{"v":0.13400000333786,"d":"0.1"},{"v":0.13400000333786,"d":"0.1"},{"v":0,"d":"0.0"},{"v":22.4130001068115,"d":"22.4"},null,"EPA/CAMD","EPA/CAMD","EPA/CAMD","EPA/CAMD","EPA/CAMD","Estimated using emissions factor",{"$nulls":4},1969]
[28412,2020,"WI","Sheepskin",4059,"CT1B","GT","OP","Yes","CSNOX,CSOSG2,CSSO2G1","CT",null,"NG",{"v":2,"d":"2.0"},{"v":398.600006103516,"d":"399"},{"v":398.600006103516,"d":"399"},{"v":0.140000000596046,"d":"0.1"},{"v":0.140000000596046,"d":"0.1"},{"v":0,"d":"0.0"},{"v":23.2959995269775,"d":"23.3"},null,"EPA/CAMD","EPA/CAMD","EPA/CAMD","EPA/CAMD","EPA/CAMD","Estimated using emissions factor",{"$nulls":4},1969]
[28413,2020,"WI","Shirley Wind",57553,"1","WT","OP",{"$nulls":4},"WND",null,{"v":534758,"d":"534,758"},{"v":167701,"d":"167,701"},{"$nulls":5},"EIA Prime Mover-level Data","EIA Prime Mover-level Data"]
[28414,2020,"WI","Solon Diesel",7058,"1","IC","SB",{"$nulls":4},"DFO"]
[28415,2020,"WI","Solon Diesel",7058,"2","IC","SB",{"$nulls":4},"DFO"]
[28416,2020,"WI","Solon Diesel",7058,"3","IC","SB",{"$nulls":4},"DFO"]
[28417,2020,"WI","Solon Diesel",7058,"4","IC","SB",{"$nulls":4},"DFO"]
[28418,2020,"WI","Solon Diesel",7058,"5","IC","SB",{"$nulls":4},"DFO"]
[28419,2020,"WI","Solon Diesel",7058,"6","IC","SB",{"$nulls":4},"DFO"]
[28420,2020,"WI","Solon Diesel",7058,"7","IC","SB",{"$nulls":4},"DFO"]
[28421,2020,"WI","Solon Diesel",7058,"8","IC","SB",{"$nulls":4},"DFO"]
[28422,2020,"WI","South Fond Du Lac",7203,"**CT1","GT","OP","Yes","ARP,CSNOX,CSOSG2,CSSO2G1","CT",null,"NG",{"v":169,"d":"169.0"},{"v":109492.15625,"d":"109,492"},{"v":103202.703125,"d":"103,203"},{"v":3.21799993515015,"d":"3.2"},{"v":3.01099991798401,"d":"3.0"},{"v":0,"d":"0.0"},{"v":6506.7998046875,"d":"6,506.8"},null,"EPA/CAMD","EPA/CAMD","EPA/CAMD","EPA/CAMD","EPA/CAMD","EPA/CAMD",null,null,"H2O",null,1993]
[28423,2020,"WI","South Fond Du Lac",7203,"**CT2","GT","OP","Yes","ARP,CSNOX,CSOSG2,CSSO2G1","CT",null,"NG",{"v":178,"d":"178.0"},{"v":113890.5859375,"d":"113,891"},{"v":110554.4375,"d":"110,554"},{"v":4.23000001907349,"d":"4.2"},{"v":4.11299991607666,"d":"4.1"},{"v":0,"d":"0.0"},{"v":6769.60009765625,"d":"6,769.6"},null,"EPA/CAMD","EPA/CAMD","EPA/CAMD","EPA/CAMD","EPA/CAMD","EPA/CAMD",null,null,"H2O",null,1994]
[28424,2020,"WI","South Fond Du Lac",7203,"**CT3","GT","OP","Yes","ARP,CSNOX,CSOSG2,CSSO2G1","CT",null,"NG",{"v":190,"d":"190.0"},{"v":120707.640625,"d":"120,708"},{"v":113594.34375,"d":"113,594"},{"v":3.68600010871887,"d":"3.7"},{"v":3.46900010108948,"d":"3.5"},{"v":0,"d":"0.0"},{"v":7188.39990234375,"d":"7,188.4"},null,"EPA/CAMD","EPA/CAMD","EPA/CAMD","EPA/CAMD","EPA/CAMD","EPA/CAMD",null,null,"H2O",null,1994]
[28425,2020,"WI","South Fond Du Lac",7203,"**CT4","GT","OP","Yes","ARP,CSNOX,CSOSG2,CSSO2G1","CT",null,"NG",{"v":178,"d":"178.0"},{"v":115479.90625,"d":"115,480"},{"v":111855.765625,"d":"111,856"},{"v":3.81399989128113,"d":"3.8"},{"v":3.68400001525879,"d":"3.7"},{"v":0,"d":"0.0"},{"v":6877.89990234375,"d":"6,877.9"},null,"EPA/CAMD","EPA/CAMD","EPA/CAMD","EPA/CAMD","EPA/CAMD","EPA/CAMD",null,null,"H2O",null,1996]
[28426,2020,"WI","South Oak Creek",4041,"5","ST","OP","Yes","ARP,CSNOX,CSOSG2,CSSO2G1,MATS","WALL",1,"RC",{"v":559,"d":"559.0"},{"v":948251.5625,"d":"948,252"},{"v":-1773859.5,"d":"-1,773,860"},{"v":36.765998840332,"d":"36.8"},null,{"v":0.400000005960464,"d":"0.4"},{"v":99387.3984375,"d":"99,387.4"},{"v":0.479999989271164,"d":"0.5"},"EPA/CAMD","EIA Prime Mover-level Data","EPA/CAMD",null,"EPA/CAMD","EPA/CAMD","EPA/CAMD","WLS","SCR",null,1959]
[28427,2020,"WI","South Oak Creek",4041,"6","ST","OP","Yes","ARP,CSNOX,CSOSG2,CSSO2G1,MATS","WALL",1,"RC",{"v":1845,"d":"1,845.0"},{"v":3620430.25,"d":"3,620,430"},{"v":2594977,"d":"2,594,977"},{"v":135.10400390625,"d":"135.1"},{"v":92.1340026855469,"d":"92.1"},{"v":1.79999995231628,"d":"1.8"},{"v":378848.59375,"d":"378,848.6"},{"v":1.62999999523163,"d":"1.6"},"EPA/CAMD","EPA/CAMD","EPA/CAMD","EPA/CAMD","EPA/CAMD","EPA/CAMD","EPA/CAMD","WLS","SCR",null,1961]
[28428,2020,"WI","South Oak Creek",4041,"7","ST","OP","Yes","ARP,CSNOX,CSOSG2,CSSO2G1,MATS","TANGENTIAL",1,"RC",{"v":6907,"d":"6,907.0"},{"v":16916332,"d":"16,916,332"},{"v":7651937.5,"d":"7,651,938"},{"v":556.956970214844,"d":"557.0"},{"v":254.526000976563,"d":"254.5"},{"v":61,"d":"61.0"},{"v":1773797.75,"d":"1,773,797.8"},{"v":8.11999988555908,"d":"8.1"},"EPA/CAMD","EPA/CAMD","EPA/CAMD","EPA/CAMD","EPA/CAMD","EPA/CAMD","EPA/CAMD","WLS","LNC3,SCR",null,1965]
[28429,2020,"WI","South Oak Creek",4041,"8","ST","OP","Yes","ARP,CSNOX,CSOSG2,CSSO2G1,MATS","TANGENTIAL",1,"RC",{"v":5280,"d":"5,280.0"},{"v":12415426,"d":"12,415,426"},{"v":6216498,"d":"6,216,498"},{"v":411.005004882813,"d":"411.0"},{"v":207.977005004883,"d":"208.0"},{"v":48.4000015258789,"d":"48.4"},{"v":1301579.625,"d":"1,301,579.6"},{"v":5.94000005722046,"d":"5.9"},"EPA/CAMD","EPA/CAMD","EPA/CAMD","EPA/CAMD","EPA/CAMD","EPA/CAMD","EPA/CAMD","WLS","LNC3,SCR",null,1967]
[28430,2020,"WI","St Croix Falls",4011,"1","HY","OP",{"$nulls":4},"WAT",null,{"v":123485.5625,"d":"123,486"},{"v":50883.40625,"d":"50,883"},{"$nulls":5},"EIA Prime Mover-level Data","EIA Prime Mover-level Data"]
[28431,2020,"WI","St Croix Falls",4011,"2","HY","OP",{"$nulls":4},"WAT",null,{"v":123485.5625,"d":"123,486"},{"v":50883.40625,"d":"50,883"},{"$nulls":5},"EIA Prime Mover-level Data","EIA Prime Mover-level Data"]
[28432,2020,"WI","St Croix Falls",4011,"3","HY","OP",{"$nulls":4},"WAT",null,{"v":123485.5625,"d":"123,486"},{"v":50883.40625,"d":"50,883"},{"$nulls":5},"EIA Prime Mover-level Data","EIA Prime Mover-level Data"]
[28433,2020,"WI","St Croix Falls",4011,"4","HY","OP",{"$nulls":4},"WAT",null,{"v":123485.5625,"d":"123,486"},{"v":50883.40625,"d":"50,883"},{"$nulls":5},"EIA Prime Mover-level Data","EIA Prime Mover-level Data"]
[28434,2020,"WI","St Croix Falls",4011,"5","HY","OP",{"$nulls":4},"WAT",null,{"v":167940.359375,"d":"167,940"},{"v":69201.4296875,"d":"69,201"},{"$nulls":5},"EIA Prime Mover-level Data","EIA Prime Mover-level Data"]
[28435,2020,"WI","St Croix Falls",4011,"6","HY","OP",{"$nulls":4},"WAT",null,{"v":167940.359375,"d":"167,940"},{"v":69201.4296875,"d":"69,201"},{"$nulls":5},"EIA Prime Mover-level Data","EIA Prime Mover-level Data"]
[28436,2020,"WI","St Croix Falls",4011,"7","HY","OP",{"$nulls":4},"WAT",null,{"v":158061.515625,"d":"158,062"},{"v":65130.7578125,"d":"65,131"},{"$nulls":5},"EIA Prime Mover-level Data","EIA Prime Mover-level Data"]
[28437,2020,"WI","St Croix Falls",4011,"8","HY","OP",{"$nulls":4},"WAT",null,{"v":158061.515625,"d":"158,062"},{"v":65130.7578125,"d":"65,131"},{"$nulls":5},"EIA Prime Mover-level Data","EIA Prime Mover-level Data"]
[28438,2020,"WI","Stevens Point",3973,"1","HY","OP",{"$nulls":4},"WAT",null,{"v":46424.16796875,"d":"46,424"},{"v":19129.666015625,"d":"19,130"},{"$nulls":5},"EIA Prime Mover-level Data","EIA Prime Mover-level Data"]
[28439,2020,"WI","Stevens Point",3973,"2","HY","OP",{"$nulls":4},"WAT",null,{"v":46424.16796875,"d":"46,424"},{"v":19129.666015625,"d":"19,130"},{"$nulls":5},"EIA Prime Mover-level Data","EIA Prime Mover-level Data"]
[28440,2020,"WI","Stevens Point",3973,"3","HY","OP",{"$nulls":4},"WAT",null,{"v":46424.16796875,"d":"46,424"},{"v":19129.666015625,"d":"19,130"},{"$nulls":5},"EIA Prime Mover-level Data","EIA Prime Mover-level Data"]
[28441,2020,"WI","Stevens Point",3973,"4","HY","OP",{"$nulls":4},"WAT",null,{"v":46424.16796875,"d":"46,424"},{"v":19129.666015625,"d":"19,130"},{"$nulls":5},"EIA Prime Mover-level Data","EIA Prime Mover-level Data"]
[28442,2020,"WI","Stevens Point",3973,"5","HY","OP",{"$nulls":4},"WAT",null,{"v":46424.16796875,"d":"46,424"},{"v":19129.666015625,"d":"19,130"},{"$nulls":5},"EIA Prime Mover-level Data","EIA Prime Mover-level Data"]
[28443,2020,"WI","Stevens Point",3973,"6","HY","OS",{"$nulls":4},"WAT",null,{"v":46424.16796875,"d":"46,424"},{"v":19129.666015625,"d":"19,130"},{"$nulls":5},"EIA Prime Mover-level Data","EIA Prime Mover-level Data"]
[28444,2020,"WI","Stevens Point Mill",55861,"SP","ST","OP",{"$nulls":4},"NG",null,{"v":1203879,"d":"1,203,879"},{"v":520961,"d":"520,961"},{"v":102.330001831055,"d":"102.3"},{"v":44.2820014953613,"d":"44.3"},{"v":1.92379999160767,"d":"1.9"},{"v":70360.140625,"d":"70,360.1"},null,"EIA Prime Mover-level Data","EIA Prime Mover-level Data","Estimated using emissions factor","Estimated using emissions factor","Estimated using emissions factor","Estimated using emissions factor"]
[28445,2020,"WI","Stiles",4147,"1","HY","OP",{"$nulls":4},"WAT",null,{"v":36389.5,"d":"36,390"},{"v":14994.5,"d":"14,995"},{"$nulls":5},"EIA Prime Mover-level Data","EIA Prime Mover-level Data"]
[28446,2020,"WI","Stiles",4147,"2","HY","OP",{"$nulls":4},"WAT",null,{"v":36389.5,"d":"36,390"},{"v":14994.5,"d":"14,995"},{"$nulls":5},"EIA Prime Mover-level Data","EIA Prime Mover-level Data"]
[28447,2020,"WI","Strobus",64862,"515","PV","U",{"$nulls":4},"SUN"]
[28448,2020,"WI","Superior Generation Energy Center",8057,"GEN1","GT","CN",{"$nulls":4},"NG"]
[28449,2020,"WI","Sycamore (WI)",3993,"1","GT","OP",{"$nulls":4},"NG",null,{"v":304.614990234375,"d":"305"},{"v":132.404006958008,"d":"132"},{"v":0.0450000017881393,"d":"0.0"},{"v":0.0199999995529652,"d":"0.0"},{"v":0.000500000023748726,"d":"0.0"},{"v":17.80299949646,"d":"17.8"},null,"EIA Prime Mover-level Data","EIA Prime Mover-level Data","Estimated using emissions factor","Estimated using emissions factor","Estimated using emissions factor","Estimated using emissions factor"]
[28450,2020,"WI","Sycamore (WI)",3993,"2","GT","OP",{"$nulls":4},"NG",null,{"v":399.385009765625,"d":"399"},{"v":173.595993041992,"d":"174"},{"v":0.0590000003576279,"d":"0.1"},{"v":0.0260000005364418,"d":"0.0"},{"v":6.00000028498471E-4,"d":"0.0"},{"v":23.3419990539551,"d":"23.3"},null,"EIA Prime Mover-level Data","EIA Prime Mover-level Data","Estimated using emissions factor","Estimated using emissions factor","Estimated using emissions factor","Estimated using emissions factor"]
[28451,2020,"WI","Thornapple",3988,"1","HY","OP",{"$nulls":4},"WAT",null,{"v":44438.5,"d":"44,439"},{"v":18311.5,"d":"18,312"},{"$nulls":5},"EIA Prime Mover-level Data","EIA Prime Mover-level Data"]
[28452,2020,"WI","Thornapple",3988,"2","HY","OP",{"$nulls":4},"WAT",null,{"v":44438.5,"d":"44,439"},{"v":18311.5,"d":"18,312"},{"$nulls":5},"EIA Prime Mover-level Data","EIA Prime Mover-level Data"]
[28453,2020,"WI","Timberline Trail Gas Recovery",56525,"GEN1","IC","OP",{"$nulls":4},"LFG",null,{"v":48977,"d":"48,977"},{"v":19395.80078125,"d":"19,396"},{"v":34.4739990234375,"d":"34.5"},{"v":13.6520004272461,"d":"13.7"},{"v":1.10199999809265,"d":"1.1"},{"v":3110.02905273438,"d":"3,110.0"},null,"EIA Prime Mover-level Data","EIA Prime Mover-level Data","Estimated using emissions factor","Estimated using emissions factor","Estimated using emissions factor","Estimated using emissions factor"]
[28454,2020,"WI","Timberline Trail Gas Recovery",56525,"GEN2","IC","OP",{"$nulls":4},"LFG",null,{"v":48977,"d":"48,977"},{"v":19395.80078125,"d":"19,396"},{"v":34.4739990234375,"d":"34.5"},{"v":13.6520004272461,"d":"13.7"},{"v":1.10199999809265,"d":"1.1"},{"v":3110.02905273438,"d":"3,110.0"},null,"EIA Prime Mover-level Data","EIA Prime Mover-level Data","Estimated using emissions factor","Estimated using emissions factor","Estimated using emissions factor","Estimated using emissions factor"]
[28455,2020,"WI","Timberline Trail Gas Recovery",56525,"GEN3","IC","OP",{"$nulls":4},"LFG",null,{"v":48977,"d":"48,977"},{"v":19395.80078125,"d":"19,396"},{"v":34.4739990234375,"d":"34.5"},{"v":13.6520004272461,"d":"13.7"},{"v":1.10199999809265,"d":"1.1"},{"v":3110.02905273438,"d":"3,110.0"},null,"EIA Prime Mover-level Data","EIA Prime Mover-level Data","Estimated using emissions factor","Estimated using emissions factor","Estimated using emissions factor","Estimated using emissions factor"]
[28456,2020,"WI","Timberline Trail Gas Recovery",56525,"GEN4","IC","OP",{"$nulls":4},"LFG",null,{"v":48977,"d":"48,977"},{"v":19395.80078125,"d":"19,396"},{"v":34.4739990234375,"d":"34.5"},{"v":13.6520004272461,"d":"13.7"},{"v":1.10199999809265,"d":"1.1"},{"v":3110.02905273438,"d":"3,110.0"},null,"EIA Prime Mover-level Data","EIA Prime Mover-level Data","Estimated using emissions factor","Estimated using emissions factor","Estimated using emissions factor","Estimated using emissions factor"]
[28457,2020,"WI","Timberline Trail Gas Recovery",56525,"GEN5","IC","OP",{"$nulls":4},"LFG",null,{"v":48977,"d":"48,977"},{"v":19395.80078125,"d":"19,396"},{"v":34.4739990234375,"d":"34.5"},{"v":13.6520004272461,"d":"13.7"},{"v":1.10199999809265,"d":"1.1"},{"v":3110.02905273438,"d":"3,110.0"},null,"EIA Prime Mover-level Data","EIA Prime Mover-level Data","Estimated using emissions factor","Estimated using emissions factor","Estimated using emissions factor","Estimated using emissions factor"]
[28458,2020,"WI","Timberline Trail Gas Recovery",56525,"GEN6","IC","RE",{"$nulls":4},"LFG"]
[28459,2020,"WI","Timberline Trail Gas Recovery",56525,"GEN7","IC","RE",{"$nulls":4},"LFG"]
[28460,2020,"WI","Tisch Mills Wind",60674,"TISCH","WT","CN",{"$nulls":4},"WND"]
[28461,2020,"WI","Tomahawk",4075,"1","HY","OP",{"$nulls":4},"WAT",null,{"v":66192,"d":"66,192"},{"v":27275,"d":"27,275"},{"$nulls":5},"EIA Prime Mover-level Data","EIA Prime Mover-level Data"]
[28462,2020,"WI","Tomahawk",4075,"2","HY","OP",{"$nulls":4},"WAT",null,{"v":66192,"d":"66,192"},{"v":27275,"d":"27,275"},{"$nulls":5},"EIA Prime Mover-level Data","EIA Prime Mover-level Data"]
[28463,2020,"WI","Trego",4012,"1","HY","OP",{"$nulls":4},"WAT",null,{"v":47464.66796875,"d":"47,465"},{"v":19558.583984375,"d":"19,559"},{"$nulls":5},"EIA Prime Mover-level Data","EIA Prime Mover-level Data"]
[28464,2020,"WI","Trego",4012,"2","HY","OP",{"$nulls":4},"WAT",null,{"v":33903.33203125,"d":"33,903"},{"v":13970.4169921875,"d":"13,970"},{"$nulls":5},"EIA Prime Mover-level Data","EIA Prime Mover-level Data"]
[28465,2020,"WI","Twin Falls (WI)",59836,"11","HY","OP",{"$nulls":4},"WAT",null,{"v":250175,"d":"250,175"},{"v":103087,"d":"103,087"},{"$nulls":5},"EIA Prime Mover-level Data","EIA Prime Mover-level Data"]
[28466,2020,"WI","Twin Falls (WI)",59836,"12","HY","OP",{"$nulls":4},"WAT",null,{"v":250175,"d":"250,175"},{"v":103087,"d":"103,087"},{"$nulls":5},"EIA Prime Mover-level Data","EIA Prime Mover-level Data"]
[28467,2020,"WI","Two Creeks Solar",63105,"1","PV","OP",{"$nulls":4},"SUN",null,{"v":117602,"d":"117,602"},0,{"$nulls":5},"EIA Prime Mover-level Data","EIA Prime Mover-level Data"]
[28468,2020,"WI","UW Madison Charter Street Plant",54408,"B05","ST","OP",{"$nulls":3},1,"NG",null,{"v":392421.4375,"d":"392,421"},{"v":169782.8125,"d":"169,783"},{"v":32.6180000305176,"d":"32.6"},{"v":11.66100025177,"d":"11.7"},{"v":0.626699984073639,"d":"0.6"},{"v":22934.884765625,"d":"22,934.9"},null,"EIA Unit-level Data","EIA Unit-Level Data","Estimated using emissions factor","Estimated using emissions factor","Estimated using emissions factor","Estimated using emissions factor"]
[28469,2020,"WI","UW Madison Charter Street Plant",54408,"B06","ST","OP",{"$nulls":3},1,"NG",null,{"v":1048318.375,"d":"1,048,318"},{"v":295310.84375,"d":"295,311"},{"v":87.1350021362305,"d":"87.1"},{"v":31.1509990692139,"d":"31.2"},{"v":1.6742000579834,"d":"1.7"},{"v":61282.87109375,"d":"61,282.9"},null,"EIA Unit-level Data","EIA Unit-Level Data","Estimated using emissions factor","Estimated using emissions factor","Estimated using emissions factor","Estimated using emissions factor"]
[28470,2020,"WI","UW Madison Charter Street Plant",54408,"B07","ST","OP",{"$nulls":3},1,"NG",null,{"v":884212.375,"d":"884,212"},{"v":336565.5625,"d":"336,566"},{"v":73.495002746582,"d":"73.5"},{"v":26.2740001678467,"d":"26.3"},{"v":1.41209995746613,"d":"1.4"},{"v":51690.69921875,"d":"51,690.7"},null,"EIA Unit-level Data","EIA Unit-Level Data","Estimated using emissions factor","Estimated using emissions factor","Estimated using emissions factor","Estimated using emissions factor"]
[28471,2020,"WI","UW Madison Charter Street Plant",54408,"B08","ST","OP",{"$nulls":3},1,"NG",null,{"v":525463.875,"d":"525,464"},{"v":164443.421875,"d":"164,443"},{"v":43.6759986877441,"d":"43.7"},{"v":15.6140003204346,"d":"15.6"},{"v":0.839200019836426,"d":"0.8"},{"v":30725.830078125,"d":"30,725.8"},null,"EIA Unit-level Data","EIA Unit-Level Data","Estimated using emissions factor","Estimated using emissions factor","Estimated using emissions factor","Estimated using emissions factor"]
[28472,2020,"WI","UW Madison Charter Street Plant",54408,"B09","ST","OP",{"$nulls":3},1,"NG",null,{"v":851782.875,"d":"851,783"},{"v":357660.03125,"d":"357,660"},{"v":70.7990036010742,"d":"70.8"},{"v":25.3110008239746,"d":"25.3"},{"v":1.36029994487762,"d":"1.4"},{"v":49792.2734375,"d":"49,792.3"},null,"EIA Unit-level Data","EIA Unit-Level Data","Estimated using emissions factor","Estimated using emissions factor","Estimated using emissions factor","Estimated using emissions factor"]
[28473,2020,"WI","UW Madison Charter Street Plant",54408,"2","ST","CN",{"$nulls":4},"WDS"]
[28474,2020,"WI","UW Madison Charter Street Plant",54408,"3","IC","SB",{"$nulls":4},"DFO"]
[28475,2020,"WI","Valley (WEPCO)",4042,"1","ST","OP","Yes","ARP,CSNOX,CSOSG2,CSSO2G1","WALL",1,"NG",{"v":4747,"d":"4,747.0"},{"v":1872162.5,"d":"1,872,163"},{"v":950456.6875,"d":"950,457"},{"v":59.2229995727539,"d":"59.2"},{"v":30.1410007476807,"d":"30.1"},{"v":0.600000023841858,"d":"0.6"},{"v":110980.203125,"d":"110,980.2"},null,"EPA/CAMD","EPA/CAMD","EPA/CAMD","EPA/CAMD","EPA/CAMD","EPA/CAMD",null,null,"LNB",null,1968]
[28476,2020,"WI","Valley (WEPCO)",4042,"2","ST","OP","Yes","ARP,CSNOX,CSOSG2,CSSO2G1","WALL",1,"NG",{"v":4374,"d":"4,374.0"},{"v":1721587,"d":"1,721,587"},{"v":905239.8125,"d":"905,240"},{"v":54.6180000305176,"d":"54.6"},{"v":28.742000579834,"d":"28.7"},0.5,{"v":102054.6015625,"d":"102,054.6"},null,"EPA/CAMD","EPA/CAMD","EPA/CAMD","EPA/CAMD","EPA/CAMD","EPA/CAMD",null,null,"LNB",null,1968]
[28477,2020,"WI","Valley (WEPCO)",4042,"3","ST","OP","Yes","ARP,CSNOX,CSOSG2,CSSO2G1","WALL",1,"NG",{"v":5630,"d":"5,630.0"},{"v":2314786.75,"d":"2,314,787"},{"v":909223.125,"d":"909,223"},{"v":76.4670028686523,"d":"76.5"},{"v":30.5709991455078,"d":"30.6"},{"v":0.699999988079071,"d":"0.7"},{"v":137219.90625,"d":"137,219.9"},null,"EPA/CAMD","EPA/CAMD","EPA/CAMD","EPA/CAMD","EPA/CAMD","EPA/CAMD",null,null,"LNB",null,1969]
[28478,2020,"WI","Valley (WEPCO)",4042,"4","ST","OP","Yes","ARP,CSNOX,CSOSG2,CSSO2G1","WALL",1,"NG",{"v":5684,"d":"5,684.0"},{"v":2286487,"d":"2,286,487"},{"v":892957.6875,"d":"892,958"},{"v":75.4079971313477,"d":"75.4"},{"v":30,"d":"30.0"},{"v":0.699999988079071,"d":"0.7"},{"v":135542.203125,"d":"135,542.2"},null,"EPA/CAMD","EPA/CAMD","EPA/CAMD","EPA/CAMD","EPA/CAMD","EPA/CAMD",null,null,"LNB",null,1969]
[28479,2020,"WI","Viola",4139,"1","IC","RE",{"$nulls":4},"DFO"]
[28480,2020,"WI","Viola",4139,"2","IC","RE",{"$nulls":4},"DFO"]
[28481,2020,"WI","Viola",4139,"3","IC","OP",{"$nulls":4},"DFO",null,276,127,{"v":0.446999996900558,"d":"0.4"},{"v":0.204999998211861,"d":"0.2"},{"v":0.0399999991059303,"d":"0.0"},{"v":22.5389995574951,"d":"22.5"},null,"EIA Prime Mover-level Data","EIA Prime Mover-level Data","Estimated using emissions factor","Estimated using emissions factor","Estimated using emissions factor","Estimated using emissions factor"]
[28482,2020,"WI","Viresco Turtle Lake",58747,"GEN1","IC","OP",{"$nulls":4},"OBG",null,{"v":60009,"d":"60,009"},{"v":23765.5,"d":"23,766"},{"v":132.563995361328,"d":"132.6"},{"v":52.4990005493164,"d":"52.5"},{"v":0.194999992847443,"d":"0.2"},{"v":3810.55908203125,"d":"3,810.6"},null,"EIA Prime Mover-level Data","EIA Prime Mover-level Data","Estimated using emissions factor","Estimated using emissions factor","Estimated using emissions factor","Estimated using emissions factor"]
[28483,2020,"WI","Viresco Turtle Lake",58747,"GEN2","IC","OP",{"$nulls":4},"OBG",null,{"v":60009,"d":"60,009"},{"v":23765.5,"d":"23,766"},{"v":132.563995361328,"d":"132.6"},{"v":52.4990005493164,"d":"52.5"},{"v":0.194999992847443,"d":"0.2"},{"v":3810.55908203125,"d":"3,810.6"},null,"EIA Prime Mover-level Data","EIA Prime Mover-level Data","Estimated using emissions factor","Estimated using emissions factor","Estimated using emissions factor","Estimated using emissions factor"]
[28484,2020,"WI","Warren DPC Solar",60890,"PV1","PV","OP",{"$nulls":4},"SUN",null,{"v":35627,"d":"35,627"},{"v":20555,"d":"20,555"},{"$nulls":5},"EIA Prime Mover-level Data","EIA Prime Mover-level Data"]
[28485,2020,"WI","Washington Island",4148,"2","IC","OP",{"$nulls":4},"DFO",null,{"v":2.64000010490417,"d":"3"},{"v":1.08000004291534,"d":"1"},{"v":0.00400000018998981,"d":"0.0"},{"v":2.0000000949949E-3,"d":"0.0"},{"v":0.00039999998989515,"d":"0.0"},{"v":0.216000005602837,"d":"0.2"},null,"EIA Prime Mover-level Data","EIA Prime Mover-level Data","Estimated using emissions factor","Estimated using emissions factor","Estimated using emissions factor","Estimated using emissions factor"]
[28486,2020,"WI","Washington Island",4148,"3","IC","OP",{"$nulls":4},"DFO",null,{"v":2.64000010490417,"d":"3"},{"v":1.08000004291534,"d":"1"},{"v":0.00400000018998981,"d":"0.0"},{"v":2.0000000949949E-3,"d":"0.0"},{"v":0.00039999998989515,"d":"0.0"},{"v":0.216000005602837,"d":"0.2"},null,"EIA Prime Mover-level Data","EIA Prime Mover-level Data","Estimated using emissions factor","Estimated using emissions factor","Estimated using emissions factor","Estimated using emissions factor"]
[28487,2020,"WI","Washington Island",4148,"4","IC","OP",{"$nulls":4},"DFO",null,{"v":5.28000020980835,"d":"5"},{"v":2.16000008583069,"d":"2"},{"v":0.00800000037997961,"d":"0.0"},{"v":0.00300000002607703,"d":"0.0"},{"v":0.0007999999797903,"d":"0.0"},{"v":0.430999994277954,"d":"0.4"},null,"EIA Prime Mover-level Data","EIA Prime Mover-level Data","Estimated using emissions factor","Estimated using emissions factor","Estimated using emissions factor","Estimated using emissions factor"]
[28488,2020,"WI","Washington Island",4148,"5","IC","OP",{"$nulls":4},"DFO",null,{"v":13.1999998092651,"d":"13"},{"v":5.40000009536743,"d":"5"},{"v":0.0209999997168779,"d":"0.0"},{"v":0.00800000037997961,"d":"0.0"},{"v":1.9000000320375E-3,"d":"0.0"},{"v":1.07799994945526,"d":"1.1"},null,"EIA Prime Mover-level Data","EIA Prime Mover-level Data","Estimated using emissions factor","Estimated using emissions factor","Estimated using emissions factor","Estimated using emissions factor"]
[28489,2020,"WI","Washington Island",4148,"6","IC","OP",{"$nulls":4},"DFO",null,{"v":23.7600002288818,"d":"24"},{"v":9.72000026702881,"d":"10"},{"v":0.0370000004768372,"d":"0.0"},{"v":0.0149999996647239,"d":"0.0"},{"v":3.40000004507601E-3,"d":"0.0"},{"v":1.94000005722046,"d":"1.9"},null,"EIA Prime Mover-level Data","EIA Prime Mover-level Data","Estimated using emissions factor","Estimated using emissions factor","Estimated using emissions factor","Estimated using emissions factor"]
[28490,2020,"WI","Washington Island",4148,"7","IC","OP",{"$nulls":4},"DFO",null,{"v":42.2400016784668,"d":"42"},{"v":17.2800006866455,"d":"17"},{"v":0.0659999996423721,"d":"0.1"},{"v":0.0270000007003546,"d":"0.0"},{"v":6.09999988228083E-3,"d":"0.0"},{"v":3.44899988174438,"d":"3.4"},null,"EIA Prime Mover-level Data","EIA Prime Mover-level Data","Estimated using emissions factor","Estimated using emissions factor","Estimated using emissions factor","Estimated using emissions factor"]
[28491,2020,"WI","Washington Island",4148,"8","IC","OP",{"$nulls":4},"DFO",null,{"v":42.2400016784668,"d":"42"},{"v":17.2800006866455,"d":"17"},{"v":0.0659999996423721,"d":"0.1"},{"v":0.0270000007003546,"d":"0.0"},{"v":6.09999988228083E-3,"d":"0.0"},{"v":3.44899988174438,"d":"3.4"},null,"EIA Prime Mover-level Data","EIA Prime Mover-level Data","Estimated using emissions factor","Estimated using emissions factor","Estimated using emissions factor","Estimated using emissions factor"]
[28492,2020,"WI","Waupun Correctional Central Heating Plt",54407,"1","ST","OP",{"$nulls":4},"NG"]
[28493,2020,"WI","Waupun Correctional Central Heating Plt",54407,"2","ST","OP",{"$nulls":4},"NG"]
[28494,2020,"WI","Waupun Correctional Central Heating Plt",54407,"3","IC","SB",{"$nulls":4},"DFO"]
[28495,2020,"WI","Waupun Correctional Central Heating Plt",54407,"4","IC","SB",{"$nulls":4},"DFO"]
[28496,2020,"WI","Wausau",4077,"1","HY","OP",{"$nulls":4},"WAT",null,{"v":120933,"d":"120,933"},{"v":49831.66796875,"d":"49,832"},{"$nulls":5},"EIA Prime Mover-level Data","EIA Prime Mover-level Data"]
[28497,2020,"WI","Wausau",4077,"2","HY","OP",{"$nulls":4},"WAT",null,{"v":120933,"d":"120,933"},{"v":49831.66796875,"d":"49,832"},{"$nulls":5},"EIA Prime Mover-level Data","EIA Prime Mover-level Data"]
[28498,2020,"WI","Wausau",4077,"3","HY","OP",{"$nulls":4},"WAT",null,{"v":120933,"d":"120,933"},{"v":49831.66796875,"d":"49,832"},{"$nulls":5},"EIA Prime Mover-level Data","EIA Prime Mover-level Data"]
[28499,2020,"WI","Waxdale",59448,"CGEN1","GT","OP",{"$nulls":4},"LFG",null,{"v":305576,"d":"305,576"},{"v":115997,"d":"115,997"},{"v":28.0020008087158,"d":"28.0"},{"v":10.375,"d":"10.4"},{"v":6.5177001953125,"d":"6.5"},{"v":19404.01171875,"d":"19,404.0"},null,"EIA Prime Mover-level Data","EIA Prime Mover-level Data","Estimated using emissions factor","Estimated using emissions factor","Estimated using emissions factor","Estimated using emissions factor"]
[28500,2020,"WI","Waxdale",59448,"CGEN2","GT","OP",{"$nulls":4},"NG",null,{"v":305576,"d":"305,576"},{"v":115997,"d":"115,997"},{"v":51.4360008239746,"d":"51.4"},{"v":19.94700050354,"d":"19.9"},{"v":0.513700008392334,"d":"0.5"},{"v":17859.24609375,"d":"17,859.2"},null,"EIA Prime Mover-level Data","EIA Prime Mover-level Data","Estimated using emissions factor","Estimated using emissions factor","Estimated using emissions factor","Estimated using emissions factor"]
[28501,2020,"WI","Waxdale",59448,"WEC01","WT","OP",{"$nulls":4},"WND",null,{"v":31237,"d":"31,237"},{"v":9383,"d":"9,383"},{"$nulls":5},"EIA Prime Mover-level Data","EIA Prime Mover-level Data"]
[28502,2020,"WI","Waxdale",59448,"WEC02","WT","OP",{"$nulls":4},"WND",null,{"v":31237,"d":"31,237"},{"v":9383,"d":"9,383"},{"$nulls":5},"EIA Prime Mover-level Data","EIA Prime Mover-level Data"]
[28503,2020,"WI","West Campus Cogeneration Facility",7991,"U1","CT","OP","Yes","CSNOX,CSOSG2,CSSO2G1","CC",null,"NG",{"v":5494,"d":"5,494.0"},{"v":2233948.75,"d":"2,233,949"},{"v":872965.5,"d":"872,966"},{"v":9.99100017547607,"d":"10.0"},{"v":4.23600006103516,"d":"4.2"},{"v":0.600000023841858,"d":"0.6"},{"v":132779.296875,"d":"132,779.3"},null,"EPA/CAMD","EPA/CAMD","EPA/CAMD","EPA/CAMD","EPA/CAMD","EPA/CAMD",null,null,"H2O,SCR",null,2005]
[28504,2020,"WI","West Campus Cogeneration Facility",7991,"U2","CT","OP","Yes","CSNOX,CSOSG2,CSSO2G1","CC",null,"NG",{"v":4587,"d":"4,587.0"},{"v":2454501.5,"d":"2,454,502"},{"v":1241952.25,"d":"1,241,952"},{"v":11.8640003204346,"d":"11.9"},{"v":5.97900009155273,"d":"6.0"},{"v":0.699999988079071,"d":"0.7"},{"v":145891.296875,"d":"145,891.3"},null,"EPA/CAMD","EPA/CAMD","EPA/CAMD","EPA/CAMD","EPA/CAMD","EPA/CAMD",null,null,"H2O,SCR",null,2005]
[28505,2020,"WI","West Marinette",4076,"**33","GT","OP","Yes","ARP,CSNOX,CSOSG2,CSSO2G1","CT",null,"NG",{"v":286,"d":"286.0"},{"v":174034.046875,"d":"174,034"},{"v":107480.5546875,"d":"107,481"},{"v":11.0080003738403,"d":"11.0"},{"v":6.95900011062622,"d":"7.0"},{"v":0.100000001490116,"d":"0.1"},{"v":10343.599609375,"d":"10,343.6"},null,"EPA/CAMD","EPA/CAMD","EPA/CAMD","EPA/CAMD","EPA/CAMD","EPA/CAMD",null,null,"H2O",null,1993]
[28506,2020,"WI","West Marinette",4076,"**34","GT","OP","Yes","ARP,CSNOX,CSOSG2,CSSO2G1","CT",null,"NG",{"v":1596,"d":"1,596.0"},{"v":1221270.25,"d":"1,221,270"},{"v":665509.375,"d":"665,509"},{"v":33.9010009765625,"d":"33.9"},{"v":17.7210006713867,"d":"17.7"},{"v":0.400000005960464,"d":"0.4"},{"v":72058.5,"d":"72,058.5"},null,"EPA/CAMD","EPA/CAMD","EPA/CAMD","EPA/CAMD","EPA/CAMD","EPA/CAMD",null,null,"DLNB,H2O",null,2000]
[28507,2020,"WI","West Marinette",4076,"31A","GT","OP","Yes","CSNOX,CSOSG2,CSSO2G1","CT",null,"NG",{"v":127,"d":"127.0"},{"v":20613.158203125,"d":"20,613"},{"v":11506.6943359375,"d":"11,507"},{"v":3.13199996948242,"d":"3.1"},{"v":1.79499995708466,"d":"1.8"},{"v":0,"d":"0.0"},{"v":1225,"d":"1,225.0"},null,"EPA/CAMD","EPA/CAMD","EPA/CAMD","EPA/CAMD","EPA/CAMD","EPA/CAMD",{"$nulls":4},1971]
[28508,2020,"WI","West Marinette",4076,"31B","GT","OP","Yes","CSNOX,CSOSG2,CSSO2G1","CT",null,"NG",{"v":127,"d":"127.0"},{"v":19959.146484375,"d":"19,959"},{"v":11069.4541015625,"d":"11,069"},{"v":3.42000007629395,"d":"3.4"},{"v":1.95299994945526,"d":"2.0"},{"v":0,"d":"0.0"},{"v":1186,"d":"1,186.0"},null,"EPA/CAMD","EPA/CAMD","EPA/CAMD","EPA/CAMD","EPA/CAMD","EPA/CAMD",{"$nulls":4},1971]
[28509,2020,"WI","West Marinette",4076,"32A","GT","OP","Yes","CSNOX,CSOSG2,CSSO2G1","CT",null,"NG",{"v":83,"d":"83.0"},{"v":14706.2314453125,"d":"14,706"},{"v":11313.1337890625,"d":"11,313"},{"v":2.78200006484985,"d":"2.8"},{"v":2.16499996185303,"d":"2.2"},{"v":0,"d":"0.0"},{"v":873.900024414063,"d":"873.9"},null,"EPA/CAMD","EPA/CAMD","EPA/CAMD","EPA/CAMD","EPA/CAMD","EPA/CAMD",{"$nulls":4},1973]
[28510,2020,"WI","West Marinette",4076,"32B","GT","OP","Yes","CSNOX,CSOSG2,CSSO2G1","CT",null,"NG",{"v":82,"d":"82.0"},{"v":13890.740234375,"d":"13,891"},{"v":10694.6708984375,"d":"10,695"},{"v":2.23300004005432,"d":"2.2"},{"v":1.71099996566772,"d":"1.7"},{"v":0,"d":"0.0"},825.5,null,"EPA/CAMD","EPA/CAMD","EPA/CAMD","EPA/CAMD","EPA/CAMD","EPA/CAMD",{"$nulls":4},1973]
[28511,2020,"WI","West Riverside Energy Center",64020,"CTG3","CT",{"$nulls":5},"NG",null,{"v":6279075,"d":"6,279,075"},{"v":3620581.5,"d":"3,620,582"},{"v":945.252990722656,"d":"945.3"},{"v":535.68701171875,"d":"535.7"},{"v":10.0340003967285,"d":"10.0"},{"v":366977.59375,"d":"366,977.6"},null,"EIA Unit-level Data","EIA Unit-Level Data","Estimated using emissions factor","Estimated using emissions factor","Estimated using emissions factor","Estimated using emissions factor"]
[28512,2020,"WI","West Riverside Energy Center",64020,"CTG4","CT",{"$nulls":5},"NG",null,{"v":7691772,"d":"7,691,772"},{"v":4296757.5,"d":"4,296,758"},{"v":1157.92004394531,"d":"1,157.9"},{"v":656.208984375,"d":"656.2"},{"v":12.2915000915527,"d":"12.3"},{"v":449542,"d":"449,542.0"},null,"EIA Unit-level Data","EIA Unit-Level Data","Estimated using emissions factor","Estimated using emissions factor","Estimated using emissions factor","Estimated using emissions factor"]
[28513,2020,"WI","West Riverside Energy Center",64020,"STG2","CA",{"$nulls":5},"NG",null,0,0,{"v":0,"d":"0.0"},{"v":0,"d":"0.0"},{"v":0,"d":"0.0"},{"v":0,"d":"0.0"},null,"EIA Unit-level Data","EIA Unit-Level Data","Estimated using emissions factor","Estimated using emissions factor","Estimated using emissions factor","Estimated using emissions factor"]
[28514,2020,"WI","West Riverside Energy Center",64020,"PV1","PV","U",{"$nulls":4},"SUN"]
[28515,2020,"WI","Weston",4078,"2","ST","OP","Yes","ARP,CSNOX,CSOSG2,CSSO2G1","WALL",1,"NG",{"v":59,"d":"59.0"},{"v":8058.00390625,"d":"8,058"},{"v":8058.00390625,"d":"8,058"},{"v":0.328000009059906,"d":"0.3"},{"v":0.328000009059906,"d":"0.3"},{"v":0,"d":"0.0"},{"v":477.799987792969,"d":"477.8"},null,"EPA/CAMD","EPA/CAMD","EPA/CAMD","EPA/CAMD","EPA/CAMD","EPA/CAMD",null,null,"OFA",null,1960]
[28516,2020,"WI","Weston",4078,"3","ST","OP","Yes","ARP,CSNOX,CSOSG2,CSSO2G1,MATS","TANGENTIAL",1,"SUB",{"v":4967,"d":"4,967.0"},{"v":10266246,"d":"10,266,246"},{"v":4434853,"d":"4,434,853"},{"v":304.825012207031,"d":"304.8"},{"v":129.123001098633,"d":"129.1"},{"v":49.9000015258789,"d":"49.9"},{"v":1071775.25,"d":"1,071,775.3"},{"v":0.00999999977648258,"d":"0.0"},"EPA/CAMD","EPA/CAMD","EPA/CAMD","EPA/CAMD","EPA/CAMD","EPA/CAMD","EPA/CAMD","O","LNC1,LNC2",null,1981]
[28517,2020,"WI","Weston",4078,"32A","GT","OP","Yes","CSNOX,CSOSG2,CSSO2G1","CT",null,"NG",{"v":8,"d":"8.0"},{"v":760.203979492188,"d":"760"},{"v":54.0050010681152,"d":"54"},{"v":0.150999993085861,"d":"0.2"},{"v":0.0820000022649765,"d":"0.1"},{"v":0,"d":"0.0"},{"v":45.0999984741211,"d":"45.1"},null,"EPA/CAMD","EIA Prime Mover-level Data","EPA/CAMD","Estimated using emissions factor","EPA/CAMD","EPA/CAMD",{"$nulls":4},1973]
[28518,2020,"WI","Weston",4078,"32B","GT","OP","Yes","CSNOX,CSOSG2,CSSO2G1","CT",null,"NG",{"v":40,"d":"40.0"},{"v":5905.52783203125,"d":"5,906"},{"v":4505.9951171875,"d":"4,506"},{"v":1.12199997901917,"d":"1.1"},{"v":0.861000001430511,"d":"0.9"},{"v":0,"d":"0.0"},{"v":351.100006103516,"d":"351.1"},null,"EPA/CAMD","EPA/CAMD","EPA/CAMD","EPA/CAMD","EPA/CAMD","EPA/CAMD",{"$nulls":4},1973]
[28519,2020,"WI","Weston",4078,"4","ST","OP","Yes","ARP,CSNOX,CSOSG2,CSSO2G1,MATS","WALL",1,"SUB",{"v":7366,"d":"7,366.0"},{"v":28158236,"d":"28,158,236"},{"v":14819390,"d":"14,819,390"},{"v":755.830017089844,"d":"755.8"},{"v":400.878997802734,"d":"400.9"},{"v":538.599975585938,"d":"538.6"},{"v":2952608.5,"d":"2,952,608.5"},{"v":7.51000022888184,"d":"7.5"},"EPA/CAMD","EPA/CAMD","EPA/CAMD","EPA/CAMD","EPA/CAMD","EPA/CAMD","EPA/CAMD","DL","SCR","Yes",2008]
[28520,2020,"WI","Wheaton Generating Plant",4014,"1","GT","OP","Yes","CSNOX,CSOSG2,CSSO2G1","CT",null,"NG",{"v":269,"d":"269.0"},{"v":111003.5,"d":"111,004"},{"v":78201.203125,"d":"78,201"},{"v":16.6480007171631,"d":"16.6"},{"v":11.5349998474121,"d":"11.5"},{"v":0.200000002980232,"d":"0.2"},{"v":6487.546875,"d":"6,487.5"},null,"EPA/CAMD","EPA/CAMD","EPA/CAMD","EPA/CAMD","EPA/CAMD","Estimated using emissions factor",{"$nulls":4},1972]
[28521,2020,"WI","Wheaton Generating Plant",4014,"2","GT","OP","Yes","CSNOX,CSOSG2,CSSO2G1","CT",null,"NG",{"v":305,"d":"305.0"},{"v":130907.796875,"d":"130,908"},{"v":100017.3984375,"d":"100,017"},{"v":22.3850002288818,"d":"22.4"},{"v":17.1030006408691,"d":"17.1"},{"v":0,"d":"0.0"},{"v":7650.84521484375,"d":"7,650.8"},null,"EPA/CAMD","EPA/CAMD","EPA/CAMD","EPA/CAMD","EPA/CAMD","Estimated using emissions factor",{"$nulls":4},1972]
[28522,2020,"WI","Wheaton Generating Plant",4014,"3","GT","OP","Yes","CSNOX,CSOSG2,CSSO2G1","CT",null,"NG",{"v":293,"d":"293.0"},{"v":122510.6015625,"d":"122,511"},{"v":96441.1015625,"d":"96,441"},{"v":18.1259994506836,"d":"18.1"},{"v":14.2250003814697,"d":"14.2"},{"v":0.100000001490116,"d":"0.1"},{"v":7160.07421875,"d":"7,160.1"},null,"EPA/CAMD","EPA/CAMD","EPA/CAMD","EPA/CAMD","EPA/CAMD","Estimated using emissions factor",{"$nulls":4},1972]
[28523,2020,"WI","Wheaton Generating Plant",4014,"4","GT","OP","Yes","CSNOX,CSOSG2,CSSO2G1","CT",null,"NG",{"v":358,"d":"358.0"},{"v":149790.203125,"d":"149,790"},{"v":122355.6015625,"d":"122,356"},{"v":22.113000869751,"d":"22.1"},{"v":18.0470008850098,"d":"18.0"},{"v":0.100000001490116,"d":"0.1"},{"v":8754.41796875,"d":"8,754.4"},null,"EPA/CAMD","EPA/CAMD","EPA/CAMD","EPA/CAMD","EPA/CAMD","Estimated using emissions factor",{"$nulls":4},1972]
[28524,2020,"WI","Wheaton Generating Plant",4014,"5","GT","OP","Yes","CSNOX,CSOSG2,CSSO2G1","CT",null,"DFO",{"v":0,"d":"0.0"},{"$nulls":17},1972]
[28525,2020,"WI","Wheaton Generating Plant",4014,"6","GT","OP","Yes","CSNOX,CSOSG2,CSSO2G1","CT",null,"DFO",{"v":17,"d":"17.0"},{"v":5068.89990234375,"d":"5,069"},{"v":3243.80004882813,"d":"3,244"},{"v":3.04099988937378,"d":"3.0"},{"v":1.94599997997284,"d":"1.9"},{"v":1.29999995231628,"d":"1.3"},{"v":413.941009521484,"d":"413.9"},null,"EPA/CAMD","EPA/CAMD","EPA/CAMD","EPA/CAMD","EPA/CAMD","Estimated using emissions factor",{"$nulls":4},1972]
[28526,2020,"WI","Wheaton Solar",60203,"1","PV","CN",{"$nulls":4},"SUN"]
[28527,2020,"WI","Whistling Winds DPC Solar",60895,"PV1","PV","OP",{"$nulls":4},"SUN",null,{"v":26326,"d":"26,326"},{"v":15755,"d":"15,755"},{"$nulls":5},"EIA Prime Mover-level Data","EIA Prime Mover-level Data"]
[28528,2020,"WI","White River (WI)",3989,"1","HY","OP",{"$nulls":4},"WAT",null,{"v":27077.5,"d":"27,078"},{"v":11157.5,"d":"11,158"},{"$nulls":5},"EIA Prime Mover-level Data","EIA Prime Mover-level Data"]
[28529,2020,"WI","White River (WI)",3989,"2","HY","OP",{"$nulls":4},"WAT",null,{"v":27077.5,"d":"27,078"},{"v":11157.5,"d":"11,158"},{"$nulls":5},"EIA Prime Mover-level Data","EIA Prime Mover-level Data"]
[28530,2020,"WI","Whitewater Cogeneration Facility",55011,"01","CT","OP","Yes","ARP,CSNOX,CSOSG2,CSSO2G1","CC",null,"NG",{"v":4481,"d":"4,481.0"},{"v":7202001,"d":"7,202,001"},{"v":2755565,"d":"2,755,565"},{"v":60.6529998779297,"d":"60.7"},{"v":23.0049991607666,"d":"23.0"},{"v":2.20000004768372,"d":"2.2"},{"v":428152.09375,"d":"428,152.1"},null,"EPA/CAMD","EPA/CAMD","EPA/CAMD","EPA/CAMD","EPA/CAMD","EPA/CAMD",null,null,"SCR",null,1997]
[28531,2020,"WI","Whiting",3975,"1","HY","OS",{"$nulls":4},"WAT",null,{"v":58831.05859375,"d":"58,831"},{"v":24242.1171875,"d":"24,242"},{"$nulls":5},"EIA Prime Mover-level Data","EIA Prime Mover-level Data"]
[28532,2020,"WI","Whiting",3975,"10","HY","OP",{"$nulls":4},"WAT",null,{"v":14707.7646484375,"d":"14,708"},{"v":6060.52880859375,"d":"6,061"},{"$nulls":5},"EIA Prime Mover-level Data","EIA Prime Mover-level Data"]
[28533,2020,"WI","Whiting",3975,"2","HY","OP",{"$nulls":4},"WAT",null,{"v":24512.94140625,"d":"24,513"},{"v":10100.8828125,"d":"10,101"},{"$nulls":5},"EIA Prime Mover-level Data","EIA Prime Mover-level Data"]
[28534,2020,"WI","Whiting",3975,"3","HY","OS",{"$nulls":4},"WAT",null,{"v":24512.94140625,"d":"24,513"},{"v":10100.8828125,"d":"10,101"},{"$nulls":5},"EIA Prime Mover-level Data","EIA Prime Mover-level Data"]
[28535,2020,"WI","Whiting",3975,"4","HY","OP",{"$nulls":4},"WAT",null,{"v":24512.94140625,"d":"24,513"},{"v":10100.8828125,"d":"10,101"},{"$nulls":5},"EIA Prime Mover-level Data","EIA Prime Mover-level Data"]
[28536,2020,"WI","Whiting",3975,"5","HY","OP",{"$nulls":4},"WAT",null,{"v":24512.94140625,"d":"24,513"},{"v":10100.8828125,"d":"10,101"},{"$nulls":5},"EIA Prime Mover-level Data","EIA Prime Mover-level Data"]
[28537,2020,"WI","Whiting",3975,"6","HY","OP",{"$nulls":4},"WAT",null,{"v":24512.94140625,"d":"24,513"},{"v":10100.8828125,"d":"10,101"},{"$nulls":5},"EIA Prime Mover-level Data","EIA Prime Mover-level Data"]
[28538,2020,"WI","Whiting",3975,"7","HY","OP",{"$nulls":4},"WAT",null,{"v":24512.94140625,"d":"24,513"},{"v":10100.8828125,"d":"10,101"},{"$nulls":5},"EIA Prime Mover-level Data","EIA Prime Mover-level Data"]
[28539,2020,"WI","Whiting",3975,"8","HY","OP",{"$nulls":4},"WAT",null,{"v":14707.7646484375,"d":"14,708"},{"v":6060.52880859375,"d":"6,061"},{"$nulls":5},"EIA Prime Mover-level Data","EIA Prime Mover-level Data"]
[28540,2020,"WI","Whiting",3975,"9","HY","OP",{"$nulls":4},"WAT",null,{"v":14707.7646484375,"d":"14,708"},{"v":6060.52880859375,"d":"6,061"},{"$nulls":5},"EIA Prime Mover-level Data","EIA Prime Mover-level Data"]
[28541,2020,"WI","Whiting Mill",10476,"GEN4","ST","RE",{"$nulls":4},"SUB"]
[28542,2020,"WI","Wind Turbine",7886,"1","WT","OP",{"$nulls":4},"WND",null,{"v":153905,"d":"153,905"},{"v":48264,"d":"48,264"},{"$nulls":5},"EIA Prime Mover-level Data","EIA Prime Mover-level Data"]
[28543,2020,"WI","Winnebago County Landfill Gas",50936,"EG1","IC","RE",{"$nulls":4},"LFG"]
[28544,2020,"WI","Winnebago County Landfill Gas",50936,"EG2","IC","RE",{"$nulls":4},"LFG"]
[28545,2020,"WI","Winnebago County Landfill Gas",50936,"EG2R","IC","OP",{"$nulls":4},"LFG",null,{"v":30746.923828125,"d":"30,747"},{"v":12176.4619140625,"d":"12,176"},{"v":22.2910003662109,"d":"22.3"},{"v":8.82800006866455,"d":"8.8"},{"v":0.691799998283386,"d":"0.7"},{"v":1952.42297363281,"d":"1,952.4"},null,"EIA Prime Mover-level Data","EIA Prime Mover-level Data","Estimated using emissions factor","Estimated using emissions factor","Estimated using emissions factor","Estimated using emissions factor"]
[28546,2020,"WI","Winnebago County Landfill Gas",50936,"EG3","IC","OP",{"$nulls":4},"LFG",null,{"v":46120.3828125,"d":"46,120"},{"v":18264.69140625,"d":"18,265"},{"v":33.4360008239746,"d":"33.4"},{"v":13.2419996261597,"d":"13.2"},{"v":1.03770005702972,"d":"1.0"},{"v":2928.63500976563,"d":"2,928.6"},null,"EIA Prime Mover-level Data","EIA Prime Mover-level Data","Estimated using emissions factor","Estimated using emissions factor","Estimated using emissions factor","Estimated using emissions factor"]
[28547,2020,"WI","Winnebago County Landfill Gas",50936,"EG4","IC","OP",{"$nulls":4},"LFG",null,{"v":51244.87109375,"d":"51,245"},{"v":20294.103515625,"d":"20,294"},{"v":37.1520004272461,"d":"37.2"},{"v":14.7130002975464,"d":"14.7"},{"v":1.15299999713898,"d":"1.2"},{"v":3254.0390625,"d":"3,254.0"},null,"EIA Prime Mover-level Data","EIA Prime Mover-level Data","Estimated using emissions factor","Estimated using emissions factor","Estimated using emissions factor","Estimated using emissions factor"]
[28548,2020,"WI","Winnebago County Landfill Gas",50936,"EG5","IC","OP",{"$nulls":4},"LFG",null,{"v":71742.8203125,"d":"71,743"},{"v":28411.744140625,"d":"28,412"},{"v":52.0120010375977,"d":"52.0"},{"v":20.5979995727539,"d":"20.6"},{"v":1.61419999599457,"d":"1.6"},{"v":4555.65380859375,"d":"4,555.7"},null,"EIA Prime Mover-level Data","EIA Prime Mover-level Data","Estimated using emissions factor","Estimated using emissions factor","Estimated using emissions factor","Estimated using emissions factor"]
[28549,2020,"WI","Winnebago County Landfill Gas",50936,"EG6","IC","CN",{"$nulls":4},"LFG"]
[28550,2020,"WI","Winter",8013,"IC 1","IC","OP",{"$nulls":4},"DFO",null,45,24,{"v":0.0700000002980232,"d":"0.1"},{"v":0.0370000004768372,"d":"0.0"},{"v":0.00650000013411045,"d":"0.0"},{"v":3.67499995231628,"d":"3.7"},null,"EIA Prime Mover-level Data","EIA Prime Mover-level Data","Estimated using emissions factor","Estimated using emissions factor","Estimated using emissions factor","Estimated using emissions factor"]
[28551,2020,"WI","Winter",8013,"IC 2","IC","OP",{"$nulls":4},"DFO",null,45,24,{"v":0.0700000002980232,"d":"0.1"},{"v":0.0370000004768372,"d":"0.0"},{"v":0.00650000013411045,"d":"0.0"},{"v":3.67499995231628,"d":"3.7"},null,"EIA Prime Mover-level Data","EIA Prime Mover-level Data","Estimated using emissions factor","Estimated using emissions factor","Estimated using emissions factor","Estimated using emissions factor"]
[28552,2020,"WI","Wisconsin Rapids",3974,"1","HY","OP",{"$nulls":4},"WAT",null,{"v":132214.453125,"d":"132,214"},{"v":54480.46484375,"d":"54,480"},{"$nulls":5},"EIA Prime Mover-level Data","EIA Prime Mover-level Data"]
[28553,2020,"WI","Wisconsin Rapids",3974,"10","HY","OP",{"$nulls":4},"WAT",null,{"v":34490.7265625,"d":"34,491"},{"v":14212.2958984375,"d":"14,212"},{"$nulls":5},"EIA Prime Mover-level Data","EIA Prime Mover-level Data"]
[28554,2020,"WI","Wisconsin Rapids",3974,"2","HY","OP",{"$nulls":4},"WAT",null,{"v":132214.453125,"d":"132,214"},{"v":54480.46484375,"d":"54,480"},{"$nulls":5},"EIA Prime Mover-level Data","EIA Prime Mover-level Data"]
[28555,2020,"WI","Wisconsin Rapids",3974,"3","HY","OP",{"$nulls":4},"WAT",null,{"v":34490.7265625,"d":"34,491"},{"v":14212.2958984375,"d":"14,212"},{"$nulls":5},"EIA Prime Mover-level Data","EIA Prime Mover-level Data"]
[28556,2020,"WI","Wisconsin Rapids",3974,"4","HY","OP",{"$nulls":4},"WAT",null,{"v":34490.7265625,"d":"34,491"},{"v":14212.2958984375,"d":"14,212"},{"$nulls":5},"EIA Prime Mover-level Data","EIA Prime Mover-level Data"]
[28557,2020,"WI","Wisconsin Rapids",3974,"5","HY","OP",{"$nulls":4},"WAT",null,{"v":34490.7265625,"d":"34,491"},{"v":14212.2958984375,"d":"14,212"},{"$nulls":5},"EIA Prime Mover-level Data","EIA Prime Mover-level Data"]
[28558,2020,"WI","Wisconsin Rapids",3974,"6","HY","OP",{"$nulls":4},"WAT",null,{"v":17245.36328125,"d":"17,245"},{"v":7106.14794921875,"d":"7,106"},{"$nulls":5},"EIA Prime Mover-level Data","EIA Prime Mover-level Data"]
[28559,2020,"WI","Wisconsin Rapids",3974,"7","HY","OP",{"$nulls":4},"WAT",null,{"v":34490.7265625,"d":"34,491"},{"v":14212.2958984375,"d":"14,212"},{"$nulls":5},"EIA Prime Mover-level Data","EIA Prime Mover-level Data"]
[28560,2020,"WI","Wisconsin Rapids",3974,"8","HY","OP",{"$nulls":4},"WAT",null,{"v":17245.36328125,"d":"17,245"},{"v":7106.14794921875,"d":"7,106"},{"$nulls":5},"EIA Prime Mover-level Data","EIA Prime Mover-level Data"]
[28561,2020,"WI","Wisconsin Rapids",3974,"9","HY","OP",{"$nulls":4},"WAT",null,{"v":34490.7265625,"d":"34,491"},{"v":14212.2958984375,"d":"14,212"},{"$nulls":5},"EIA Prime Mover-level Data","EIA Prime Mover-level Data"]
[28562,2020,"WI","Wisconsin Rapids Paper Mill",10466,"GEN1","ST","RE",{"$nulls":4},"PUR"]
[28563,2020,"WI","Wisconsin Rapids Paper Mill",10466,"GEN2","ST","OS",{"$nulls":4},"PUR",null,{"v":55059,"d":"55,059"},{"v":23203,"d":"23,203"},{"$nulls":5},"EIA Prime Mover-level Data","EIA Prime Mover-level Data"]
[28564,2020,"WI","Wisconsin Rapids Paper Mill",10466,"GEN3","ST","RE",{"$nulls":4},"PUR"]
[28565,2020,"WI","Wisconsin Rapids Pulp Mill",10477,"P1","ST","OP",{"$nulls":3},2,"SUB",null,{"v":1280520.875,"d":"1,280,521"},{"v":473420,"d":"473,420"},{"v":307.325012207031,"d":"307.3"},{"v":113.621002197266,"d":"113.6"},{"v":206.794998168945,"d":"206.8"},{"v":135308.3125,"d":"135,308.3"},null,"EIA Unit-level Data","EIA Unit-Level Data","Estimated based on unit-level NOx emission rates","Estimated based on unit-level NOx ozone season emission rates","Estimated using emissions factor and plant-specific sulfur content","Estimated using emissions factor"]
[28566,2020,"WI","Wisconsin Rapids Pulp Mill",10477,"P2","ST","OP",{"$nulls":3},2,"SUB",null,{"v":1226394,"d":"1,226,394"},{"v":464751.15625,"d":"464,751"},{"v":300.467010498047,"d":"300.5"},{"v":113.863998413086,"d":"113.9"},{"v":206.118392944336,"d":"206.1"},{"v":129711.7734375,"d":"129,711.8"},null,"EIA Unit-level Data","EIA Unit-Level Data","Estimated based on unit-level NOx emission rates","Estimated based on unit-level NOx ozone season emission rates","Estimated using emissions factor and plant-specific sulfur content","Estimated using emissions factor"]
[28567,2020,"WI","Wisconsin Rapids Pulp Mill",10477,"P3","ST","OP",{"$nulls":3},2,"NG",null,{"v":1698972.75,"d":"1,698,973"},{"v":447234.4375,"d":"447,234"},{"v":25.4850006103516,"d":"25.5"},{"v":6.70900011062622,"d":"6.7"},{"v":2.71499991416931,"d":"2.7"},{"v":99295.6640625,"d":"99,295.7"},null,"EIA Unit-level Data","EIA Unit-Level Data","Estimated based on unit-level NOx emission rates","Estimated based on unit-level NOx ozone season emission rates","Estimated using emissions factor and plant-specific sulfur content","Estimated using emissions factor"]
[28568,2020,"WI","Wisconsin Rapids Pulp Mill",10477,"R1","ST","OP",{"$nulls":3},2,"BLQ",null,{"v":1530771.125,"d":"1,530,771"},{"v":615720.9375,"d":"615,721"},99.5,{"v":40.0219993591309,"d":"40.0"},{"v":462.842987060547,"d":"462.8"},{"v":166349.359375,"d":"166,349.4"},null,"EIA Unit-level Data","EIA Unit-Level Data","Estimated based on unit-level NOx emission rates","Estimated based on unit-level NOx ozone season emission rates","Estimated using emissions factor and plant-specific sulfur content","Estimated using emissions factor"]
[28569,2020,"WI","Wisconsin Rapids Pulp Mill",10477,"R2","ST","OP",{"$nulls":3},2,"BLQ",null,{"v":1271526.125,"d":"1,271,526"},{"v":557363.3125,"d":"557,363"},{"v":82.6490020751953,"d":"82.6"},{"v":36.2290000915527,"d":"36.2"},{"v":416.644500732422,"d":"416.6"},{"v":137911.953125,"d":"137,912.0"},null,"EIA Unit-level Data","EIA Unit-Level Data","Estimated based on unit-level NOx emission rates","Estimated based on unit-level NOx ozone season emission rates","Estimated using emissions factor and plant-specific sulfur content","Estimated using emissions factor"]
[28570,2020,"WI","Wisconsin Rapids Pulp Mill",10477,"R3","ST","OP",{"$nulls":3},2,"BLQ",null,{"v":1286649.875,"d":"1,286,650"},{"v":542954.8125,"d":"542,955"},{"v":70.765998840332,"d":"70.8"},{"v":29.863000869751,"d":"29.9"},{"v":422.718292236328,"d":"422.7"},{"v":139088.265625,"d":"139,088.3"},null,"EIA Unit-level Data","EIA Unit-Level Data","Estimated based on unit-level NOx emission rates","Estimated based on unit-level NOx ozone season emission rates","Estimated using emissions factor and plant-specific sulfur content","Estimated using emissions factor"]
[28571,2020,"WI","Wissota",4015,"1","HY","OP",{"$nulls":4},"WAT",null,{"v":265860.90625,"d":"265,861"},{"v":109550.5546875,"d":"109,551"},{"$nulls":5},"EIA Prime Mover-level Data","EIA Prime Mover-level Data"]
[28572,2020,"WI","Wissota",4015,"2","HY","OP",{"$nulls":4},"WAT",null,{"v":341188.1875,"d":"341,188"},{"v":140589.890625,"d":"140,590"},{"$nulls":5},"EIA Prime Mover-level Data","EIA Prime Mover-level Data"]
[28573,2020,"WI","Wissota",4015,"3","HY","OP",{"$nulls":4},"WAT",null,{"v":265860.90625,"d":"265,861"},{"v":109550.5546875,"d":"109,551"},{"$nulls":5},"EIA Prime Mover-level Data","EIA Prime Mover-level Data"]
[28574,2020,"WI","Wissota",4015,"4","HY","OP",{"$nulls":4},"WAT",null,{"v":341188.1875,"d":"341,188"},{"v":140589.890625,"d":"140,590"},{"$nulls":5},"EIA Prime Mover-level Data","EIA Prime Mover-level Data"]
[28575,2020,"WI","Wissota",4015,"5","HY","OP",{"$nulls":4},"WAT",null,{"v":265860.90625,"d":"265,861"},{"v":109550.5546875,"d":"109,551"},{"$nulls":5},"EIA Prime Mover-level Data","EIA Prime Mover-level Data"]
[28576,2020,"WI","Wissota",4015,"6","HY","OP",{"$nulls":4},"WAT",null,{"v":265860.90625,"d":"265,861"},{"v":109550.5546875,"d":"109,551"},{"$nulls":5},"EIA Prime Mover-level Data","EIA Prime Mover-level Data"]
[28577,2020,"WI","WPPI Hartford DG",56266,"1","IC","RE",{"$nulls":4},"DFO",null,30,0,{"v":0.0469999983906746,"d":"0.0"},{"v":0,"d":"0.0"},{"v":0.00439999997615814,"d":"0.0"},{"v":2.45000004768372,"d":"2.5"},null,"EIA Prime Mover-level Data","EIA Prime Mover-level Data","Estimated using emissions factor","Estimated using emissions factor","Estimated using emissions factor","Estimated using emissions factor"]
[28578,2020,"WV","AEP Milton NaS",59995,"1","BA","OP",{"$nulls":4},"MWH",null,0,0,{"$nulls":5},"EIA Prime Mover-level Data","EIA Prime Mover-level Data"]
[28579,2020,"WV","Axiall Corporation Natrium Plant",50491,"001","ST","OP","Yes","SIPNOX","WALL",null,"NG",{"v":8078,"d":"8,078.0"},{"v":3072022,"d":"3,072,022"},{"v":1366793.875,"d":"1,366,794"},{"v":116.249000549316,"d":"116.2"},{"v":48.8880004882813,"d":"48.9"},{"v":4.35179996490479,"d":"4.4"},{"v":179542.875,"d":"179,542.9"},null,"EPA/CAMD","EPA/CAMD","EPA/CAMD","EPA/CAMD","Estimated using emissions factor","Estimated using emissions factor",null,null,"LNBO",null,1952]
[28580,2020,"WV","Axiall Corporation Natrium Plant",50491,"002","ST","OP","Yes","SIPNOX","WALL",null,"NG",{"v":0,"d":"0.0"},{"$nulls":15},"LNBO",null,1980]
[28581,2020,"WV","Axiall Corporation Natrium Plant",50491,"003","ST","OP","Yes","SIPNOX","WALL",null,"NG",{"v":8431,"d":"8,431.0"},{"v":7674915,"d":"7,674,915"},{"v":3041512.25,"d":"3,041,512"},{"v":438.606994628906,"d":"438.6"},{"v":163.059997558594,"d":"163.1"},{"v":10.8723001480103,"d":"10.9"},{"v":454966.8125,"d":"454,966.8"},null,"EPA/CAMD","EPA/CAMD","EPA/CAMD","EPA/CAMD","Estimated using emissions factor","EPA/CAMD",null,null,"LNBO",null,1966]
[28582,2020,"WV","Bedington Energy Facility, LLC",64848,"BEF1","PV","L",{"$nulls":4},"SUN"]
[28583,2020,"WV","Beech Ridge Energy LLC",57151,"GEN1","WT","OP",{"$nulls":4},"WND",null,{"v":2445237,"d":"2,445,237"},{"v":709481,"d":"709,481"},{"$nulls":5},"EIA Prime Mover-level Data","EIA Prime Mover-level Data"]
[28584,2020,"WV","Beech Ridge Energy Storage",60390,"BRES","BA","OP",{"$nulls":4},"MWH",null,0,0,{"$nulls":5},"EIA Prime Mover-level Data","EIA Prime Mover-level Data"]
[28585,2020,"WV","Beech Ridge II Wind Energy Center",62482,"GEN1","WT","OP",{"$nulls":4},"WND",null,{"v":963048,"d":"963,048"},{"v":467961,"d":"467,961"},{"$nulls":5},"EIA Prime Mover-level Data","EIA Prime Mover-level Data"]
[28586,2020,"WV","Belleville Dam",7594,"1","HY","OP",{"$nulls":4},"WAT",null,{"v":943018.5,"d":"943,019"},{"v":321256,"d":"321,256"},{"$nulls":5},"EIA Prime Mover-level Data","EIA Prime Mover-level Data"]
[28587,2020,"WV","Belleville Dam",7594,"2","HY","OP",{"$nulls":4},"WAT",null,{"v":943018.5,"d":"943,019"},{"v":321256,"d":"321,256"},{"$nulls":5},"EIA Prime Mover-level Data","EIA Prime Mover-level Data"]
[28588,2020,"WV","Big Sandy Peaker Plant",55284,"GS01","GT","OP","Yes","ARP,CSNOX,CSOSG2,CSSO2G1","CT",null,"NG",{"v":1434,"d":"1,434.0"},{"v":224803.90625,"d":"224,804"},{"v":106718.296875,"d":"106,718"},{"v":25.3209991455078,"d":"25.3"},{"v":11.3319997787476,"d":"11.3"},{"v":0.100000001490116,"d":"0.1"},{"v":13270.099609375,"d":"13,270.1"},null,"EPA/CAMD","EPA/CAMD","EPA/CAMD","EPA/CAMD","EPA/CAMD","EPA/CAMD",null,null,"H2O",null,2001]
[28589,2020,"WV","Big Sandy Peaker Plant",55284,"GS02","GT","OP","Yes","ARP,CSNOX,CSOSG2,CSSO2G1","CT",null,"NG",{"v":1490,"d":"1,490.0"},{"v":237436,"d":"237,436"},{"v":118929.796875,"d":"118,930"},{"v":23.1940002441406,"d":"23.2"},{"v":11.2239999771118,"d":"11.2"},{"v":0.100000001490116,"d":"0.1"},{"v":14018.5,"d":"14,018.5"},null,"EPA/CAMD","EPA/CAMD","EPA/CAMD","EPA/CAMD","EPA/CAMD","EPA/CAMD",null,null,"H2O",null,2001]
[28590,2020,"WV","Big Sandy Peaker Plant",55284,"GS03","GT","OP","Yes","ARP,CSNOX,CSOSG2,CSSO2G1","CT",null,"NG",{"v":1521,"d":"1,521.0"},{"v":224159,"d":"224,159"},{"v":131995.203125,"d":"131,995"},{"v":24.3600006103516,"d":"24.4"},{"v":13.0089998245239,"d":"13.0"},{"v":0.100000001490116,"d":"0.1"},{"v":13228.2001953125,"d":"13,228.2"},null,"EPA/CAMD","EPA/CAMD","EPA/CAMD","EPA/CAMD","EPA/CAMD","EPA/CAMD",null,null,"H2O",null,2001]
[28591,2020,"WV","Big Sandy Peaker Plant",55284,"GS04","GT","OP","Yes","ARP,CSNOX,CSOSG2,CSSO2G1","CT",null,"NG",{"v":1439,"d":"1,439.0"},{"v":223961.703125,"d":"223,962"},{"v":132888.5,"d":"132,889"},{"v":24.2689990997314,"d":"24.3"},{"v":12.8129997253418,"d":"12.8"},{"v":0.100000001490116,"d":"0.1"},{"v":13223.099609375,"d":"13,223.1"},null,"EPA/CAMD","EPA/CAMD","EPA/CAMD","EPA/CAMD","EPA/CAMD","EPA/CAMD",null,null,"H2O",null,2001]
[28592,2020,"WV","Big Sandy Peaker Plant",55284,"GS05","GT","OP","Yes","ARP,CSNOX,CSOSG2,CSSO2G1","CT",null,"NG",{"v":1292,"d":"1,292.0"},{"v":189793.296875,"d":"189,793"},{"v":128717.796875,"d":"128,718"},{"v":36.8549995422363,"d":"36.9"},{"v":27.1140003204346,"d":"27.1"},{"v":0.100000001490116,"d":"0.1"},{"v":11202.900390625,"d":"11,202.9"},null,"EPA/CAMD","EPA/CAMD","EPA/CAMD","EPA/CAMD","EPA/CAMD","EPA/CAMD",null,null,"H2O",null,2001]
[28593,2020,"WV","Big Sandy Peaker Plant",55284,"GS06","GT","OP","Yes","ARP,CSNOX,CSOSG2,CSSO2G1","CT",null,"NG",{"v":1328,"d":"1,328.0"},{"v":180459.90625,"d":"180,460"},{"v":123758.3984375,"d":"123,758"},{"v":24.1040000915527,"d":"24.1"},{"v":14.625,"d":"14.6"},{"v":0.100000001490116,"d":"0.1"},{"v":10649.599609375,"d":"10,649.6"},null,"EPA/CAMD","EPA/CAMD","EPA/CAMD","EPA/CAMD","EPA/CAMD","EPA/CAMD",null,null,"H2O",null,2001]
[28594,2020,"WV","Big Sandy Peaker Plant",55284,"GS07","GT","OP","Yes","ARP,CSNOX,CSOSG2,CSSO2G1","CT",null,"NG",{"v":1357,"d":"1,357.0"},{"v":205500.90625,"d":"205,501"},{"v":144466.796875,"d":"144,467"},{"v":25.246000289917,"d":"25.2"},{"v":16.7290000915527,"d":"16.7"},{"v":0.100000001490116,"d":"0.1"},{"v":12131.099609375,"d":"12,131.1"},null,"EPA/CAMD","EPA/CAMD","EPA/CAMD","EPA/CAMD","EPA/CAMD","EPA/CAMD",null,null,"H2O",null,2001]
[28595,2020,"WV","Big Sandy Peaker Plant",55284,"GS08","GT","OP","Yes","ARP,CSNOX,CSOSG2,CSSO2G1","CT",null,"NG",{"v":1295,"d":"1,295.0"},{"v":194721.40625,"d":"194,721"},{"v":140999.59375,"d":"141,000"},{"v":25.3859996795654,"d":"25.4"},{"v":18.0030002593994,"d":"18.0"},{"v":0.100000001490116,"d":"0.1"},{"v":11495.7001953125,"d":"11,495.7"},null,"EPA/CAMD","EPA/CAMD","EPA/CAMD","EPA/CAMD","EPA/CAMD","EPA/CAMD",null,null,"H2O",null,2001]
[28596,2020,"WV","Big Sandy Peaker Plant",55284,"GS09","GT","OP","Yes","ARP,CSNOX,CSOSG2,CSSO2G1","CT",null,"NG",{"v":1610,"d":"1,610.0"},{"v":260058.203125,"d":"260,058"},{"v":178211.703125,"d":"178,212"},{"v":29.6550006866455,"d":"29.7"},{"v":19.1749992370605,"d":"19.2"},{"v":0.100000001490116,"d":"0.1"},{"v":15341.400390625,"d":"15,341.4"},null,"EPA/CAMD","EPA/CAMD","EPA/CAMD","EPA/CAMD","EPA/CAMD","EPA/CAMD",null,null,"H2O",null,2001]
[28597,2020,"WV","Big Sandy Peaker Plant",55284,"GS10","GT","OP","Yes","ARP,CSNOX,CSOSG2,CSSO2G1","CT",null,"NG",{"v":1579,"d":"1,579.0"},{"v":243701.09375,"d":"243,701"},{"v":167891.703125,"d":"167,892"},{"v":26.6350002288818,"d":"26.6"},{"v":17.2439994812012,"d":"17.2"},{"v":0.100000001490116,"d":"0.1"},{"v":14387.400390625,"d":"14,387.4"},null,"EPA/CAMD","EPA/CAMD","EPA/CAMD","EPA/CAMD","EPA/CAMD","EPA/CAMD",null,null,"H2O",null,2001]
[28598,2020,"WV","Big Sandy Peaker Plant",55284,"GS11","GT","OP","Yes","ARP,CSNOX,CSOSG2,CSSO2G1","CT",null,"NG",{"v":1479,"d":"1,479.0"},{"v":244390.5,"d":"244,391"},{"v":175945.09375,"d":"175,945"},{"v":30.1259994506836,"d":"30.1"},{"v":20.7649993896484,"d":"20.8"},{"v":0.100000001490116,"d":"0.1"},{"v":14422.7001953125,"d":"14,422.7"},null,"EPA/CAMD","EPA/CAMD","EPA/CAMD","EPA/CAMD","EPA/CAMD","EPA/CAMD",null,null,"H2O",null,2001]
[28599,2020,"WV","Big Sandy Peaker Plant",55284,"GS12","GT","OP","Yes","ARP,CSNOX,CSOSG2,CSSO2G1","CT",null,"NG",{"v":1531,"d":"1,531.0"},{"v":258503.90625,"d":"258,504"},{"v":181140.703125,"d":"181,141"},{"v":31.4360008239746,"d":"31.4"},{"v":20.0410003662109,"d":"20.0"},{"v":0.100000001490116,"d":"0.1"},{"v":15254.2001953125,"d":"15,254.2"},null,"EPA/CAMD","EPA/CAMD","EPA/CAMD","EPA/CAMD","EPA/CAMD","EPA/CAMD",null,null,"H2O",null,2001]
[28600,2020,"WV","Black Rock Wind",64433,"BRW","WT","U",{"$nulls":4},"WND"]
[28601,2020,"WV","Ceredo Generating Station",55276,"01","GT","OP","Yes","ARP,CSNOX,CSOSG2,CSSO2G1","CT",null,"NG",{"v":340,"d":"340.0"},{"v":228331.796875,"d":"228,332"},{"v":130082.703125,"d":"130,083"},{"v":3.82100009918213,"d":"3.8"},{"v":2.23200011253357,"d":"2.2"},{"v":0.100000001490116,"d":"0.1"},{"v":13470.900390625,"d":"13,470.9"},null,"EPA/CAMD","EPA/CAMD","EPA/CAMD","EPA/CAMD","EPA/CAMD","EPA/CAMD",null,null,"CM",null,2001]
[28602,2020,"WV","Ceredo Generating Station",55276,"02","GT","OP","Yes","ARP,CSNOX,CSOSG2,CSSO2G1","CT",null,"NG",{"v":329,"d":"329.0"},{"v":224268.40625,"d":"224,268"},{"v":126536.6015625,"d":"126,537"},{"v":3.70600008964539,"d":"3.7"},{"v":2.05999994277954,"d":"2.1"},{"v":0.100000001490116,"d":"0.1"},{"v":13231.099609375,"d":"13,231.1"},null,"EPA/CAMD","EPA/CAMD","EPA/CAMD","EPA/CAMD","EPA/CAMD","EPA/CAMD",null,null,"CM",null,2001]
[28603,2020,"WV","Ceredo Generating Station",55276,"03","GT","OP","Yes","ARP,CSNOX,CSOSG2,CSSO2G1","CT",null,"NG",{"v":332,"d":"332.0"},{"v":226470.203125,"d":"226,470"},{"v":126083.703125,"d":"126,084"},{"v":4.01200008392334,"d":"4.0"},{"v":2.06200003623962,"d":"2.1"},{"v":0.100000001490116,"d":"0.1"},{"v":13361.2998046875,"d":"13,361.3"},null,"EPA/CAMD","EPA/CAMD","EPA/CAMD","EPA/CAMD","EPA/CAMD","EPA/CAMD",null,null,"CM",null,2001]
[28604,2020,"WV","Ceredo Generating Station",55276,"04","GT","OP","Yes","ARP,CSNOX,CSOSG2,CSSO2G1","CT",null,"NG",{"v":346,"d":"346.0"},{"v":238678,"d":"238,678"},{"v":130211.203125,"d":"130,211"},{"v":3.90599989891052,"d":"3.9"},{"v":2.15100002288818,"d":"2.2"},{"v":0.100000001490116,"d":"0.1"},{"v":14081,"d":"14,081.0"},null,"EPA/CAMD","EPA/CAMD","EPA/CAMD","EPA/CAMD","EPA/CAMD","EPA/CAMD",null,null,"CM",null,2001]
[28605,2020,"WV","Ceredo Generating Station",55276,"05","GT","OP","Yes","ARP,CSNOX,CSOSG2,CSSO2G1","CT",null,"NG",{"v":314,"d":"314.0"},{"v":215727.203125,"d":"215,727"},{"v":110272.3984375,"d":"110,272"},{"v":3.55800008773804,"d":"3.6"},{"v":1.80099999904633,"d":"1.8"},{"v":0.100000001490116,"d":"0.1"},{"v":12727.2001953125,"d":"12,727.2"},null,"EPA/CAMD","EPA/CAMD","EPA/CAMD","EPA/CAMD","EPA/CAMD","EPA/CAMD",null,null,"CM",null,2001]
[28606,2020,"WV","Ceredo Generating Station",55276,"06","GT","OP","Yes","ARP,CSNOX,CSOSG2,CSSO2G1","CT",null,"NG",{"v":322,"d":"322.0"},{"v":219766.90625,"d":"219,767"},{"v":117611.796875,"d":"117,612"},{"v":3.63299989700317,"d":"3.6"},{"v":1.91499996185303,"d":"1.9"},{"v":0.100000001490116,"d":"0.1"},{"v":12965.5,"d":"12,965.5"},null,"EPA/CAMD","EPA/CAMD","EPA/CAMD","EPA/CAMD","EPA/CAMD","EPA/CAMD",null,null,"CM",null,2001]
[28607,2020,"WV","Dam No. 4 Hydro Station",6543,"1","HY","OP",{"$nulls":4},"WAT",null,{"v":21483.158203125,"d":"21,483"},{"v":7318.68408203125,"d":"7,319"},{"$nulls":5},"EIA Prime Mover-level Data","EIA Prime Mover-level Data"]
[28608,2020,"WV","Dam No. 4 Hydro Station",6543,"2","HY","OP",{"$nulls":4},"WAT",null,{"v":21483.158203125,"d":"21,483"},{"v":7318.68408203125,"d":"7,319"},{"$nulls":5},"EIA Prime Mover-level Data","EIA Prime Mover-level Data"]
[28609,2020,"WV","Dam No. 4 Hydro Station",6543,"3","HY","OP",{"$nulls":4},"WAT",null,{"v":38669.68359375,"d":"38,670"},{"v":13173.6318359375,"d":"13,174"},{"$nulls":5},"EIA Prime Mover-level Data","EIA Prime Mover-level Data"]
[28610,2020,"WV","Dam No. 5 Hydro Station",6544,"1","HY","OP",{"$nulls":4},"WAT",null,{"v":25723.5,"d":"25,724"},{"v":8763.5,"d":"8,764"},{"$nulls":5},"EIA Prime Mover-level Data","EIA Prime Mover-level Data"]
[28611,2020,"WV","Dam No. 5 Hydro Station",6544,"2","HY","OP",{"$nulls":4},"WAT",null,{"v":25723.5,"d":"25,724"},{"v":8763.5,"d":"8,764"},{"$nulls":5},"EIA Prime Mover-level Data","EIA Prime Mover-level Data"]
[28612,2020,"WV","ESC Brooke County Power I",60202,"BCCA1","CA","IP",{"$nulls":4},"NG"]
[28613,2020,"WV","ESC Brooke County Power I",60202,"BCCT1","CT","IP",{"$nulls":4},"NG"]
[28614,2020,"WV","ESC Brooke County Power I",60202,"BCCT2","CT","IP",{"$nulls":4},"NG"]
[28615,2020,"WV","ESC Harrison County Power",60206,"HCCA1","CA","P",{"$nulls":4},"NG"]
[28616,2020,"WV","ESC Harrison County Power",60206,"HCCT1","CT","P",{"$nulls":4},"NG"]
[28617,2020,"WV","FirstEnergy Albright",3942,"1","ST","RE",null,null,"WALL",1,"BIT"]
[28618,2020,"WV","FirstEnergy Albright",3942,"2","ST","RE",null,null,"WALL",1,"BIT"]
[28619,2020,"WV","FirstEnergy Albright",3942,"3","ST","RE",null,null,"TANGENTIAL",1,"BIT"]
[28620,2020,"WV","FirstEnergy Rivesville",3945,"5","ST","RE",{"$nulls":4},"BIT"]
[28621,2020,"WV","FirstEnergy Rivesville",3945,"6","ST","RE",{"$nulls":4},"BIT"]
[28622,2020,"WV","Fort Martin Power Station",3943,"1","ST","OP","Yes","ARP,CSNOX,CSOSG2,CSSO2G1,MATS","TANGENTIAL",1,"BIT",{"v":6322,"d":"6,322.0"},{"v":23289236,"d":"23,289,236"},{"v":11599807,"d":"11,599,807"},{"v":3116.07006835938,"d":"3,116.1"},{"v":1572.60302734375,"d":"1,572.6"},{"v":1309.30004882813,"d":"1,309.3"},{"v":2389477.75,"d":"2,389,477.8"},{"v":21.4699993133545,"d":"21.5"},"EPA/CAMD","EPA/CAMD","EPA/CAMD","EPA/CAMD","EPA/CAMD","EPA/CAMD","EPA/CAMD","WL","LNC1",null,1967]
[28623,2020,"WV","Fort Martin Power Station",3943,"2","ST","OP","Yes","ARP,CSNOX,CSOSG2,CSSO2G1,MATS","CELL",1,"BIT",{"v":7461,"d":"7,461.0"},{"v":27154494,"d":"27,154,494"},{"v":12916551,"d":"12,916,551"},{"v":3670.0791015625,"d":"3,670.1"},{"v":1778.52294921875,"d":"1,778.5"},{"v":1909.40002441406,"d":"1,909.4"},{"v":2786045.25,"d":"2,786,045.3"},{"v":28.3199996948242,"d":"28.3"},"EPA/CAMD","EPA/CAMD","EPA/CAMD","EPA/CAMD","EPA/CAMD","EPA/CAMD","EPA/CAMD","WL","LNCB",null,1968]
[28624,2020,"WV","Gauley River Power Partners",56333,"GEN1","HY","OP",{"$nulls":4},"WAT",null,{"v":647228.5,"d":"647,229"},{"v":220489.5,"d":"220,490"},{"$nulls":5},"EIA Prime Mover-level Data","EIA Prime Mover-level Data"]
[28625,2020,"WV","Gauley River Power Partners",56333,"GEN2","HY","OP",{"$nulls":4},"WAT",null,{"v":647228.5,"d":"647,229"},{"v":220489.5,"d":"220,490"},{"$nulls":5},"EIA Prime Mover-level Data","EIA Prime Mover-level Data"]
[28626,2020,"WV","Glen Ferris Hydro",50010,"GEN1","HY","OP",{"$nulls":4},"WAT",null,{"v":11198.322265625,"d":"11,198"},{"v":3814.83911132813,"d":"3,815"},{"$nulls":5},"EIA Prime Mover-level Data","EIA Prime Mover-level Data"]
[28627,2020,"WV","Glen Ferris Hydro",50010,"GEN2","HY","OP",{"$nulls":4},"WAT",null,{"v":11198.322265625,"d":"11,198"},{"v":3814.83911132813,"d":"3,815"},{"$nulls":5},"EIA Prime Mover-level Data","EIA Prime Mover-level Data"]
[28628,2020,"WV","Glen Ferris Hydro",50010,"GEN3","HY","OP",{"$nulls":4},"WAT",null,{"v":11198.322265625,"d":"11,198"},{"v":3814.83911132813,"d":"3,815"},{"$nulls":5},"EIA Prime Mover-level Data","EIA Prime Mover-level Data"]
[28629,2020,"WV","Glen Ferris Hydro",50010,"GEN4","HY","OP",{"$nulls":4},"WAT",null,{"v":11198.322265625,"d":"11,198"},{"v":3814.83911132813,"d":"3,815"},{"$nulls":5},"EIA Prime Mover-level Data","EIA Prime Mover-level Data"]
[28630,2020,"WV","Glen Ferris Hydro",50010,"GEN5","HY","OP",{"$nulls":4},"WAT",null,{"v":11198.322265625,"d":"11,198"},{"v":3814.83911132813,"d":"3,815"},{"$nulls":5},"EIA Prime Mover-level Data","EIA Prime Mover-level Data"]
[28631,2020,"WV","Glen Ferris Hydro",50010,"GEN6","HY","OP",{"$nulls":4},"WAT",null,{"v":11198.322265625,"d":"11,198"},{"v":3814.83911132813,"d":"3,815"},{"$nulls":5},"EIA Prime Mover-level Data","EIA Prime Mover-level Data"]
[28632,2020,"WV","Glen Ferris Hydro",50010,"GEN7","HY","OP",{"$nulls":4},"WAT",null,{"v":53192.03125,"d":"53,192"},{"v":18120.484375,"d":"18,120"},{"$nulls":5},"EIA Prime Mover-level Data","EIA Prime Mover-level Data"]
[28633,2020,"WV","Glen Ferris Hydro",50010,"GEN8","HY","OP",{"$nulls":4},"WAT",null,{"v":53192.03125,"d":"53,192"},{"v":18120.484375,"d":"18,120"},{"$nulls":5},"EIA Prime Mover-level Data","EIA Prime Mover-level Data"]
[28634,2020,"WV","Grant Town Power Plant",10151,"1A","ST","OP","Yes","CSNOX,CSOSG2,CSSO2G1,MATS","FLUIDIZED",null,"WC",{"v":8196,"d":"8,196.0"},{"v":4068871.5,"d":"4,068,872"},{"v":1730889,"d":"1,730,889"},{"v":667.502990722656,"d":"667.5"},{"v":272.108001708984,"d":"272.1"},{"v":797.099975585938,"d":"797.1"},{"v":417467.90625,"d":"417,467.9"},null,"EPA/CAMD","EPA/CAMD","EPA/CAMD","EPA/CAMD","EPA/CAMD","EPA/CAMD",null,"FBL","CM,SNCR",null,1993]
[28635,2020,"WV","Grant Town Power Plant",10151,"1B","ST","OP","Yes","CSNOX,CSOSG2,CSSO2G1,MATS","FLUIDIZED",null,"WC",{"v":8330,"d":"8,330.0"},{"v":4052556.25,"d":"4,052,556"},{"v":1723626.75,"d":"1,723,627"},{"v":663.429992675781,"d":"663.4"},{"v":270.569000244141,"d":"270.6"},{"v":793.299987792969,"d":"793.3"},{"v":415792.8125,"d":"415,792.8"},null,"EPA/CAMD","EPA/CAMD","EPA/CAMD","EPA/CAMD","EPA/CAMD","EPA/CAMD",null,"FBL","CM,SNCR",null,1993]
[28636,2020,"WV","Harrison Power Station",3944,"1","ST","OP","Yes","ARP,CSNOX,CSOSG2,CSSO2G1,MATS","WALL",1,"RC",{"v":7544,"d":"7,544.0"},{"v":38174752,"d":"38,174,752"},{"v":15581264,"d":"15,581,264"},{"v":1455.02294921875,"d":"1,455.0"},{"v":605.85302734375,"d":"605.9"},{"v":3454.19995117188,"d":"3,454.2"},{"v":3916728.25,"d":"3,916,728.3"},{"v":9.21000003814697,"d":"9.2"},"EPA/CAMD","EPA/CAMD","EPA/CAMD","EPA/CAMD","EPA/CAMD","EPA/CAMD","EPA/CAMD","WL","LNB,SCR",null,1972]
[28637,2020,"WV","Harrison Power Station",3944,"2","ST","OP","Yes","ARP,CSNOX,CSOSG2,CSSO2G1,MATS","WALL",1,"RC",{"v":6895,"d":"6,895.0"},{"v":34031296,"d":"34,031,296"},{"v":13067575,"d":"13,067,575"},{"v":1229.5419921875,"d":"1,229.5"},{"v":486.092987060547,"d":"486.1"},{"v":2981.80004882813,"d":"2,981.8"},{"v":3491610.75,"d":"3,491,610.8"},{"v":10.9399995803833,"d":"10.9"},"EPA/CAMD","EPA/CAMD","EPA/CAMD","EPA/CAMD","EPA/CAMD","EPA/CAMD","EPA/CAMD","WL","LNB,SCR",null,1973]
[28638,2020,"WV","Harrison Power Station",3944,"3","ST","OP","Yes","ARP,CSNOX,CSOSG2,CSSO2G1,MATS","WALL",1,"RC",{"v":6057,"d":"6,057.0"},{"v":32448550,"d":"32,448,550"},{"v":15279755,"d":"15,279,755"},{"v":1195.28002929688,"d":"1,195.3"},{"v":610.72802734375,"d":"610.7"},{"v":2838.89990234375,"d":"2,838.9"},{"v":3329218.5,"d":"3,329,218.5"},{"v":5.23999977111816,"d":"5.2"},"EPA/CAMD","EPA/CAMD","EPA/CAMD","EPA/CAMD","EPA/CAMD","EPA/CAMD","EPA/CAMD","WL","LNB,SCR",null,1974]
[28639,2020,"WV","Hawks Nest Hydro",50011,"GEN1","HY","OP",{"$nulls":4},"WAT",null,{"v":1196014,"d":"1,196,014"},{"v":407443,"d":"407,443"},{"$nulls":5},"EIA Prime Mover-level Data","EIA Prime Mover-level Data"]
[28640,2020,"WV","Hawks Nest Hydro",50011,"GEN2","HY","OP",{"$nulls":4},"WAT",null,{"v":1196014,"d":"1,196,014"},{"v":407443,"d":"407,443"},{"$nulls":5},"EIA Prime Mover-level Data","EIA Prime Mover-level Data"]
[28641,2020,"WV","Hawks Nest Hydro",50011,"GEN3","HY","OP",{"$nulls":4},"WAT",null,{"v":1196014,"d":"1,196,014"},{"v":407443,"d":"407,443"},{"$nulls":5},"EIA Prime Mover-level Data","EIA Prime Mover-level Data"]
[28642,2020,"WV","Hawks Nest Hydro",50011,"GEN4","HY","OP",{"$nulls":4},"WAT",null,{"v":1196014,"d":"1,196,014"},{"v":407443,"d":"407,443"},{"$nulls":5},"EIA Prime Mover-level Data","EIA Prime Mover-level Data"]
[28643,2020,"WV","John E Amos",3935,"1","ST","OP","Yes","ARP,CSNOX,CSOSG2,CSSO2G1,MATS","WALL",1,"BIT",{"v":4757,"d":"4,757.0"},{"v":23163342,"d":"23,163,342"},{"v":8795060,"d":"8,795,060"},{"v":951.018981933594,"d":"951.0"},{"v":406.947998046875,"d":"406.9"},522.5,{"v":2376558.75,"d":"2,376,558.8"},{"v":11.25,"d":"11.3"},"EPA/CAMD","EPA/CAMD","EPA/CAMD","EPA/CAMD","EPA/CAMD","EPA/CAMD","EPA/CAMD","WLS","LNB,SCR",null,1971]
[28644,2020,"WV","John E Amos",3935,"2","ST","OP","Yes","ARP,CSNOX,CSOSG2,CSSO2G1,MATS","WALL",1,"BIT",{"v":6567,"d":"6,567.0"},{"v":31517490,"d":"31,517,490"},{"v":17218504,"d":"17,218,504"},{"v":1245.13793945313,"d":"1,245.1"},{"v":617.343017578125,"d":"617.3"},{"v":1304.09997558594,"d":"1,304.1"},{"v":3233697,"d":"3,233,697.0"},{"v":14.539999961853,"d":"14.5"},"EPA/CAMD","EPA/CAMD","EPA/CAMD","EPA/CAMD","EPA/CAMD","EPA/CAMD","EPA/CAMD","WLS","LNB,SCR",null,1972]
[28645,2020,"WV","John E Amos",3935,"3","ST","OP","Yes","ARP,CSNOX,CSOSG2,CSSO2G1,MATS","CELL",1,"BIT",{"v":5920,"d":"5,920.0"},{"v":54302960,"d":"54,302,960"},{"v":30262442,"d":"30,262,442"},{"v":2663.36499023438,"d":"2,663.4"},{"v":1445.98400878906,"d":"1,446.0"},{"v":2413.30004882813,"d":"2,413.3"},{"v":5571481.5,"d":"5,571,481.5"},{"v":29.4699993133545,"d":"29.5"},"EPA/CAMD","EPA/CAMD","EPA/CAMD","EPA/CAMD","EPA/CAMD","EPA/CAMD","EPA/CAMD","WLS","LNCB,SCR",null,1973]
[28646,2020,"WV","John E Amos",3935,"AUX1","ST","OP","Yes","SIPNOX","OTHER BOILER",null,"DFO",{"v":74,"d":"74.0"},{"v":41229.19921875,"d":"41,229"},{"v":41229.19921875,"d":"41,229"},{"v":14.6330003738403,"d":"14.6"},{"v":2.74200010299683,"d":"2.7"},{"v":131.527496337891,"d":"131.5"},{"v":3366.89501953125,"d":"3,366.9"},null,"EPA/CAMD","EPA/CAMD","Estimated using emissions factor and EIA data for non-ozone season and EPA/CAMD ozone season emissions","EPA/CAMD","Estimated using emissions factor","Estimated using emissions factor",{"$nulls":4},1971]
[28647,2020,"WV","John E Amos",3935,"AUX3","ST","OP","Yes","SIPNOX","OTHER BOILER",null,"DFO",{"v":12,"d":"12.0"},{"v":3007.89990234375,"d":"3,008"},{"v":3007.89990234375,"d":"3,008"},{"v":0.989000022411346,"d":"1.0"},{"v":0.160999998450279,"d":"0.2"},{"v":9.59570026397705,"d":"9.6"},{"v":245.634002685547,"d":"245.6"},null,"EPA/CAMD","EPA/CAMD","Estimated using emissions factor and EIA data for non-ozone season and EPA/CAMD ozone season emissions","EPA/CAMD","Estimated using emissions factor","Estimated using emissions factor",{"$nulls":4},1973]
[28648,2020,"WV","Kammer",3947,"1","ST","RE",null,null,"CYCLONE",1,"BIT"]
[28649,2020,"WV","Kammer",3947,"2","ST","RE",null,null,"CYCLONE",1,"BIT"]
[28650,2020,"WV","Kammer",3947,"3","ST","RE",null,null,"CYCLONE",1,"BIT"]
[28651,2020,"WV","Kanawha River",3936,"1","ST","RE",null,null,"VERTICAL/ARCH",1,"BIT"]
[28652,2020,"WV","Kanawha River",3936,"2","ST","RE",null,null,"VERTICAL/ARCH",1,"BIT"]
[28653,2020,"WV","Laurel Mountain Hybrid",57447,"1","WT","OP",{"$nulls":4},"WND",null,{"v":2017106,"d":"2,017,106"},{"v":589677,"d":"589,677"},{"$nulls":5},"EIA Prime Mover-level Data","EIA Prime Mover-level Data"]
[28654,2020,"WV","Laurel Mountain Hybrid",57447,"2","BA","OP",{"$nulls":4},"MWH",null,0,0,{"$nulls":5},"EIA Prime Mover-level Data","EIA Prime Mover-level Data"]
[28655,2020,"WV","London",6560,"1","HY","OP",{"$nulls":4},"WAT",null,{"v":198883.671875,"d":"198,884"},{"v":67753.3359375,"d":"67,753"},{"$nulls":5},"EIA Prime Mover-level Data","EIA Prime Mover-level Data"]
[28656,2020,"WV","London",6560,"2","HY","OP",{"$nulls":4},"WAT",null,{"v":198883.671875,"d":"198,884"},{"v":67753.3359375,"d":"67,753"},{"$nulls":5},"EIA Prime Mover-level Data","EIA Prime Mover-level Data"]
[28657,2020,"WV","London",6560,"3","HY","OP",{"$nulls":4},"WAT",null,{"v":198883.671875,"d":"198,884"},{"v":67753.3359375,"d":"67,753"},{"$nulls":5},"EIA Prime Mover-level Data","EIA Prime Mover-level Data"]
[28658,2020,"WV","Longview Power",56671,"001","ST","OP","Yes","ARP,CSNOX,CSOSG2,CSSO2G1,MATS","WALL",null,"BIT",{"v":7839,"d":"7,839.0"},{"v":46366752,"d":"46,366,752"},{"v":19522358,"d":"19,522,358"},{"v":1463.63903808594,"d":"1,463.6"},{"v":610.411987304688,"d":"610.4"},{"v":1969,"d":"1,969.0"},{"v":4757227,"d":"4,757,227.0"},null,"EPA/CAMD","EPA/CAMD","EPA/CAMD","EPA/CAMD","EPA/CAMD","EPA/CAMD",null,"O,WLS","LNBO,SCR",null,2011]
[28659,2020,"WV","Marmet",6561,"1","HY","OP",{"$nulls":4},"WAT",null,{"v":220515,"d":"220,515"},{"v":75122.3359375,"d":"75,122"},{"$nulls":5},"EIA Prime Mover-level Data","EIA Prime Mover-level Data"]
[28660,2020,"WV","Marmet",6561,"2","HY","OP",{"$nulls":4},"WAT",null,{"v":220515,"d":"220,515"},{"v":75122.3359375,"d":"75,122"},{"$nulls":5},"EIA Prime Mover-level Data","EIA Prime Mover-level Data"]
[28661,2020,"WV","Marmet",6561,"3","HY","OP",{"$nulls":4},"WAT",null,{"v":220515,"d":"220,515"},{"v":75122.3359375,"d":"75,122"},{"$nulls":5},"EIA Prime Mover-level Data","EIA Prime Mover-level Data"]
[28662,2020,"WV","Millville Hydro Station",6546,"1","HY","OP",{"$nulls":4},"WAT",null,{"v":27587.71484375,"d":"27,588"},{"v":9398.2861328125,"d":"9,398"},{"$nulls":5},"EIA Prime Mover-level Data","EIA Prime Mover-level Data"]
[28663,2020,"WV","Millville Hydro Station",6546,"2","HY","OP",{"$nulls":4},"WAT",null,{"v":34484.64453125,"d":"34,485"},{"v":11747.857421875,"d":"11,748"},{"$nulls":5},"EIA Prime Mover-level Data","EIA Prime Mover-level Data"]
[28664,2020,"WV","Millville Hydro Station",6546,"3","HY","OP",{"$nulls":4},"WAT",null,{"v":34484.64453125,"d":"34,485"},{"v":11747.857421875,"d":"11,748"},{"$nulls":5},"EIA Prime Mover-level Data","EIA Prime Mover-level Data"]
[28665,2020,"WV","Mitchell (WV)",3948,"1","ST","OP","Yes","ARP,CSNOX,CSOSG2,CSSO2G1,MATS","WALL",1,"BIT",{"v":4016,"d":"4,016.0"},{"v":17327956,"d":"17,327,956"},{"v":9342757,"d":"9,342,757"},{"v":720.349975585938,"d":"720.3"},{"v":379.010986328125,"d":"379.0"},{"v":356,"d":"356.0"},{"v":1777847,"d":"1,777,847.0"},{"v":6.90000009536743,"d":"6.9"},"EPA/CAMD","EPA/CAMD","EPA/CAMD","EPA/CAMD","EPA/CAMD","EPA/CAMD","EPA/CAMD","WLS","LNB,SCR",null,1971]
[28666,2020,"WV","Mitchell (WV)",3948,"2","ST","OP","Yes","ARP,CSNOX,CSOSG2,CSSO2G1,MATS","WALL",1,"BIT",{"v":4594,"d":"4,594.0"},{"v":21664536,"d":"21,664,536"},{"v":7204958.5,"d":"7,204,959"},{"v":787.929016113281,"d":"787.9"},{"v":284.701995849609,"d":"284.7"},{"v":457.899993896484,"d":"457.9"},{"v":2222783.5,"d":"2,222,783.5"},{"v":9.98999977111816,"d":"10.0"},"EPA/CAMD","EPA/CAMD","EPA/CAMD","EPA/CAMD","EPA/CAMD","EPA/CAMD","EPA/CAMD","WLS","LNB,SCR",null,1971]
[28667,2020,"WV","Mitchell (WV)",3948,"AUX1","ST","OP","Yes","SIPNOX","OTHER BOILER",null,"DFO",{"v":109,"d":"109.0"},{"v":60074.69921875,"d":"60,075"},{"v":60074.69921875,"d":"60,075"},{"v":25.6420001983643,"d":"25.6"},{"v":3.12599992752075,"d":"3.1"},{"v":57.2499008178711,"d":"57.2"},{"v":4905.873046875,"d":"4,905.9"},null,"EPA/CAMD","EPA/CAMD","Estimated using emissions factor and EIA data for non-ozone season and EPA/CAMD ozone season emissions","EPA/CAMD","Estimated using emissions factor","Estimated using emissions factor",{"$nulls":4},1971]
[28668,2020,"WV","Morgantown Energy Facility",10743,"CFB1","ST","OP","Yes","CSNOX,CSOSG2,CSSO2G1,MATS","FLUIDIZED",1,"NG",{"v":2091,"d":"2,091.0"},{"v":378435.625,"d":"378,436"},{"v":145331.0625,"d":"145,331"},{"v":32.9449996948242,"d":"32.9"},{"v":9.39200019836426,"d":"9.4"},{"v":23.3999996185303,"d":"23.4"},{"v":22117.4921875,"d":"22,117.5"},null,"EPA/CAMD","EPA/CAMD","EPA/CAMD","EPA/CAMD","EPA/CAMD","Estimated using emissions factor",null,"FBL","SNCR",null,1992]
[28669,2020,"WV","Morgantown Energy Facility",10743,"CFB2","ST","OP","Yes","CSNOX,CSOSG2,CSSO2G1,MATS","FLUIDIZED",1,"NG",{"v":1997,"d":"1,997.0"},{"v":366105.46875,"d":"366,105"},{"v":45900.234375,"d":"45,900"},{"v":29.181999206543,"d":"29.2"},{"v":3.20199990272522,"d":"3.2"},{"v":19.8999996185303,"d":"19.9"},{"v":21396.861328125,"d":"21,396.9"},null,"EPA/CAMD","EPA/CAMD","EPA/CAMD","EPA/CAMD","EPA/CAMD","Estimated using emissions factor",null,"FBL","SNCR",null,1992]
[28670,2020,"WV","Morgantown L&D Hydroelectric Project",62387,"NA1","HY","P",{"$nulls":4},"WAT"]
[28671,2020,"WV","Morgantown L&D Hydroelectric Project",62387,"NA2","HY","P",{"$nulls":4},"WAT"]
[28672,2020,"WV","Moundsville Power",59720,"MPCA1","CA","CN",{"$nulls":4},"NG"]
[28673,2020,"WV","Moundsville Power",59720,"MPCT1","CT","CN",{"$nulls":4},"NG"]
[28674,2020,"WV","Moundsville Power",59720,"MPCT2","CT","CN",{"$nulls":4},"NG"]
[28675,2020,"WV","Mount Storm Power Station",3954,"1","ST","OP","Yes","ARP,CSNOX,CSOSG2,CSSO2G1,MATS","TANGENTIAL",1,"BIT",{"v":5950,"d":"5,950.0"},{"v":24184178,"d":"24,184,178"},{"v":10694367,"d":"10,694,367"},{"v":941.318969726563,"d":"941.3"},{"v":422.760009765625,"d":"422.8"},{"v":949.599975585938,"d":"949.6"},{"v":2481293.5,"d":"2,481,293.5"},{"v":5.34999990463257,"d":"5.3"},"EPA/CAMD","EPA/CAMD","EPA/CAMD","EPA/CAMD","EPA/CAMD","EPA/CAMD","EPA/CAMD","WLS","LNC1,SCR",null,1965]
[28676,2020,"WV","Mount Storm Power Station",3954,"2","ST","OP","Yes","ARP,CSNOX,CSOSG2,CSSO2G1,MATS","TANGENTIAL",1,"BIT",{"v":3848,"d":"3,848.0"},{"v":14668341,"d":"14,668,341"},{"v":8253378,"d":"8,253,378"},{"v":629.443969726563,"d":"629.4"},{"v":350.744995117188,"d":"350.7"},523.5,{"v":1504970.625,"d":"1,504,970.6"},{"v":5.21000003814697,"d":"5.2"},"EPA/CAMD","EPA/CAMD","EPA/CAMD","EPA/CAMD","EPA/CAMD","EPA/CAMD","EPA/CAMD","WLS","LNC1,SCR",null,1966]
[28677,2020,"WV","Mount Storm Power Station",3954,"3","ST","OP","Yes","ARP,CSNOX,CSOSG2,CSSO2G1,MATS","TANGENTIAL",1,"BIT",{"v":3080,"d":"3,080.0"},{"v":11249849,"d":"11,249,849"},{"v":8999744,"d":"8,999,744"},{"v":354.675994873047,"d":"354.7"},{"v":274.27099609375,"d":"274.3"},{"v":535.200012207031,"d":"535.2"},{"v":1154231.5,"d":"1,154,231.5"},{"v":9.82999992370605,"d":"9.8"},"EPA/CAMD","EPA/CAMD","EPA/CAMD","EPA/CAMD","EPA/CAMD","EPA/CAMD","EPA/CAMD","WLS","LNC1,SCR",null,1973]
[28678,2020,"WV","Mountaineer (1301)",6264,"1","ST","OP","Yes","ARP,CSNOX,CSOSG2,CSSO2G1,MATS","WALL",1,"BIT",{"v":5725,"d":"5,725.0"},{"v":53527280,"d":"53,527,280"},{"v":32617742,"d":"32,617,742"},{"v":2451.27392578125,"d":"2,451.3"},{"v":1484.26794433594,"d":"1,484.3"},{"v":2610.10009765625,"d":"2,610.1"},{"v":5491899.5,"d":"5,491,899.5"},{"v":13.9399995803833,"d":"13.9"},"EPA/CAMD","EPA/CAMD","EPA/CAMD","EPA/CAMD","EPA/CAMD","EPA/CAMD","EPA/CAMD","WLS","LNB,SCR",null,1980]
[28679,2020,"WV","Mountaineer (1301)",6264,"AUX1","ST","OP","Yes","SIPNOX","OTHER BOILER",null,"DFO",{"v":79,"d":"79.0"},{"v":41345.6015625,"d":"41,346"},{"v":41345.6015625,"d":"41,346"},{"v":10.6590003967285,"d":"10.7"},{"v":2.21199989318848,"d":"2.2"},{"v":30.3882999420166,"d":"30.4"},{"v":3376.40087890625,"d":"3,376.4"},null,"EPA/CAMD","EPA/CAMD","Estimated using emissions factor and EIA data for non-ozone season and EPA/CAMD ozone season emissions","EPA/CAMD","Estimated using emissions factor","Estimated using emissions factor",{"$nulls":4},1980]
[28680,2020,"WV","Mountaineer (1301)",6264,"AUX2","ST","OP","Yes","SIPNOX","OTHER BOILER",null,"DFO",{"v":96,"d":"96.0"},{"v":51816.69921875,"d":"51,817"},{"v":51816.69921875,"d":"51,817"},{"v":13.3599996566772,"d":"13.4"},{"v":2.77300000190735,"d":"2.8"},{"v":38.084400177002,"d":"38.1"},{"v":4231.5,"d":"4,231.5"},null,"EPA/CAMD","EPA/CAMD","Estimated using emissions factor and EIA data for non-ozone season and EPA/CAMD ozone season emissions","EPA/CAMD","Estimated using emissions factor","Estimated using emissions factor",{"$nulls":4},1980]
[28681,2020,"WV","Mountaineer Wind Energy Center",55986,"WT1","WT","OP",{"$nulls":4},"WND",null,{"v":1173549,"d":"1,173,549"},{"v":361879,"d":"361,879"},{"$nulls":5},"EIA Prime Mover-level Data","EIA Prime Mover-level Data"]
[28682,2020,"WV","NedPower Mount Storm",56495,"MS1","WT","OP",{"$nulls":4},"WND",null,{"v":3558568.25,"d":"3,558,568"},{"v":1027593.5625,"d":"1,027,594"},{"$nulls":5},"EIA Prime Mover-level Data","EIA Prime Mover-level Data"]
[28683,2020,"WV","NedPower Mount Storm",56495,"MS2","WT","OP",{"$nulls":4},"WND",null,{"v":2169858.75,"d":"2,169,859"},{"v":626581.4375,"d":"626,581"},{"$nulls":5},"EIA Prime Mover-level Data","EIA Prime Mover-level Data"]
[28684,2020,"WV","New Creek Wind",60132,"NCG01","WT","OP",{"$nulls":4},"WND",null,{"v":2838785,"d":"2,838,785"},{"v":841093,"d":"841,093"},{"$nulls":5},"EIA Prime Mover-level Data","EIA Prime Mover-level Data"]
[28685,2020,"WV","New Martinsville Hannibal Hydro",50036,"UNT1","HY","OP",{"$nulls":4},"WAT",null,{"v":814117,"d":"814,117"},{"v":277343,"d":"277,343"},{"$nulls":5},"EIA Prime Mover-level Data","EIA Prime Mover-level Data"]
[28686,2020,"WV","New Martinsville Hannibal Hydro",50036,"UNT2","HY","OP",{"$nulls":4},"WAT",null,{"v":814117,"d":"814,117"},{"v":277343,"d":"277,343"},{"$nulls":5},"EIA Prime Mover-level Data","EIA Prime Mover-level Data"]
[28687,2020,"WV","New River Clean Energy",63246,"NEW2","IC","OP",{"$nulls":4},"LFG",null,{"v":14555.5,"d":"14,556"},{"v":5826.5,"d":"5,827"},{"v":13.9589996337891,"d":"14.0"},{"v":5.58799982070923,"d":"5.6"},{"v":0.327499985694885,"d":"0.3"},{"v":924.27099609375,"d":"924.3"},null,"EIA Prime Mover-level Data","EIA Prime Mover-level Data","Estimated using emissions factor","Estimated using emissions factor","Estimated using emissions factor","Estimated using emissions factor"]
[28688,2020,"WV","New River Clean Energy",63246,"NEWR1","IC","OP",{"$nulls":4},"LFG",null,{"v":14555.5,"d":"14,556"},{"v":5826.5,"d":"5,827"},{"v":13.9589996337891,"d":"14.0"},{"v":5.58799982070923,"d":"5.6"},{"v":0.327499985694885,"d":"0.3"},{"v":924.27099609375,"d":"924.3"},null,"EIA Prime Mover-level Data","EIA Prime Mover-level Data","Estimated using emissions factor","Estimated using emissions factor","Estimated using emissions factor","Estimated using emissions factor"]
[28689,2020,"WV","North Branch (WV)",7537,"1","ST","RE",{"$nulls":4},"WC"]
[28690,2020,"WV","Opekiska L&D Hydroelectric Project",62386,"NA1","HY","P",{"$nulls":4},"WAT"]
[28691,2020,"WV","Opekiska L&D Hydroelectric Project",62386,"NA2","HY","P",{"$nulls":4},"WAT"]
[28692,2020,"WV","Philip Sporn",3938,"1","ST","RE",{"$nulls":4},"BIT"]
[28693,2020,"WV","Philip Sporn",3938,"2","ST","RE",{"$nulls":4},"BIT"]
[28694,2020,"WV","Philip Sporn",3938,"3","ST","RE",{"$nulls":4},"BIT"]
[28695,2020,"WV","Philip Sporn",3938,"4","ST","RE",{"$nulls":4},"BIT"]
[28696,2020,"WV","Philip Sporn",3938,"5","ST","RE",{"$nulls":4},"BIT"]
[28697,2020,"WV","Pinnacle Wind Force LLC",57595,"1","WT","OP",{"$nulls":4},"WND",null,{"v":1483277,"d":"1,483,277"},{"v":442343,"d":"442,343"},{"$nulls":5},"EIA Prime Mover-level Data","EIA Prime Mover-level Data"]
[28698,2020,"WV","Pleasants Energy, LLC",55349,"1","GT","OP","Yes","ARP,CSNOX,CSOSG2,CSSO2G1","CT",null,"NG",{"v":5787,"d":"5,787.0"},{"v":9421908,"d":"9,421,908"},{"v":4846939.5,"d":"4,846,940"},{"v":137.514999389648,"d":"137.5"},{"v":70.5439987182617,"d":"70.5"},{"v":2.79999995231628,"d":"2.8"},{"v":559959.5,"d":"559,959.5"},null,"EPA/CAMD","EPA/CAMD","EPA/CAMD","EPA/CAMD","EPA/CAMD","EPA/CAMD",null,null,"DLNB,H2O",null,2001]
[28699,2020,"WV","Pleasants Energy, LLC",55349,"2","GT","OP","Yes","ARP,CSNOX,CSOSG2,CSSO2G1","CT",null,"NG",{"v":4679,"d":"4,679.0"},{"v":7664524.5,"d":"7,664,525"},{"v":4413160.5,"d":"4,413,161"},{"v":108.223999023438,"d":"108.2"},{"v":60.3489990234375,"d":"60.3"},{"v":2.29999995231628,"d":"2.3"},{"v":455507.59375,"d":"455,507.6"},null,"EPA/CAMD","EPA/CAMD","EPA/CAMD","EPA/CAMD","EPA/CAMD","EPA/CAMD",null,null,"DLNB,H2O",null,2002]
[28700,2020,"WV","Pleasants Power Station",6004,"1","ST","OP","Yes","ARP,CSNOX,CSOSG2,CSSO2G1,MATS","WALL",1,"RC",{"v":5120,"d":"5,120.0"},{"v":27417080,"d":"27,417,080"},{"v":13625075,"d":"13,625,075"},{"v":2676.419921875,"d":"2,676.4"},{"v":1181.98095703125,"d":"1,182.0"},{"v":3390,"d":"3,390.0"},{"v":2812989.5,"d":"2,812,989.5"},{"v":16.8099994659424,"d":"16.8"},"EPA/CAMD","EPA/CAMD","EPA/CAMD","EPA/CAMD","EPA/CAMD","EPA/CAMD","EPA/CAMD","WL","LNB,SCR",null,1979]
[28701,2020,"WV","Pleasants Power Station",6004,"2","ST","OP","Yes","ARP,CSNOX,CSOSG2,CSSO2G1,MATS","WALL",1,"RC",{"v":4807,"d":"4,807.0"},{"v":23716618,"d":"23,716,618"},{"v":12098988,"d":"12,098,988"},{"v":2328.11596679688,"d":"2,328.1"},{"v":1031.0400390625,"d":"1,031.0"},{"v":4256.10009765625,"d":"4,256.1"},{"v":2433323.5,"d":"2,433,323.5"},{"v":11.4700002670288,"d":"11.5"},"EPA/CAMD","EPA/CAMD","EPA/CAMD","EPA/CAMD","EPA/CAMD","EPA/CAMD","EPA/CAMD","WL","LNB,SCR",null,1980]
[28702,2020,"WV","Tygart Hydropower",64171,"1","HY","L",{"$nulls":4},"WAT"]
[28703,2020,"WV","Tygart Hydropower",64171,"2","HY","L",{"$nulls":4},"WAT"]
[28704,2020,"WV","Tygart Hydropower",64171,"3","HY","L",{"$nulls":4},"WAT"]
[28705,2020,"WV","Willow Island Hydroelectric Plant",57401,"WIG1","HY","OP",{"$nulls":4},"WAT",null,{"v":909980,"d":"909,980"},{"v":310000.5,"d":"310,001"},{"$nulls":5},"EIA Prime Mover-level Data","EIA Prime Mover-level Data"]
[28706,2020,"WV","Willow Island Hydroelectric Plant",57401,"WIG2","HY","OP",{"$nulls":4},"WAT",null,{"v":909980,"d":"909,980"},{"v":310000.5,"d":"310,001"},{"$nulls":5},"EIA Prime Mover-level Data","EIA Prime Mover-level Data"]
[28707,2020,"WV","Willow Island Power Station",3946,"1","ST","SB","Yes","ARP","VERTICAL",1,"BIT",{"$nulls":16},"OFA",null,2049]
[28708,2020,"WV","Willow Island Power Station",3946,"2","ST","SB","Yes","ARP","CYCLONE",1,"BIT",{"$nulls":16},"OFA",null,1960]
[28709,2020,"WV","Winfield",6562,"1","HY","OP",{"$nulls":4},"WAT",null,{"v":535612.1875,"d":"535,612"},{"v":182465.40625,"d":"182,465"},{"$nulls":5},"EIA Prime Mover-level Data","EIA Prime Mover-level Data"]
[28710,2020,"WV","Winfield",6562,"2","HY","OP",{"$nulls":4},"WAT",null,{"v":178537.40625,"d":"178,537"},{"v":60821.80078125,"d":"60,822"},{"$nulls":5},"EIA Prime Mover-level Data","EIA Prime Mover-level Data"]
[28711,2020,"WV","Winfield",6562,"3","HY","OP",{"$nulls":4},"WAT",null,{"v":178537.40625,"d":"178,537"},{"v":60821.80078125,"d":"60,822"},{"$nulls":5},"EIA Prime Mover-level Data","EIA Prime Mover-level Data"]
[28712,2020,"WY","Alcova",6409,"1","HY","OP",{"$nulls":4},"WAT",null,{"v":610174.5,"d":"610,175"},{"v":283212,"d":"283,212"},{"$nulls":5},"EIA Prime Mover-level Data","EIA Prime Mover-level Data"]
[28713,2020,"WY","Alcova",6409,"2","HY","OP",{"$nulls":4},"WAT",null,{"v":610174.5,"d":"610,175"},{"v":283212,"d":"283,212"},{"$nulls":5},"EIA Prime Mover-level Data","EIA Prime Mover-level Data"]
[28714,2020,"WY","Arvada",8028,"1","GT","OP",{"$nulls":4},"NG",null,{"v":3733,"d":"3,733"},{"v":1740.3330078125,"d":"1,740"},{"v":0.621999979019165,"d":"0.6"},{"v":0.28999999165535,"d":"0.3"},{"v":0.00600000005215406,"d":"0.0"},{"v":218.173004150391,"d":"218.2"},null,"EIA Prime Mover-level Data","EIA Prime Mover-level Data","Estimated using emissions factor","Estimated using emissions factor","Estimated using emissions factor","Estimated using emissions factor"]
[28715,2020,"WY","Arvada",8028,"2","GT","OP",{"$nulls":4},"NG",null,{"v":3733,"d":"3,733"},{"v":1740.3330078125,"d":"1,740"},{"v":0.621999979019165,"d":"0.6"},{"v":0.28999999165535,"d":"0.3"},{"v":0.00600000005215406,"d":"0.0"},{"v":218.173004150391,"d":"218.2"},null,"EIA Prime Mover-level Data","EIA Prime Mover-level Data","Estimated using emissions factor","Estimated using emissions factor","Estimated using emissions factor","Estimated using emissions factor"]
[28716,2020,"WY","Arvada",8028,"3","GT","OP",{"$nulls":4},"NG",null,{"v":3733,"d":"3,733"},{"v":1740.3330078125,"d":"1,740"},{"v":0.621999979019165,"d":"0.6"},{"v":0.28999999165535,"d":"0.3"},{"v":0.00600000005215406,"d":"0.0"},{"v":218.173004150391,"d":"218.2"},null,"EIA Prime Mover-level Data","EIA Prime Mover-level Data","Estimated using emissions factor","Estimated using emissions factor","Estimated using emissions factor","Estimated using emissions factor"]
[28717,2020,"WY","Barber Creek",8030,"1","GT","OP",{"$nulls":4},"NG",null,{"v":4490.6669921875,"d":"4,491"},{"v":2093.6669921875,"d":"2,094"},{"v":0.748000025749207,"d":"0.7"},{"v":0.349000006914139,"d":"0.3"},{"v":0.00719999987632036,"d":"0.0"},{"v":262.454986572266,"d":"262.5"},null,"EIA Prime Mover-level Data","EIA Prime Mover-level Data","Estimated using emissions factor","Estimated using emissions factor","Estimated using emissions factor","Estimated using emissions factor"]
[28718,2020,"WY","Barber Creek",8030,"2","GT","OP",{"$nulls":4},"NG",null,{"v":4490.6669921875,"d":"4,491"},{"v":2093.6669921875,"d":"2,094"},{"v":0.748000025749207,"d":"0.7"},{"v":0.349000006914139,"d":"0.3"},{"v":0.00719999987632036,"d":"0.0"},{"v":262.454986572266,"d":"262.5"},null,"EIA Prime Mover-level Data","EIA Prime Mover-level Data","Estimated using emissions factor","Estimated using emissions factor","Estimated using emissions factor","Estimated using emissions factor"]
[28719,2020,"WY","Barber Creek",8030,"3","GT","OP",{"$nulls":4},"NG",null,{"v":4490.6669921875,"d":"4,491"},{"v":2093.6669921875,"d":"2,094"},{"v":0.748000025749207,"d":"0.7"},{"v":0.349000006914139,"d":"0.3"},{"v":0.00719999987632036,"d":"0.0"},{"v":262.454986572266,"d":"262.5"},null,"EIA Prime Mover-level Data","EIA Prime Mover-level Data","Estimated using emissions factor","Estimated using emissions factor","Estimated using emissions factor","Estimated using emissions factor"]
[28720,2020,"WY","Beaver Creek Gas Plant",55278,"1","GT","OP",{"$nulls":4},"NG",null,{"v":236156.5,"d":"236,157"},{"v":110105,"d":"110,105"},{"v":34.1020011901855,"d":"34.1"},{"v":15.8999996185303,"d":"15.9"},{"v":0.377400010824203,"d":"0.4"},{"v":13802.0556640625,"d":"13,802.1"},null,"EIA Prime Mover-level Data","EIA Prime Mover-level Data","Estimated using emissions factor","Estimated using emissions factor","Estimated using emissions factor","Estimated using emissions factor"]
[28721,2020,"WY","Beaver Creek Gas Plant",55278,"2","GT","OP",{"$nulls":4},"NG",null,{"v":236156.5,"d":"236,157"},{"v":110105,"d":"110,105"},{"v":34.1020011901855,"d":"34.1"},{"v":15.8999996185303,"d":"15.9"},{"v":0.377400010824203,"d":"0.4"},{"v":13802.0556640625,"d":"13,802.1"},null,"EIA Prime Mover-level Data","EIA Prime Mover-level Data","Estimated using emissions factor","Estimated using emissions factor","Estimated using emissions factor","Estimated using emissions factor"]
[28722,2020,"WY","Beaver Creek Gas Plant",55278,"STG-1","ST","OP",{"$nulls":4},"WH"]
[28723,2020,"WY","Big Sand Draw Plant",60130,"1","IC","OP",{"$nulls":4},"NG",null,{"v":56976.3984375,"d":"56,976"},{"v":22747.400390625,"d":"22,747"},{"v":79.2519989013672,"d":"79.3"},{"v":31.6410007476807,"d":"31.6"},{"v":0.090999998152256,"d":"0.1"},{"v":3329.958984375,"d":"3,330.0"},null,"EIA Prime Mover-level Data","EIA Prime Mover-level Data","Estimated using emissions factor","Estimated using emissions factor","Estimated using emissions factor","Estimated using emissions factor"]
[28724,2020,"WY","Big Sand Draw Plant",60130,"2","IC","OP",{"$nulls":4},"NG",null,{"v":56976.3984375,"d":"56,976"},{"v":22747.400390625,"d":"22,747"},{"v":79.2519989013672,"d":"79.3"},{"v":31.6410007476807,"d":"31.6"},{"v":0.090999998152256,"d":"0.1"},{"v":3329.958984375,"d":"3,330.0"},null,"EIA Prime Mover-level Data","EIA Prime Mover-level Data","Estimated using emissions factor","Estimated using emissions factor","Estimated using emissions factor","Estimated using emissions factor"]
[28725,2020,"WY","Big Sand Draw Plant",60130,"4","IC","OP",{"$nulls":4},"NG",null,{"v":56976.3984375,"d":"56,976"},{"v":22747.400390625,"d":"22,747"},{"v":79.2519989013672,"d":"79.3"},{"v":31.6410007476807,"d":"31.6"},{"v":0.090999998152256,"d":"0.1"},{"v":3329.958984375,"d":"3,330.0"},null,"EIA Prime Mover-level Data","EIA Prime Mover-level Data","Estimated using emissions factor","Estimated using emissions factor","Estimated using emissions factor","Estimated using emissions factor"]
[28726,2020,"WY","Big Sand Draw Plant",60130,"5","IC","OP",{"$nulls":4},"NG",null,{"v":56976.3984375,"d":"56,976"},{"v":22747.400390625,"d":"22,747"},{"v":79.2519989013672,"d":"79.3"},{"v":31.6410007476807,"d":"31.6"},{"v":0.090999998152256,"d":"0.1"},{"v":3329.958984375,"d":"3,330.0"},null,"EIA Prime Mover-level Data","EIA Prime Mover-level Data","Estimated using emissions factor","Estimated using emissions factor","Estimated using emissions factor","Estimated using emissions factor"]
[28727,2020,"WY","Big Sand Draw Plant",60130,"6","IC","OP",{"$nulls":4},"NG",null,{"v":56976.3984375,"d":"56,976"},{"v":22747.400390625,"d":"22,747"},{"v":79.2519989013672,"d":"79.3"},{"v":31.6410007476807,"d":"31.6"},{"v":0.090999998152256,"d":"0.1"},{"v":3329.958984375,"d":"3,330.0"},null,"EIA Prime Mover-level Data","EIA Prime Mover-level Data","Estimated using emissions factor","Estimated using emissions factor","Estimated using emissions factor","Estimated using emissions factor"]
[28728,2020,"WY","Boswell Wind I",61393,"BOSW1","WT","CN",{"$nulls":4},"WND"]
[28729,2020,"WY","Boswell Wind II",61394,"BOSW2","WT","CN",{"$nulls":4},"WND"]
[28730,2020,"WY","Boswell Wind III",61395,"BOSW3","WT","CN",{"$nulls":4},"WND"]
[28731,2020,"WY","Boswell Wind IV",61396,"BOSW4","WT","CN",{"$nulls":4},"WND"]
[28732,2020,"WY","Boysen",505,"1","HY","OP",{"$nulls":4},"WAT",null,{"v":289610,"d":"289,610"},{"v":134421.5,"d":"134,422"},{"$nulls":5},"EIA Prime Mover-level Data","EIA Prime Mover-level Data"]
[28733,2020,"WY","Boysen",505,"2","HY","OP",{"$nulls":4},"WAT",null,{"v":289610,"d":"289,610"},{"v":134421.5,"d":"134,422"},{"$nulls":5},"EIA Prime Mover-level Data","EIA Prime Mover-level Data"]
[28734,2020,"WY","Buffalo Bill",7317,"1","HY","OP",{"$nulls":4},"WAT",null,{"v":220255,"d":"220,255"},{"v":102231.3359375,"d":"102,231"},{"$nulls":5},"EIA Prime Mover-level Data","EIA Prime Mover-level Data"]
[28735,2020,"WY","Buffalo Bill",7317,"2","HY","OP",{"$nulls":4},"WAT",null,{"v":220255,"d":"220,255"},{"v":102231.3359375,"d":"102,231"},{"$nulls":5},"EIA Prime Mover-level Data","EIA Prime Mover-level Data"]
[28736,2020,"WY","Buffalo Bill",7317,"3","HY","OP",{"$nulls":4},"WAT",null,{"v":220255,"d":"220,255"},{"v":102231.3359375,"d":"102,231"},{"$nulls":5},"EIA Prime Mover-level Data","EIA Prime Mover-level Data"]
[28737,2020,"WY","Campbell Hill Windpower",57090,"CHWF","WT","OP",{"$nulls":4},"WND",null,{"v":2883852,"d":"2,883,852"},{"v":736599,"d":"736,599"},{"$nulls":5},"EIA Prime Mover-level Data","EIA Prime Mover-level Data"]
[28738,2020,"WY","Casper Wind Farm",57093,"CWGT","WT","OP",{"$nulls":4},"WND",null,{"v":181487,"d":"181,487"},{"v":51700,"d":"51,700"},{"$nulls":5},"EIA Prime Mover-level Data","EIA Prime Mover-level Data"]
[28739,2020,"WY","Cedar Springs I",63914,"82633","WT","OP",{"$nulls":4},"WND",null,{"v":1284428,"d":"1,284,428"},{"v":16370,"d":"16,370"},{"$nulls":5},"EIA Prime Mover-level Data","EIA Prime Mover-level Data"]
[28740,2020,"WY","Cedar Springs II",63915,"82634","WT","OP",{"$nulls":4},"WND",null,{"v":1018221,"d":"1,018,221"},0,{"$nulls":5},"EIA Prime Mover-level Data","EIA Prime Mover-level Data"]
[28741,2020,"WY","Cedar Springs III",63916,"82635","WT","OP",{"$nulls":4},"WND",null,{"v":405444,"d":"405,444"},0,{"$nulls":5},"EIA Prime Mover-level Data","EIA Prime Mover-level Data"]
[28742,2020,"WY","Cheyenne Prairie Generating Station",57703,"CT01","CT","OP","Yes","ARP","CC",null,"NG",{"v":4281,"d":"4,281.0"},{"v":1109501.875,"d":"1,109,502"},{"v":431333.03125,"d":"431,333"},{"v":4.22499990463257,"d":"4.2"},{"v":1.5900000333786,"d":"1.6"},{"v":0.300000011920929,"d":"0.3"},{"v":65935.8984375,"d":"65,935.9"},null,"EPA/CAMD","EPA/CAMD","EPA/CAMD","EPA/CAMD","EPA/CAMD","EPA/CAMD",null,null,"DLNB,SCR",null,2014]
[28743,2020,"WY","Cheyenne Prairie Generating Station",57703,"CT02","CT","OP","Yes","ARP","CC",null,"NG",{"v":5539,"d":"5,539.0"},{"v":1482968.25,"d":"1,482,968"},{"v":576458.6875,"d":"576,459"},{"v":5.75500011444092,"d":"5.8"},{"v":2.17199993133545,"d":"2.2"},{"v":0.400000005960464,"d":"0.4"},{"v":88127.296875,"d":"88,127.3"},null,"EPA/CAMD","EPA/CAMD","EPA/CAMD","EPA/CAMD","EPA/CAMD","EPA/CAMD",null,null,"DLNB,SCR",null,2014]
[28744,2020,"WY","Cheyenne Prairie Generating Station",57703,"CT03","GT","OP","Yes","ARP","CT",null,"NG",{"v":690,"d":"690.0"},{"v":198638.5625,"d":"198,639"},{"v":55804.1484375,"d":"55,804"},{"v":1.57099997997284,"d":"1.6"},{"v":0.404000014066696,"d":"0.4"},{"v":0.100000001490116,"d":"0.1"},{"v":11803.7998046875,"d":"11,803.8"},null,"EPA/CAMD","EPA/CAMD","EPA/CAMD","EPA/CAMD","EPA/CAMD","EPA/CAMD",null,null,"DLNB,SCR",null,2014]
[28745,2020,"WY","Chokecherry and Sierra Madre Wind",58987,"I-A","WT","U",{"$nulls":4},"WND"]
[28746,2020,"WY","Chokecherry and Sierra Madre Wind",58987,"I-B","WT","U",{"$nulls":4},"WND"]
[28747,2020,"WY","Chokecherry and Sierra Madre Wind",58987,"I-C","WT","U",{"$nulls":4},"WND"]
[28748,2020,"WY","Chokecherry and Sierra Madre Wind",58987,"II-A","WT","U",{"$nulls":4},"WND"]
[28749,2020,"WY","Chokecherry and Sierra Madre Wind",58987,"II-B","WT","U",{"$nulls":4},"WND"]
[28750,2020,"WY","Corriedale Wind Energy",63436,"WTG","WT","OP",{"$nulls":4},"WND",null,{"v":325294,"d":"325,294"},0,{"$nulls":5},"EIA Prime Mover-level Data","EIA Prime Mover-level Data"]
[28751,2020,"WY","Dave Johnston",4158,"BW41","ST","OP","Yes","ARP,MATS","WALL",1,"RC",{"v":8484,"d":"8,484.0"},{"v":7284854.5,"d":"7,284,855"},{"v":3117569.5,"d":"3,117,570"},{"v":1236.9990234375,"d":"1,237.0"},{"v":542.960998535156,"d":"543.0"},{"v":2358.30004882813,"d":"2,358.3"},{"v":764034,"d":"764,034.0"},{"v":4.46999979019165,"d":"4.5"},"EPA/CAMD","EPA/CAMD","EPA/CAMD","EPA/CAMD","EPA/CAMD","EPA/CAMD","EPA/CAMD",{"$nulls":3},1958]
[28752,2020,"WY","Dave Johnston",4158,"BW42","ST","OP","Yes","ARP,MATS","WALL",1,"RC",{"v":8135,"d":"8,135.0"},{"v":7376314.5,"d":"7,376,315"},{"v":3299648,"d":"3,299,648"},{"v":1353.44799804688,"d":"1,353.4"},{"v":610.221008300781,"d":"610.2"},{"v":2433.30004882813,"d":"2,433.3"},{"v":773636.3125,"d":"773,636.3"},{"v":4.82000017166138,"d":"4.8"},"EPA/CAMD","EPA/CAMD","EPA/CAMD","EPA/CAMD","EPA/CAMD","EPA/CAMD","EPA/CAMD",{"$nulls":3},1960]
[28753,2020,"WY","Dave Johnston",4158,"BW43","ST","OP","Yes","ARP,MATS","WALL",1,"RC",{"v":7964,"d":"7,964.0"},{"v":14702881,"d":"14,702,881"},{"v":6542549.5,"d":"6,542,550"},{"v":1531.38598632813,"d":"1,531.4"},{"v":697.684997558594,"d":"697.7"},{"v":842.400024414063,"d":"842.4"},{"v":1542039.875,"d":"1,542,039.9"},{"v":8.59000015258789,"d":"8.6"},"EPA/CAMD","EPA/CAMD","EPA/CAMD","EPA/CAMD","EPA/CAMD","EPA/CAMD","EPA/CAMD","DL","LNBO",null,1964]
[28754,2020,"WY","Dave Johnston",4158,"BW44","ST","OP","Yes","ARP,MATS","TANGENTIAL",1,"RC",{"v":7640,"d":"7,640.0"},{"v":22100094,"d":"22,100,094"},{"v":8091571.5,"d":"8,091,572"},{"v":1479.24499511719,"d":"1,479.2"},{"v":539.099975585938,"d":"539.1"},{"v":1374.69995117188,"d":"1,374.7"},{"v":2317859.75,"d":"2,317,859.8"},{"v":18.6200008392334,"d":"18.6"},"EPA/CAMD","EPA/CAMD","EPA/CAMD","EPA/CAMD","EPA/CAMD","EPA/CAMD","EPA/CAMD","DL","LNC2",null,1972]
[28755,2020,"WY","Dry Fork Station",56609,"01","ST","OP","Yes","ARP,MATS","WALL",null,"SUB",{"v":8483,"d":"8,483.0"},{"v":34473080,"d":"34,473,080"},{"v":13819788,"d":"13,819,788"},{"v":707.072998046875,"d":"707.1"},{"v":285.921997070313,"d":"285.9"},{"v":1006.29998779297,"d":"1,006.3"},{"v":3615537.5,"d":"3,615,537.5"},{"v":32.7799987792969,"d":"32.8"},"EPA/CAMD","EPA/CAMD","EPA/CAMD","EPA/CAMD","EPA/CAMD","EPA/CAMD","EPA/CAMD","DL","SCR",null,2011]
[28756,2020,"WY","Dunlap",57299,"1","WT","OP",{"$nulls":4},"WND",null,{"v":3406048,"d":"3,406,048"},{"v":970274,"d":"970,274"},{"$nulls":5},"EIA Prime Mover-level Data","EIA Prime Mover-level Data"]
[28757,2020,"WY","Ekola Flats",62591,"1","WT","OP",{"$nulls":4},"WND",null,{"v":575237,"d":"575,237"},0,{"$nulls":5},"EIA Prime Mover-level Data","EIA Prime Mover-level Data"]
[28758,2020,"WY","Elk Basin Gasoline Plant",52127,"GEN1","ST","OP",{"$nulls":4},"OG",null,{"v":292013.5,"d":"292,014"},{"v":100942,"d":"100,942"},{"v":38.2719993591309,"d":"38.3"},{"v":13.2299995422363,"d":"13.2"},{"v":0.150299996137619,"d":"0.2"},{"v":17066.728515625,"d":"17,066.7"},null,"EIA Prime Mover-level Data","EIA Prime Mover-level Data","Estimated using emissions factor","Estimated using emissions factor","Estimated using emissions factor","Estimated using emissions factor"]
[28759,2020,"WY","Elk Basin Gasoline Plant",52127,"GEN2","ST","OP",{"$nulls":4},"OG",null,{"v":292013.5,"d":"292,014"},{"v":100942,"d":"100,942"},{"v":38.2719993591309,"d":"38.3"},{"v":13.2299995422363,"d":"13.2"},{"v":0.150299996137619,"d":"0.2"},{"v":17066.728515625,"d":"17,066.7"},null,"EIA Prime Mover-level Data","EIA Prime Mover-level Data","Estimated using emissions factor","Estimated using emissions factor","Estimated using emissions factor","Estimated using emissions factor"]
[28760,2020,"WY","Elk Basin Gasoline Plant",52127,"GEN3","ST","RE",{"$nulls":4},"OG"]
[28761,2020,"WY","Fontenelle",4185,"1","HY","OP",{"$nulls":4},"WAT",null,{"v":568498,"d":"568,498"},{"v":263868,"d":"263,868"},{"$nulls":5},"EIA Prime Mover-level Data","EIA Prime Mover-level Data"]
[28762,2020,"WY","Foote Creek I",55607,"GEN1","WT","OP",{"$nulls":4},"WND",null,{"v":431596,"d":"431,596"},{"v":122948,"d":"122,948"},{"$nulls":5},"EIA Prime Mover-level Data","EIA Prime Mover-level Data"]
[28763,2020,"WY","Foote Creek II",55608,"GEN1","WT","RE",{"$nulls":4},"WND"]
[28764,2020,"WY","Foote Creek III",55609,"GEN1","WT","RE",{"$nulls":4},"WND"]
[28765,2020,"WY","Foote Creek IV",55610,"GEN1","WT","RE",{"$nulls":4},"WND",null,{"v":335295,"d":"335,295"},{"v":142469,"d":"142,469"},{"$nulls":5},"EIA Prime Mover-level Data","EIA Prime Mover-level Data"]
[28766,2020,"WY","Fremont Canyon",4176,"1","HY","OP",{"$nulls":4},"WAT",null,{"v":1036284.5,"d":"1,036,285"},{"v":480990.5,"d":"480,991"},{"$nulls":5},"EIA Prime Mover-level Data","EIA Prime Mover-level Data"]
[28767,2020,"WY","Fremont Canyon",4176,"2","HY","OP",{"$nulls":4},"WAT",null,{"v":1036284.5,"d":"1,036,285"},{"v":480990.5,"d":"480,991"},{"$nulls":5},"EIA Prime Mover-level Data","EIA Prime Mover-level Data"]
[28768,2020,"WY","Garland Canal Power Plant",57551,"MAIN","HY","OP",{"$nulls":4},"WAT",null,{"v":88916,"d":"88,916"},{"v":76282,"d":"76,282"},{"$nulls":5},"EIA Prime Mover-level Data","EIA Prime Mover-level Data"]
[28769,2020,"WY","General Chemical",54318,"C","ST","OP",{"$nulls":3},2,"BIT",null,{"v":3484358,"d":"3,484,358"},{"v":1282065.125,"d":"1,282,065"},{"v":353.661987304688,"d":"353.7"},{"v":132.052993774414,"d":"132.1"},{"v":34.8833999633789,"d":"34.9"},{"v":342263.25,"d":"342,263.3"},null,"EIA Unit-level Data","EIA Unit-Level Data","Estimated based on unit-level NOx emission rates","Estimated based on unit-level NOx ozone season emission rates","Estimated using emissions factor and plant-specific sulfur content","Estimated using emissions factor",null,"EK"]
[28770,2020,"WY","General Chemical",54318,"D","ST","OP",{"$nulls":3},2,"BIT",null,{"v":5239426.5,"d":"5,239,427"},{"v":1923086.125,"d":"1,923,086"},{"v":592.054992675781,"d":"592.1"},{"v":224.039993286133,"d":"224.0"},{"v":69.9224014282227,"d":"69.9"},{"v":514627.59375,"d":"514,627.6"},null,"EIA Unit-level Data","EIA Unit-Level Data","Estimated based on unit-level NOx emission rates","Estimated based on unit-level NOx ozone season emission rates","Estimated using emissions factor and plant-specific sulfur content","Estimated using emissions factor",null,"EK"]
[28771,2020,"WY","General Chemical",54318,"E","ST","OP",{"$nulls":3},2,"NG",null,{"v":1998001,"d":"1,998,001"},{"v":607533.1875,"d":"607,533"},{"v":44.9550018310547,"d":"45.0"},{"v":12.7580003738403,"d":"12.8"},{"v":3.19280004501343,"d":"3.2"},{"v":116772.2265625,"d":"116,772.2"},null,"EIA Unit-level Data","EIA Unit-Level Data","Estimated based on unit-level NOx emission rates","Estimated based on unit-level NOx ozone season emission rates","Estimated using emissions factor and plant-specific sulfur content","Estimated using emissions factor"]
[28772,2020,"WY","Genesis Alkali",57915,"1BLR","ST","OP",{"$nulls":3},6,"NG",null,{"v":298921.84375,"d":"298,922"},{"v":162686.15625,"d":"162,686"},{"v":34.3759994506836,"d":"34.4"},{"v":18.7089996337891,"d":"18.7"},{"v":0.477699995040894,"d":"0.5"},{"v":17470.34765625,"d":"17,470.3"},null,"EIA Unit-level Data","EIA Unit-Level Data","Estimated based on unit-level NOx emission rates","Estimated based on unit-level NOx ozone season emission rates","Estimated using emissions factor and plant-specific sulfur content","Estimated using emissions factor"]
[28773,2020,"WY","Genesis Alkali",57915,"2BLR","ST","OP",{"$nulls":3},6,"NG",null,{"v":334475.375,"d":"334,475"},{"v":176088.328125,"d":"176,088"},{"v":38.4650001525879,"d":"38.5"},{"v":20.25,"d":"20.3"},{"v":0.534500002861023,"d":"0.5"},{"v":19548.255859375,"d":"19,548.3"},null,"EIA Unit-level Data","EIA Unit-Level Data","Estimated based on unit-level NOx emission rates","Estimated based on unit-level NOx ozone season emission rates","Estimated using emissions factor and plant-specific sulfur content","Estimated using emissions factor"]
[28774,2020,"WY","Genesis Alkali",57915,"3BLR","ST","OP",{"$nulls":3},6,"NG",null,{"v":302028.21875,"d":"302,028"},{"v":129974.34375,"d":"129,974"},{"v":34.7330017089844,"d":"34.7"},{"v":14.9469995498657,"d":"14.9"},{"v":0.482600003480911,"d":"0.5"},{"v":17651.896484375,"d":"17,651.9"},null,"EIA Unit-level Data","EIA Unit-Level Data","Estimated based on unit-level NOx emission rates","Estimated based on unit-level NOx ozone season emission rates","Estimated using emissions factor and plant-specific sulfur content","Estimated using emissions factor"]
[28775,2020,"WY","Genesis Alkali",57915,"4BLR","ST","OP",{"$nulls":3},6,"NG",null,{"v":658078.6875,"d":"658,079"},{"v":304472.15625,"d":"304,472"},{"v":75.6790008544922,"d":"75.7"},{"v":35.0139999389648,"d":"35.0"},{"v":1.05159997940063,"d":"1.1"},{"v":38461.09765625,"d":"38,461.1"},null,"EIA Unit-level Data","EIA Unit-Level Data","Estimated based on unit-level NOx emission rates","Estimated based on unit-level NOx ozone season emission rates","Estimated using emissions factor and plant-specific sulfur content","Estimated using emissions factor"]
[28776,2020,"WY","Genesis Alkali",57915,"6BLR","ST","OP",{"$nulls":3},6,"SUB",null,{"v":5337043.5,"d":"5,337,044"},{"v":2400584.25,"d":"2,400,584"},{"v":777.606994628906,"d":"777.6"},{"v":345.683990478516,"d":"345.7"},{"v":29.2311000823975,"d":"29.2"},{"v":536585.75,"d":"536,585.8"},null,"EIA Unit-level Data","EIA Unit-Level Data","Estimated based on unit-level NOx emission rates","Estimated based on unit-level NOx ozone season emission rates","Estimated using emissions factor and plant-specific sulfur content","Estimated using emissions factor",null,"MA"]
[28777,2020,"WY","Genesis Alkali",57915,"7BLR","ST","OP",{"$nulls":3},6,"SUB",null,{"v":4814437,"d":"4,814,437"},{"v":1338283.125,"d":"1,338,283"},{"v":698.333984375,"d":"698.3"},{"v":192.177001953125,"d":"192.2"},{"v":28.7886009216309,"d":"28.8"},{"v":480140.5,"d":"480,140.5"},null,"EIA Unit-level Data","EIA Unit-Level Data","Estimated based on unit-level NOx emission rates","Estimated based on unit-level NOx ozone season emission rates","Estimated using emissions factor and plant-specific sulfur content","Estimated using emissions factor",null,"MA"]
[28778,2020,"WY","Genesis Alkali",57915,"8BLR","ST","OP",{"$nulls":3},6,"NG",null,{"v":863113.25,"d":"863,113"},{"v":444739.8125,"d":"444,740"},{"v":32.1080017089844,"d":"32.1"},{"v":15.9879999160767,"d":"16.0"},{"v":1.37929999828339,"d":"1.4"},{"v":50444.24609375,"d":"50,444.2"},null,"EIA Unit-level Data","EIA Unit-Level Data","Estimated based on unit-level NOx emission rates","Estimated based on unit-level NOx ozone season emission rates","Estimated using emissions factor and plant-specific sulfur content","Estimated using emissions factor"]
[28779,2020,"WY","Glendo",4177,"1","HY","OP",{"$nulls":4},"WAT",null,{"v":467725,"d":"467,725"},{"v":217094,"d":"217,094"},{"$nulls":5},"EIA Prime Mover-level Data","EIA Prime Mover-level Data"]
[28780,2020,"WY","Glendo",4177,"2","HY","OP",{"$nulls":4},"WAT",null,{"v":467725,"d":"467,725"},{"v":217094,"d":"217,094"},{"$nulls":5},"EIA Prime Mover-level Data","EIA Prime Mover-level Data"]
[28781,2020,"WY","Glenrock",56841,"1","WT","OP",{"$nulls":4},"WND",null,{"v":3531697.75,"d":"3,531,698"},{"v":1006067.8125,"d":"1,006,068"},{"$nulls":5},"EIA Prime Mover-level Data","EIA Prime Mover-level Data"]
[28782,2020,"WY","Glenrock",56841,"2","WT","OP",{"$nulls":4},"WND",null,{"v":1358345.25,"d":"1,358,345"},{"v":386949.15625,"d":"386,949"},{"$nulls":5},"EIA Prime Mover-level Data","EIA Prime Mover-level Data"]
[28783,2020,"WY","Guernsey",4178,"1","HY","OP",{"$nulls":4},"WAT",null,{"v":90238.5,"d":"90,239"},{"v":41884,"d":"41,884"},{"$nulls":5},"EIA Prime Mover-level Data","EIA Prime Mover-level Data"]
[28784,2020,"WY","Guernsey",4178,"2","HY","OP",{"$nulls":4},"WAT",null,{"v":90238.5,"d":"90,239"},{"v":41884,"d":"41,884"},{"$nulls":5},"EIA Prime Mover-level Data","EIA Prime Mover-level Data"]
[28785,2020,"WY","Happy Jack Windpower Project",56960,"HJW01","WT","OP",{"$nulls":4},"WND",null,{"v":759786,"d":"759,786"},{"v":222484,"d":"222,484"},{"$nulls":5},"EIA Prime Mover-level Data","EIA Prime Mover-level Data"]
[28786,2020,"WY","Hartzog",8026,"1","GT","OP",{"$nulls":4},"NG",null,{"v":3686.3330078125,"d":"3,686"},{"v":1719,"d":"1,719"},{"v":0.614000022411346,"d":"0.6"},{"v":0.287000000476837,"d":"0.3"},{"v":0.0059000002220273,"d":"0.0"},{"v":215.445999145508,"d":"215.4"},null,"EIA Prime Mover-level Data","EIA Prime Mover-level Data","Estimated using emissions factor","Estimated using emissions factor","Estimated using emissions factor","Estimated using emissions factor"]
[28787,2020,"WY","Hartzog",8026,"2","GT","OP",{"$nulls":4},"NG",null,{"v":3686.3330078125,"d":"3,686"},{"v":1719,"d":"1,719"},{"v":0.614000022411346,"d":"0.6"},{"v":0.287000000476837,"d":"0.3"},{"v":0.0059000002220273,"d":"0.0"},{"v":215.445999145508,"d":"215.4"},null,"EIA Prime Mover-level Data","EIA Prime Mover-level Data","Estimated using emissions factor","Estimated using emissions factor","Estimated using emissions factor","Estimated using emissions factor"]
[28788,2020,"WY","Hartzog",8026,"3","GT","OP",{"$nulls":4},"NG",null,{"v":3686.3330078125,"d":"3,686"},{"v":1719,"d":"1,719"},{"v":0.614000022411346,"d":"0.6"},{"v":0.287000000476837,"d":"0.3"},{"v":0.0059000002220273,"d":"0.0"},{"v":215.445999145508,"d":"215.4"},null,"EIA Prime Mover-level Data","EIA Prime Mover-level Data","Estimated using emissions factor","Estimated using emissions factor","Estimated using emissions factor","Estimated using emissions factor"]
[28789,2020,"WY","Heart Mountain",6408,"1","HY","OP",{"$nulls":4},"WAT",null,{"v":185513,"d":"185,513"},{"v":86106,"d":"86,106"},{"$nulls":5},"EIA Prime Mover-level Data","EIA Prime Mover-level Data"]
[28790,2020,"WY","High Plains",57040,"1","WT","OP",{"$nulls":4},"WND",null,{"v":3147884,"d":"3,147,884"},{"v":896732,"d":"896,732"},{"$nulls":5},"EIA Prime Mover-level Data","EIA Prime Mover-level Data"]
[28791,2020,"WY","Jim Bridger",8066,"BW71","ST","OP","Yes","ARP,MATS","TANGENTIAL",1,"SUB",{"v":8455,"d":"8,455.0"},{"v":28046606,"d":"28,046,606"},{"v":11479581,"d":"11,479,581"},{"v":2604.80810546875,"d":"2,604.8"},{"v":1104.63000488281,"d":"1,104.6"},{"v":2198.60009765625,"d":"2,198.6"},{"v":2941525,"d":"2,941,525.0"},{"v":22.8700008392334,"d":"22.9"},"EPA/CAMD","EPA/CAMD","EPA/CAMD","EPA/CAMD","EPA/CAMD","EPA/CAMD","EPA/CAMD","SB","LNC1",null,1974]
[28792,2020,"WY","Jim Bridger",8066,"BW72","ST","OP","Yes","ARP,MATS","TANGENTIAL",1,"SUB",{"v":8754,"d":"8,754.0"},{"v":31654854,"d":"31,654,854"},{"v":13050548,"d":"13,050,548"},{"v":2809.33911132813,"d":"2,809.3"},{"v":1202.73803710938,"d":"1,202.7"},{"v":2467.5,"d":"2,467.5"},{"v":3319959.5,"d":"3,319,959.5"},{"v":26.3899993896484,"d":"26.4"},"EPA/CAMD","EPA/CAMD","EPA/CAMD","EPA/CAMD","EPA/CAMD","EPA/CAMD","EPA/CAMD","SB","LNC1",null,1975]
[28793,2020,"WY","Jim Bridger",8066,"BW73","ST","OP","Yes","ARP,MATS","TANGENTIAL",1,"SUB",{"v":8767,"d":"8,767.0"},{"v":28056982,"d":"28,056,982"},{"v":11508759,"d":"11,508,759"},{"v":714.616027832031,"d":"714.6"},{"v":295.125,"d":"295.1"},{"v":2061.39990234375,"d":"2,061.4"},{"v":2942609.5,"d":"2,942,609.5"},{"v":14.7700004577637,"d":"14.8"},"EPA/CAMD","EPA/CAMD","EPA/CAMD","EPA/CAMD","EPA/CAMD","EPA/CAMD","EPA/CAMD","SB","LNC1,SCR",null,1976]
[28794,2020,"WY","Jim Bridger",8066,"BW74","ST","OP","Yes","ARP,MATS","TANGENTIAL",1,"SUB",{"v":8336,"d":"8,336.0"},{"v":29281322,"d":"29,281,322"},{"v":11544413,"d":"11,544,413"},{"v":795.218017578125,"d":"795.2"},{"v":322.718994140625,"d":"322.7"},{"v":2064.89990234375,"d":"2,064.9"},{"v":3071022,"d":"3,071,022.0"},{"v":19.6900005340576,"d":"19.7"},"EPA/CAMD","EPA/CAMD","EPA/CAMD","EPA/CAMD","EPA/CAMD","EPA/CAMD","EPA/CAMD","SB","LNC1,SCR",null,1979]
[28795,2020,"WY","Kortes",4180,"1","HY","OP",{"$nulls":4},"WAT",null,{"v":460447.65625,"d":"460,448"},{"v":213716.328125,"d":"213,716"},{"$nulls":5},"EIA Prime Mover-level Data","EIA Prime Mover-level Data"]
[28796,2020,"WY","Kortes",4180,"2","HY","OP",{"$nulls":4},"WAT",null,{"v":460447.65625,"d":"460,448"},{"v":213716.328125,"d":"213,716"},{"$nulls":5},"EIA Prime Mover-level Data","EIA Prime Mover-level Data"]
[28797,2020,"WY","Kortes",4180,"3","HY","OP",{"$nulls":4},"WAT",null,{"v":460447.65625,"d":"460,448"},{"v":213716.328125,"d":"213,716"},{"$nulls":5},"EIA Prime Mover-level Data","EIA Prime Mover-level Data"]
[28798,2020,"WY","Lake (WY)",7039,"1","IC","SB",{"$nulls":4},"DFO",null,{"v":1335,"d":"1,335"},525,{"v":2.1340000629425,"d":"2.1"},{"v":0.83899998664856,"d":"0.8"},{"v":0.193599998950958,"d":"0.2"},{"v":109.019996643066,"d":"109.0"},null,"EIA Prime Mover-level Data","EIA Prime Mover-level Data","Estimated using emissions factor","Estimated using emissions factor","Estimated using emissions factor","Estimated using emissions factor"]
[28799,2020,"WY","Laramie River",6204,"1","ST","OP","Yes","ARP,MATS","WALL",1,"RC",{"v":3821,"d":"3,821.0"},{"v":17850486,"d":"17,850,486"},{"v":11484623,"d":"11,484,623"},{"v":415.428009033203,"d":"415.4"},{"v":269.555999755859,"d":"269.6"},843.5,{"v":1872158.125,"d":"1,872,158.1"},{"v":10.2600002288818,"d":"10.3"},"EPA/CAMD","EPA/CAMD","EPA/CAMD","EPA/CAMD","EPA/CAMD","EPA/CAMD","EPA/CAMD","WLS","LNB,OFA,SCR",null,1980]
[28800,2020,"WY","Laramie River",6204,"2","ST","OP","Yes","ARP,MATS","WALL",1,"RC",{"v":7658,"d":"7,658.0"},{"v":39853196,"d":"39,853,196"},{"v":15660839,"d":"15,660,839"},{"v":2862.34497070313,"d":"2,862.3"},{"v":1133.06604003906,"d":"1,133.1"},{"v":1910,"d":"1,910.0"},{"v":4179804.25,"d":"4,179,804.3"},{"v":24.9500007629395,"d":"25.0"},"EPA/CAMD","EPA/CAMD","EPA/CAMD","EPA/CAMD","EPA/CAMD","EPA/CAMD","EPA/CAMD","WLS","LNB,OFA,SNCR",null,1981]
[28801,2020,"WY","Laramie River",6204,"3","ST","OP","Yes","ARP,MATS","WALL",1,"RC",{"v":7068,"d":"7,068.0"},{"v":39844664,"d":"39,844,664"},{"v":13967799,"d":"13,967,799"},{"v":2851.88793945313,"d":"2,851.9"},{"v":998.489990234375,"d":"998.5"},{"v":2507.5,"d":"2,507.5"},{"v":4178908.75,"d":"4,178,908.8"},{"v":26.2700004577637,"d":"26.3"},"EPA/CAMD","EPA/CAMD","EPA/CAMD","EPA/CAMD","EPA/CAMD","EPA/CAMD","EPA/CAMD","DL","LNB,OFA,SNCR",null,1982]
[28802,2020,"WY","McFadden Ridge",57039,"1","WT","OP",{"$nulls":4},"WND",null,{"v":958643,"d":"958,643"},{"v":273086,"d":"273,086"},{"$nulls":5},"EIA Prime Mover-level Data","EIA Prime Mover-level Data"]
[28803,2020,"WY","Medicine Bow",692,"10","WT","OP",{"$nulls":4},"WND",null,{"v":111774.53125,"d":"111,775"},{"v":31841.306640625,"d":"31,841"},{"$nulls":5},"EIA Prime Mover-level Data","EIA Prime Mover-level Data"]
[28804,2020,"WY","Medicine Bow",692,"11","WT","OP",{"$nulls":4},"WND",null,{"v":29654.466796875,"d":"29,654"},{"v":8447.693359375,"d":"8,448"},{"$nulls":5},"EIA Prime Mover-level Data","EIA Prime Mover-level Data"]
[28805,2020,"WY","Medicine Bow",692,"12","WT","CN",{"$nulls":4},"WND"]
[28806,2020,"WY","Medicine Bow",692,"13","WT","CN",{"$nulls":4},"WND"]
[28807,2020,"WY","Medicine Bow",692,"3","WT","RE",{"$nulls":4},"WND"]
[28808,2020,"WY","Medicine Bow",692,"CLIP","WT","RE",{"$nulls":4},"WND"]
[28809,2020,"WY","Mountain Wind Power II LLC",56753,"1","WT","OP",{"$nulls":4},"WND",null,{"v":1371244,"d":"1,371,244"},{"v":389328,"d":"389,328"},{"$nulls":5},"EIA Prime Mover-level Data","EIA Prime Mover-level Data"]
[28810,2020,"WY","Mountain Wind Power LLC",56752,"1","WT","OP",{"$nulls":4},"WND",null,{"v":968310,"d":"968,310"},{"v":265374,"d":"265,374"},{"$nulls":5},"EIA Prime Mover-level Data","EIA Prime Mover-level Data"]
[28811,2020,"WY","Naughton",4162,"1","ST","OP","Yes","ARP,MATS","TANGENTIAL",1,"SUB",{"v":8661,"d":"8,661.0"},{"v":13317791,"d":"13,317,791"},{"v":5443904.5,"d":"5,443,905"},{"v":1434.81799316406,"d":"1,434.8"},{"v":576.31201171875,"d":"576.3"},{"v":996.400024414063,"d":"996.4"},{"v":1393738.375,"d":"1,393,738.4"},{"v":6.90000009536743,"d":"6.9"},"EPA/CAMD","EPA/CAMD","EPA/CAMD","EPA/CAMD","EPA/CAMD","EPA/CAMD","EPA/CAMD","SB","LNC2",null,1963]
[28812,2020,"WY","Naughton",4162,"2","ST","OP","Yes","ARP,MATS","TANGENTIAL",1,"SUB",{"v":7796,"d":"7,796.0"},{"v":14432692,"d":"14,432,692"},{"v":4906267.5,"d":"4,906,268"},{"v":1559.06298828125,"d":"1,559.1"},{"v":509.003997802734,"d":"509.0"},{"v":1032.19995117188,"d":"1,032.2"},{"v":1509267.625,"d":"1,509,267.6"},{"v":10.1300001144409,"d":"10.1"},"EPA/CAMD","EPA/CAMD","EPA/CAMD","EPA/CAMD","EPA/CAMD","EPA/CAMD","EPA/CAMD","SB","LNC2",null,1968]
[28813,2020,"WY","Naughton",4162,"3","ST","OP","Yes","ARP","TANGENTIAL",1,"NG",{"v":1564,"d":"1,564.0"},{"v":2587980,"d":"2,587,980"},{"v":2232990.25,"d":"2,232,990"},{"v":126.846000671387,"d":"126.8"},{"v":115.245002746582,"d":"115.2"},{"v":0.800000011920929,"d":"0.8"},{"v":153801.40625,"d":"153,801.4"},null,"EPA/CAMD","EPA/CAMD","EPA/CAMD","EPA/CAMD","EPA/CAMD","EPA/CAMD",null,"TR","LNC2",null,1971]
[28814,2020,"WY","Neil Simpson",4150,"5","ST","RE",{"$nulls":3},1,"SUB"]
[28815,2020,"WY","Neil Simpson II",7504,"001","ST","OP","Yes","ARP,MATS","WALL",null,"SUB",{"v":8305,"d":"8,305.0"},{"v":8742420,"d":"8,742,420"},{"v":3814589.75,"d":"3,814,590"},{"v":660.681030273438,"d":"660.7"},{"v":284.390991210938,"d":"284.4"},{"v":316.200012207031,"d":"316.2"},{"v":916904.3125,"d":"916,904.3"},null,"EPA/CAMD","EPA/CAMD","EPA/CAMD","EPA/CAMD","EPA/CAMD","EPA/CAMD",null,"DL","LNBO",null,1995]
[28816,2020,"WY","Neil Simpson II",7504,"CT1","GT","OP","Yes","ARP","CT",null,"NG",{"v":2461,"d":"2,461.0"},{"v":726465.5,"d":"726,466"},{"v":350341.625,"d":"350,342"},{"v":23.4610004425049,"d":"23.5"},{"v":10.4899997711182,"d":"10.5"},{"v":0.200000002980232,"d":"0.2"},{"v":43172.30078125,"d":"43,172.3"},null,"EPA/CAMD","EPA/CAMD","EPA/CAMD","EPA/CAMD","EPA/CAMD","EPA/CAMD",null,null,"DLNB",null,2000]
[28817,2020,"WY","Neil Simpson II (CT2)",55477,"CT2","GT","OP","Yes","ARP","CT",null,"NG",{"v":715,"d":"715.0"},{"v":168852.65625,"d":"168,853"},{"v":148657.546875,"d":"148,658"},{"v":4.92600011825562,"d":"4.9"},{"v":4.37099981307983,"d":"4.4"},{"v":0.100000001490116,"d":"0.1"},{"v":10034.400390625,"d":"10,034.4"},null,"EPA/CAMD","EPA/CAMD","EPA/CAMD","EPA/CAMD","EPA/CAMD","EPA/CAMD",null,null,"DLNB",null,2001]
[28818,2020,"WY","Old Faithful",2196,"1","IC","SB",{"$nulls":4},"DFO",null,{"v":649.5,"d":"650"},{"v":253.5,"d":"254"},{"v":1.03900003433228,"d":"1.0"},{"v":0.405000001192093,"d":"0.4"},{"v":0.094200000166893,"d":"0.1"},{"v":53.0400009155273,"d":"53.0"},null,"EIA Prime Mover-level Data","EIA Prime Mover-level Data","Estimated using emissions factor","Estimated using emissions factor","Estimated using emissions factor","Estimated using emissions factor"]
[28819,2020,"WY","Old Faithful",2196,"2","IC","SB",{"$nulls":4},"DFO",null,{"v":649.5,"d":"650"},{"v":253.5,"d":"254"},{"v":1.03900003433228,"d":"1.0"},{"v":0.405000001192093,"d":"0.4"},{"v":0.094200000166893,"d":"0.1"},{"v":53.0400009155273,"d":"53.0"},null,"EIA Prime Mover-level Data","EIA Prime Mover-level Data","Estimated using emissions factor","Estimated using emissions factor","Estimated using emissions factor","Estimated using emissions factor"]
[28820,2020,"WY","Osage (WY)",4151,"1","ST","RE",{"$nulls":3},1,"SUB"]
[28821,2020,"WY","Osage (WY)",4151,"2","ST","RE",{"$nulls":3},1,"SUB"]
[28822,2020,"WY","Osage (WY)",4151,"3","ST","RE",{"$nulls":3},1,"SUB"]
[28823,2020,"WY","Pilot Butte",674,"1","HY","OS",{"$nulls":4},"WAT"]
[28824,2020,"WY","Pilot Butte",674,"2","HY","OS",{"$nulls":4},"WAT"]
[28825,2020,"WY","Pioneer Wind Park, LLC",60259,"PWP1","WT","OP",{"$nulls":4},"WND",null,{"v":2563779,"d":"2,563,779"},{"v":730338,"d":"730,338"},{"$nulls":5},"EIA Prime Mover-level Data","EIA Prime Mover-level Data"]
[28826,2020,"WY","Rail Tie Wind",64847,"CRTW1","WT","L",{"$nulls":4},"WND"]
[28827,2020,"WY","Rock River I LLC",55740,"GEN1","WT","OP",{"$nulls":4},"WND",null,{"v":1326248,"d":"1,326,248"},{"v":377805,"d":"377,805"},{"$nulls":5},"EIA Prime Mover-level Data","EIA Prime Mover-level Data"]
[28828,2020,"WY","Rolling Hills",56842,"1","WT","OP",{"$nulls":4},"WND",null,{"v":3186537,"d":"3,186,537"},{"v":907742,"d":"907,742"},{"$nulls":5},"EIA Prime Mover-level Data","EIA Prime Mover-level Data"]
[28829,2020,"WY","Roundhouse Wind Energy Project",63133,"82059","WT","OP",{"$nulls":4},"WND",null,{"v":2470997.5,"d":"2,470,998"},{"v":1112737.625,"d":"1,112,738"},{"$nulls":5},"EIA Prime Mover-level Data","EIA Prime Mover-level Data"]
[28830,2020,"WY","Roundhouse Wind Energy Project",63133,"82060","WT","OP",{"$nulls":4},"WND",null,{"v":1574264.5,"d":"1,574,265"},{"v":708921.5,"d":"708,922"},{"$nulls":5},"EIA Prime Mover-level Data","EIA Prime Mover-level Data"]
[28831,2020,"WY","Roundhouse Wind Energy Project",63133,"82061","WT","OP",{"$nulls":4},"WND",null,{"v":458330.15625,"d":"458,330"},{"v":206394.875,"d":"206,395"},{"$nulls":5},"EIA Prime Mover-level Data","EIA Prime Mover-level Data"]
[28832,2020,"WY","Seminoe",4182,"1","HY","OP",{"$nulls":4},"WAT",null,{"v":396694.34375,"d":"396,694"},{"v":184125.328125,"d":"184,125"},{"$nulls":5},"EIA Prime Mover-level Data","EIA Prime Mover-level Data"]
[28833,2020,"WY","Seminoe",4182,"2","HY","OP",{"$nulls":4},"WAT",null,{"v":396694.34375,"d":"396,694"},{"v":184125.328125,"d":"184,125"},{"$nulls":5},"EIA Prime Mover-level Data","EIA Prime Mover-level Data"]
[28834,2020,"WY","Seminoe",4182,"3","HY","OP",{"$nulls":4},"WAT",null,{"v":396694.34375,"d":"396,694"},{"v":184125.328125,"d":"184,125"},{"$nulls":5},"EIA Prime Mover-level Data","EIA Prime Mover-level Data"]
[28835,2020,"WY","Seven Mile Hill",56843,"1","WT","OP",{"$nulls":4},"WND",null,{"v":3800078.5,"d":"3,800,079"},{"v":1082520.875,"d":"1,082,521"},{"$nulls":5},"EIA Prime Mover-level Data","EIA Prime Mover-level Data"]
[28836,2020,"WY","Seven Mile Hill",56843,"2","WT","OP",{"$nulls":4},"WND",null,{"v":750056.4375,"d":"750,056"},{"v":213667.109375,"d":"213,667"},{"$nulls":5},"EIA Prime Mover-level Data","EIA Prime Mover-level Data"]
[28837,2020,"WY","Shoshone (WY)",4183,"1","HY","OP",{"$nulls":4},"WAT",null,{"v":165680,"d":"165,680"},{"v":76900,"d":"76,900"},{"$nulls":5},"EIA Prime Mover-level Data","EIA Prime Mover-level Data"]
[28838,2020,"WY","Shute Creek Facility",56312,"021A","GT","OP",{"$nulls":4},"NG",null,{"v":3586402.25,"d":"3,586,402"},{"v":1482945.375,"d":"1,482,945"},{"v":343.756988525391,"d":"343.8"},{"v":142.427993774414,"d":"142.4"},{"v":3.36150002479553,"d":"3.4"},{"v":209605.59375,"d":"209,605.6"},null,"EIA Prime Mover-level Data","EIA Prime Mover-level Data","Estimated using emissions factor","Estimated using emissions factor","Estimated using emissions factor","Estimated using emissions factor"]
[28839,2020,"WY","Shute Creek Facility",56312,"021B","GT","OP",{"$nulls":4},"NG",null,{"v":3586402.25,"d":"3,586,402"},{"v":1482945.375,"d":"1,482,945"},{"v":343.756988525391,"d":"343.8"},{"v":142.427993774414,"d":"142.4"},{"v":3.36150002479553,"d":"3.4"},{"v":209605.59375,"d":"209,605.6"},null,"EIA Prime Mover-level Data","EIA Prime Mover-level Data","Estimated using emissions factor","Estimated using emissions factor","Estimated using emissions factor","Estimated using emissions factor"]
[28840,2020,"WY","Shute Creek Facility",56312,"021C","GT","OP",{"$nulls":4},"NG",null,{"v":3586402.25,"d":"3,586,402"},{"v":1482945.375,"d":"1,482,945"},{"v":343.756988525391,"d":"343.8"},{"v":142.427993774414,"d":"142.4"},{"v":3.36150002479553,"d":"3.4"},{"v":209605.59375,"d":"209,605.6"},null,"EIA Prime Mover-level Data","EIA Prime Mover-level Data","Estimated using emissions factor","Estimated using emissions factor","Estimated using emissions factor","Estimated using emissions factor"]
[28841,2020,"WY","Silver Sage Windpower",57091,"SSW01","WT","OP",{"$nulls":4},"WND",null,{"v":1103758,"d":"1,103,758"},{"v":327022,"d":"327,022"},{"$nulls":5},"EIA Prime Mover-level Data","EIA Prime Mover-level Data"]
[28842,2020,"WY","Simplot Phosphates",54472,"AUX","ST","OP",{"$nulls":3},1,"NG",null,{"v":54432.6015625,"d":"54,433"},{"v":18481.384765625,"d":"18,481"},{"v":4.58300018310547,"d":"4.6"},{"v":2.10800004005432,"d":"2.1"},{"v":0.0886000022292137,"d":"0.1"},{"v":3181.2880859375,"d":"3,181.3"},null,"EIA Unit-level Data","EIA Unit-Level Data","Estimated using emissions factor","Estimated using emissions factor","Estimated using emissions factor","Estimated using emissions factor"]
[28843,2020,"WY","Simplot Phosphates",54472,"LURGI","ST","OP",{"$nulls":3},1,"OTH",null,{"v":1486332.5,"d":"1,486,333"},{"v":531713.4375,"d":"531,713"},{"v":31.6299991607666,"d":"31.6"},{"v":11.3479995727539,"d":"11.3"},{"v":260.535797119141,"d":"260.5"},{"v":79.8479995727539,"d":"79.8"},null,"EIA Unit-level Data","EIA Unit-Level Data","Estimated using emissions factor","Estimated using emissions factor","Estimated using emissions factor","Estimated using emissions factor"]
[28844,2020,"WY","Simplot Phosphates",54472,"MECS","ST","OP",{"$nulls":3},1,"OTH",null,{"v":1065572.25,"d":"1,065,572"},{"v":383336.40625,"d":"383,336"},{"v":22.6760005950928,"d":"22.7"},{"v":8.13500022888184,"d":"8.1"},{"v":186.781692504883,"d":"186.8"},{"v":80.3880004882813,"d":"80.4"},null,"EIA Unit-level Data","EIA Unit-Level Data","Estimated using emissions factor","Estimated using emissions factor","Estimated using emissions factor","Estimated using emissions factor"]
[28845,2020,"WY","Simplot Phosphates",54472,"ZURN","ST","OP",{"$nulls":3},1,"NG",null,{"v":95781.84375,"d":"95,782"},{"v":51388.69140625,"d":"51,389"},{"v":8.06400012969971,"d":"8.1"},{"v":3.70900011062622,"d":"3.7"},{"v":0.155799999833107,"d":"0.2"},{"v":5597.9248046875,"d":"5,597.9"},null,"EIA Unit-level Data","EIA Unit-Level Data","Estimated using emissions factor","Estimated using emissions factor","Estimated using emissions factor","Estimated using emissions factor"]
[28846,2020,"WY","Sinclair Oil Refinery",54374,"2002","IC","RE",{"$nulls":4},"NG"]
[28847,2020,"WY","Sinclair Oil Refinery",54374,"2004","IC","OP",{"$nulls":4},"NG",null,{"v":48852.1796875,"d":"48,852"},{"v":19019,"d":"19,019"},{"v":78.4860000610352,"d":"78.5"},{"v":31.0750007629395,"d":"31.1"},{"v":0.097900003194809,"d":"0.1"},{"v":2855.14306640625,"d":"2,855.1"},null,"EIA Prime Mover-level Data","EIA Prime Mover-level Data","Estimated using emissions factor","Estimated using emissions factor","Estimated using emissions factor","Estimated using emissions factor"]
[28848,2020,"WY","Sinclair Oil Refinery",54374,"2006","IC","OP",{"$nulls":4},"NG",null,{"v":48852.1796875,"d":"48,852"},{"v":19019,"d":"19,019"},{"v":78.4860000610352,"d":"78.5"},{"v":31.0750007629395,"d":"31.1"},{"v":0.097900003194809,"d":"0.1"},{"v":2855.14306640625,"d":"2,855.1"},null,"EIA Prime Mover-level Data","EIA Prime Mover-level Data","Estimated using emissions factor","Estimated using emissions factor","Estimated using emissions factor","Estimated using emissions factor"]
[28849,2020,"WY","Sinclair Oil Refinery",54374,"2008","IC","OP",{"$nulls":4},"NG",null,{"v":48852.1796875,"d":"48,852"},{"v":19019,"d":"19,019"},{"v":78.4860000610352,"d":"78.5"},{"v":31.0750007629395,"d":"31.1"},{"v":0.097900003194809,"d":"0.1"},{"v":2855.14306640625,"d":"2,855.1"},null,"EIA Prime Mover-level Data","EIA Prime Mover-level Data","Estimated using emissions factor","Estimated using emissions factor","Estimated using emissions factor","Estimated using emissions factor"]
[28850,2020,"WY","Sinclair Oil Refinery",54374,"NO1","ST","RE",{"$nulls":4},"NG"]
[28851,2020,"WY","Sinclair Oil Refinery",54374,"NO2","ST","SB",{"$nulls":4},"OG"]
[28852,2020,"WY","Sinclair Oil Refinery",54374,"NO3","ST","OP",{"$nulls":4},"OG",null,{"v":3353358,"d":"3,353,358"},{"v":1158230,"d":"1,158,230"},{"v":237.25,"d":"237.3"},{"v":81.9449996948242,"d":"81.9"},{"v":0.931500017642975,"d":"0.9"},{"v":195987.015625,"d":"195,987.0"},null,"EIA Prime Mover-level Data","EIA Prime Mover-level Data","Estimated using emissions factor","Estimated using emissions factor","Estimated using emissions factor","Estimated using emissions factor"]
[28853,2020,"WY","Sinclair Oil Refinery",54374,"NO5","IC","SB",{"$nulls":4},"DFO",null,{"v":41336.4609375,"d":"41,336"},{"v":16093,"d":"16,093"},{"v":6.24399995803833,"d":"6.2"},{"v":0.606000006198883,"d":"0.6"},{"v":0.602500021457672,"d":"0.6"},{"v":3375.65405273438,"d":"3,375.7"},null,"EIA Prime Mover-level Data","EIA Prime Mover-level Data","Estimated using emissions factor","Estimated using emissions factor","Estimated using emissions factor","Estimated using emissions factor"]
[28854,2020,"WY","Spirit Mountain",7541,"1","HY","OP",{"$nulls":4},"WAT",null,{"v":144043,"d":"144,043"},{"v":66858,"d":"66,858"},{"$nulls":5},"EIA Prime Mover-level Data","EIA Prime Mover-level Data"]
[28855,2020,"WY","Strawberry Creek",6393,"1","HY","OP",{"$nulls":4},"WAT",null,{"v":29620.666015625,"d":"29,621"},{"v":13748.6669921875,"d":"13,749"},{"$nulls":5},"EIA Prime Mover-level Data","EIA Prime Mover-level Data"]
[28856,2020,"WY","Strawberry Creek",6393,"2","HY","OP",{"$nulls":4},"WAT",null,{"v":29620.666015625,"d":"29,621"},{"v":13748.6669921875,"d":"13,749"},{"$nulls":5},"EIA Prime Mover-level Data","EIA Prime Mover-level Data"]
[28857,2020,"WY","Strawberry Creek",6393,"3","HY","OP",{"$nulls":4},"WAT",null,{"v":29620.666015625,"d":"29,621"},{"v":13748.6669921875,"d":"13,749"},{"$nulls":5},"EIA Prime Mover-level Data","EIA Prime Mover-level Data"]
[28858,2020,"WY","Sweetwater Solar",61369,"PV1","PV","OP",{"$nulls":4},"SUN",null,{"v":1450738,"d":"1,450,738"},{"v":727835,"d":"727,835"},{"$nulls":5},"EIA Prime Mover-level Data","EIA Prime Mover-level Data"]
[28859,2020,"WY","Swift Creek",6394,"1","HY","RE",{"$nulls":4},"WAT"]
[28860,2020,"WY","Swift Creek",6394,"2","HY","RE",{"$nulls":4},"WAT"]
[28861,2020,"WY","Swift Creek",6394,"3","HY","OP",{"$nulls":4},"WAT",null,{"v":30914.353515625,"d":"30,914"},{"v":14348.7060546875,"d":"14,349"},{"$nulls":5},"EIA Prime Mover-level Data","EIA Prime Mover-level Data"]
[28862,2020,"WY","Swift Creek",6394,"4","HY","OP",{"$nulls":4},"WAT",null,{"v":23185.765625,"d":"23,186"},{"v":10761.529296875,"d":"10,762"},{"$nulls":5},"EIA Prime Mover-level Data","EIA Prime Mover-level Data"]
[28863,2020,"WY","Swift Creek",6394,"5","HY","OP",{"$nulls":4},"WAT",null,{"v":11592.8828125,"d":"11,593"},{"v":5380.76513671875,"d":"5,381"},{"$nulls":5},"EIA Prime Mover-level Data","EIA Prime Mover-level Data"]
[28864,2020,"WY","TB Flats",62516,"1","WT","U",{"$nulls":4},"WND"]
[28865,2020,"WY","Top of the World Windpower Project",57327,"TOTW1","WT","OP",{"$nulls":4},"WND",null,{"v":4735401,"d":"4,735,401"},{"v":1416673,"d":"1,416,673"},{"$nulls":5},"EIA Prime Mover-level Data","EIA Prime Mover-level Data"]
[28866,2020,"WY","TransAlta Wyoming Wind",56093,"GE15","WT","OP",{"$nulls":4},"WND",null,{"v":3308650,"d":"3,308,650"},{"v":942528,"d":"942,528"},{"$nulls":5},"EIA Prime Mover-level Data","EIA Prime Mover-level Data"]
[28867,2020,"WY","Two Rivers Wind Facility",63972,"TR1","WT","L",{"$nulls":4},"WND"]
[28868,2020,"WY","Western Sugar Coop - Torrington",57967,"GEGEN","ST","RE",{"$nulls":4},"NG"]
[28869,2020,"WY","Wygen I",55479,"001","ST","OP","Yes","ARP,MATS","WALL",null,"SUB",{"v":8562,"d":"8,562.0"},{"v":8761069,"d":"8,761,069"},{"v":3733114.25,"d":"3,733,114"},{"v":600.049987792969,"d":"600.0"},{"v":255.319000244141,"d":"255.3"},{"v":426.399993896484,"d":"426.4"},{"v":918861.6875,"d":"918,861.7"},null,"EPA/CAMD","EPA/CAMD","EPA/CAMD","EPA/CAMD","EPA/CAMD","EPA/CAMD",null,"DL","LNBO,SCR",null,2003]
[28870,2020,"WY","Wygen II",56319,"001","ST","OP","Yes","ARP,MATS","WALL",null,"SUB",{"v":8298,"d":"8,298.0"},{"v":8916959,"d":"8,916,959"},{"v":4116119.25,"d":"4,116,119"},{"v":279.828002929688,"d":"279.8"},{"v":125.599998474121,"d":"125.6"},{"v":205.899993896484,"d":"205.9"},{"v":935205.875,"d":"935,205.9"},null,"EPA/CAMD","EPA/CAMD","EPA/CAMD","EPA/CAMD","EPA/CAMD","EPA/CAMD",null,"DL","LNBO,SCR",null,2007]
[28871,2020,"WY","Wygen III",56596,"001","ST","OP","Yes","ARP,MATS","WALL",null,"SUB",{"v":8486,"d":"8,486.0"},{"v":9668216,"d":"9,668,216"},{"v":4099380.75,"d":"4,099,381"},{"v":212.567001342773,"d":"212.6"},{"v":90.4830017089844,"d":"90.5"},{"v":202.399993896484,"d":"202.4"},{"v":1014000.875,"d":"1,014,000.9"},null,"EPA/CAMD","EPA/CAMD","EPA/CAMD","EPA/CAMD","EPA/CAMD","EPA/CAMD",null,"DL","LNB,SCR",null,2010]
[28872,2020,"WY","Wyodak",6101,"BW91","ST","OP","Yes","ARP,MATS","WALL",1,"SUB",{"v":8298,"d":"8,298.0"},{"v":22292804,"d":"22,292,804"},{"v":9715543,"d":"9,715,543"},{"v":2519.32299804688,"d":"2,519.3"},{"v":1097.84802246094,"d":"1,097.8"},{"v":1686.19995117188,"d":"1,686.2"},{"v":2338068,"d":"2,338,068.0"},{"v":22.8099994659424,"d":"22.8"},"EPA/CAMD","EPA/CAMD","EPA/CAMD","EPA/CAMD","EPA/CAMD","EPA/CAMD","EPA/CAMD","DL","LNBO",null,1978]

{"sheet":"GEN20","index":2,"n_rows":30197,"n_cols":17,"rows_kept":4500,"cut":true,"bounds":{"rows_first":2000,"rows_last":500,"rows_between":2000,"halvings":0}}
["eGRID2020 Generator file sequence number","Data Year","Plant state abbreviation","Plant name","DOE/EIA ORIS plant or facility code","Generator ID","Number of associated boilers","Generator status","Generator prime mover type","Generator primary fuel","Generator nameplate capacity (MW)","Generator capacity factor","Generator annual net generation (MWh)","Generator ozone season net generation (MWh)","Generation data source","Generator year on-line","Generator planned or actual retirement year"]
["SEQGEN20","YEAR","PSTATABB","PNAME","ORISPL","GENID","NUMBLR","GENSTAT","PRMVR","FUELG1","NAMEPCAP","CFACT","GENNTAN","GENNTOZ","GENERSRC","GENYRONL","GENYRRET"]
[1,2020,"AK","7-Mile Ridge Wind Project",60814,"WT1",0,"CN","WT","WND",1.8]
[2,2020,"AK","Agrium Kenai Nitrogen Operations",54452,"744A",0,"OS","GT","NG",2.5,{"$nulls":4},1977]
[3,2020,"AK","Agrium Kenai Nitrogen Operations",54452,"744B",0,"OS","GT","NG",2.5,{"$nulls":4},1977]
[4,2020,"AK","Agrium Kenai Nitrogen Operations",54452,"744C",0,"OS","GT","NG",2.5,{"$nulls":4},1977]
[5,2020,"AK","Agrium Kenai Nitrogen Operations",54452,"744D",0,"OS","GT","NG",2.5,{"$nulls":4},1977]
[6,2020,"AK","Agrium Kenai Nitrogen Operations",54452,"744E",0,"OS","GT","NG",2.5,{"$nulls":4},1977]
[7,2020,"AK","Agrium Kenai Nitrogen Operations",54452,"644A",0,"RE","IC","NG",1.3,{"$nulls":5},2001]
[8,2020,"AK","Agrium Kenai Nitrogen Operations",54452,"644B",0,"RE","IC","NG",1.3,{"$nulls":5},2001]
[9,2020,"AK","Agrium Kenai Nitrogen Operations",54452,"644C",0,"RE","IC","NG",1.3,{"$nulls":5},2001]
[10,2020,"AK","Agrium Kenai Nitrogen Operations",54452,"644D",0,"RE","IC","NG",1.3,{"$nulls":5},2001]
[11,2020,"AK","Agrium Kenai Nitrogen Operations",54452,"644E",0,"RE","IC","NG",1.3,{"$nulls":5},2001]
[12,2020,"AK","Agrium Kenai Nitrogen Operations",54452,"644F",0,"RE","IC","NG",1.3,{"$nulls":5},2001]
[13,2020,"AK","Agrium Kenai Nitrogen Operations",54452,"644G",0,"RE","IC","NG",1.3,{"$nulls":5},2001]
[14,2020,"AK","Alakanuk",57053,"UNIT4",0,"SB","IC","DFO",0.8,{"v":0,"d":"0.000"},0,0,"Distributed from 923 Generation And Fuel",2013]
[15,2020,"AK","Alakanuk",57053,"G309",0,"CN","IC","DFO",0.5]
[16,2020,"AK","Alakanuk",57053,"UNIT1",0,"RE","IC","DFO",0.4,{"$nulls":5},2016]
[17,2020,"AK","Alakanuk",57053,"UNIT2",0,"RE","IC","DFO",0.5,{"$nulls":5},2016]
[18,2020,"AK","Alakanuk",57053,"UNIT3",0,"RE","IC","DFO",0.4,{"$nulls":5},2016]
[19,2020,"AK","Allison Creek Hydro",58982,"GEN1",0,"OP","HY","WAT",6.5,0.365,{"v":20808,"d":"20,808"},{"v":9469,"d":"9,469"},"Distributed from 923 Generation And Fuel",2016]
[20,2020,"AK","Ambler",60243,"1A",0,"OP","IC","DFO",0.4,0.092,{"v":323.2,"d":"323"},{"v":139.467,"d":"139"},"Distributed from 923 Generation And Fuel",2020]
[21,2020,"AK","Ambler",60243,"2",0,"OP","IC","DFO",0.3,0.092,{"v":242.4,"d":"242"},{"v":104.6,"d":"105"},"Distributed from 923 Generation And Fuel",1993]
[22,2020,"AK","Ambler",60243,"3",0,"OP","IC","DFO",0.4,0.092,{"v":323.2,"d":"323"},{"v":139.467,"d":"139"},"Distributed from 923 Generation And Fuel",1990]
[23,2020,"AK","Ambler",60243,"1",0,"RE","IC","DFO",0.4,0.092,{"v":323.2,"d":"323"},{"v":139.467,"d":"139"},"Distributed from 923 Generation And Fuel",null,2020]
[24,2020,"AK","Anchorage 1",75,"3R",0,"OP","GT","NG",48.9,0.011,{"v":4923.502,"d":"4,924"},{"v":1812.328,"d":"1,812"},"Distributed from 923 Generation And Fuel",2007]
[25,2020,"AK","Anchorage 1",75,"4",0,"OP","GT","NG",{"v":27,"d":"27.0"},0.011,{"v":2718.498,"d":"2,718"},{"v":1000.672,"d":"1,001"},"Distributed from 923 Generation And Fuel",1972]
[26,2020,"AK","Anchorage 1",75,"P1 BS",0,"OP","IC","DFO",{"v":2,"d":"2.0"},{"v":0,"d":"0.000"},4,2,"Distributed from 923 Generation And Fuel",2012]
[27,2020,"AK","Anchorage 1",75,"1",0,"RE","GT","NG",12.5,{"$nulls":5},2016]
[28,2020,"AK","Anchorage 1",75,"2",0,"RE","GT","NG",12.5,{"$nulls":5},2016]
[29,2020,"AK","Anchorage 1",75,"3",0,"RE","GT","NG",16.3,{"$nulls":5},2004]
[30,2020,"AK","Anchorage 1",75,"D1",0,"RE","IC","DFO",1.1,{"$nulls":5},2010]
[31,2020,"AK","Anchorage 1",75,"D2",0,"RE","IC","DFO",1.1,{"$nulls":5},2010]
[32,2020,"AK","Angoon",7462,"1A",0,"OP","IC","DFO",0.5,0.125,{"v":547.333,"d":"547"},236,"Distributed from 923 Generation And Fuel",2009]
[33,2020,"AK","Angoon",7462,"2A",0,"OP","IC","DFO",0.5,0.125,{"v":547.333,"d":"547"},236,"Distributed from 923 Generation And Fuel",1998]
[34,2020,"AK","Angoon",7462,"3",0,"OP","IC","DFO",0.5,0.125,{"v":547.333,"d":"547"},236,"Distributed from 923 Generation And Fuel",1990]
[35,2020,"AK","Angoon",7462,"1",0,"RE","IC","DFO",0.4,{"$nulls":5},2008]
[36,2020,"AK","Aniak",7182,"1",0,"OP","IC","DFO",0.5,0.147,{"v":642.059,"d":"642"},{"v":277.059,"d":"277"},"Distributed from 923 Generation And Fuel",1988]
[37,2020,"AK","Aniak",7182,"10",0,"OP","IC","DFO",0.6,0.147,{"v":770.471,"d":"770"},{"v":332.471,"d":"332"},"Distributed from 923 Generation And Fuel",2016]
[38,2020,"AK","Aniak",7182,"9",0,"OP","IC","DFO",0.6,0.147,{"v":770.471,"d":"770"},{"v":332.471,"d":"332"},"Distributed from 923 Generation And Fuel",1996]
[39,2020,"AK","Aniak",7182,"3",0,"RE","IC","DFO",0.3,{"$nulls":5},2005]
[40,2020,"AK","Aniak",7182,"4",0,"RE","IC","DFO",0.3,{"$nulls":5},2005]
[41,2020,"AK","Aniak",7182,"5",0,"RE","IC","DFO",0.3,{"$nulls":5},1994]
[42,2020,"AK","Annex Creek",62,"5",0,"OP","HY","WAT",1.8,0.741,{"v":11682.9,"d":"11,683"},{"v":5316.3,"d":"5,316"},"Distributed from 923 Generation And Fuel",1915]
[43,2020,"AK","Annex Creek",62,"6",0,"OP","HY","WAT",2.2,0.741,{"v":14279.1,"d":"14,279"},{"v":6497.7,"d":"6,498"},"Distributed from 923 Generation And Fuel",1915]
[44,2020,"AK","Auke Bay",7250,"13",0,"SB","GT","DFO",2.8,{"v":0,"d":"0.000"},{"v":-11.217,"d":"(11)"},{"v":-4.819,"d":"(5)"},"Distributed from 923 Generation And Fuel",1993]
[45,2020,"AK","Auke Bay",7250,"14",0,"SB","GT","DFO",30.9,{"v":0,"d":"0.000"},{"v":-123.783,"d":"(124)"},{"v":-53.181,"d":"(53)"},"Distributed from 923 Generation And Fuel",1994]
[46,2020,"AK","Auke Bay",7250,"4",0,"SB","IC","DFO",2.5,{"v":0,"d":"0.000"},{"v":-8,"d":"(8)"},{"v":-3,"d":"(3)"},"Distributed from 923 Generation And Fuel",1980]
[47,2020,"AK","Aurora Energy LLC Chena",79,"1",3,"OP","ST","SUB",{"v":5,"d":"5.0"},0.754,{"v":33018,"d":"33,018"},{"v":13939,"d":"13,939"},"EIA-923 Generator File",1952]
[48,2020,"AK","Aurora Energy LLC Chena",79,"2",3,"OP","ST","SUB",2.5,0.243,{"v":5316,"d":"5,316"},{"v":1926,"d":"1,926"},"EIA-923 Generator File",1952]
[49,2020,"AK","Aurora Energy LLC Chena",79,"5",2,"OP","ST","SUB",{"v":20,"d":"20.0"},0.855,{"v":149878,"d":"149,878"},{"v":65329,"d":"65,329"},"EIA-923 Generator File",1975]
[50,2020,"AK","Aurora Energy LLC Chena",79,"3",3,"RE","ST","SUB",1.5,{"$nulls":5},2009]
[51,2020,"AK","Aurora Energy LLC Chena",79,"7",3,"IP","ST","SUB",2.3,{"v":0,"d":"0.000"},0,0,"Distributed from 923 Generation And Fuel"]
[52,2020,"AK","Barrow",7173,"10",0,"OS","IC","NG",1.5,{"v":0,"d":"0.000"},0,0,"Distributed from 923 Generation And Fuel",1994]
[53,2020,"AK","Barrow",7173,"11",0,"OP","GT","NG",4.8,0.337,{"v":14188.578,"d":"14,189"},{"v":5207.584,"d":"5,208"},"Distributed from 923 Generation And Fuel",1996]
[54,2020,"AK","Barrow",7173,"12",0,"OP","GT","NG",{"v":5,"d":"5.0"},0.337,{"v":14779.769,"d":"14,780"},{"v":5424.566,"d":"5,425"},"Distributed from 923 Generation And Fuel",2001]
[55,2020,"AK","Barrow",7173,"6",0,"OP","GT","NG",2.5,0.337,{"v":7389.884,"d":"7,390"},{"v":2712.283,"d":"2,712"},"Distributed from 923 Generation And Fuel",1977]
[56,2020,"AK","Barrow",7173,"7",0,"OP","GT","NG",2.5,0.337,{"v":7389.884,"d":"7,390"},{"v":2712.283,"d":"2,712"},"Distributed from 923 Generation And Fuel",1980]
[57,2020,"AK","Barrow",7173,"8",0,"OP","GT","NG",2.5,0.337,{"v":7389.884,"d":"7,390"},{"v":2712.283,"d":"2,712"},"Distributed from 923 Generation And Fuel",1982]
[58,2020,"AK","Barrow",7173,"9",0,"OS","IC","NG",1.5,{"v":0,"d":"0.000"},0,0,"Distributed from 923 Generation And Fuel",1994]
[59,2020,"AK","Battery Energy Storage System",57583,"BESS",0,"OP","BA","MWH",{"v":40,"d":"40.0"},{"v":-0.008,"d":"(0.008)"},{"v":-2810,"d":"(2,810)"},{"v":-1254,"d":"(1,254)"},"Distributed from 923 Generation And Fuel",2003]
[60,2020,"AK","Beaver Falls",6580,"1",0,"OP","HY","WAT",{"v":1,"d":"1.0"},0.961,{"v":8414.074,"d":"8,414"},{"v":3828.889,"d":"3,829"},"Distributed from 923 Generation And Fuel",1947]
[61,2020,"AK","Beaver Falls",6580,"3",0,"OP","HY","WAT",2.2,0.961,{"v":18510.963,"d":"18,511"},{"v":8423.556,"d":"8,424"},"Distributed from 923 Generation And Fuel",1954]
[62,2020,"AK","Beaver Falls",6580,"4",0,"OP","HY","WAT",2.2,0.961,{"v":18510.963,"d":"18,511"},{"v":8423.556,"d":"8,424"},"Distributed from 923 Generation And Fuel",1954]
[63,2020,"AK","Beluga",96,"1",0,"OP","GT","NG",{"v":16,"d":"16.0"},0.006,840,{"v":265.301,"d":"265"},"Distributed from 923 Generation And Fuel",1968]
[64,2020,"AK","Beluga",96,"2",0,"OP","GT","NG",{"v":16,"d":"16.0"},0.006,840,{"v":265.301,"d":"265"},"Distributed from 923 Generation And Fuel",1968]
[65,2020,"AK","Beluga",96,"3",0,"OP","GT","NG",59.1,0.006,{"v":3102.75,"d":"3,103"},{"v":979.955,"d":"980"},"Distributed from 923 Generation And Fuel",1972]
[66,2020,"AK","Beluga",96,"5",0,"OP","GT","NG",68.3,0.006,{"v":3585.75,"d":"3,586"},{"v":1132.503,"d":"1,133"},"Distributed from 923 Generation And Fuel",1975]
[67,2020,"AK","Beluga",96,"6",0,"OP","GT","NG",76.5,0.006,{"v":4016.25,"d":"4,016"},{"v":1268.47,"d":"1,268"},"Distributed from 923 Generation And Fuel",1976]
[68,2020,"AK","Beluga",96,"7",0,"OP","GT","NG",76.5,0.006,{"v":4016.25,"d":"4,016"},{"v":1268.47,"d":"1,268"},"Distributed from 923 Generation And Fuel",1978]
[69,2020,"AK","Beluga",96,"8",1,"RE","CA","NG",{"v":62,"d":"62.0"},{"$nulls":5},2015]
[70,2020,"AK","Bernice Lake",6292,"2",0,"OP","GT","NG",20.7,0.005,{"v":935.953,"d":"936"},{"v":343.561,"d":"344"},"Distributed from 923 Generation And Fuel",1971]
[71,2020,"AK","Bernice Lake",6292,"3",0,"OP","GT","NG",28.8,0.005,{"v":1302.196,"d":"1,302"},{"v":477.997,"d":"478"},"Distributed from 923 Generation And Fuel",1978]
[72,2020,"AK","Bernice Lake",6292,"4",0,"OP","GT","NG",27.2,0.005,{"v":1229.851,"d":"1,230"},{"v":451.442,"d":"451"},"Distributed from 923 Generation And Fuel",1981]
[73,2020,"AK","Bethel",6566,"1",0,"OP","IC","DFO",2.1,{"v":0.39,"d":"0.390"},{"v":7173.167,"d":"7,173"},{"v":3094.333,"d":"3,094"},"Distributed from 923 Generation And Fuel",1976]
[74,2020,"AK","Bethel",6566,"2",0,"OP","IC","DFO",2.1,{"v":0.39,"d":"0.390"},{"v":7173.167,"d":"7,173"},{"v":3094.333,"d":"3,094"},"Distributed from 923 Generation And Fuel",1976]
[75,2020,"AK","Bethel",6566,"3",0,"OP","IC","DFO",2.1,{"v":0.39,"d":"0.390"},{"v":7173.167,"d":"7,173"},{"v":3094.333,"d":"3,094"},"Distributed from 923 Generation And Fuel",1976]
[76,2020,"AK","Bethel",6566,"4",0,"OP","IC","DFO",2.1,{"v":0.39,"d":"0.390"},{"v":7173.167,"d":"7,173"},{"v":3094.333,"d":"3,094"},"Distributed from 923 Generation And Fuel",1976]
[77,2020,"AK","Bethel",6566,"6",0,"OP","IC","DFO",2.1,{"v":0.39,"d":"0.390"},{"v":7173.167,"d":"7,173"},{"v":3094.333,"d":"3,094"},"Distributed from 923 Generation And Fuel",1989]
[78,2020,"AK","Bethel",6566,"7",0,"OP","IC","DFO",2.1,{"v":0.39,"d":"0.390"},{"v":7173.167,"d":"7,173"},{"v":3094.333,"d":"3,094"},"Distributed from 923 Generation And Fuel",1992]
[79,2020,"AK","Black Bear Lake",7752,"1",0,"OP","HY","WAT",4.5,0.538,{"v":21207,"d":"21,207"},{"v":9651,"d":"9,651"},"Distributed from 923 Generation And Fuel",1995]
[80,2020,"AK","Blue Lake Hydro",93,"3",0,"OP","HY","WAT",5.3,{"$nulls":4},2014]
[81,2020,"AK","Blue Lake Hydro",93,"4",0,"OP","HY","WAT",5.3,{"$nulls":4},2014]
[82,2020,"AK","Blue Lake Hydro",93,"5",0,"OP","HY","WAT",5.3,{"$nulls":4},2014]
[83,2020,"AK","Blue Lake Hydro",93,"1",0,"RE","HY","WAT",3.5,{"$nulls":5},2014]
[84,2020,"AK","Blue Lake Hydro",93,"2",0,"RE","HY","WAT",3.5,{"$nulls":5},2014]
[85,2020,"AK","Bradley Lake",7367,"1",0,"OP","HY","WAT",{"v":63,"d":"63.0"},0.423,{"v":233317.5,"d":"233,318"},{"v":106174.5,"d":"106,175"},"Distributed from 923 Generation And Fuel",1991]
[86,2020,"AK","Bradley Lake",7367,"2",0,"OP","HY","WAT",{"v":63,"d":"63.0"},0.423,{"v":233317.5,"d":"233,318"},{"v":106174.5,"d":"106,175"},"Distributed from 923 Generation And Fuel",1991]
[87,2020,"AK","Brevig Mission",60260,"1",0,"OP","IC","DFO",0.2,0.141,{"v":246.8,"d":"247"},{"v":106.4,"d":"106"},"Distributed from 923 Generation And Fuel",2010]
[88,2020,"AK","Brevig Mission",60260,"2",0,"OP","IC","DFO",0.4,0.141,{"v":493.6,"d":"494"},{"v":212.8,"d":"213"},"Distributed from 923 Generation And Fuel",2010]
[89,2020,"AK","Brevig Mission",60260,"3A",0,"OP","IC","DFO",0.4,0.141,{"v":493.6,"d":"494"},{"v":212.8,"d":"213"},"Distributed from 923 Generation And Fuel",2018]
[90,2020,"AK","Brevig Mission",60260,"3",0,"RE","IC","DFO",0.5,{"$nulls":5},2018]
[91,2020,"AK","Centennial",7112,"IC6",0,"OP","IC","DFO",3.3,0.036,{"v":1035,"d":"1,035"},446,"Distributed from 923 Generation And Fuel",1987]
[92,2020,"AK","Centennial",7112,"IC7",0,"RE","IC","DFO",1.8,{"$nulls":5},2018]
[93,2020,"AK","Chester Lake",7168,"1",0,"OP","HY","WAT",1.3,0.476,{"v":5415,"d":"5,415"},{"v":2464,"d":"2,464"},"Distributed from 923 Generation And Fuel",1988]
[94,2020,"AK","Chevak",6311,"1A",0,"OP","IC","DFO",0.5,0.157,{"v":688.611,"d":"689"},{"v":296.944,"d":"297"},"Distributed from 923 Generation And Fuel",2009]
[95,2020,"AK","Chevak",6311,"2A",0,"OP","IC","DFO",0.5,0.157,{"v":688.611,"d":"689"},{"v":296.944,"d":"297"},"Distributed from 923 Generation And Fuel",2009]
[96,2020,"AK","Chevak",6311,"3A",0,"OP","IC","DFO",0.8,0.157,{"v":1101.778,"d":"1,102"},{"v":475.111,"d":"475"},"Distributed from 923 Generation And Fuel",2009]
[97,2020,"AK","Chevak",6311,"1",0,"RE","IC","DFO",0.4,{"$nulls":5},2009]
[98,2020,"AK","Chevak",6311,"2",0,"RE","IC","DFO",0.3,{"$nulls":5},2009]
[99,2020,"AK","Chevak",6311,"3",0,"RE","IC","DFO",0.3,{"$nulls":5},2009]
[100,2020,"AK","Cooper Lake",6291,"1",0,"OP","HY","WAT",9.7,0.358,{"v":30427,"d":"30,427"},{"v":13846,"d":"13,846"},"Distributed from 923 Generation And Fuel",1961]
[101,2020,"AK","Cooper Lake",6291,"2",0,"OP","HY","WAT",9.7,0.358,{"v":30427,"d":"30,427"},{"v":13846,"d":"13,846"},"Distributed from 923 Generation And Fuel",1961]
[102,2020,"AK","Craig (AK)",421,"1",0,"OP","IC","DFO",0.6,0.007,39,{"v":16.826,"d":"17"},"Distributed from 923 Generation And Fuel",1984]
[103,2020,"AK","Craig (AK)",421,"3B",0,"OP","IC","DFO",1.8,0.007,117,{"v":50.478,"d":"50"},"Distributed from 923 Generation And Fuel",2015]
[104,2020,"AK","Craig (AK)",421,"5",0,"OP","IC","DFO",1.1,0.007,{"v":71.5,"d":"72"},{"v":30.848,"d":"31"},"Distributed from 923 Generation And Fuel",1983]
[105,2020,"AK","Craig (AK)",421,"6",0,"OP","IC","DFO",1.1,0.007,{"v":71.5,"d":"72"},{"v":30.848,"d":"31"},"Distributed from 923 Generation And Fuel",1989]
[106,2020,"AK","Craig (AK)",421,"3A",0,"RE","IC","DFO",1.6,{"$nulls":5},2015]
[107,2020,"AK","Delta Power",56325,"6",0,"SB","GT","DFO",23.1,{"v":0,"d":"0.000"},{"v":-78,"d":"(78)"},{"v":-34,"d":"(34)"},"Distributed from 923 Generation And Fuel",1976]
[108,2020,"AK","Delta Wind Farm",58511,"EWT1",0,"OP","WT","WND",0.9,0.231,{"v":1823.211,"d":"1,823"},{"v":685.895,"d":"686"},"Distributed from 923 Generation And Fuel",2009]
[109,2020,"AK","Delta Wind Farm",58511,"EWT2",0,"OP","WT","WND",0.9,0.231,{"v":1823.211,"d":"1,823"},{"v":685.895,"d":"686"},"Distributed from 923 Generation And Fuel",2013]
[110,2020,"AK","Delta Wind Farm",58511,"NW1",0,"OP","WT","WND",0.1,0.231,{"v":202.579,"d":"203"},{"v":76.211,"d":"76"},"Distributed from 923 Generation And Fuel",2008]
[111,2020,"AK","Dillingham",109,"10",0,"OP","IC","DFO",1.1,0.187,{"v":1797.7,"d":"1,798"},{"v":775.5,"d":"776"},"Distributed from 923 Generation And Fuel",1988]
[112,2020,"AK","Dillingham",109,"11",0,"OP","IC","DFO",{"v":1,"d":"1.0"},0.187,{"v":1634.273,"d":"1,634"},705,"Distributed from 923 Generation And Fuel",2001]
[113,2020,"AK","Dillingham",109,"12",0,"OP","IC","DFO",{"v":1,"d":"1.0"},0.187,{"v":1634.273,"d":"1,634"},705,"Distributed from 923 Generation And Fuel",2006]
[114,2020,"AK","Dillingham",109,"13",0,"OP","IC","DFO",{"v":1,"d":"1.0"},0.187,{"v":1634.273,"d":"1,634"},705,"Distributed from 923 Generation And Fuel",2006]
[115,2020,"AK","Dillingham",109,"14",0,"OP","IC","DFO",{"v":1,"d":"1.0"},0.187,{"v":1634.273,"d":"1,634"},705,"Distributed from 923 Generation And Fuel",2008]
[116,2020,"AK","Dillingham",109,"15",0,"OP","IC","DFO",{"v":1,"d":"1.0"},0.187,{"v":1634.273,"d":"1,634"},705,"Distributed from 923 Generation And Fuel",2008]
[117,2020,"AK","Dillingham",109,"16",0,"OP","IC","DFO",0.5,0.187,{"v":817.136,"d":"817"},{"v":352.5,"d":"353"},"Distributed from 923 Generation And Fuel",2009]
[118,2020,"AK","Dillingham",109,"17",0,"OP","IC","DFO",2.2,0.187,{"v":3595.4,"d":"3,595"},{"v":1551,"d":"1,551"},"Distributed from 923 Generation And Fuel",2019]
[119,2020,"AK","Dillingham",109,"18",0,"OP","IC","DFO",2.2,0.187,{"v":3595.4,"d":"3,595"},{"v":1551,"d":"1,551"},"Distributed from 923 Generation And Fuel",2019]
[120,2020,"AK","Dillingham",109,"3",0,"RE","IC","DFO",0.3,{"$nulls":5},2009]
[121,2020,"AK","Dillingham",109,"4",0,"RE","IC","DFO",0.5,{"$nulls":5},2001]
[122,2020,"AK","Dillingham",109,"5",0,"RE","IC","DFO",0.7,{"$nulls":5},2007]
[123,2020,"AK","Dillingham",109,"6",0,"RE","IC","DFO",{"v":1,"d":"1.0"},{"$nulls":5},2007]
[124,2020,"AK","Dillingham",109,"8",0,"RE","IC","DFO",0.8,{"$nulls":5},2006]
[125,2020,"AK","Dillingham",109,"IC9",0,"RE","IC","DFO",0.8,{"$nulls":5},2006]
[126,2020,"AK","Dutch Harbor",7502,"10",0,"OP","IC","DFO",5.2,{"v":0.22,"d":"0.220"},{"v":10019.379,"d":"10,019"},{"v":3583.726,"d":"3,584"},"Distributed from 923 Generation And Fuel",2010]
[127,2020,"AK","Dutch Harbor",7502,"11",0,"OP","IC","DFO",5.2,{"v":0.22,"d":"0.220"},{"v":10019.379,"d":"10,019"},{"v":3583.726,"d":"3,584"},"Distributed from 923 Generation And Fuel",2010]
[128,2020,"AK","Dutch Harbor",7502,"12",0,"OP","IC","DFO",4.4,{"v":0.22,"d":"0.220"},{"v":8477.936,"d":"8,478"},{"v":3032.384,"d":"3,032"},"Distributed from 923 Generation And Fuel",2015]
[129,2020,"AK","Dutch Harbor",7502,"13",0,"OP","IC","DFO",4.4,{"v":0.22,"d":"0.220"},{"v":8477.936,"d":"8,478"},{"v":3032.384,"d":"3,032"},"Distributed from 923 Generation And Fuel",2011]
[130,2020,"AK","Dutch Harbor",7502,"15",0,"SB","IC","DFO",0.3,{"v":0.22,"d":"0.220"},{"v":578.041,"d":"578"},{"v":206.753,"d":"207"},"Distributed from 923 Generation And Fuel",2010]
[131,2020,"AK","Dutch Harbor",7502,"8",0,"OP","IC","DFO",1.2,{"v":0.22,"d":"0.220"},{"v":2312.164,"d":"2,312"},{"v":827.014,"d":"827"},"Distributed from 923 Generation And Fuel",1989]
[132,2020,"AK","Dutch Harbor",7502,"9",0,"OP","IC","DFO",1.2,{"v":0.22,"d":"0.220"},{"v":2312.164,"d":"2,312"},{"v":827.014,"d":"827"},"Distributed from 923 Generation And Fuel",1994]
[133,2020,"AK","Dutch Harbor",7502,"1",0,"RE","IC","DFO",0.3,{"$nulls":5},2011]
[134,2020,"AK","Dutch Harbor",7502,"2",0,"RE","IC","DFO",0.3,{"$nulls":5},2011]
[135,2020,"AK","Dutch Harbor",7502,"3",0,"RE","IC","DFO",0.6,{"$nulls":5},2011]
[136,2020,"AK","Dutch Harbor",7502,"4",0,"RE","IC","DFO",0.9,{"$nulls":5},2011]
[137,2020,"AK","Dutch Harbor",7502,"5",0,"RE","IC","DFO",0.6,{"$nulls":5},2011]
[138,2020,"AK","Dutch Harbor",7502,"6",0,"RE","IC","DFO",1.4,{"$nulls":5},2011]
[139,2020,"AK","Eielson AFB Central Heat & Power Plant",50392,"DG01",0,"SB","IC","DFO",1.5,0.004,{"v":46.5,"d":"47"},20,"Distributed from 923 Generation And Fuel",1998]
[140,2020,"AK","Eielson AFB Central Heat & Power Plant",50392,"DG02",0,"SB","IC","DFO",1.5,0.004,{"v":46.5,"d":"47"},20,"Distributed from 923 Generation And Fuel",1998]
[141,2020,"AK","Eielson AFB Central Heat & Power Plant",50392,"DG03",0,"SB","IC","DFO",1.5,0.004,{"v":46.5,"d":"47"},20,"Distributed from 923 Generation And Fuel",1998]
[142,2020,"AK","Eielson AFB Central Heat & Power Plant",50392,"DG04",0,"SB","IC","DFO",1.5,0.004,{"v":46.5,"d":"47"},20,"Distributed from 923 Generation And Fuel",1998]
[143,2020,"AK","Eielson AFB Central Heat & Power Plant",50392,"TG1",7,"OP","ST","SUB",2.5,0.059,{"v":1288,"d":"1,288"},268,"EIA-923 Generator File",1952]
[144,2020,"AK","Eielson AFB Central Heat & Power Plant",50392,"TG2",7,"OP","ST","SUB",2.5,{"v":0,"d":"0.000"},6,2,"EIA-923 Generator File",1952]
[145,2020,"AK","Eielson AFB Central Heat & Power Plant",50392,"TG3",7,"OP","ST","SUB",{"v":5,"d":"5.0"},0.308,{"v":13474,"d":"13,474"},{"v":3708,"d":"3,708"},"EIA-923 Generator File",1955]
[146,2020,"AK","Eielson AFB Central Heat & Power Plant",50392,"TG4",7,"OP","ST","SUB",{"v":5,"d":"5.0"},0.261,{"v":11442,"d":"11,442"},{"v":3859,"d":"3,859"},"EIA-923 Generator File",1969]
[147,2020,"AK","Eielson AFB Central Heat & Power Plant",50392,"TG5",7,"OP","ST","SUB",{"v":10,"d":"10.0"},0.533,{"v":46668,"d":"46,668"},{"v":19185,"d":"19,185"},"EIA-923 Generator File",1987]
[148,2020,"AK","Eklutna Generation Station",58989,"EGS01",0,"OP","IC","NG",17.1,0.487,{"v":72908.5,"d":"72,909"},{"v":26759.3,"d":"26,759"},"Distributed from 923 Generation And Fuel",2015]
[149,2020,"AK","Eklutna Generation Station",58989,"EGS02",0,"OP","IC","NG",17.1,0.487,{"v":72908.5,"d":"72,909"},{"v":26759.3,"d":"26,759"},"Distributed from 923 Generation And Fuel",2015]
[150,2020,"AK","Eklutna Generation Station",58989,"EGS03",0,"OP","IC","NG",17.1,0.487,{"v":72908.5,"d":"72,909"},{"v":26759.3,"d":"26,759"},"Distributed from 923 Generation And Fuel",2015]
[151,2020,"AK","Eklutna Generation Station",58989,"EGS04",0,"OP","IC","NG",17.1,0.487,{"v":72908.5,"d":"72,909"},{"v":26759.3,"d":"26,759"},"Distributed from 923 Generation And Fuel",2015]
[152,2020,"AK","Eklutna Generation Station",58989,"EGS05",0,"OP","IC","NG",17.1,0.487,{"v":72908.5,"d":"72,909"},{"v":26759.3,"d":"26,759"},"Distributed from 923 Generation And Fuel",2015]
[153,2020,"AK","Eklutna Generation Station",58989,"EGS06",0,"OP","IC","NG",17.1,0.487,{"v":72908.5,"d":"72,909"},{"v":26759.3,"d":"26,759"},"Distributed from 923 Generation And Fuel",2015]
[154,2020,"AK","Eklutna Generation Station",58989,"EGS07",0,"OP","IC","NG",17.1,0.487,{"v":72908.5,"d":"72,909"},{"v":26759.3,"d":"26,759"},"Distributed from 923 Generation And Fuel",2015]
[155,2020,"AK","Eklutna Generation Station",58989,"EGS08",0,"OP","IC","NG",17.1,0.487,{"v":72908.5,"d":"72,909"},{"v":26759.3,"d":"26,759"},"Distributed from 923 Generation And Fuel",2015]
[156,2020,"AK","Eklutna Generation Station",58989,"EGS09",0,"OP","IC","NG",17.1,0.487,{"v":72908.5,"d":"72,909"},{"v":26759.3,"d":"26,759"},"Distributed from 923 Generation And Fuel",2015]
[157,2020,"AK","Eklutna Generation Station",58989,"EGS10",0,"OP","IC","NG",17.1,0.487,{"v":72908.5,"d":"72,909"},{"v":26759.3,"d":"26,759"},"Distributed from 923 Generation And Fuel",2015]
[158,2020,"AK","Eklutna Hydro Project",77,"1",0,"OP","HY","WAT",22.2,0.438,{"v":85090.5,"d":"85,091"},{"v":38721.5,"d":"38,722"},"Distributed from 923 Generation And Fuel",1955]
[159,2020,"AK","Eklutna Hydro Project",77,"2",0,"OP","HY","WAT",22.2,0.438,{"v":85090.5,"d":"85,091"},{"v":38721.5,"d":"38,722"},"Distributed from 923 Generation And Fuel",1955]
[160,2020,"AK","Elim",57060,"3A",0,"OP","IC","DFO",0.5,{"v":0.13,"d":"0.130"},570,{"v":245.909,"d":"246"},"Distributed from 923 Generation And Fuel",2019]
[161,2020,"AK","Elim",57060,"UNIT1",0,"OP","IC","DFO",0.2,{"v":0.13,"d":"0.130"},228,{"v":98.364,"d":"98"},"Distributed from 923 Generation And Fuel",2003]
[162,2020,"AK","Elim",57060,"UNIT2",0,"OP","IC","DFO",0.4,{"v":0.13,"d":"0.130"},456,{"v":196.727,"d":"197"},"Distributed from 923 Generation And Fuel",2003]
[163,2020,"AK","Elim",57060,"UNIT3",0,"RE","IC","DFO",{"v":1,"d":"1.0"},{"$nulls":5},2019]
[164,2020,"AK","Emmonak",6314,"2A",0,"OP","IC","DFO",0.5,0.195,{"v":856.25,"d":"856"},{"v":369.375,"d":"369"},"Distributed from 923 Generation And Fuel",2012]
[165,2020,"AK","Emmonak",6314,"4a",0,"OP","IC","DFO",0.5,0.195,{"v":856.25,"d":"856"},{"v":369.375,"d":"369"},"Distributed from 923 Generation And Fuel",2005]
[166,2020,"AK","Emmonak",6314,"5B",0,"OP","IC","DFO",1.3,0.195,{"v":2226.25,"d":"2,226"},{"v":960.375,"d":"960"},"Distributed from 923 Generation And Fuel",2016]
[167,2020,"AK","Emmonak",6314,"6",0,"OP","IC","DFO",0.9,0.195,{"v":1541.25,"d":"1,541"},{"v":664.875,"d":"665"},"Distributed from 923 Generation And Fuel",1995]
[168,2020,"AK","Emmonak",6314,"2",0,"RE","IC","DFO",0.3,{"$nulls":5},2011]
[169,2020,"AK","Emmonak",6314,"4",0,"RE","IC","DFO",0.3,{"$nulls":5},2005]
[170,2020,"AK","Emmonak",6314,"5",0,"RE","IC","DFO",0.5,{"$nulls":5},2005]
[171,2020,"AK","Emmonak",6314,"5a",0,"RE","IC","DFO",0.5,{"$nulls":5},2016]
[172,2020,"AK","ESS Battery Microgrid",58405,"1",0,"OP","BA","MWH",{"v":3,"d":"3.0"},{"v":-0.009,"d":"(0.009)"},{"v":-240,"d":"(240)"},{"v":-100,"d":"(100)"},"Distributed from 923 Generation And Fuel",2012]
[173,2020,"AK","Eva Creek Wind",57935,"EVW",0,"OP","WT","WND",24.6,0.214,{"v":46088,"d":"46,088"},{"v":17335,"d":"17,335"},"Distributed from 923 Generation And Fuel",2013]
[174,2020,"AK","Eyak Service Center BESS",62714,"BESS1",0,"OP","BA","MWH",{"v":1,"d":"1.0"},{"v":-0.008,"d":"(0.008)"},{"v":-71,"d":"(71)"},{"v":-29,"d":"(29)"},"Distributed from 923 Generation And Fuel",2019]
[175,2020,"AK","Fairbanks",6286,"5",0,"SB","IC","DFO",2.7,{"v":-0.003,"d":"(0.003)"},{"v":-62.5,"d":"(63)"},{"v":-27,"d":"(27)"},"Distributed from 923 Generation And Fuel",1970]
[176,2020,"AK","Fairbanks",6286,"6",0,"SB","IC","DFO",2.7,{"v":-0.003,"d":"(0.003)"},{"v":-62.5,"d":"(63)"},{"v":-27,"d":"(27)"},"Distributed from 923 Generation And Fuel",1970]
[177,2020,"AK","Fairbanks",6286,"GT1",0,"OP","GT","DFO",18.4,0.045,{"v":7321.5,"d":"7,322"},{"v":3158.5,"d":"3,159"},"Distributed from 923 Generation And Fuel",1971]
[178,2020,"AK","Fairbanks",6286,"GT2",0,"OP","GT","DFO",18.4,0.045,{"v":7321.5,"d":"7,322"},{"v":3158.5,"d":"3,159"},"Distributed from 923 Generation And Fuel",1972]
[179,2020,"AK","False Island",56146,"1",0,"OP","IC","DFO",1.3,0.064,734,317,"Distributed from 923 Generation And Fuel",2003]
[180,2020,"AK","False Island",56146,"3",0,"RE","IC","DFO",0.3,{"$nulls":5},2007]
[181,2020,"AK","Fire Island Wind",58425,"WT1",0,"OP","WT","WND",{"v":18,"d":"18.0"},0.299,{"v":47201,"d":"47,201"},{"v":17754,"d":"17,754"},"Distributed from 923 Generation And Fuel",2012]
[182,2020,"AK","Flywheel Energy Storage System Microgrid",60563,"FESS",0,"OP","FW","MWH",{"v":2,"d":"2.0"},{"v":-0.016,"d":"(0.016)"},{"v":-276,"d":"(276)"},{"v":-115,"d":"(115)"},"Distributed from 923 Generation And Fuel",2015]
[183,2020,"AK","Fort Greely Power Plant",54834,"EN-4",0,"SB","IC","DFO",1.2,{"v":2E-3,"d":"0.002"},{"v":16.054,"d":"16"},{"v":9.73,"d":"10"},"Distributed from 923 Generation And Fuel",1959]
[184,2020,"AK","Fort Greely Power Plant",54834,"EN-5",0,"SB","IC","DFO",1.2,{"v":2E-3,"d":"0.002"},{"v":16.054,"d":"16"},{"v":9.73,"d":"10"},"Distributed from 923 Generation And Fuel",1959]
[185,2020,"AK","Fort Greely Power Plant",54834,"EN-6",0,"SB","IC","DFO",2.5,{"v":2E-3,"d":"0.002"},{"v":33.446,"d":"33"},{"v":20.27,"d":"20"},"Distributed from 923 Generation And Fuel",2010]
[186,2020,"AK","Fort Greely Power Plant",54834,"EN-7",0,"SB","IC","DFO",2.5,{"v":2E-3,"d":"0.002"},{"v":33.446,"d":"33"},{"v":20.27,"d":"20"},"Distributed from 923 Generation And Fuel",2010]
[187,2020,"AK","Fort Greely Power Plant",54834,"EN-1",0,"RE","IC","DFO",{"v":1,"d":"1.0"},{"$nulls":5},2009]
[188,2020,"AK","Fort Greely Power Plant",54834,"EN-2",0,"RE","IC","DFO",{"v":1,"d":"1.0"},{"$nulls":5},2009]
[189,2020,"AK","Fort Greely Power Plant",54834,"EN-3",0,"RE","IC","DFO",{"v":1,"d":"1.0"},{"$nulls":5},2009]
[190,2020,"AK","Galena Electric Utility",7437,"1A",0,"OP","IC","DFO",0.8,0.157,{"v":1100.103,"d":"1,100"},{"v":474.462,"d":"474"},"Distributed from 923 Generation And Fuel",1999]
[191,2020,"AK","Galena Electric Utility",7437,"2A",0,"OP","IC","DFO",0.5,0.157,{"v":687.564,"d":"688"},{"v":296.538,"d":"297"},"Distributed from 923 Generation And Fuel",2015]
[192,2020,"AK","Galena Electric Utility",7437,"3A",0,"OP","IC","DFO",0.8,0.157,{"v":1100.103,"d":"1,100"},{"v":474.462,"d":"474"},"Distributed from 923 Generation And Fuel",2009]
[193,2020,"AK","Galena Electric Utility",7437,"4A",0,"OP","IC","DFO",{"v":1,"d":"1.0"},0.157,{"v":1375.128,"d":"1,375"},{"v":593.077,"d":"593"},"Distributed from 923 Generation And Fuel",2004]
[194,2020,"AK","Galena Electric Utility",7437,"5A",0,"OP","IC","DFO",0.8,0.157,{"v":1100.103,"d":"1,100"},{"v":474.462,"d":"474"},"Distributed from 923 Generation And Fuel",2009]
[195,2020,"AK","Galena Electric Utility",7437,"2",0,"RE","IC","DFO",0.8,{"$nulls":5},2013]
[196,2020,"AK","Galena Electric Utility",7437,"3",0,"RE","IC","DFO",0.8,{"$nulls":5},2009]
[197,2020,"AK","Galena Electric Utility",7437,"4",0,"RE","IC","DFO",0.8,{"$nulls":5},2003]
[198,2020,"AK","Galena Electric Utility",7437,"5",0,"RE","IC","DFO",0.8,{"$nulls":5},2008]
[199,2020,"AK","Galena Electric Utility",7437,"6",0,"RE","IC","DFO",0.5,{"$nulls":5},2016]
[200,2020,"AK","Galena Electric Utility",7437,"6A",0,"RE","IC","DFO",0.4,{"$nulls":5},2008]
[201,2020,"AK","Gambell",57062,"1A",0,"OP","IC","DFO",0.3,0.135,{"v":354.937,"d":"355"},{"v":153.187,"d":"153"},"Distributed from 923 Generation And Fuel",2006]
[202,2020,"AK","Gambell",57062,"UNIT2",0,"OP","IC","DFO",0.5,0.135,{"v":591.562,"d":"592"},{"v":255.312,"d":"255"},"Distributed from 923 Generation And Fuel",2006]
[203,2020,"AK","Gambell",57062,"UNIT3",0,"OP","IC","DFO",0.8,0.135,{"v":946.5,"d":"947"},{"v":408.5,"d":"409"},"Distributed from 923 Generation And Fuel",2006]
[204,2020,"AK","Gambell",57062,"UNIT1",0,"RE","IC","DFO",0.3,{"$nulls":5},2006]
[205,2020,"AK","George M Sullivan Generation Plant 2",6559,"10",0,"OP","CT","NG",60.4,0.242,{"v":128233,"d":"128,233"},{"v":23019,"d":"23,019"},"EIA-923 Generator File",2017]
[206,2020,"AK","George M Sullivan Generation Plant 2",6559,"11",0,"OP","CA","NG",30.9,0.336,{"v":91076,"d":"91,076"},{"v":30506,"d":"30,506"},"EIA-923 Generator File",2017]
[207,2020,"AK","George M Sullivan Generation Plant 2",6559,"7",0,"OP","CT","NG",102.6,{"v":2E-3,"d":"0.002"},{"v":1643,"d":"1,643"},{"v":-1102,"d":"(1,102)"},"EIA-923 Generator File",1979]
[208,2020,"AK","George M Sullivan Generation Plant 2",6559,"9",0,"OP","CT","NG",60.4,0.429,{"v":227061,"d":"227,061"},{"v":93746,"d":"93,746"},"EIA-923 Generator File",2017]
[209,2020,"AK","George M Sullivan Generation Plant 2",6559,"GT8",0,"OP","GT","NG",92.6,{"v":-1E-3,"d":"(0.001)"},{"v":-520,"d":"(520)"},{"v":-191,"d":"(191)"},"Distributed from 923 Generation And Fuel",1984]
[210,2020,"AK","George M Sullivan Generation Plant 2",6559,"5",0,"RE","CT","NG",38.1,{"$nulls":5},2016]
[211,2020,"AK","George M Sullivan Generation Plant 2",6559,"6",2,"RE","CA","NG",{"v":33,"d":"33.0"},{"$nulls":5},2016]
[212,2020,"AK","Glennallen",6305,"6",0,"OP","IC","DFO",2.6,{"v":0.07,"d":"0.070"},{"v":1600.978,"d":"1,601"},{"v":690.696,"d":"691"},"Distributed from 923 Generation And Fuel",1976]
[213,2020,"AK","Glennallen",6305,"7",0,"OP","IC","DFO",2.6,{"v":0.07,"d":"0.070"},{"v":1600.978,"d":"1,601"},{"v":690.696,"d":"691"},"Distributed from 923 Generation And Fuel",1976]
[214,2020,"AK","Glennallen",6305,"8",0,"OP","IC","DFO",1.2,{"v":0.07,"d":"0.070"},{"v":738.913,"d":"739"},{"v":318.783,"d":"319"},"Distributed from 923 Generation And Fuel",1999]
[215,2020,"AK","Glennallen",6305,"9",0,"OP","IC","DFO",2.8,{"v":0.07,"d":"0.070"},{"v":1724.13,"d":"1,724"},{"v":743.826,"d":"744"},"Distributed from 923 Generation And Fuel",2010]
[216,2020,"AK","Glennallen",6305,"1",0,"RE","IC","DFO",0.3,{"$nulls":5},2008]
[217,2020,"AK","Glennallen",6305,"2",0,"RE","IC","DFO",0.3,{"$nulls":5},2008]
[218,2020,"AK","Glennallen",6305,"3",0,"RE","IC","DFO",0.5,{"$nulls":5},2019]
[219,2020,"AK","Glennallen",6305,"4",0,"RE","IC","DFO",0.5,{"$nulls":5},2019]
[220,2020,"AK","Glennallen",6305,"5",0,"RE","IC","DFO",0.5,{"$nulls":5},2019]
[221,2020,"AK","Goat Lake Hydro",7751,"1",0,"OP","HY","WAT",{"v":4,"d":"4.0"},0.431,{"v":15105,"d":"15,105"},{"v":6874,"d":"6,874"},"Distributed from 923 Generation And Fuel",1997]
[222,2020,"AK","Gold Creek",63,"1",0,"OP","HY","WAT",0.8,{"v":-0.024,"d":"(0.024)"},{"v":-167.5,"d":"(168)"},{"v":-76,"d":"(76)"},"Distributed from 923 Generation And Fuel",1951]
[223,2020,"AK","Gold Creek",63,"2",0,"OP","HY","WAT",0.4,{"v":-0.024,"d":"(0.024)"},{"v":-83.75,"d":"(84)"},{"v":-38,"d":"(38)"},"Distributed from 923 Generation And Fuel",1914]
[224,2020,"AK","Gold Creek",63,"3",0,"OP","HY","WAT",0.4,{"v":-0.024,"d":"(0.024)"},{"v":-83.75,"d":"(84)"},{"v":-38,"d":"(38)"},"Distributed from 923 Generation And Fuel",1914]
[225,2020,"AK","Gold Creek",63,"IC1",0,"SB","IC","DFO",1.2,{"v":0,"d":"0.000"},{"v":-2.519,"d":"(3)"},{"v":-1.037,"d":"(1)"},"Distributed from 923 Generation And Fuel",1952]
[226,2020,"AK","Gold Creek",63,"IC2",0,"SB","IC","DFO",1.2,{"v":0,"d":"0.000"},{"v":-2.519,"d":"(3)"},{"v":-1.037,"d":"(1)"},"Distributed from 923 Generation And Fuel",1954]
[227,2020,"AK","Gold Creek",63,"IC3",0,"SB","IC","DFO",1.1,{"v":0,"d":"0.000"},{"v":-2.309,"d":"(2)"},{"v":-0.951,"d":"(1)"},"Distributed from 923 Generation And Fuel",1961]
[228,2020,"AK","Gold Creek",63,"IC4",0,"SB","IC","DFO",3.5,{"v":0,"d":"0.000"},{"v":-7.346,"d":"(7)"},{"v":-3.025,"d":"(3)"},"Distributed from 923 Generation And Fuel",1963]
[229,2020,"AK","Gold Creek",63,"IC5",0,"SB","IC","DFO",1.1,{"v":0,"d":"0.000"},{"v":-2.309,"d":"(2)"},{"v":-0.951,"d":"(1)"},"Distributed from 923 Generation And Fuel",1966]
[230,2020,"AK","Green Lake",313,"1",0,"OP","HY","WAT",9.3,{"$nulls":4},1982]
[231,2020,"AK","Green Lake",313,"2",0,"OP","HY","WAT",9.3,{"$nulls":4},1982]
[232,2020,"AK","Gwitchyaa Zhee",7174,"10",0,"OP","IC","DFO",0.4,0.095,{"v":333.429,"d":"333"},{"v":143.857,"d":"144"},"Distributed from 923 Generation And Fuel",2016]
[233,2020,"AK","Gwitchyaa Zhee",7174,"7",0,"OP","IC","DFO",{"v":1,"d":"1.0"},0.095,{"v":833.571,"d":"834"},{"v":359.643,"d":"360"},"Distributed from 923 Generation And Fuel",2015]
[234,2020,"AK","Gwitchyaa Zhee",7174,"8",0,"OP","IC","DFO",{"v":1,"d":"1.0"},0.095,{"v":833.571,"d":"834"},{"v":359.643,"d":"360"},"Distributed from 923 Generation And Fuel",2016]
[235,2020,"AK","Gwitchyaa Zhee",7174,"9",0,"OP","IC","DFO",0.4,0.095,{"v":333.429,"d":"333"},{"v":143.857,"d":"144"},"Distributed from 923 Generation And Fuel",2016]
[236,2020,"AK","Gwitchyaa Zhee",7174,"1",0,"RE","IC","DFO",0.6,{"$nulls":5},2018]
[237,2020,"AK","Gwitchyaa Zhee",7174,"2A",0,"RE","IC","DFO",0.5,{"$nulls":5},2015]
[238,2020,"AK","Gwitchyaa Zhee",7174,"3",0,"RE","IC","DFO",0.6,{"$nulls":5},2009]
[239,2020,"AK","Gwitchyaa Zhee",7174,"4A",0,"RE","IC","DFO",0.5,{"$nulls":5},2015]
[240,2020,"AK","Gwitchyaa Zhee",7174,"5",0,"RE","IC","DFO",0.5,{"$nulls":5},2009]
[241,2020,"AK","Gwitchyaa Zhee",7174,"6",0,"RE","IC","DFO",0.5,{"$nulls":5},2015]
[242,2020,"AK","Haines",69,"10",0,"OP","IC","DFO",1.2,{"v":1E-3,"d":"0.001"},{"v":15.5,"d":"16"},{"v":6.625,"d":"7"},"Distributed from 923 Generation And Fuel",1991]
[243,2020,"AK","Haines",69,"11",0,"OP","IC","DFO",1.9,{"v":1E-3,"d":"0.001"},{"v":24.542,"d":"25"},{"v":10.49,"d":"10"},"Distributed from 923 Generation And Fuel",2006]
[244,2020,"AK","Haines",69,"5",0,"OS","IC","DFO",0.6,{"v":1E-3,"d":"0.001"},{"v":7.75,"d":"8"},{"v":3.312,"d":"3"},"Distributed from 923 Generation And Fuel",1968]
[245,2020,"AK","Haines",69,"7A",0,"OP","IC","DFO",2.8,{"v":1E-3,"d":"0.001"},{"v":36.167,"d":"36"},{"v":15.458,"d":"15"},"Distributed from 923 Generation And Fuel",1995]
[246,2020,"AK","Haines",69,"IC8A",0,"OP","IC","DFO",1.6,{"v":1E-3,"d":"0.001"},{"v":20.667,"d":"21"},{"v":8.833,"d":"9"},"Distributed from 923 Generation And Fuel",1996]
[247,2020,"AK","Haines",69,"12",0,"U","IC","DFO",1.5,{"v":1E-3,"d":"0.001"},{"v":19.375,"d":"19"},{"v":8.281,"d":"8"},"Distributed from 923 Generation And Fuel"]
[248,2020,"AK","Haines",69,"9",0,"RE","IC","DFO",1.1,{"$nulls":5},2004]
[249,2020,"AK","Healy",6288,"1",1,"OP","ST","LIG",{"v":28,"d":"28.0"},0.759,{"v":186054,"d":"186,054"},{"v":75945,"d":"75,945"},"EIA-923 Generator File",1967]
[250,2020,"AK","Healy",6288,"2",1,"OP","ST","LIG",{"v":62,"d":"62.0"},0.317,{"v":172080,"d":"172,080"},{"v":47772,"d":"47,772"},"EIA-923 Generator File",1998]
[251,2020,"AK","Healy",6288,"IC1",0,"OP","IC","DFO",2.8,{"v":0,"d":"0.000"},0,0,"Distributed from 923 Generation And Fuel",1967]
[252,2020,"AK","Hiilangaay Hydro",59037,"GEN 1",0,"TS","HY","WAT",{"v":5,"d":"5.0"}]
[253,2020,"AK","Hoonah",7463,"2A",0,"OP","IC","DFO",{"v":1,"d":"1.0"},0.172,{"v":1505.5,"d":"1,506"},{"v":649.5,"d":"650"},"Distributed from 923 Generation And Fuel",1997]
[254,2020,"AK","Hoonah",7463,"3A",0,"OP","IC","DFO",0.5,0.172,{"v":752.75,"d":"753"},{"v":324.75,"d":"325"},"Distributed from 923 Generation And Fuel",2012]
[255,2020,"AK","Hoonah",7463,"4",0,"OP","IC","DFO",0.5,0.172,{"v":752.75,"d":"753"},{"v":324.75,"d":"325"},"Distributed from 923 Generation And Fuel",2012]
[256,2020,"AK","Hoonah",7463,"1",0,"RE","IC","DFO",0.6,{"$nulls":5},2012]
[257,2020,"AK","Hoonah",7463,"3",0,"RE","IC","DFO",0.8,{"$nulls":5},2012]
[258,2020,"AK","Hooper Bay",6319,"3B",0,"OP","IC","DFO",0.4,{"v":0.18,"d":"0.180"},{"v":631.636,"d":"632"},{"v":272.545,"d":"273"},"Distributed from 923 Generation And Fuel",2018]
[259,2020,"AK","Hooper Bay",6319,"4B",0,"OP","IC","DFO",0.5,{"v":0.18,"d":"0.180"},{"v":789.545,"d":"790"},{"v":340.682,"d":"341"},"Distributed from 923 Generation And Fuel",2013]
[260,2020,"AK","Hooper Bay",6319,"5A",0,"OP","IC","DFO",0.8,{"v":0.18,"d":"0.180"},{"v":1263.273,"d":"1,263"},{"v":545.091,"d":"545"},"Distributed from 923 Generation And Fuel",2016]
[261,2020,"AK","Hooper Bay",6319,"6",0,"OP","IC","DFO",0.5,{"v":0.18,"d":"0.180"},{"v":789.545,"d":"790"},{"v":340.682,"d":"341"},"Distributed from 923 Generation And Fuel",1997]
[262,2020,"AK","Hooper Bay",6319,"3A",0,"RE","IC","DFO",0.3,{"$nulls":5},2018]
[263,2020,"AK","Hooper Bay",6319,"4A",0,"RE","IC","DFO",0.3,{"$nulls":5},2013]
[264,2020,"AK","Hooper Bay",6319,"5",0,"RE","IC","DFO",0.5,{"$nulls":5},2016]
[265,2020,"AK","Humpback Creek",7042,"1",0,"OP","HY","WAT",0.5,0.274,{"v":1198.75,"d":"1,199"},{"v":545.417,"d":"545"},"Distributed from 923 Generation And Fuel",1991]
[266,2020,"AK","Humpback Creek",7042,"2",0,"OP","HY","WAT",0.5,0.274,{"v":1198.75,"d":"1,199"},{"v":545.417,"d":"545"},"Distributed from 923 Generation And Fuel",1991]
[267,2020,"AK","Humpback Creek",7042,"3",0,"OP","HY","WAT",0.2,0.274,{"v":479.5,"d":"480"},{"v":218.167,"d":"218"},"Distributed from 923 Generation And Fuel",1991]
[268,2020,"AK","Hydaburg",423,"1A",0,"OP","IC","DFO",0.4,{"v":0,"d":"0.000"},{"v":0.8,"d":"1"},{"v":0.4,"d":"0"},"Distributed from 923 Generation And Fuel",1990]
[269,2020,"AK","Hydaburg",423,"3A",0,"OP","IC","DFO",0.3,{"v":0,"d":"0.000"},{"v":0.6,"d":"1"},{"v":0.3,"d":"0"},"Distributed from 923 Generation And Fuel",2001]
[270,2020,"AK","Hydaburg",423,"5",0,"OP","IC","DFO",0.3,{"v":0,"d":"0.000"},{"v":0.6,"d":"1"},{"v":0.3,"d":"0"},"Distributed from 923 Generation And Fuel",1985]
[271,2020,"AK","Industrial Plant",59793,"15",0,"OP","GT","DFO",41.7,{"v":0,"d":"0.000"},{"v":-36,"d":"(36)"},{"v":-16,"d":"(16)"},"Distributed from 923 Generation And Fuel",2016]
[272,2020,"AK","International",6293,"1",0,"SB","GT","NG",{"v":15,"d":"15.0"},{"v":-2E-3,"d":"(0.002)"},{"v":-251,"d":"(251)"},{"v":-92,"d":"(92)"},"Distributed from 923 Generation And Fuel",1964]
[273,2020,"AK","International",6293,"2",0,"RE","GT","NG",{"v":15,"d":"15.0"},{"v":-2E-3,"d":"(0.002)"},{"v":-251,"d":"(251)"},{"v":-92,"d":"(92)"},"Distributed from 923 Generation And Fuel",null,2020]
[274,2020,"AK","International",6293,"3",0,"RE","GT","NG",16.3,{"$nulls":5},2015]
[275,2020,"AK","Jarvis Street",6801,"1",0,"OP","IC","DFO",{"v":2,"d":"2.0"},{"$nulls":4},1979]
[276,2020,"AK","Jarvis Street",6801,"2",0,"OP","IC","DFO",2.8,{"$nulls":4},1979]
[277,2020,"AK","Jarvis Street",6801,"3",0,"OP","IC","DFO",2.8,{"$nulls":4},1979]
[278,2020,"AK","Jarvis Street",6801,"4",0,"OP","IC","DFO",4.5,{"$nulls":4},2002]
[279,2020,"AK","Jarvis Street",6801,"5",0,"OP","IC","DFO",13.5,{"$nulls":4},2014]
[280,2020,"AK","JBER Landfill Gas Power Plant",58380,"1",0,"OP","IC","LFG",2.3,0.387,{"v":7793.2,"d":"7,793"},{"v":3232.4,"d":"3,232"},"Distributed from 923 Generation And Fuel",2012]
[281,2020,"AK","JBER Landfill Gas Power Plant",58380,"2",0,"OP","IC","LFG",2.3,0.387,{"v":7793.2,"d":"7,793"},{"v":3232.4,"d":"3,232"},"Distributed from 923 Generation And Fuel",2012]
[282,2020,"AK","JBER Landfill Gas Power Plant",58380,"3",0,"OP","IC","LFG",2.3,0.387,{"v":7793.2,"d":"7,793"},{"v":3232.4,"d":"3,232"},"Distributed from 923 Generation And Fuel",2012]
[283,2020,"AK","JBER Landfill Gas Power Plant",58380,"4",0,"OP","IC","LFG",2.3,0.387,{"v":7793.2,"d":"7,793"},{"v":3232.4,"d":"3,232"},"Distributed from 923 Generation And Fuel",2012]
[284,2020,"AK","JBER Landfill Gas Power Plant",58380,"5",0,"OP","IC","LFG",2.3,0.387,{"v":7793.2,"d":"7,793"},{"v":3232.4,"d":"3,232"},"Distributed from 923 Generation And Fuel",2013]
[285,2020,"AK","Kake",7464,"1B",0,"OP","IC","DFO",0.5,0.081,{"v":352.903,"d":"353"},{"v":152.258,"d":"152"},"Distributed from 923 Generation And Fuel",2017]
[286,2020,"AK","Kake",7464,"2",0,"OP","IC","DFO",1.1,0.081,{"v":776.387,"d":"776"},{"v":334.968,"d":"335"},"Distributed from 923 Generation And Fuel",1993]
[287,2020,"AK","Kake",7464,"2A",0,"OP","IC","DFO",0.5,0.081,{"v":352.903,"d":"353"},{"v":152.258,"d":"152"},"Distributed from 923 Generation And Fuel",2017]
[288,2020,"AK","Kake",7464,"3B",0,"OP","IC","DFO",0.5,0.081,{"v":352.903,"d":"353"},{"v":152.258,"d":"152"},"Distributed from 923 Generation And Fuel",2017]
[289,2020,"AK","Kake",7464,"4",0,"OP","IC","DFO",0.5,0.081,{"v":352.903,"d":"353"},{"v":152.258,"d":"152"},"Distributed from 923 Generation And Fuel",2017]
[290,2020,"AK","Kake",7464,"1",0,"RE","IC","DFO",0.6,{"$nulls":5},2012]
[291,2020,"AK","Kake",7464,"1A",0,"RE","IC","DFO",0.5,{"$nulls":5},2017]
[292,2020,"AK","Kake",7464,"3A",0,"RE","IC","DFO",0.8,{"$nulls":5},2017]
[293,2020,"AK","Kasidaya Creek Hydro",56542,"1",0,"OP","HY","WAT",{"v":3,"d":"3.0"},{"v":0.22,"d":"0.220"},{"v":5783,"d":"5,783"},{"v":2632,"d":"2,632"},"Distributed from 923 Generation And Fuel",2008]
[294,2020,"AK","Kasigluk",57066,"1",0,"OP","IC","DFO",0.8,0.169,{"v":1186.8,"d":"1,187"},512,"Distributed from 923 Generation And Fuel",2017]
[295,2020,"AK","Kasigluk",57066,"5A",0,"OP","IC","DFO",0.7,0.169,{"v":1038.45,"d":"1,038"},448,"Distributed from 923 Generation And Fuel",2004]
[296,2020,"AK","Kasigluk",57066,"UNIT2",0,"OP","IC","DFO",0.5,0.169,{"v":741.75,"d":"742"},320,"Distributed from 923 Generation And Fuel",2006]
[297,2020,"AK","Kasigluk",57066,"UNIT1",0,"RE","IC","DFO",0.4,{"$nulls":5},2017]
[298,2020,"AK","Ketchikan",84,"3",0,"OP","HY","WAT",1.4,0.658,{"v":8067.333,"d":"8,067"},{"v":3671,"d":"3,671"},"Distributed from 923 Generation And Fuel",1952]
[299,2020,"AK","Ketchikan",84,"4",0,"OP","HY","WAT",1.4,0.658,{"v":8067.333,"d":"8,067"},{"v":3671,"d":"3,671"},"Distributed from 923 Generation And Fuel",1938]
[300,2020,"AK","Ketchikan",84,"5",0,"OP","HY","WAT",1.4,0.658,{"v":8067.333,"d":"8,067"},{"v":3671,"d":"3,671"},"Distributed from 923 Generation And Fuel",1954]
[301,2020,"AK","Kiana",6323,"1B",0,"OP","IC","DFO",0.3,0.155,{"v":407.5,"d":"408"},{"v":175.75,"d":"176"},"Distributed from 923 Generation And Fuel",2001]
[302,2020,"AK","Kiana",6323,"3B",0,"OP","IC","DFO",0.4,0.155,{"v":543.333,"d":"543"},{"v":234.333,"d":"234"},"Distributed from 923 Generation And Fuel",2019]
[303,2020,"AK","Kiana",6323,"4",0,"OP","IC","DFO",0.5,0.155,{"v":679.167,"d":"679"},{"v":292.917,"d":"293"},"Distributed from 923 Generation And Fuel",1984]
[304,2020,"AK","Kiana",6323,"1A",0,"RE","IC","DFO",0.3,{"$nulls":5},2001]
[305,2020,"AK","Kiana",6323,"2",0,"RE","IC","DFO",0.3,{"$nulls":5},2000]
[306,2020,"AK","Kiana",6323,"3A",0,"RE","IC","DFO",0.3,{"$nulls":5},2019]
[307,2020,"AK","King Cove",7493,"1",0,"OP","IC","DFO",0.3,0.038,{"v":99.5,"d":"100"},43,"Distributed from 923 Generation And Fuel",1980]
[308,2020,"AK","King Cove",7493,"2",0,"OP","IC","DFO",0.5,0.038,{"v":165.833,"d":"166"},{"v":71.667,"d":"72"},"Distributed from 923 Generation And Fuel",1986]
[309,2020,"AK","King Cove",7493,"3",0,"OP","IC","DFO",0.7,0.038,{"v":232.167,"d":"232"},{"v":100.333,"d":"100"},"Distributed from 923 Generation And Fuel",1992]
[310,2020,"AK","King Cove",7493,"4",0,"OP","HY","WAT",0.8,0.516,{"v":3617,"d":"3,617"},{"v":1646,"d":"1,646"},"Distributed from 923 Generation And Fuel",1995]
[311,2020,"AK","King Cove",7493,"5",0,"OP","IC","DFO",0.3,0.038,{"v":99.5,"d":"100"},43,"Distributed from 923 Generation And Fuel",1980]
[312,2020,"AK","Kivalina",57065,"UNIT1",0,"OP","IC","DFO",0.2,0.185,324,{"v":139.818,"d":"140"},"Distributed from 923 Generation And Fuel",1996]
[313,2020,"AK","Kivalina",57065,"UNIT2",0,"OP","IC","DFO",0.3,0.185,486,{"v":209.727,"d":"210"},"Distributed from 923 Generation And Fuel",1977]
[314,2020,"AK","Kivalina",57065,"UNIT3",0,"OP","IC","DFO",0.2,0.185,324,{"v":139.818,"d":"140"},"Distributed from 923 Generation And Fuel",1990]
[315,2020,"AK","Kivalina",57065,"UNIT4",0,"OP","IC","DFO",0.4,0.185,648,{"v":279.636,"d":"280"},"Distributed from 923 Generation And Fuel",2004]
[316,2020,"AK","Klawock",7466,"1",0,"RE","IC","DFO",0.5,{"$nulls":5},1999]
[317,2020,"AK","Klawock",7466,"2",0,"RE","IC","DFO",0.5,{"$nulls":5},1999]
[318,2020,"AK","Klawock",7466,"3",0,"RE","IC","DFO",0.1,{"$nulls":5},1999]
[319,2020,"AK","Klawock",7466,"4",0,"RE","IC","DFO",0.3,{"$nulls":5},1999]
[320,2020,"AK","Klawock Power Generation Station",61684,"1",0,"OP","IC","DFO",2.5,0.022,484,209,"Distributed from 923 Generation And Fuel",2017]
[321,2020,"AK","Kodiak Microgrid",6281,"1",0,"OP","IC","DFO",2.5,{"v":0,"d":"0.000"},0,0,"Distributed from 923 Generation And Fuel",1976]
[322,2020,"AK","Kodiak Microgrid",6281,"2c",0,"OP","IC","DFO",4.4,{"v":0,"d":"0.000"},0,0,"Distributed from 923 Generation And Fuel",2005]
[323,2020,"AK","Kodiak Microgrid",6281,"3c",0,"OP","IC","DFO",4.4,{"v":0,"d":"0.000"},0,0,"Distributed from 923 Generation And Fuel",2005]
[324,2020,"AK","Kodiak Microgrid",6281,"4",0,"OP","IC","DFO",{"v":7,"d":"7.0"},{"v":0,"d":"0.000"},0,0,"Distributed from 923 Generation And Fuel",1981]
[325,2020,"AK","Kodiak Microgrid",6281,"2",0,"RE","IC","DFO",5.2,{"$nulls":5},2003]
[326,2020,"AK","Kodiak Microgrid",6281,"3",0,"RE","IC","DFO",5.2,{"$nulls":5},2004]
[327,2020,"AK","Kodiak Microgrid",6281,"6",0,"RE","IC","DFO",{"v":2,"d":"2.0"},{"$nulls":5},2004]
[328,2020,"AK","Kodiak Microgrid",6281,"7",0,"RE","IC","DFO",{"v":2,"d":"2.0"},{"$nulls":5},2002]
[329,2020,"AK","Kodiak Microgrid",6281,"8",0,"RE","IC","DFO",2.6,{"$nulls":5},2002]
[330,2020,"AK","Kodiak Microgrid",6281,"9",0,"RE","IC","DFO",{"v":2,"d":"2.0"},{"$nulls":5},2002]
[331,2020,"AK","Kotlik",57064,"UNIT1",0,"OP","IC","DFO",0.3,0.165,{"v":433.071,"d":"433"},{"v":186.857,"d":"187"},"Distributed from 923 Generation And Fuel",2007]
[332,2020,"AK","Kotlik",57064,"UNIT2",0,"OP","IC","DFO",0.3,0.165,{"v":433.071,"d":"433"},{"v":186.857,"d":"187"},"Distributed from 923 Generation And Fuel",2007]
[333,2020,"AK","Kotlik",57064,"UNIT3",0,"OP","IC","DFO",0.4,0.165,{"v":577.429,"d":"577"},{"v":249.143,"d":"249"},"Distributed from 923 Generation And Fuel",2007]
[334,2020,"AK","Kotlik",57064,"UNIT4",0,"OP","IC","DFO",0.4,0.165,{"v":577.429,"d":"577"},{"v":249.143,"d":"249"},"Distributed from 923 Generation And Fuel",2007]
[335,2020,"AK","Kotzebue Hybrid",6304,"10",0,"OP","IC","DFO",{"v":3,"d":"3.0"},0.164,{"v":4312.373,"d":"4,312"},{"v":1860.254,"d":"1,860"},"Distributed from 923 Generation And Fuel",1992]
[336,2020,"AK","Kotzebue Hybrid",6304,"11wt",0,"OP","WT","WND",0.1,0.101,{"v":88.511,"d":"89"},{"v":33.289,"d":"33"},"Distributed from 923 Generation And Fuel",2005,2025]
[337,2020,"AK","Kotzebue Hybrid",6304,"13WT",0,"OP","WT","WND",0.1,0.101,{"v":88.511,"d":"89"},{"v":33.289,"d":"33"},"Distributed from 923 Generation And Fuel",2006,2025]
[338,2020,"AK","Kotzebue Hybrid",6304,"14",0,"OP","IC","DFO",2.8,0.164,{"v":4024.881,"d":"4,025"},{"v":1736.237,"d":"1,736"},"Distributed from 923 Generation And Fuel",1994]
[339,2020,"AK","Kotzebue Hybrid",6304,"14wt",0,"OP","WT","WND",0.1,0.101,{"v":88.511,"d":"89"},{"v":33.289,"d":"33"},"Distributed from 923 Generation And Fuel",2002,2025]
[340,2020,"AK","Kotzebue Hybrid",6304,"15",0,"OP","IC","DFO",2.8,0.164,{"v":4024.881,"d":"4,025"},{"v":1736.237,"d":"1,736"},"Distributed from 923 Generation And Fuel",2006]
[341,2020,"AK","Kotzebue Hybrid",6304,"15WT",0,"OP","WT","WND",0.1,0.101,{"v":88.511,"d":"89"},{"v":33.289,"d":"33"},"Distributed from 923 Generation And Fuel",2006,2025]
[342,2020,"AK","Kotzebue Hybrid",6304,"16",0,"OP","IC","DFO",1.4,0.164,{"v":2012.441,"d":"2,012"},{"v":868.119,"d":"868"},"Distributed from 923 Generation And Fuel",2013]
[343,2020,"AK","Kotzebue Hybrid",6304,"16WT",0,"OP","WT","WND",0.1,0.101,{"v":88.511,"d":"89"},{"v":33.289,"d":"33"},"Distributed from 923 Generation And Fuel",2006,2025]
[344,2020,"AK","Kotzebue Hybrid",6304,"17",0,"OP","IC","DFO",0.7,0.164,{"v":1006.22,"d":"1,006"},{"v":434.059,"d":"434"},"Distributed from 923 Generation And Fuel",2016]
[345,2020,"AK","Kotzebue Hybrid",6304,"17WT",0,"OP","WT","WND",0.1,0.101,{"v":88.511,"d":"89"},{"v":33.289,"d":"33"},"Distributed from 923 Generation And Fuel",2006,2025]
[346,2020,"AK","Kotzebue Hybrid",6304,"18WT",0,"OP","WT","WND",0.9,0.101,{"v":796.6,"d":"797"},{"v":299.6,"d":"300"},"Distributed from 923 Generation And Fuel",2012]
[347,2020,"AK","Kotzebue Hybrid",6304,"19WT",0,"OP","WT","WND",0.9,0.101,{"v":796.6,"d":"797"},{"v":299.6,"d":"300"},"Distributed from 923 Generation And Fuel",2012]
[348,2020,"AK","Kotzebue Hybrid",6304,"1WT",0,"OP","WT","WND",0.6,0.101,{"v":531.067,"d":"531"},{"v":199.733,"d":"200"},"Distributed from 923 Generation And Fuel",1999,2025]
[349,2020,"AK","Kotzebue Hybrid",6304,"2WT",0,"OP","WT","WND",0.1,0.101,{"v":88.511,"d":"89"},{"v":33.289,"d":"33"},"Distributed from 923 Generation And Fuel",1999,2025]
[350,2020,"AK","Kotzebue Hybrid",6304,"3WT",0,"OP","WT","WND",0.2,0.101,{"v":177.022,"d":"177"},{"v":66.578,"d":"67"},"Distributed from 923 Generation And Fuel",1997,2025]
[351,2020,"AK","Kotzebue Hybrid",6304,"7A",0,"OP","IC","DFO",1.1,0.164,{"v":1581.203,"d":"1,581"},{"v":682.093,"d":"682"},"Distributed from 923 Generation And Fuel",1987]
[352,2020,"AK","Kotzebue Hybrid",6304,"ES1",0,"OP","BA","MWH",1.2,{"v":-0.005,"d":"(0.005)"},{"v":-57,"d":"(57)"},{"v":-24,"d":"(24)"},"Distributed from 923 Generation And Fuel",2015]
[353,2020,"AK","Kotzebue Hybrid",6304,"10wt",0,"RE","WT","WND",0.1,0.101,{"v":88.511,"d":"89"},{"v":33.289,"d":"33"},"Distributed from 923 Generation And Fuel",null,2020]
[354,2020,"AK","Kotzebue Hybrid",6304,"11",0,"RE","IC","DFO",{"v":1,"d":"1.0"},{"$nulls":5},2013]
[355,2020,"AK","Kotzebue Hybrid",6304,"12",0,"RE","IC","DFO",{"v":1,"d":"1.0"},{"$nulls":5},2012]
[356,2020,"AK","Kotzebue Hybrid",6304,"12wt",0,"RE","WT","WND",0.1,0.101,{"v":88.511,"d":"89"},{"v":33.289,"d":"33"},"Distributed from 923 Generation And Fuel",null,2020]
[357,2020,"AK","Kotzebue Hybrid",6304,"4WT",0,"RE","WT","WND",0.5,0.101,{"v":442.556,"d":"443"},{"v":166.444,"d":"166"},"Distributed from 923 Generation And Fuel",null,2020]
[358,2020,"AK","Kotzebue Hybrid",6304,"5WT",0,"RE","WT","WND",0.1,0.101,{"v":88.511,"d":"89"},{"v":33.289,"d":"33"},"Distributed from 923 Generation And Fuel",null,2020]
[359,2020,"AK","Kotzebue Hybrid",6304,"6WT",0,"RE","WT","WND",0.1,0.101,{"v":88.511,"d":"89"},{"v":33.289,"d":"33"},"Distributed from 923 Generation And Fuel",null,2020]
[360,2020,"AK","Kotzebue Hybrid",6304,"7WT",0,"RE","WT","WND",0.1,0.101,{"v":88.511,"d":"89"},{"v":33.289,"d":"33"},"Distributed from 923 Generation And Fuel",null,2020]
[361,2020,"AK","Kotzebue Hybrid",6304,"8WT",0,"RE","WT","WND",0.1,0.101,{"v":88.511,"d":"89"},{"v":33.289,"d":"33"},"Distributed from 923 Generation And Fuel",null,2020]
[362,2020,"AK","Kotzebue Hybrid",6304,"9",0,"RE","IC","DFO",2.1,{"$nulls":5},2004]
[363,2020,"AK","Kotzebue Hybrid",6304,"9wt",0,"RE","WT","WND",0.1,0.101,{"v":88.511,"d":"89"},{"v":33.289,"d":"33"},"Distributed from 923 Generation And Fuel",null,2020]
[364,2020,"AK","Koyuk",57059,"UNIT1",0,"OP","IC","DFO",0.2,0.129,226,{"v":97.455,"d":"97"},"Distributed from 923 Generation And Fuel",2005]
[365,2020,"AK","Koyuk",57059,"UNIT2",0,"OP","IC","DFO",0.4,0.129,452,{"v":194.909,"d":"195"},"Distributed from 923 Generation And Fuel",2005]
[366,2020,"AK","Koyuk",57059,"UNIT3",0,"OP","IC","DFO",0.5,0.129,565,{"v":243.636,"d":"244"},"Distributed from 923 Generation And Fuel",2005]
[367,2020,"AK","Lake Dorothy Hydroelectric Project",57085,"1",0,"OP","HY","WAT",14.3,0.578,{"v":72444,"d":"72,444"},{"v":32967,"d":"32,967"},"Distributed from 923 Generation And Fuel",2009]
[368,2020,"AK","Lemon Creek",64,"1",0,"SB","IC","DFO",2.5,{"v":-2E-3,"d":"(0.002)"},{"v":-48.98,"d":"(49)"},{"v":-21.122,"d":"(21)"},"Distributed from 923 Generation And Fuel",1969]
[369,2020,"AK","Lemon Creek",64,"2",0,"SB","IC","DFO",2.6,{"v":-2E-3,"d":"(0.002)"},{"v":-50.939,"d":"(51)"},{"v":-21.967,"d":"(22)"},"Distributed from 923 Generation And Fuel",1969]
[370,2020,"AK","Lemon Creek",64,"3",0,"SB","IC","DFO",2.6,{"v":-2E-3,"d":"(0.002)"},{"v":-50.939,"d":"(51)"},{"v":-21.967,"d":"(22)"},"Distributed from 923 Generation And Fuel",1974]
[371,2020,"AK","Lemon Creek",64,"5",0,"SB","GT","DFO",18.6,{"v":-1E-3,"d":"(0.001)"},{"v":-120,"d":"(120)"},{"v":-52,"d":"(52)"},"Distributed from 923 Generation And Fuel",1980]
[372,2020,"AK","Lemon Creek",64,"6",0,"SB","GT","DFO",18.6,{"v":-1E-3,"d":"(0.001)"},{"v":-120,"d":"(120)"},{"v":-52,"d":"(52)"},"Distributed from 923 Generation And Fuel",1983]
[373,2020,"AK","Lemon Creek",64,"7",0,"SB","IC","DFO",2.8,{"v":-2E-3,"d":"(0.002)"},{"v":-54.857,"d":"(55)"},{"v":-23.657,"d":"(24)"},"Distributed from 923 Generation And Fuel",1983]
[374,2020,"AK","Lemon Creek",64,"IC10",0,"SB","IC","DFO",2.8,{"v":-2E-3,"d":"(0.002)"},{"v":-54.857,"d":"(55)"},{"v":-23.657,"d":"(24)"},"Distributed from 923 Generation And Fuel",1984]
[375,2020,"AK","Lemon Creek",64,"IC11",0,"SB","IC","DFO",2.8,{"v":-2E-3,"d":"(0.002)"},{"v":-54.857,"d":"(55)"},{"v":-23.657,"d":"(24)"},"Distributed from 923 Generation And Fuel",1984]
[376,2020,"AK","Lemon Creek",64,"IC12",0,"SB","IC","DFO",2.8,{"v":-2E-3,"d":"(0.002)"},{"v":-54.857,"d":"(55)"},{"v":-23.657,"d":"(24)"},"Distributed from 923 Generation And Fuel",1984]
[377,2020,"AK","Lemon Creek",64,"IC8",0,"SB","IC","DFO",2.8,{"v":-2E-3,"d":"(0.002)"},{"v":-54.857,"d":"(55)"},{"v":-23.657,"d":"(24)"},"Distributed from 923 Generation And Fuel",1985]
[378,2020,"AK","Lemon Creek",64,"IC9",0,"SB","IC","DFO",2.8,{"v":-2E-3,"d":"(0.002)"},{"v":-54.857,"d":"(55)"},{"v":-23.657,"d":"(24)"},"Distributed from 923 Generation And Fuel",1985]
[379,2020,"AK","Mahoney Lake Hydroelectric",59027,"GEN 1",0,"P","HY","WAT",9.6]
[380,2020,"AK","Marshall",60244,"1",0,"OP","IC","DFO",0.5,0.152,{"v":664.091,"d":"664"},{"v":286.364,"d":"286"},"Distributed from 923 Generation And Fuel",2010]
[381,2020,"AK","Marshall",60244,"2",0,"OP","IC","DFO",0.4,0.152,{"v":531.273,"d":"531"},{"v":229.091,"d":"229"},"Distributed from 923 Generation And Fuel",2005]
[382,2020,"AK","Marshall",60244,"3",0,"OP","IC","DFO",0.2,0.152,{"v":265.636,"d":"266"},{"v":114.545,"d":"115"},"Distributed from 923 Generation And Fuel",1994]
[383,2020,"AK","McGrath",6555,"3A",0,"OP","IC","DFO",0.5,0.064,{"v":280.921,"d":"281"},{"v":121.184,"d":"121"},"Distributed from 923 Generation And Fuel",2011,2021]
[384,2020,"AK","McGrath",6555,"4A",0,"OP","IC","DFO",0.5,0.064,{"v":280.921,"d":"281"},{"v":121.184,"d":"121"},"Distributed from 923 Generation And Fuel",2011,2021]
[385,2020,"AK","McGrath",6555,"6",0,"OP","IC","DFO",0.6,0.064,{"v":337.105,"d":"337"},{"v":145.421,"d":"145"},"Distributed from 923 Generation And Fuel",1988,2021]
[386,2020,"AK","McGrath",6555,"7",0,"OP","IC","DFO",0.6,0.064,{"v":337.105,"d":"337"},{"v":145.421,"d":"145"},"Distributed from 923 Generation And Fuel",1993,2021]
[387,2020,"AK","McGrath",6555,"11",0,"V","IC","DFO",0.4,0.064,{"v":224.737,"d":"225"},{"v":96.947,"d":"97"},"Distributed from 923 Generation And Fuel"]
[388,2020,"AK","McGrath",6555,"12",0,"V","IC","DFO",0.4,0.064,{"v":224.737,"d":"225"},{"v":96.947,"d":"97"},"Distributed from 923 Generation And Fuel"]
[389,2020,"AK","McGrath",6555,"13",0,"V","IC","DFO",0.4,0.064,{"v":224.737,"d":"225"},{"v":96.947,"d":"97"},"Distributed from 923 Generation And Fuel"]
[390,2020,"AK","McGrath",6555,"14",0,"V","IC","DFO",0.4,0.064,{"v":224.737,"d":"225"},{"v":96.947,"d":"97"},"Distributed from 923 Generation And Fuel"]
[391,2020,"AK","McGrath",6555,"3",0,"RE","IC","DFO",0.2,{"$nulls":5},2010]
[392,2020,"AK","McGrath",6555,"4",0,"RE","IC","DFO",0.2,{"$nulls":5},2010]
[393,2020,"AK","McGrath",6555,"5",0,"RE","IC","DFO",0.6,{"$nulls":5},2010]
[394,2020,"AK","Mountain Village",6329,"1",0,"OP","IC","DFO",0.3,{"v":0.13,"d":"0.130"},{"v":340.826,"d":"341"},147,"Distributed from 923 Generation And Fuel",1984]
[395,2020,"AK","Mountain Village",6329,"3B",0,"OP","IC","DFO",0.5,{"v":0.13,"d":"0.130"},{"v":568.043,"d":"568"},245,"Distributed from 923 Generation And Fuel",2005]
[396,2020,"AK","Mountain Village",6329,"4A",0,"OP","IC","DFO",0.8,{"v":0.13,"d":"0.130"},{"v":908.87,"d":"909"},392,"Distributed from 923 Generation And Fuel",2015]
[397,2020,"AK","Mountain Village",6329,"5A",0,"OP","IC","DFO",0.7,{"v":0.13,"d":"0.130"},{"v":795.261,"d":"795"},343,"Distributed from 923 Generation And Fuel",2010]
[398,2020,"AK","Mountain Village",6329,"3A",0,"RE","IC","DFO",0.3,{"$nulls":5},2005]
[399,2020,"AK","Mountain Village",6329,"4",0,"RE","IC","DFO",0.6,{"$nulls":5},2015]
[400,2020,"AK","Mountain Village",6329,"5",0,"RE","IC","DFO",0.5,{"$nulls":5},2003]
[401,2020,"AK","Naknek",6301,"4A",0,"OP","IC","DFO",1.3,0.148,{"v":1688.582,"d":"1,689"},{"v":728.394,"d":"728"},"Distributed from 923 Generation And Fuel",1999]
[402,2020,"AK","Naknek",6301,"5A",0,"OP","IC","DFO",{"v":1,"d":"1.0"},0.148,{"v":1298.909,"d":"1,299"},{"v":560.303,"d":"560"},"Distributed from 923 Generation And Fuel",2005]
[403,2020,"AK","Naknek",6301,"6A",0,"OP","IC","DFO",{"v":1,"d":"1.0"},0.148,{"v":1298.909,"d":"1,299"},{"v":560.303,"d":"560"},"Distributed from 923 Generation And Fuel",2006]
[404,2020,"AK","Naknek",6301,"7A",0,"OP","IC","DFO",{"v":1,"d":"1.0"},0.148,{"v":1298.909,"d":"1,299"},{"v":560.303,"d":"560"},"Distributed from 923 Generation And Fuel",2006]
[405,2020,"AK","Naknek",6301,"8",0,"OP","IC","DFO",{"v":1,"d":"1.0"},0.148,{"v":1298.909,"d":"1,299"},{"v":560.303,"d":"560"},"Distributed from 923 Generation And Fuel",1977]
[406,2020,"AK","Naknek",6301,"NA1",0,"OP","IC","DFO",1.1,0.148,{"v":1428.8,"d":"1,429"},{"v":616.333,"d":"616"},"Distributed from 923 Generation And Fuel",1988]
[407,2020,"AK","Naknek",6301,"NA2",0,"OP","IC","DFO",1.1,0.148,{"v":1428.8,"d":"1,429"},{"v":616.333,"d":"616"},"Distributed from 923 Generation And Fuel",1988]
[408,2020,"AK","Naknek",6301,"NA3",0,"OP","IC","DFO",0.8,0.148,{"v":1039.127,"d":"1,039"},{"v":448.242,"d":"448"},"Distributed from 923 Generation And Fuel",1991]
[409,2020,"AK","Naknek",6301,"NA4",0,"OP","IC","DFO",0.8,0.148,{"v":1039.127,"d":"1,039"},{"v":448.242,"d":"448"},"Distributed from 923 Generation And Fuel",1992]
[410,2020,"AK","Naknek",6301,"NA5",0,"OP","IC","DFO",0.8,0.148,{"v":1039.127,"d":"1,039"},{"v":448.242,"d":"448"},"Distributed from 923 Generation And Fuel",1993]
[411,2020,"AK","Naknek",6301,"NA6",0,"OP","IC","DFO",3.3,0.148,{"v":4286.4,"d":"4,286"},{"v":1849,"d":"1,849"},"Distributed from 923 Generation And Fuel",2019]
[412,2020,"AK","Naknek",6301,"NA7",0,"OP","IC","DFO",3.3,0.148,{"v":4286.4,"d":"4,286"},{"v":1849,"d":"1,849"},"Distributed from 923 Generation And Fuel",2019]
[413,2020,"AK","Naknek",6301,"5",0,"RE","IC","DFO",0.4,{"$nulls":5},2004]
[414,2020,"AK","Naknek",6301,"6",0,"RE","IC","DFO",0.4,{"$nulls":5},2004]
[415,2020,"AK","Naknek",6301,"7",0,"RE","IC","DFO",0.4,{"$nulls":5},2004]
[416,2020,"AK","New Stuyahok",60245,"1",0,"OP","IC","DFO",0.4,0.111,{"v":389.474,"d":"389"},168,"Distributed from 923 Generation And Fuel",2010]
[417,2020,"AK","New Stuyahok",60245,"2",0,"OP","IC","DFO",0.5,0.111,{"v":486.842,"d":"487"},210,"Distributed from 923 Generation And Fuel",2003]
[418,2020,"AK","New Stuyahok",60245,"3A",0,"OP","IC","DFO",0.5,0.111,{"v":486.842,"d":"487"},210,"Distributed from 923 Generation And Fuel",2020]
[419,2020,"AK","New Stuyahok",60245,"3",0,"RE","IC","DFO",0.5,0.111,{"v":486.842,"d":"487"},210,"Distributed from 923 Generation And Fuel",null,2020]
[420,2020,"AK","Newhalen",7183,"5",0,"OP","IC","DFO",0.3,0.003,8,{"v":3.333,"d":"3"},"Distributed from 923 Generation And Fuel",2012]
[421,2020,"AK","Newhalen",7183,"6",0,"OP","IC","DFO",0.3,0.003,8,{"v":3.333,"d":"3"},"Distributed from 923 Generation And Fuel",2012]
[422,2020,"AK","Newhalen",7183,"7",0,"OP","IC","DFO",0.3,0.003,8,{"v":3.333,"d":"3"},"Distributed from 923 Generation And Fuel",2012]
[423,2020,"AK","Newhalen",7183,"H-1",0,"OP","HY","WAT",0.4,0.488,{"v":1711,"d":"1,711"},{"v":778.5,"d":"779"},"Distributed from 923 Generation And Fuel",1998]
[424,2020,"AK","Newhalen",7183,"H-2",0,"OP","HY","WAT",0.4,0.488,{"v":1711,"d":"1,711"},{"v":778.5,"d":"779"},"Distributed from 923 Generation And Fuel",1998]
[425,2020,"AK","Newhalen",7183,"1",0,"RE","IC","DFO",0.3,{"$nulls":5},2012]
[426,2020,"AK","Newhalen",7183,"2",0,"RE","IC","DFO",0.3,{"$nulls":5},2012]
[427,2020,"AK","Newhalen",7183,"3",0,"RE","IC","DFO",0.3,{"$nulls":5},2012]
[428,2020,"AK","Newhalen",7183,"4",0,"RE","IC","DFO",0.6,{"$nulls":5},2012]
[429,2020,"AK","Nikiski Combined Cycle",55966,"GT1",0,"OP","CT","NG",40.8,0.721,{"v":257622,"d":"257,622"},{"v":105775,"d":"105,775"},"EIA-923 Generator File",1986]
[430,2020,"AK","Nikiski Combined Cycle",55966,"ST1",1,"OP","CA","NG",{"v":40,"d":"40.0"},{"v":0.42,"d":"0.420"},{"v":147217,"d":"147,217"},{"v":62220,"d":"62,220"},"EIA-923 Generator File",2013]
[431,2020,"AK","Noatak",57051,"5A",0,"OP","IC","DFO",0.5,{"v":0.16,"d":"0.160"},{"v":701.154,"d":"701"},{"v":302.308,"d":"302"},"Distributed from 923 Generation And Fuel",2015]
[432,2020,"AK","Noatak",57051,"UNIT2",0,"OP","IC","DFO",0.3,{"v":0.16,"d":"0.160"},{"v":420.692,"d":"421"},{"v":181.385,"d":"181"},"Distributed from 923 Generation And Fuel",2008]
[433,2020,"AK","Noatak",57051,"UNIT4",0,"OP","IC","DFO",0.5,{"v":0.16,"d":"0.160"},{"v":701.154,"d":"701"},{"v":302.308,"d":"302"},"Distributed from 923 Generation And Fuel",2004]
[434,2020,"AK","Noatak",57051,"UNIT5",0,"RE","IC","DFO",0.4,{"$nulls":5},2015]
[435,2020,"AK","Noorvik",6330,"1A",0,"OP","IC","DFO",0.3,0.147,{"v":386.4,"d":"386"},{"v":166.6,"d":"167"},"Distributed from 923 Generation And Fuel",1997]
[436,2020,"AK","Noorvik",6330,"2B",0,"OP","IC","DFO",0.5,0.147,644,{"v":277.667,"d":"278"},"Distributed from 923 Generation And Fuel",2017]
[437,2020,"AK","Noorvik",6330,"3A",0,"OP","IC","DFO",0.7,0.147,{"v":901.6,"d":"902"},{"v":388.733,"d":"389"},"Distributed from 923 Generation And Fuel",2003]
[438,2020,"AK","Noorvik",6330,"2A",0,"RE","IC","DFO",0.4,{"$nulls":5},2017]
[439,2020,"AK","Noorvik",6330,"3",0,"RE","IC","DFO",0.3,{"$nulls":5},2003]
[440,2020,"AK","North Pole",6285,"1",0,"OP","GT","DFO",60.5,{"v":0.15,"d":"0.150"},{"v":79679.5,"d":"79,680"},{"v":42407.5,"d":"42,408"},"Distributed from 923 Generation And Fuel",1976]
[441,2020,"AK","North Pole",6285,"2",0,"OP","GT","DFO",60.5,{"v":0.15,"d":"0.150"},{"v":79679.5,"d":"79,680"},{"v":42407.5,"d":"42,408"},"Distributed from 923 Generation And Fuel",1977]
[442,2020,"AK","North Pole",6285,"GT3",0,"OP","CT","WO",{"v":47,"d":"47.0"},0.776,{"v":319389,"d":"319,389"},{"v":125840,"d":"125,840"},"EIA-923 Generator File",2007]
[443,2020,"AK","North Pole",6285,"STG1",1,"OP","CA","WO",{"v":13,"d":"13.0"},0.591,{"v":67320,"d":"67,320"},{"v":27781,"d":"27,781"},"EIA-923 Generator File",2007]
[444,2020,"AK","Northway",7169,"1A",0,"OP","IC","DFO",0.5,0.113,495,{"v":213.636,"d":"214"},"Distributed from 923 Generation And Fuel",1997]
[445,2020,"AK","Northway",7169,"2A",0,"OP","IC","DFO",0.2,0.113,198,{"v":85.455,"d":"85"},"Distributed from 923 Generation And Fuel",1997]
[446,2020,"AK","Northway",7169,"5",0,"OP","IC","DFO",0.4,0.113,396,{"v":170.909,"d":"171"},"Distributed from 923 Generation And Fuel",2007]
[447,2020,"AK","Northway",7169,"4",0,"RE","IC","DFO",0.4,{"$nulls":5},2001]
[448,2020,"AK","NSB Anaktuvuk Pass",7487,"1",0,"OP","IC","DFO",0.3,0.164,{"v":431.333,"d":"431"},{"v":186.111,"d":"186"},"Distributed from 923 Generation And Fuel",1994]
[449,2020,"AK","NSB Anaktuvuk Pass",7487,"2",0,"OP","IC","DFO",0.3,0.164,{"v":431.333,"d":"431"},{"v":186.111,"d":"186"},"Distributed from 923 Generation And Fuel",1994]
[450,2020,"AK","NSB Anaktuvuk Pass",7487,"3",0,"OP","IC","DFO",0.3,0.164,{"v":431.333,"d":"431"},{"v":186.111,"d":"186"},"Distributed from 923 Generation And Fuel",1994]
[451,2020,"AK","NSB Anaktuvuk Pass",7487,"6",0,"OP","IC","DFO",0.9,0.164,{"v":1294,"d":"1,294"},{"v":558.333,"d":"558"},"Distributed from 923 Generation And Fuel",2003]
[452,2020,"AK","NSB Anaktuvuk Pass",7487,"7",0,"OP","IC","DFO",0.9,0.164,{"v":1294,"d":"1,294"},{"v":558.333,"d":"558"},"Distributed from 923 Generation And Fuel",2003]
[453,2020,"AK","NSB Anaktuvuk Pass",7487,"4",0,"RE","IC","DFO",0.1,{"$nulls":5},2010]
[454,2020,"AK","NSB Anaktuvuk Pass",7487,"5",0,"RE","IC","DFO",0.1,{"$nulls":5},2003]
[455,2020,"AK","NSB Atqasuk Utility",7482,"NA1",0,"OP","IC","DFO",0.9,0.104,{"v":818.156,"d":"818"},{"v":352.969,"d":"353"},"Distributed from 923 Generation And Fuel",2003]
[456,2020,"AK","NSB Atqasuk Utility",7482,"NA2",0,"OP","IC","DFO",0.9,0.104,{"v":818.156,"d":"818"},{"v":352.969,"d":"353"},"Distributed from 923 Generation And Fuel",2003]
[457,2020,"AK","NSB Atqasuk Utility",7482,"NA3",0,"OP","IC","DFO",0.4,0.104,{"v":363.625,"d":"364"},{"v":156.875,"d":"157"},"Distributed from 923 Generation And Fuel",2003]
[458,2020,"AK","NSB Atqasuk Utility",7482,"PG2",0,"OP","IC","DFO",0.4,0.104,{"v":363.625,"d":"364"},{"v":156.875,"d":"157"},"Distributed from 923 Generation And Fuel",1986]
[459,2020,"AK","NSB Atqasuk Utility",7482,"PG3",0,"OP","IC","DFO",0.6,0.104,{"v":545.437,"d":"545"},{"v":235.312,"d":"235"},"Distributed from 923 Generation And Fuel",1986]
[460,2020,"AK","NSB Atqasuk Utility",7482,"PG1",0,"RE","IC","DFO",0.2,{"$nulls":5},2003]
[461,2020,"AK","NSB Kaktovik Utility",7483,"PG1A",0,"OP","IC","DFO",0.9,0.157,{"v":1238.192,"d":"1,238"},{"v":534.115,"d":"534"},"Distributed from 923 Generation And Fuel",2000]
[462,2020,"AK","NSB Kaktovik Utility",7483,"PG2A",0,"OP","IC","DFO",0.9,0.157,{"v":1238.192,"d":"1,238"},{"v":534.115,"d":"534"},"Distributed from 923 Generation And Fuel",2000]
[463,2020,"AK","NSB Kaktovik Utility",7483,"PG3A",0,"OP","IC","DFO",0.4,0.157,{"v":550.308,"d":"550"},{"v":237.385,"d":"237"},"Distributed from 923 Generation And Fuel",2000]
[464,2020,"AK","NSB Kaktovik Utility",7483,"PG4A",0,"OP","IC","DFO",0.4,0.157,{"v":550.308,"d":"550"},{"v":237.385,"d":"237"},"Distributed from 923 Generation And Fuel",2000]
[465,2020,"AK","NSB Nuiqsut Utility",7484,"PG1A",0,"OP","IC","DFO",0.9,0.132,{"v":1041.136,"d":"1,041"},{"v":397.841,"d":"398"},"Distributed from 923 Generation And Fuel",1999]
[466,2020,"AK","NSB Nuiqsut Utility",7484,"PG2A",0,"OP","IC","DFO",0.9,0.132,{"v":1041.136,"d":"1,041"},{"v":397.841,"d":"398"},"Distributed from 923 Generation And Fuel",1999]
[467,2020,"AK","NSB Nuiqsut Utility",7484,"PG3A",0,"OP","IC","DFO",0.4,0.132,{"v":462.727,"d":"463"},{"v":176.818,"d":"177"},"Distributed from 923 Generation And Fuel",1999]
[468,2020,"AK","NSB Nuiqsut Utility",7484,"PG3B",0,"OP","IC","NG",0.6,0.132,{"v":694.091,"d":"694"},{"v":265.227,"d":"265"},"Distributed from 923 Generation And Fuel",2013]
[469,2020,"AK","NSB Nuiqsut Utility",7484,"PG5A",0,"OP","IC","NG",0.8,0.132,{"v":925.455,"d":"925"},{"v":353.636,"d":"354"},"Distributed from 923 Generation And Fuel",2008]
[470,2020,"AK","NSB Nuiqsut Utility",7484,"PG6A",0,"OP","IC","NG",0.8,0.132,{"v":925.455,"d":"925"},{"v":353.636,"d":"354"},"Distributed from 923 Generation And Fuel",2008]
[471,2020,"AK","NSB Nuiqsut Utility",7484,"PG4A",0,"RE","IC","DFO",0.4,{"$nulls":5},2012]
[472,2020,"AK","NSB Point Hope Utility",7485,"PG1A",0,"OP","IC","DFO",{"v":1,"d":"1.0"},{"v":0.23,"d":"0.230"},{"v":2014.194,"d":"2,014"},{"v":869.032,"d":"869"},"Distributed from 923 Generation And Fuel",2014]
[473,2020,"AK","NSB Point Hope Utility",7485,"PG6",0,"OP","IC","DFO",0.6,{"v":0.23,"d":"0.230"},{"v":1208.516,"d":"1,209"},{"v":521.419,"d":"521"},"Distributed from 923 Generation And Fuel",1995]
[474,2020,"AK","NSB Point Hope Utility",7485,"PG7",0,"OP","IC","DFO",0.6,{"v":0.23,"d":"0.230"},{"v":1208.516,"d":"1,209"},{"v":521.419,"d":"521"},"Distributed from 923 Generation And Fuel",1995]
[475,2020,"AK","NSB Point Hope Utility",7485,"PG8",0,"OP","IC","DFO",0.9,{"v":0.23,"d":"0.230"},{"v":1812.774,"d":"1,813"},{"v":782.129,"d":"782"},"Distributed from 923 Generation And Fuel",2008]
[476,2020,"AK","NSB Point Hope Utility",7485,"PG1",0,"RE","IC","DFO",0.3,{"$nulls":5},2013]
[477,2020,"AK","NSB Point Hope Utility",7485,"PG2",0,"RE","IC","DFO",0.3,{"$nulls":5},2013]
[478,2020,"AK","NSB Point Hope Utility",7485,"PG3",0,"RE","IC","DFO",0.3,{"$nulls":5},2008]
[479,2020,"AK","NSB Point Hope Utility",7485,"PG4",0,"RE","IC","DFO",0.4,{"$nulls":5},2008]
[480,2020,"AK","NSB Point Hope Utility",7485,"PG5",0,"RE","IC","DFO",0.2,{"$nulls":5},2008]
[481,2020,"AK","NSB Point Lay Utility",7486,"PG10",0,"OP","IC","DFO",0.6,0.174,{"v":916.5,"d":"917"},{"v":395.25,"d":"395"},"Distributed from 923 Generation And Fuel",2013]
[482,2020,"AK","NSB Point Lay Utility",7486,"PG7",0,"OP","IC","DFO",0.6,0.174,{"v":916.5,"d":"917"},{"v":395.25,"d":"395"},"Distributed from 923 Generation And Fuel",2013]
[483,2020,"AK","NSB Point Lay Utility",7486,"PG8",0,"OP","IC","DFO",0.6,0.174,{"v":916.5,"d":"917"},{"v":395.25,"d":"395"},"Distributed from 923 Generation And Fuel",2013]
[484,2020,"AK","NSB Point Lay Utility",7486,"PG9",0,"OP","IC","DFO",0.6,0.174,{"v":916.5,"d":"917"},{"v":395.25,"d":"395"},"Distributed from 923 Generation And Fuel",2013]
[485,2020,"AK","NSB Point Lay Utility",7486,"PG1A",0,"RE","IC","DFO",0.3,{"$nulls":5},2013]
[486,2020,"AK","NSB Point Lay Utility",7486,"PG2A",0,"RE","IC","DFO",0.3,{"$nulls":5},2013]
[487,2020,"AK","NSB Point Lay Utility",7486,"PG3",0,"RE","IC","DFO",0.2,{"$nulls":5},2000]
[488,2020,"AK","NSB Point Lay Utility",7486,"PG3A",0,"RE","IC","DFO",0.3,{"$nulls":5},2013]
[489,2020,"AK","NSB Point Lay Utility",7486,"PG4",0,"RE","IC","DFO",0.2,{"$nulls":5},2002]
[490,2020,"AK","NSB Point Lay Utility",7486,"PG4A",0,"RE","IC","DFO",0.3,{"$nulls":5},2013]
[491,2020,"AK","NSB Point Lay Utility",7486,"PG5",0,"RE","IC","DFO",0.3,{"$nulls":5},2013]
[492,2020,"AK","NSB Point Lay Utility",7486,"PG6",0,"RE","IC","DFO",0.3,{"$nulls":5},2013]
[493,2020,"AK","NSB Wainwright Utility",7488,"PG1",0,"OP","IC","DFO",0.4,{"v":0.27,"d":"0.270"},{"v":946.533,"d":"947"},{"v":408.267,"d":"408"},"Distributed from 923 Generation And Fuel",1988]
[494,2020,"AK","NSB Wainwright Utility",7488,"PG2",0,"OP","IC","DFO",0.4,{"v":0.27,"d":"0.270"},{"v":946.533,"d":"947"},{"v":408.267,"d":"408"},"Distributed from 923 Generation And Fuel",1988]
[495,2020,"AK","NSB Wainwright Utility",7488,"PG3",0,"OP","IC","DFO",0.4,{"v":0.27,"d":"0.270"},{"v":946.533,"d":"947"},{"v":408.267,"d":"408"},"Distributed from 923 Generation And Fuel",1989]
[496,2020,"AK","NSB Wainwright Utility",7488,"PG4A",0,"OP","IC","DFO",0.9,{"v":0.27,"d":"0.270"},{"v":2129.7,"d":"2,130"},{"v":918.6,"d":"919"},"Distributed from 923 Generation And Fuel",2001]
[497,2020,"AK","NSB Wainwright Utility",7488,"PG5",0,"OP","IC","DFO",0.9,{"v":0.27,"d":"0.270"},{"v":2129.7,"d":"2,130"},{"v":918.6,"d":"919"},"Distributed from 923 Generation And Fuel",2001]
[498,2020,"AK","NSB Wainwright Utility",7488,"PG4",0,"RE","IC","DFO",0.3,{"$nulls":5},2003]
[499,2020,"AK","Nunapitchuk",6333,"1A",0,"SB","IC","DFO",0.5,{"$nulls":4},2006]
[500,2020,"AK","Nunapitchuk",6333,"2",0,"RE","IC","DFO",0.3,{"$nulls":5},2006]
[501,2020,"AK","Nunapitchuk",6333,"3",0,"RE","IC","DFO",0.3,{"$nulls":5},2006]
[502,2020,"AK","Nunapitchuk",6333,"4",0,"RE","IC","DFO",0.6,{"$nulls":5},2006]
[503,2020,"AK","Nunapitchuk",6333,"5",0,"RE","IC","DFO",0.5,{"$nulls":5},2004]
[504,2020,"AK","Nymans Plant Microgrid",7723,"1",0,"OP","IC","DFO",2.5,{"v":0,"d":"0.000"},0,0,"Distributed from 923 Generation And Fuel",1994]
[505,2020,"AK","Nymans Plant Microgrid",7723,"2",0,"OP","IC","DFO",7.5,{"v":0,"d":"0.000"},0,0,"Distributed from 923 Generation And Fuel",2000]
[506,2020,"AK","Orca",789,"3",0,"OP","IC","DFO",2.5,0.085,{"v":1851.636,"d":"1,852"},{"v":798.832,"d":"799"},"Distributed from 923 Generation And Fuel",1984]
[507,2020,"AK","Orca",789,"4",0,"OP","IC","DFO",2.4,0.085,{"v":1777.57,"d":"1,778"},{"v":766.879,"d":"767"},"Distributed from 923 Generation And Fuel",1984]
[508,2020,"AK","Orca",789,"5",0,"OP","IC","DFO",1.1,0.085,{"v":814.72,"d":"815"},{"v":351.486,"d":"351"},"Distributed from 923 Generation And Fuel",2000]
[509,2020,"AK","Orca",789,"6",0,"OP","IC","DFO",1.1,0.085,{"v":814.72,"d":"815"},{"v":351.486,"d":"351"},"Distributed from 923 Generation And Fuel",2000]
[510,2020,"AK","Orca",789,"7",0,"OP","IC","DFO",3.6,0.085,{"v":2666.355,"d":"2,666"},{"v":1150.318,"d":"1,150"},"Distributed from 923 Generation And Fuel",2009]
[511,2020,"AK","Orca",789,"1",0,"CN","IC","DFO",1.5]
[512,2020,"AK","Orca",789,"2",0,"CN","IC","DFO",1.5]
[513,2020,"AK","Pelican",6702,"HC1",0,"OP","HY","WAT",0.6,0.021,{"v":112.286,"d":"112"},51,"Distributed from 923 Generation And Fuel",1984]
[514,2020,"AK","Pelican",6702,"HC2",0,"OS","HY","WAT",0.8,0.021,{"v":149.714,"d":"150"},68,"Distributed from 923 Generation And Fuel",1984]
[515,2020,"AK","Pelican",6702,"IC6",0,"OP","IC","DFO",0.4,0.096,{"v":337.2,"d":"337"},{"v":145.6,"d":"146"},"Distributed from 923 Generation And Fuel",2008]
[516,2020,"AK","Pelican",6702,"IC7",0,"OP","IC","DFO",0.4,0.096,{"v":337.2,"d":"337"},{"v":145.6,"d":"146"},"Distributed from 923 Generation And Fuel",2008]
[517,2020,"AK","Pelican",6702,"IC8",0,"OP","IC","DFO",0.2,0.096,{"v":168.6,"d":"169"},{"v":72.8,"d":"73"},"Distributed from 923 Generation And Fuel",2008]
[518,2020,"AK","Pelican",6702,"IC1",0,"RE","IC","DFO",0.3,{"$nulls":5},2011]
[519,2020,"AK","Pelican",6702,"IC2",0,"RE","IC","DFO",0.1,{"$nulls":5},2011]
[520,2020,"AK","Pelican",6702,"IC3",0,"RE","IC","DFO",0.2,{"$nulls":5},2011]
[521,2020,"AK","Pelican",6702,"IC4",0,"RE","IC","DFO",0.2,{"$nulls":5},2011]
[522,2020,"AK","Pelican",6702,"IC5",0,"RE","IC","DFO",0.4,{"$nulls":5},2011]
[523,2020,"AK","Petersburg",91,"IC5",0,"OP","IC","DFO",0.8,0.008,{"v":53.829,"d":"54"},{"v":23.256,"d":"23"},"Distributed from 923 Generation And Fuel",1979]
[524,2020,"AK","Petersburg",91,"IC6",0,"OP","IC","DFO",2.6,0.008,{"v":174.946,"d":"175"},{"v":75.581,"d":"76"},"Distributed from 923 Generation And Fuel",1993]
[525,2020,"AK","Petersburg",91,"IC7",0,"OP","IC","DFO",2.6,0.008,{"v":174.946,"d":"175"},{"v":75.581,"d":"76"},"Distributed from 923 Generation And Fuel",2001]
[526,2020,"AK","Petersburg",91,"IC8",0,"OP","IC","DFO",2.5,0.008,{"v":168.217,"d":"168"},{"v":72.674,"d":"73"},"Distributed from 923 Generation And Fuel",2012]
[527,2020,"AK","Petersburg",91,"3",0,"OP","HY","WAT",1.6,0.947,{"v":13273,"d":"13,273"},{"v":6040,"d":"6,040"},"Distributed from 923 Generation And Fuel",1954]
[528,2020,"AK","Petersburg",91,"IC1",0,"OP","IC","DFO",2.6,0.008,{"v":174.946,"d":"175"},{"v":75.581,"d":"76"},"Distributed from 923 Generation And Fuel",1972]
[529,2020,"AK","Petersburg",91,"IC3",0,"OP","IC","DFO",1.2,0.008,{"v":80.744,"d":"81"},{"v":34.884,"d":"35"},"Distributed from 923 Generation And Fuel",1965]
[530,2020,"AK","Petersburg",91,"IC4",0,"OP","IC","DFO",0.6,0.008,{"v":40.372,"d":"40"},{"v":17.442,"d":"17"},"Distributed from 923 Generation And Fuel",1979]
[531,2020,"AK","Petersburg",91,"IC2",0,"RE","IC","DFO",0.3,{"$nulls":5},2017]
[532,2020,"AK","Pillar Mountain Wind Project Microgrid",57187,"1",0,"OP","WT","WND",4.5,0.313,{"v":12341,"d":"12,341"},{"v":4642,"d":"4,642"},"Distributed from 923 Generation And Fuel",2009]
[533,2020,"AK","Pillar Mountain Wind Project Microgrid",57187,"2",0,"OP","WT","WND",4.5,0.313,{"v":12341,"d":"12,341"},{"v":4642,"d":"4,642"},"Distributed from 923 Generation And Fuel",2012]
[534,2020,"AK","Pilot Station",57058,"1",0,"OP","IC","DFO",0.5,0.156,{"v":684.615,"d":"685"},{"v":295.385,"d":"295"},"Distributed from 923 Generation And Fuel",2018]
[535,2020,"AK","Pilot Station",57058,"UNIT2",0,"OP","IC","DFO",0.5,0.156,{"v":684.615,"d":"685"},{"v":295.385,"d":"295"},"Distributed from 923 Generation And Fuel",2005]
[536,2020,"AK","Pilot Station",57058,"UNIT3",0,"OP","IC","DFO",0.3,0.156,{"v":410.769,"d":"411"},{"v":177.231,"d":"177"},"Distributed from 923 Generation And Fuel",2002]
[537,2020,"AK","Pilot Station",57058,"UNIT1",0,"RE","IC","DFO",0.4,{"$nulls":5},2018]
[538,2020,"AK","Port Lions Microgrid",6282,"5",0,"OP","IC","DFO",0.5,{"$nulls":4},2017]
[539,2020,"AK","Port Lions Microgrid",6282,"1",0,"RE","IC","DFO",0.3,{"$nulls":5},2017]
[540,2020,"AK","Port Lions Microgrid",6282,"2",0,"RE","IC","DFO",0.3,{"$nulls":5},2017]
[541,2020,"AK","Port Lions Microgrid",6282,"3",0,"RE","IC","DFO",0.2,{"$nulls":5},2017]
[542,2020,"AK","Port Lions Microgrid",6282,"4",0,"RE","IC","DFO",0.2,{"$nulls":5},2017]
[543,2020,"AK","Power Creek",7862,"4",0,"OP","HY","WAT",{"v":3,"d":"3.0"},0.265,{"v":6959,"d":"6,959"},{"v":3167,"d":"3,167"},"Distributed from 923 Generation And Fuel",2001]
[544,2020,"AK","Power Creek",7862,"5",0,"OP","HY","WAT",{"v":3,"d":"3.0"},0.265,{"v":6959,"d":"6,959"},{"v":3167,"d":"3,167"},"Distributed from 923 Generation And Fuel",2001]
[545,2020,"AK","Purple Lake",6302,"1",0,"OP","HY","WAT",1.3,0.327,{"v":3726,"d":"3,726"},{"v":1695.667,"d":"1,696"},"Distributed from 923 Generation And Fuel",1956]
[546,2020,"AK","Purple Lake",6302,"2",0,"OP","HY","WAT",1.3,0.327,{"v":3726,"d":"3,726"},{"v":1695.667,"d":"1,696"},"Distributed from 923 Generation And Fuel",1956]
[547,2020,"AK","Purple Lake",6302,"3",0,"OP","HY","WAT",1.3,0.327,{"v":3726,"d":"3,726"},{"v":1695.667,"d":"1,696"},"Distributed from 923 Generation And Fuel",1962]
[548,2020,"AK","Quinhagak",57057,"3A",0,"OP","IC","DFO",0.5,0.212,930,{"v":401.25,"d":"401"},"Distributed from 923 Generation And Fuel",2019]
[549,2020,"AK","Quinhagak",57057,"UNIT1",0,"OP","IC","DFO",0.4,0.212,744,321,"Distributed from 923 Generation And Fuel",1996]
[550,2020,"AK","Quinhagak",57057,"UNIT2",0,"OP","IC","DFO",0.3,0.212,558,{"v":240.75,"d":"241"},"Distributed from 923 Generation And Fuel",2002]
[551,2020,"AK","Quinhagak",57057,"1A",0,"CN","IC","DFO",0.5]
[552,2020,"AK","Quinhagak",57057,"UNIT3",0,"RE","IC","DFO",0.4,{"$nulls":5},2019]
[553,2020,"AK","S W Bailey",85,"3",0,"OP","IC","DFO",6.4,{"v":-1E-3,"d":"(0.001)"},{"v":-61.282,"d":"(61)"},{"v":-26.44,"d":"(26)"},"Distributed from 923 Generation And Fuel",1976]
[554,2020,"AK","S W Bailey",85,"4",0,"OP","IC","DFO",10.5,{"v":-1E-3,"d":"(0.001)"},{"v":-100.541,"d":"(101)"},{"v":-43.378,"d":"(43)"},"Distributed from 923 Generation And Fuel",1998]
[555,2020,"AK","S W Bailey",85,"1",0,"OP","IC","DFO",4.5,{"v":-1E-3,"d":"(0.001)"},{"v":-43.089,"d":"(43)"},{"v":-18.591,"d":"(19)"},"Distributed from 923 Generation And Fuel",1969]
[556,2020,"AK","S W Bailey",85,"2",0,"OP","IC","DFO",4.5,{"v":-1E-3,"d":"(0.001)"},{"v":-43.089,"d":"(43)"},{"v":-18.591,"d":"(19)"},"Distributed from 923 Generation And Fuel",1970]
[557,2020,"AK","Salmon Creek 1",65,"HY7",0,"OP","HY","WAT",8.5,{"v":0.37,"d":"0.370"},{"v":27559,"d":"27,559"},{"v":12541,"d":"12,541"},"Distributed from 923 Generation And Fuel",1984]
[558,2020,"AK","Sand Point",1,"1",0,"SB","IC","DFO",0.9,{"$nulls":4},2000]
[559,2020,"AK","Sand Point",1,"2",0,"OP","IC","DFO",0.9,{"$nulls":4},2000]
[560,2020,"AK","Sand Point",1,"3",0,"OP","IC","DFO",0.5,{"$nulls":4},2010]
[561,2020,"AK","Sand Point",1,"5",0,"OA","IC","DFO",0.7,{"$nulls":4},2000]
[562,2020,"AK","Sand Point",1,"WT1",0,"OA","WT","WND",0.5,{"v":0.04,"d":"0.040"},{"v":173.5,"d":"174"},{"v":65.5,"d":"66"},"Distributed from 923 Generation And Fuel",2011]
[563,2020,"AK","Sand Point",1,"WT2",0,"OA","WT","WND",0.5,{"v":0.04,"d":"0.040"},{"v":173.5,"d":"174"},{"v":65.5,"d":"66"},"Distributed from 923 Generation And Fuel",2011]
[564,2020,"AK","Savoonga",57052,"2A",0,"OP","IC","DFO",0.5,0.157,{"v":687.647,"d":"688"},{"v":296.765,"d":"297"},"Distributed from 923 Generation And Fuel",2019]
[565,2020,"AK","Savoonga",57052,"UNIT1",0,"OP","IC","DFO",0.4,0.157,{"v":550.118,"d":"550"},{"v":237.412,"d":"237"},"Distributed from 923 Generation And Fuel",2008]
[566,2020,"AK","Savoonga",57052,"UNIT3",0,"OP","IC","DFO",0.8,0.157,{"v":1100.235,"d":"1,100"},{"v":474.824,"d":"475"},"Distributed from 923 Generation And Fuel",2008]
[567,2020,"AK","Savoonga",57052,"UNIT2",0,"RE","IC","DFO",0.5,{"$nulls":5},2019]
[568,2020,"AK","Scammon Bay",57056,"UNIT1",0,"OP","IC","DFO",0.4,0.143,{"v":500.615,"d":"501"},216,"Distributed from 923 Generation And Fuel",2004]
[569,2020,"AK","Scammon Bay",57056,"UNIT2",0,"OP","IC","DFO",0.4,0.143,{"v":500.615,"d":"501"},216,"Distributed from 923 Generation And Fuel",2001]
[570,2020,"AK","Scammon Bay",57056,"UNIT3",0,"OP","IC","DFO",0.5,0.143,{"v":625.769,"d":"626"},270,"Distributed from 923 Generation And Fuel",2007]
[571,2020,"AK","Selawik",6341,"1B",0,"OP","IC","DFO",0.8,0.132,{"v":922.88,"d":"923"},{"v":398.08,"d":"398"},"Distributed from 923 Generation And Fuel",2020]
[572,2020,"AK","Selawik",6341,"2B",0,"OP","IC","DFO",0.5,0.132,{"v":576.8,"d":"577"},{"v":248.8,"d":"249"},"Distributed from 923 Generation And Fuel",2013]
[573,2020,"AK","Selawik",6341,"3B",0,"OP","IC","DFO",0.9,0.132,{"v":1038.24,"d":"1,038"},{"v":447.84,"d":"448"},"Distributed from 923 Generation And Fuel",2014]
[574,2020,"AK","Selawik",6341,"1",0,"RE","IC","DFO",0.3,{"$nulls":5},2003]
[575,2020,"AK","Selawik",6341,"1A",0,"RE","IC","DFO",0.3,0.132,{"v":346.08,"d":"346"},{"v":149.28,"d":"149"},"Distributed from 923 Generation And Fuel",null,2020]
[576,2020,"AK","Selawik",6341,"2",0,"RE","IC","DFO",0.7,{"$nulls":5},2005]
[577,2020,"AK","Selawik",6341,"2A",0,"RE","IC","DFO",0.5,{"$nulls":5},2013]
[578,2020,"AK","Selawik",6341,"3",0,"RE","IC","DFO",0.3,{"$nulls":5},2003]
[579,2020,"AK","Selawik",6341,"3A",0,"RE","IC","DFO",0.8,{"$nulls":5},2014]
[580,2020,"AK","Seldovia",6283,"5",0,"OP","IC","DFO",1.2,0.006,{"v":65.455,"d":"65"},{"v":28.364,"d":"28"},"Distributed from 923 Generation And Fuel",2004]
[581,2020,"AK","Seldovia",6283,"7",0,"OP","IC","DFO",{"v":1,"d":"1.0"},0.006,{"v":54.545,"d":"55"},{"v":23.636,"d":"24"},"Distributed from 923 Generation And Fuel",2017]
[582,2020,"AK","Seldovia",6283,"1",0,"RE","IC","DFO",0.3,{"$nulls":5},2003]
[583,2020,"AK","Seldovia",6283,"2",0,"RE","IC","DFO",0.6,{"$nulls":5},2003]
[584,2020,"AK","Seldovia",6283,"3",0,"RE","IC","DFO",0.6,{"$nulls":5},2003]
[585,2020,"AK","Seldovia",6283,"4",0,"RE","IC","DFO",0.6,{"$nulls":5},2003]
[586,2020,"AK","Seldovia",6283,"6",0,"RE","IC","DFO",1.2,{"$nulls":5},2017]
[587,2020,"AK","Seward (AK)",92,"3",0,"OP","IC","DFO",2.5,{"$nulls":4},1975]
[588,2020,"AK","Seward (AK)",92,"4",0,"OP","IC","DFO",2.5,{"$nulls":4},1986]
[589,2020,"AK","Seward (AK)",92,"5",0,"OP","IC","DFO",2.5,{"$nulls":4},1985]
[590,2020,"AK","Seward (AK)",92,"6",0,"OP","IC","DFO",2.8,{"$nulls":4},2000]
[591,2020,"AK","Seward (AK)",92,"N1",0,"OP","IC","DFO",2.8,{"$nulls":4},2010]
[592,2020,"AK","Seward (AK)",92,"N2",0,"OP","IC","DFO",2.5,{"$nulls":4},2010]
[593,2020,"AK","Seward (AK)",92,"1",0,"RE","IC","DFO",1.5,{"$nulls":5},2009]
[594,2020,"AK","Seward (AK)",92,"2",0,"RE","IC","DFO",1.5,{"$nulls":5},2009]
[595,2020,"AK","Shishmaref",6345,"1",0,"OP","IC","DFO",0.3,0.133,349,{"v":150.6,"d":"151"},"Distributed from 923 Generation And Fuel",2004]
[596,2020,"AK","Shishmaref",6345,"2",0,"OP","IC","DFO",0.3,0.133,349,{"v":150.6,"d":"151"},"Distributed from 923 Generation And Fuel",1976]
[597,2020,"AK","Shishmaref",6345,"3A",0,"OP","IC","DFO",0.4,0.133,{"v":465.333,"d":"465"},{"v":200.8,"d":"201"},"Distributed from 923 Generation And Fuel",2002]
[598,2020,"AK","Shishmaref",6345,"4A",0,"OP","IC","DFO",0.5,0.133,{"v":581.667,"d":"582"},251,"Distributed from 923 Generation And Fuel",2006]
[599,2020,"AK","Shishmaref",6345,"3",0,"RE","IC","DFO",0.3,{"$nulls":5},2002]
[600,2020,"AK","Shishmaref",6345,"4",0,"RE","IC","DFO",0.5,{"$nulls":5},2006]
[601,2020,"AK","Shungnak",57063,"UNIT1",0,"OP","IC","DFO",0.2,0.156,{"v":272.667,"d":"273"},{"v":117.667,"d":"118"},"Distributed from 923 Generation And Fuel",1991]
[602,2020,"AK","Shungnak",57063,"UNIT2",0,"OP","IC","DFO",0.3,0.156,409,{"v":176.5,"d":"177"},"Distributed from 923 Generation And Fuel",1984]
[603,2020,"AK","Shungnak",57063,"UNIT3",0,"OP","IC","DFO",0.3,0.156,409,{"v":176.5,"d":"177"},"Distributed from 923 Generation And Fuel",1998]
[604,2020,"AK","Shungnak",57063,"UNIT4",0,"OP","IC","DFO",0.4,0.156,{"v":545.333,"d":"545"},{"v":235.333,"d":"235"},"Distributed from 923 Generation And Fuel",1991]
[605,2020,"AK","Silvis",6581,"1",0,"OP","HY","WAT",2.1,{"v":0.74,"d":"0.740"},{"v":13614,"d":"13,614"},{"v":6195,"d":"6,195"},"Distributed from 923 Generation And Fuel",1968]
[606,2020,"AK","Skagway",66,"1",0,"OP","HY","WAT",0.4,0.243,{"v":852.8,"d":"853"},388,"Distributed from 923 Generation And Fuel",1957]
[607,2020,"AK","Skagway",66,"2",0,"OP","HY","WAT",0.1,0.243,{"v":213.2,"d":"213"},97,"Distributed from 923 Generation And Fuel",1909]
[608,2020,"AK","Skagway",66,"3",0,"OP","HY","WAT",0.3,0.243,{"v":639.6,"d":"640"},291,"Distributed from 923 Generation And Fuel",1981]
[609,2020,"AK","Skagway",66,"4",0,"OP","HY","WAT",0.2,0.243,{"v":426.4,"d":"426"},194,"Distributed from 923 Generation And Fuel",1987]
[610,2020,"AK","Skagway",66,"6A",0,"OP","IC","DFO",0.8,0.045,312,{"v":134.588,"d":"135"},"Distributed from 923 Generation And Fuel",1986]
[611,2020,"AK","Skagway",66,"7A",0,"OP","IC","DFO",1.1,0.045,429,{"v":185.059,"d":"185"},"Distributed from 923 Generation And Fuel",1996]
[612,2020,"AK","Skagway",66,"8A",0,"OP","IC","DFO",0.5,0.045,195,{"v":84.118,"d":"84"},"Distributed from 923 Generation And Fuel",1991]
[613,2020,"AK","Skagway",66,"9",0,"OP","IC","DFO",{"v":1,"d":"1.0"},0.045,390,{"v":168.235,"d":"168"},"Distributed from 923 Generation And Fuel",2009]
[614,2020,"AK","Slana Generating Station",61685,"1",0,"OP","IC","DFO",0.4,0.129,{"v":451.667,"d":"452"},195,"Distributed from 923 Generation And Fuel",2016]
[615,2020,"AK","Slana Generating Station",61685,"2",0,"OP","IC","DFO",0.4,0.129,{"v":451.667,"d":"452"},195,"Distributed from 923 Generation And Fuel",2016]
[616,2020,"AK","Slana Generating Station",61685,"3",0,"OP","IC","DFO",0.4,0.129,{"v":451.667,"d":"452"},195,"Distributed from 923 Generation And Fuel",2016]
[617,2020,"AK","Snake River",90,"12",0,"OP","IC","DFO",3.8,0.208,{"v":6937.747,"d":"6,938"},{"v":2992.843,"d":"2,993"},"Distributed from 923 Generation And Fuel",1991]
[618,2020,"AK","Snake River",90,"14",0,"OP","IC","DFO",{"v":2,"d":"2.0"},0.208,{"v":3651.446,"d":"3,651"},{"v":1575.181,"d":"1,575"},"Distributed from 923 Generation And Fuel",1999]
[619,2020,"AK","Snake River",90,"15",0,"OP","IC","DFO",5.2,0.208,{"v":9493.759,"d":"9,494"},{"v":4095.47,"d":"4,095"},"Distributed from 923 Generation And Fuel",2007]
[620,2020,"AK","Snake River",90,"16",0,"OP","IC","DFO",5.2,0.208,{"v":9493.759,"d":"9,494"},{"v":4095.47,"d":"4,095"},"Distributed from 923 Generation And Fuel",2007]
[621,2020,"AK","Snake River",90,"18",0,"OP","IC","DFO",0.4,0.208,{"v":730.289,"d":"730"},{"v":315.036,"d":"315"},"Distributed from 923 Generation And Fuel",2013]
[622,2020,"AK","Snake River",90,"ENT",0,"OP","WT","WND",0.8,0.105,{"v":733.231,"d":"733"},{"v":275.692,"d":"276"},"Distributed from 923 Generation And Fuel",2015]
[623,2020,"AK","Snake River",90,"EWT 1",0,"OP","WT","WND",0.9,0.105,{"v":824.885,"d":"825"},{"v":310.154,"d":"310"},"Distributed from 923 Generation And Fuel",2013]
[624,2020,"AK","Snake River",90,"EWT 2",0,"OP","WT","WND",0.9,0.105,{"v":824.885,"d":"825"},{"v":310.154,"d":"310"},"Distributed from 923 Generation And Fuel",2013]
[625,2020,"AK","Snake River",90,"11",0,"RE","IC","DFO",1.5,{"$nulls":5},2011]
[626,2020,"AK","Snake River",90,"5",0,"RE","IC","DFO",1.2,{"$nulls":5},2001]
[627,2020,"AK","Snake River",90,"6",0,"RE","IC","DFO",{"v":1,"d":"1.0"},{"$nulls":5},2008]
[628,2020,"AK","Snake River",90,"9",0,"RE","IC","DFO",2.8,{"$nulls":5},2011]
[629,2020,"AK","Snettisham",78,"1",0,"OP","HY","WAT",23.6,0.413,{"v":85466.102,"d":"85,466"},{"v":38892.619,"d":"38,893"},"Distributed from 923 Generation And Fuel",1973]
[630,2020,"AK","Snettisham",78,"2",0,"OP","HY","WAT",23.6,0.413,{"v":85466.102,"d":"85,466"},{"v":38892.619,"d":"38,893"},"Distributed from 923 Generation And Fuel",1973]
[631,2020,"AK","Snettisham",78,"3",0,"OP","HY","WAT",{"v":31,"d":"31.0"},0.413,{"v":112264.795,"d":"112,265"},{"v":51087.762,"d":"51,088"},"Distributed from 923 Generation And Fuel",1990]
[632,2020,"AK","Soldotna",57206,"1",0,"OP","GT","NG",{"v":50,"d":"50.0"},{"v":0.04,"d":"0.040"},{"v":17629.5,"d":"17,630"},{"v":6470.5,"d":"6,471"},"Distributed from 923 Generation And Fuel",2014]
[633,2020,"AK","Soldotna",57206,"3",0,"U","BA","MWH",46.5]
[634,2020,"AK","Soldotna",57206,"2",0,"IP","GT","NG",{"v":50,"d":"50.0"},{"v":0.04,"d":"0.040"},{"v":17629.5,"d":"17,630"},{"v":6470.5,"d":"6,471"},"Distributed from 923 Generation And Fuel"]
[635,2020,"AK","Solomon Gulch",390,"1",0,"OP","HY","WAT",{"v":6,"d":"6.0"},0.319,{"v":16754.5,"d":"16,755"},{"v":7624.5,"d":"7,625"},"Distributed from 923 Generation And Fuel",1982]
[636,2020,"AK","Solomon Gulch",390,"2",0,"OP","HY","WAT",{"v":6,"d":"6.0"},0.319,{"v":16754.5,"d":"16,755"},{"v":7624.5,"d":"7,625"},"Distributed from 923 Generation And Fuel",1982]
[637,2020,"AK","South Fork",56265,"1",0,"OP","HY","WAT",{"v":2,"d":"2.0"},{"v":0.34,"d":"0.340"},{"v":5965,"d":"5,965"},{"v":2714,"d":"2,714"},"Distributed from 923 Generation And Fuel",2005]
[638,2020,"AK","Southcentral Power Project",57036,"1",0,"OP","CT","NG",48.8,0.509,{"v":217668,"d":"217,668"},{"v":78846,"d":"78,846"},"EIA-923 Generator File",2013]
[639,2020,"AK","Southcentral Power Project",57036,"2",0,"OP","CT","NG",48.8,0.479,{"v":204696,"d":"204,696"},{"v":74606,"d":"74,606"},"EIA-923 Generator File",2013]
[640,2020,"AK","Southcentral Power Project",57036,"3",0,"OP","CT","NG",48.8,0.488,{"v":208700,"d":"208,700"},{"v":74125,"d":"74,125"},"EIA-923 Generator File",2013]
[641,2020,"AK","Southcentral Power Project",57036,"4",3,"OP","CA","NG",57.5,{"v":0.38,"d":"0.380"},{"v":191609,"d":"191,609"},{"v":72445,"d":"72,445"},"EIA-923 Generator File",2013]
[642,2020,"AK","St Marys IC",6338,"1B",0,"OP","IC","DFO",{"v":5,"d":"5.0"},0.065,{"v":2826.154,"d":"2,826"},{"v":1219.231,"d":"1,219"},"Distributed from 923 Generation And Fuel",2006]
[643,2020,"AK","St Marys IC",6338,"2",0,"OP","IC","DFO",0.6,0.065,{"v":339.138,"d":"339"},{"v":146.308,"d":"146"},"Distributed from 923 Generation And Fuel",1980]
[644,2020,"AK","St Marys IC",6338,"3",0,"OP","IC","DFO",0.9,0.065,{"v":508.708,"d":"509"},{"v":219.462,"d":"219"},"Distributed from 923 Generation And Fuel",1974]
[645,2020,"AK","St Marys IC",6338,"1",0,"RE","IC","DFO",0.6,{"$nulls":5},2006]
[646,2020,"AK","St. Michael",57061,"4",0,"SB","IC","DFO",0.7,{"$nulls":4},2015]
[647,2020,"AK","St. Michael",57061,"UNIT1",0,"RE","IC","DFO",0.5,{"$nulls":5},2015]
[648,2020,"AK","St. Michael",57061,"UNIT2",0,"RE","IC","DFO",0.3,{"$nulls":5},2015]
[649,2020,"AK","St. Michael",57061,"UNIT3",0,"RE","IC","DFO",0.2,{"$nulls":5},2015]
[650,2020,"AK","Stebbins",57055,"1",0,"OP","IC","DFO",0.5,0.196,857,{"v":369.75,"d":"370"},"Distributed from 923 Generation And Fuel",2014]
[651,2020,"AK","Stebbins",57055,"2",0,"OP","IC","DFO",0.5,0.196,857,{"v":369.75,"d":"370"},"Distributed from 923 Generation And Fuel",2014]
[652,2020,"AK","Stebbins",57055,"3",0,"OP","IC","DFO",0.5,0.196,857,{"v":369.75,"d":"370"},"Distributed from 923 Generation And Fuel",2014]
[653,2020,"AK","Stebbins",57055,"4",0,"OP","IC","DFO",0.5,0.196,857,{"v":369.75,"d":"370"},"Distributed from 923 Generation And Fuel",2014]
[654,2020,"AK","Stebbins",57055,"UNIT1",0,"RE","IC","DFO",0.5,{"$nulls":5},2014]
[655,2020,"AK","Stebbins",57055,"UNIT2",0,"RE","IC","DFO",0.4,{"$nulls":5},2014]
[656,2020,"AK","Stebbins",57055,"UNIT3",0,"RE","IC","DFO",0.3,{"$nulls":5},2014]
[657,2020,"AK","Swampy Acres Microgrid",60250,"13",0,"OP","IC","DFO",4.4,{"v":0,"d":"0.000"},0,0,"Distributed from 923 Generation And Fuel",2015]
[658,2020,"AK","Swampy Acres Microgrid",60250,"6A",0,"OP","IC","DFO",{"v":2,"d":"2.0"},{"v":0,"d":"0.000"},0,0,"Distributed from 923 Generation And Fuel",2002]
[659,2020,"AK","Swampy Acres Microgrid",60250,"7A",0,"OP","IC","DFO",{"v":2,"d":"2.0"},{"v":0,"d":"0.000"},0,0,"Distributed from 923 Generation And Fuel",2002]
[660,2020,"AK","Swan Lake",70,"1",0,"OP","HY","WAT",11.3,0.367,{"v":36324,"d":"36,324"},{"v":16529.5,"d":"16,530"},"Distributed from 923 Generation And Fuel",1984]
[661,2020,"AK","Swan Lake",70,"2",0,"OP","HY","WAT",11.3,0.367,{"v":36324,"d":"36,324"},{"v":16529.5,"d":"16,530"},"Distributed from 923 Generation And Fuel",1984]
[662,2020,"AK","Sweetheart Lake Hydroelectric Facility",60588,"JHI01",0,"P","HY","WAT",6.6]
[663,2020,"AK","Sweetheart Lake Hydroelectric Facility",60588,"JHI02",0,"P","HY","WAT",6.6]
[664,2020,"AK","Sweetheart Lake Hydroelectric Facility",60588,"JHI03",0,"P","HY","WAT",6.6]
[665,2020,"AK","Terror Lake Microgrid",71,"1",0,"OP","HY","WAT",11.2,{"v":0.43,"d":"0.430"},{"v":42139.667,"d":"42,140"},{"v":19176.333,"d":"19,176"},"Distributed from 923 Generation And Fuel",1984]
[666,2020,"AK","Terror Lake Microgrid",71,"2",0,"OP","HY","WAT",11.2,{"v":0.43,"d":"0.430"},{"v":42139.667,"d":"42,140"},{"v":19176.333,"d":"19,176"},"Distributed from 923 Generation And Fuel",1984]
[667,2020,"AK","Terror Lake Microgrid",71,"3",0,"OP","HY","WAT",11.2,{"v":0.43,"d":"0.430"},{"v":42139.667,"d":"42,140"},{"v":19176.333,"d":"19,176"},"Distributed from 923 Generation And Fuel",2014]
[668,2020,"AK","Tesoro Kenai Cogeneration Plant",52184,"GEN1",0,"OP","GT","NG",4.3,0.906,{"v":34132,"d":"34,132"},{"v":12531,"d":"12,531"},"Distributed from 923 Generation And Fuel",1988]
[669,2020,"AK","Tesoro Kenai Cogeneration Plant",52184,"GEN2",0,"OP","GT","NG",4.3,0.906,{"v":34132,"d":"34,132"},{"v":12531,"d":"12,531"},"Distributed from 923 Generation And Fuel",1988]
[670,2020,"AK","Tesoro Kenai Cogeneration Plant",52184,"GEN3",0,"CN","GT","NG",7.8]
[671,2020,"AK","Thorne Bay Plant",7414,"2",0,"OP","IC","DFO",0.6,{"v":1E-3,"d":"0.001"},{"v":4.8,"d":"5"},{"v":1.8,"d":"2"},"Distributed from 923 Generation And Fuel",1993]
[672,2020,"AK","Thorne Bay Plant",7414,"4",0,"OP","IC","DFO",0.4,{"v":1E-3,"d":"0.001"},{"v":3.2,"d":"3"},{"v":1.2,"d":"1"},"Distributed from 923 Generation And Fuel",1996]
[673,2020,"AK","TNSG North Plant",58278,"13",0,"OP","IC","DFO",0.3,{"v":0,"d":"0.000"},0,0,"Distributed from 923 Generation And Fuel",2010]
[674,2020,"AK","TNSG North Plant",58278,"CT1",0,"OP","GT","NG",5.2,0.251,{"v":11455.354,"d":"11,455"},{"v":4204.425,"d":"4,204"},"Distributed from 923 Generation And Fuel",2008]
[675,2020,"AK","TNSG North Plant",58278,"CT2",0,"OP","GT","NG",5.2,0.251,{"v":11455.354,"d":"11,455"},{"v":4204.425,"d":"4,204"},"Distributed from 923 Generation And Fuel",2009]
[676,2020,"AK","TNSG North Plant",58278,"CT3",0,"OP","GT","NG",7.5,0.251,{"v":16522.146,"d":"16,522"},{"v":6064.075,"d":"6,064"},"Distributed from 923 Generation And Fuel",2014]
[677,2020,"AK","TNSG North Plant",58278,"CT4",0,"OP","GT","NG",7.5,0.251,{"v":16522.146,"d":"16,522"},{"v":6064.075,"d":"6,064"},"Distributed from 923 Generation And Fuel",2014]
[678,2020,"AK","TNSG South Plant",58117,"1A",0,"OP","IC","NG",1.4,{"v":-0.008,"d":"(0.008)"},{"v":-95.667,"d":"(96)"},{"v":-35.179,"d":"(35)"},"Distributed from 923 Generation And Fuel",2006]
[679,2020,"AK","TNSG South Plant",58117,"2",0,"OP","IC","NG",0.8,{"v":-0.008,"d":"(0.008)"},{"v":-54.667,"d":"(55)"},{"v":-20.103,"d":"(20)"},"Distributed from 923 Generation And Fuel",1992]
[680,2020,"AK","TNSG South Plant",58117,"3",0,"OP","IC","NG",0.8,{"v":-0.008,"d":"(0.008)"},{"v":-54.667,"d":"(55)"},{"v":-20.103,"d":"(20)"},"Distributed from 923 Generation And Fuel",1992]
[681,2020,"AK","TNSG South Plant",58117,"4A",0,"OP","IC","NG",1.4,{"v":-0.008,"d":"(0.008)"},{"v":-95.667,"d":"(96)"},{"v":-35.179,"d":"(35)"},"Distributed from 923 Generation And Fuel",2006]
[682,2020,"AK","TNSG South Plant",58117,"6",0,"OP","IC","NG",3.4,{"v":-0.008,"d":"(0.008)"},{"v":-232.333,"d":"(232)"},{"v":-85.436,"d":"(85)"},"Distributed from 923 Generation And Fuel",2003]
[683,2020,"AK","TNSG South Plant",58117,"12",0,"RE","IC","NG",0.6,{"$nulls":5},2012]
[684,2020,"AK","Togiak",6348,"1",0,"OP","IC","DFO",0.6,0.118,{"v":617.786,"d":"618"},{"v":266.571,"d":"267"},"Distributed from 923 Generation And Fuel",2019]
[685,2020,"AK","Togiak",6348,"2B",0,"OP","IC","DFO",0.6,0.118,{"v":617.786,"d":"618"},{"v":266.571,"d":"267"},"Distributed from 923 Generation And Fuel",2019]
[686,2020,"AK","Togiak",6348,"3",0,"OP","IC","DFO",1.1,0.118,{"v":1132.607,"d":"1,133"},{"v":488.714,"d":"489"},"Distributed from 923 Generation And Fuel",2019]
[687,2020,"AK","Togiak",6348,"4C",0,"OP","IC","DFO",0.5,0.118,{"v":514.821,"d":"515"},{"v":222.143,"d":"222"},"Distributed from 923 Generation And Fuel",2019]
[688,2020,"AK","Togiak",6348,"2",0,"RE","IC","DFO",0.3,{"$nulls":5},2004]
[689,2020,"AK","Togiak",6348,"2a",0,"RE","IC","DFO",0.5,{"$nulls":5},2019]
[690,2020,"AK","Togiak",6348,"4",0,"RE","IC","DFO",0.3,{"$nulls":5},2019]
[691,2020,"AK","Togiak",6348,"4B",0,"RE","IC","DFO",0.8,{"$nulls":5},2019]
[692,2020,"AK","Togiak",6348,"4a",0,"RE","IC","DFO",0.5,{"$nulls":5},2014]
[693,2020,"AK","Togiak",6348,"5",0,"RE","IC","DFO",0.5,{"$nulls":5},2004]
[694,2020,"AK","Togiak",6348,"5A",0,"RE","IC","DFO",0.8,{"$nulls":5},2019]
[695,2020,"AK","Tok",406,"3A",0,"OP","IC","DFO",1.3,0.212,{"v":2412.849,"d":"2,413"},{"v":1040.736,"d":"1,041"},"Distributed from 923 Generation And Fuel",1999]
[696,2020,"AK","Tok",406,"4A",0,"OP","IC","DFO",1.1,0.212,{"v":2041.642,"d":"2,042"},{"v":880.623,"d":"881"},"Distributed from 923 Generation And Fuel",1989]
[697,2020,"AK","Tok",406,"5A",0,"OP","IC","DFO",1.1,0.212,{"v":2041.642,"d":"2,042"},{"v":880.623,"d":"881"},"Distributed from 923 Generation And Fuel",1996]
[698,2020,"AK","Tok",406,"6",0,"OS","IC","DFO",0.5,0.212,{"v":928.019,"d":"928"},{"v":400.283,"d":"400"},"Distributed from 923 Generation And Fuel",2010]
[699,2020,"AK","Tok",406,"8",0,"OP","IC","DFO",0.4,0.212,{"v":742.415,"d":"742"},{"v":320.226,"d":"320"},"Distributed from 923 Generation And Fuel",1985]
[700,2020,"AK","Tok",406,"9",0,"OP","IC","DFO",0.9,0.212,{"v":1670.434,"d":"1,670"},{"v":720.509,"d":"721"},"Distributed from 923 Generation And Fuel",1985]
[701,2020,"AK","Toksook Bay",57067,"1A",0,"OP","IC","DFO",0.8,0.191,{"v":1340.571,"d":"1,341"},{"v":578.286,"d":"578"},"Distributed from 923 Generation And Fuel",2019]
[702,2020,"AK","Toksook Bay",57067,"UNIT2",0,"OP","IC","DFO",0.5,0.191,{"v":837.857,"d":"838"},{"v":361.429,"d":"361"},"Distributed from 923 Generation And Fuel",2005]
[703,2020,"AK","Toksook Bay",57067,"UNIT3",0,"OP","IC","DFO",0.8,0.191,{"v":1340.571,"d":"1,341"},{"v":578.286,"d":"578"},"Distributed from 923 Generation And Fuel",2005]
[704,2020,"AK","Toksook Bay",57067,"UNIT1",0,"RE","IC","DFO",0.4,{"$nulls":5},2019]
[705,2020,"AK","Tyee Lake Hydroelectric Facility",61166,"UNIT1",0,"OP","HY","WAT",11.3,0.453,{"v":44828.5,"d":"44,829"},{"v":20400,"d":"20,400"},"Distributed from 923 Generation And Fuel",1983]
[706,2020,"AK","Tyee Lake Hydroelectric Facility",61166,"UNIT2",0,"OP","HY","WAT",11.3,0.453,{"v":44828.5,"d":"44,829"},{"v":20400,"d":"20,400"},"Distributed from 923 Generation And Fuel",1983]
[707,2020,"AK","Unalakleet",6299,"5",0,"OP","IC","DFO",0.5,0.192,{"v":841.75,"d":"842"},363,"Distributed from 923 Generation And Fuel",2010]
[708,2020,"AK","Unalakleet",6299,"6",0,"OP","IC","DFO",0.5,0.192,{"v":841.75,"d":"842"},363,"Distributed from 923 Generation And Fuel",2010]
[709,2020,"AK","Unalakleet",6299,"7",0,"OP","IC","DFO",0.5,0.192,{"v":841.75,"d":"842"},363,"Distributed from 923 Generation And Fuel",2010]
[710,2020,"AK","Unalakleet",6299,"8",0,"OP","IC","DFO",0.5,0.192,{"v":841.75,"d":"842"},363,"Distributed from 923 Generation And Fuel",2010]
[711,2020,"AK","Unalakleet",6299,"1",0,"RE","IC","DFO",0.4,{"$nulls":5},2010]
[712,2020,"AK","Unalakleet",6299,"2",0,"RE","IC","DFO",0.4,{"$nulls":5},2010]
[713,2020,"AK","Unalakleet",6299,"3",0,"RE","IC","DFO",0.4,{"$nulls":5},2010]
[714,2020,"AK","Unalakleet",6299,"4",0,"RE","IC","DFO",0.4,{"$nulls":5},2010]
[715,2020,"AK","Unalaska Power Module",7503,"7",0,"OP","IC","DFO",1.1,0.268,{"v":2587,"d":"2,587"},{"v":1116,"d":"1,116"},"Distributed from 923 Generation And Fuel",1993]
[716,2020,"AK","Unisea G 2",54422,"CAT4",0,"OP","IC","DFO",{"v":1,"d":"1.0"},0.199,{"v":1747.029,"d":"1,747"},{"v":753.486,"d":"753"},"Distributed from 923 Generation And Fuel",2012]
[717,2020,"AK","Unisea G 2",54422,"CAT5",0,"OP","IC","DFO",{"v":1,"d":"1.0"},0.199,{"v":1747.029,"d":"1,747"},{"v":753.486,"d":"753"},"Distributed from 923 Generation And Fuel",2012]
[718,2020,"AK","Unisea G 2",54422,"GEN1",0,"OP","IC","DFO",2.5,0.199,{"v":4367.571,"d":"4,368"},{"v":1883.714,"d":"1,884"},"Distributed from 923 Generation And Fuel",1990]
[719,2020,"AK","Unisea G 2",54422,"GEN2",0,"OP","IC","DFO",2.6,0.199,{"v":4542.274,"d":"4,542"},{"v":1959.063,"d":"1,959"},"Distributed from 923 Generation And Fuel",1990]
[720,2020,"AK","Unisea G 2",54422,"GEN3",0,"OP","IC","DFO",2.7,0.199,{"v":4716.977,"d":"4,717"},{"v":2034.411,"d":"2,034"},"Distributed from 923 Generation And Fuel",1990]
[721,2020,"AK","Unisea G 2",54422,"GEN4",0,"OP","IC","DFO",2.5,0.199,{"v":4367.571,"d":"4,368"},{"v":1883.714,"d":"1,884"},"Distributed from 923 Generation And Fuel",1990]
[722,2020,"AK","Unisea G 2",54422,"GEN5",0,"OP","IC","DFO",2.7,0.199,{"v":4716.977,"d":"4,717"},{"v":2034.411,"d":"2,034"},"Distributed from 923 Generation And Fuel",1990]
[723,2020,"AK","Unisea G 2",54422,"GEN6",0,"OP","IC","DFO",2.5,0.199,{"v":4367.571,"d":"4,368"},{"v":1883.714,"d":"1,884"},"Distributed from 923 Generation And Fuel",1990]
[724,2020,"AK","Unisea G 2",54422,"CAT1",0,"RE","IC","DFO",0.8,{"$nulls":5},2011]
[725,2020,"AK","Unisea G 2",54422,"CAT2",0,"RE","IC","DFO",0.9,{"$nulls":5},2011]
[726,2020,"AK","University of Alaska Fairbanks",50711,"GEN1",5,"OS","ST","SUB",1.5,{"v":-0.01,"d":"(0.010)"},{"v":-130,"d":"(130)"},0,"EIA-923 Generator File",1964]
[727,2020,"AK","University of Alaska Fairbanks",50711,"GEN2",5,"OS","ST","SUB",1.5,{"v":-0.01,"d":"(0.010)"},{"v":-136,"d":"(136)"},0,"EIA-923 Generator File",1964]
[728,2020,"AK","University of Alaska Fairbanks",50711,"GEN3",5,"OA","ST","SUB",{"v":10,"d":"10.0"},0.021,{"v":1811,"d":"1,811"},0,"EIA-923 Generator File",1981]
[729,2020,"AK","University of Alaska Fairbanks",50711,"GEN4",0,"SB","IC","DFO",9.6,{"v":-2E-3,"d":"(0.002)"},{"v":-178,"d":"(178)"},0,"Distributed from 923 Generation And Fuel",2000]
[730,2020,"AK","University of Alaska Fairbanks",50711,"GEN5",3,"OP","ST","SUB",{"v":17,"d":"17.0"},0.296,{"v":44084,"d":"44,084"},{"v":13416,"d":"13,416"},"EIA-923 Generator File",2020]
[731,2020,"AK","Upper Kalskag",57054,"UNIT1",0,"OP","IC","DFO",0.2,{"v":0.16,"d":"0.160"},280,{"v":120.727,"d":"121"},"Distributed from 923 Generation And Fuel",2004]
[732,2020,"AK","Upper Kalskag",57054,"UNIT2",0,"OP","IC","DFO",0.4,{"v":0.16,"d":"0.160"},560,{"v":241.455,"d":"241"},"Distributed from 923 Generation And Fuel",2004]
[733,2020,"AK","Upper Kalskag",57054,"UNIT3",0,"OP","IC","DFO",0.5,{"v":0.16,"d":"0.160"},700,{"v":301.818,"d":"302"},"Distributed from 923 Generation And Fuel",2004]
[734,2020,"AK","Utility Plants Section",50308,"GEN1",6,"OP","ST","SUB",{"v":5,"d":"5.0"},0.159,{"v":6980,"d":"6,980"},0,"EIA-923 Generator File",1955]
[735,2020,"AK","Utility Plants Section",50308,"GEN3",6,"OP","ST","SUB",{"v":5,"d":"5.0"},0.519,{"v":22748,"d":"22,748"},{"v":9251,"d":"9,251"},"EIA-923 Generator File",1955]
[736,2020,"AK","Utility Plants Section",50308,"GEN4",6,"OP","ST","SUB",{"v":5,"d":"5.0"},0.529,{"v":23157,"d":"23,157"},{"v":7894,"d":"7,894"},"EIA-923 Generator File",1955]
[737,2020,"AK","Utility Plants Section",50308,"GEN5",6,"OP","ST","SUB",{"v":5,"d":"5.0"},0.362,{"v":15854,"d":"15,854"},{"v":6212,"d":"6,212"},"EIA-923 Generator File",1989]
[738,2020,"AK","Utility Plants Section",50308,"GEN2",6,"RE","ST","SUB",2.5,{"$nulls":5},2009]
[739,2020,"AK","Valdez",6306,"11",0,"OP","IC","DFO",1.6,0.064,{"v":896.93,"d":"897"},{"v":386.977,"d":"387"},"Distributed from 923 Generation And Fuel",2017]
[740,2020,"AK","Valdez",6306,"12",0,"OP","IC","DFO",1.6,0.064,{"v":896.93,"d":"897"},{"v":386.977,"d":"387"},"Distributed from 923 Generation And Fuel",2017]
[741,2020,"AK","Valdez",6306,"4",0,"OP","IC","DFO",1.9,0.064,{"v":1065.105,"d":"1,065"},{"v":459.535,"d":"460"},"Distributed from 923 Generation And Fuel",1972]
[742,2020,"AK","Valdez",6306,"5",0,"OP","IC","DFO",2.6,0.064,{"v":1457.512,"d":"1,458"},{"v":628.837,"d":"629"},"Distributed from 923 Generation And Fuel",1975]
[743,2020,"AK","Valdez",6306,"6",0,"OP","IC","DFO",0.9,0.064,{"v":504.523,"d":"505"},{"v":217.674,"d":"218"},"Distributed from 923 Generation And Fuel",1974]
[744,2020,"AK","Valdez",6306,"1",0,"RE","IC","DFO",0.5,{"$nulls":5},2016]
[745,2020,"AK","Valdez",6306,"2",0,"RE","IC","DFO",0.5,{"$nulls":5},2016]
[746,2020,"AK","Valdez",6306,"3",0,"RE","IC","DFO",0.5,{"$nulls":5},2016]
[747,2020,"AK","Valdez",6306,"7",0,"RE","GT","DFO",2.8,{"$nulls":5},2018]
[748,2020,"AK","Valdez Cogen",7841,"1",0,"OP","GT","WO",5.3,0.505,{"v":23442,"d":"23,442"},{"v":10112,"d":"10,112"},"Distributed from 923 Generation And Fuel",2000]
[749,2020,"AK","Viking",56147,"1",0,"OS","IC","DFO",{"v":1,"d":"1.0"},{"v":0,"d":"0.000"},0,0,"Distributed from 923 Generation And Fuel",2003]
[750,2020,"AK","Westward Seafoods",54305,"2",0,"OP","IC","DFO",2.2,0.326,{"v":6278.333,"d":"6,278"},{"v":2749,"d":"2,749"},"Distributed from 923 Generation And Fuel",1991]
[751,2020,"AK","Westward Seafoods",54305,"3",0,"OP","IC","DFO",2.2,0.326,{"v":6278.333,"d":"6,278"},{"v":2749,"d":"2,749"},"Distributed from 923 Generation And Fuel",1991]
[752,2020,"AK","Westward Seafoods",54305,"4",0,"OP","IC","DFO",2.2,0.326,{"v":6278.333,"d":"6,278"},{"v":2749,"d":"2,749"},"Distributed from 923 Generation And Fuel",1991]
[753,2020,"AK","Whitman",58977,"WPG-1",0,"OP","HY","WAT",3.9,0.225,{"v":7696.812,"d":"7,697"},{"v":3502.688,"d":"3,503"},"Distributed from 923 Generation And Fuel",2015]
[754,2020,"AK","Whitman",58977,"WPG-2",0,"OP","HY","WAT",0.9,0.225,{"v":1776.188,"d":"1,776"},{"v":808.312,"d":"808"},"Distributed from 923 Generation And Fuel",2015]
[755,2020,"AK","Wrangell",95,"11",0,"OP","IC","DFO",{"v":2,"d":"2.0"},0.008,{"v":137.412,"d":"137"},{"v":59.294,"d":"59"},"Distributed from 923 Generation And Fuel",2000]
[756,2020,"AK","Wrangell",95,"12",0,"OP","IC","DFO",{"v":2,"d":"2.0"},0.008,{"v":137.412,"d":"137"},{"v":59.294,"d":"59"},"Distributed from 923 Generation And Fuel",2000]
[757,2020,"AK","Wrangell",95,"13",0,"OP","IC","DFO",{"v":2,"d":"2.0"},0.008,{"v":137.412,"d":"137"},{"v":59.294,"d":"59"},"Distributed from 923 Generation And Fuel",2002]
[758,2020,"AK","Wrangell",95,"9",0,"OP","IC","DFO",2.5,0.008,{"v":171.765,"d":"172"},{"v":74.118,"d":"74"},"Distributed from 923 Generation And Fuel",1987]
[759,2020,"AK","Wrangell",95,"1",0,"RE","IC","DFO",1.3,{"$nulls":5},2001]
[760,2020,"AK","Wrangell",95,"2",0,"RE","IC","DFO",1.3,{"$nulls":5},2001]
[761,2020,"AK","Wrangell",95,"3",0,"RE","IC","DFO",1.3,{"$nulls":5},2001]
[762,2020,"AK","Wrangell",95,"4",0,"RE","IC","DFO",1.3,{"$nulls":5},2001]
[763,2020,"AK","Wrangell",95,"5",0,"RE","IC","DFO",0.5,{"$nulls":5},2009]
[764,2020,"AK","Wrangell",95,"7",0,"RE","IC","DFO",0.5,{"$nulls":5},2009]
[765,2020,"AK","Yakutat",6637,"2B",0,"OP","IC","DFO",0.8,0.178,{"v":1250.737,"d":"1,251"},{"v":539.579,"d":"540"},"Distributed from 923 Generation And Fuel",1999]
[766,2020,"AK","Yakutat",6637,"3A",0,"OP","IC","DFO",0.6,0.178,{"v":938.053,"d":"938"},{"v":404.684,"d":"405"},"Distributed from 923 Generation And Fuel",1999]
[767,2020,"AK","Yakutat",6637,"6",0,"OP","IC","DFO",1.2,0.178,{"v":1876.105,"d":"1,876"},{"v":809.368,"d":"809"},"Distributed from 923 Generation And Fuel",2007]
[768,2020,"AK","Yakutat",6637,"7",0,"OP","IC","DFO",1.2,0.178,{"v":1876.105,"d":"1,876"},{"v":809.368,"d":"809"},"Distributed from 923 Generation And Fuel",2012]
[769,2020,"AK","Yakutat",6637,"2A",0,"RE","IC","DFO",0.8,{"$nulls":5},1999]
[770,2020,"AK","Yakutat",6637,"3",0,"RE","IC","DFO",0.6,{"$nulls":5},1999]
[771,2020,"AK","Yakutat",6637,"4",0,"RE","IC","DFO",1.1,{"$nulls":5},1993]
[772,2020,"AK","Yakutat",6637,"4A",0,"RE","IC","DFO",1.1,{"$nulls":5},2014]
[773,2020,"AK","Yakutat",6637,"5",0,"RE","IC","DFO",0.3,{"$nulls":5},2006]
[774,2020,"AL","ABC Coke",56076,"1",0,"OP","ST","OG",3.8,0.016,520,{"v":195.596,"d":"196"},"EIA-923 Generator File",1997]
[775,2020,"AL","AL Solar C LLC",63513,"OEALC",0,"T","PV","SUN",{"v":80,"d":"80.0"}]
[776,2020,"AL","Alabama Pine Pulp",54429,"GEN2",2,"OP","ST","BLQ",{"v":69,"d":"69.0"},0.667,{"v":403374.98,"d":"403,375"},{"v":180739.023,"d":"180,739"},"EIA-923 Generator File",1991]
[777,2020,"AL","Alabama River Pulp",10216,"GEN1",2,"OP","ST","BLQ",{"v":48,"d":"48.0"},0.797,{"v":335092.85,"d":"335,093"},{"v":131805.017,"d":"131,805"},"EIA-923 Generator File",1978]
[778,2020,"AL","Albertville",7924,"DG1",0,"OP","IC","DFO",{"v":1,"d":"1.0"},{"v":0,"d":"0.000"},0,0,"Distributed from 923 Generation And Fuel",2000]
[779,2020,"AL","Albertville",7924,"DG2",0,"OP","IC","DFO",{"v":1,"d":"1.0"},{"v":0,"d":"0.000"},0,0,"Distributed from 923 Generation And Fuel",2000]
[780,2020,"AL","Albertville",7924,"DG3",0,"OP","IC","DFO",{"v":1,"d":"1.0"},{"v":0,"d":"0.000"},0,0,"Distributed from 923 Generation And Fuel",2000]
[781,2020,"AL","Albertville",7924,"DG4",0,"OP","IC","DFO",{"v":1,"d":"1.0"},{"v":0,"d":"0.000"},0,0,"Distributed from 923 Generation And Fuel",2000]
[782,2020,"AL","AMEA Peaking",56018,"1",0,"OP","GT","NG",49.3,0.049,{"v":20962.5,"d":"20,963"},{"v":10278,"d":"10,278"},"Distributed from 923 Generation And Fuel",2004]
[783,2020,"AL","AMEA Peaking",56018,"2",0,"OP","GT","NG",49.3,0.049,{"v":20962.5,"d":"20,963"},{"v":10278,"d":"10,278"},"Distributed from 923 Generation And Fuel",2004]
[784,2020,"AL","ANAD Solar Array",60680,"1",0,"OP","PV","SUN",7.4,0.183,{"v":11845,"d":"11,845"},{"v":6046,"d":"6,046"},"Distributed from 923 Generation And Fuel",2017]
[785,2020,"AL","APC1",7708,"2",0,"CN","CC","NG",{"v":270,"d":"270.0"}]
[786,2020,"AL","APC2",7876,"1",0,"CN","CT","NG",{"v":300,"d":"300.0"}]
[787,2020,"AL","APC3",7877,"1",0,"CN","CC","NG",{"v":200,"d":"200.0"}]
[788,2020,"AL","Bankhead Dam",2,"1",0,"OP","HY","WAT",53.9,0.295,{"v":139170,"d":"139,170"},{"v":63331,"d":"63,331"},"Distributed from 923 Generation And Fuel",1963]
[789,2020,"AL","Barry",3,"1",1,"OP","ST","NG",153.1,{"v":-1E-3,"d":"(0.001)"},{"v":-1184,"d":"(1,184)"},{"v":-1378,"d":"(1,378)"},"EIA-923 Generator File",1954]
[790,2020,"AL","Barry",3,"2",1,"OP","ST","NG",153.1,{"v":-0.003,"d":"(0.003)"},{"v":-4161,"d":"(4,161)"},{"v":-2274,"d":"(2,274)"},"EIA-923 Generator File",1954]
[791,2020,"AL","Barry",3,"4",1,"OP","ST","BIT",403.7,0.042,{"v":148129,"d":"148,129"},{"v":8366,"d":"8,366"},"EIA-923 Generator File",1969]
[792,2020,"AL","Barry",3,"5",1,"OP","ST","BIT",788.8,0.382,{"v":2638495,"d":"2,638,495"},{"v":1460200,"d":"1,460,200"},"EIA-923 Generator File",1971]
[793,2020,"AL","Barry",3,"A1CT",0,"OP","CT","NG",170.1,0.806,{"v":1200983,"d":"1,200,983"},{"v":504099,"d":"504,099"},"EIA-923 Generator File",2000]
[794,2020,"AL","Barry",3,"A1CT2",0,"OP","CT","NG",170.1,0.848,{"v":1262901,"d":"1,262,901"},{"v":593775,"d":"593,775"},"EIA-923 Generator File",2000]
[795,2020,"AL","Barry",3,"A1ST",2,"OP","CA","NG",195.2,{"v":0.75,"d":"0.750"},{"v":1282896,"d":"1,282,896"},{"v":567082,"d":"567,082"},"EIA-923 Generator File",2000]
[796,2020,"AL","Barry",3,"A2C1",0,"OP","CT","NG",170.1,0.873,{"v":1300382,"d":"1,300,382"},{"v":621097,"d":"621,097"},"EIA-923 Generator File",2000]
[797,2020,"AL","Barry",3,"A2C2",0,"OP","CT","NG",170.1,0.886,{"v":1320084,"d":"1,320,084"},{"v":632050,"d":"632,050"},"EIA-923 Generator File",2000]
[798,2020,"AL","Barry",3,"A2ST",2,"OP","CA","NG",195.2,{"v":0.79,"d":"0.790"},{"v":1350621,"d":"1,350,621"},{"v":650264,"d":"650,264"},"EIA-923 Generator File",2000]
[799,2020,"AL","Barry",3,"A3C1",0,"T","CT","NG",{"v":464,"d":"464.0"}]
[800,2020,"AL","Barry",3,"A3ST",0,"T","CA","NG",{"v":310,"d":"310.0"}]
[801,2020,"AL","Barry",3,"3",1,"RE","ST","BIT",{"v":272,"d":"272.0"},{"$nulls":5},2015]
[802,2020,"AL","Bartletts Ferry",702,"1",0,"OP","HY","WAT",{"v":15,"d":"15.0"},0.411,{"v":54053.844,"d":"54,054"},{"v":24597.919,"d":"24,598"},"Distributed from 923 Generation And Fuel",1926]
[803,2020,"AL","Bartletts Ferry",702,"2",0,"OP","HY","WAT",{"v":15,"d":"15.0"},0.411,{"v":54053.844,"d":"54,054"},{"v":24597.919,"d":"24,598"},"Distributed from 923 Generation And Fuel",1926]
[804,2020,"AL","Bartletts Ferry",702,"3",0,"OP","HY","WAT",{"v":15,"d":"15.0"},0.411,{"v":54053.844,"d":"54,054"},{"v":24597.919,"d":"24,598"},"Distributed from 923 Generation And Fuel",1928]
[805,2020,"AL","Bartletts Ferry",702,"4",0,"OP","HY","WAT",{"v":20,"d":"20.0"},0.411,{"v":72071.792,"d":"72,072"},{"v":32797.225,"d":"32,797"},"Distributed from 923 Generation And Fuel",1951]
[806,2020,"AL","Bartletts Ferry",702,"5",0,"OP","HY","WAT",{"v":54,"d":"54.0"},0.411,{"v":194593.838,"d":"194,594"},{"v":88552.509,"d":"88,553"},"Distributed from 923 Generation And Fuel",1985]
[807,2020,"AL","Bartletts Ferry",702,"6",0,"OP","HY","WAT",{"v":54,"d":"54.0"},0.411,{"v":194593.838,"d":"194,594"},{"v":88552.509,"d":"88,553"},"Distributed from 923 Generation And Fuel",1985]
[808,2020,"AL","Bellefonte",6150,"DG-1",0,"OS","IC","DFO",{"v":7,"d":"7.0"},{"$nulls":4},1998]
[809,2020,"AL","Bellefonte",6150,"DG-2",0,"OS","IC","DFO",{"v":7,"d":"7.0"},{"$nulls":4},1998]
[810,2020,"AL","Blackbear Solar 1",63765,"ALBB1",0,"P","PV","SUN",{"v":100,"d":"100.0"}]
[811,2020,"AL","Browns Ferry",46,"1",1,"OP","ST","NUC",{"v":1152,"d":"1,152.0"},{"v":0.94,"d":"0.940"},{"v":9487300.286,"d":"9,487,300"},{"v":4068255.359,"d":"4,068,255"},"Distributed from 923 Generation And Fuel",1974]
[812,2020,"AL","Browns Ferry",46,"2",1,"OP","ST","NUC",{"v":1152,"d":"1,152.0"},{"v":0.94,"d":"0.940"},{"v":9487300.286,"d":"9,487,300"},{"v":4068255.359,"d":"4,068,255"},"Distributed from 923 Generation And Fuel",1975]
[813,2020,"AL","Browns Ferry",46,"3",1,"OP","ST","NUC",{"v":1190,"d":"1,190.0"},{"v":0.94,"d":"0.940"},{"v":9800249.428,"d":"9,800,249"},{"v":4202451.282,"d":"4,202,451"},"Distributed from 923 Generation And Fuel",1977]
[814,2020,"AL","Calhoun Energy Center",55409,"CAL1",0,"OP","GT","NG",{"v":187,"d":"187.0"},0.006,{"v":9802.75,"d":"9,803"},{"v":7161.25,"d":"7,161"},"Distributed from 923 Generation And Fuel",2003]
[815,2020,"AL","Calhoun Energy Center",55409,"CAL2",0,"OP","GT","NG",{"v":187,"d":"187.0"},0.006,{"v":9802.75,"d":"9,803"},{"v":7161.25,"d":"7,161"},"Distributed from 923 Generation And Fuel",2003]
[816,2020,"AL","Calhoun Energy Center",55409,"CAL3",0,"OP","GT","NG",{"v":187,"d":"187.0"},0.006,{"v":9802.75,"d":"9,803"},{"v":7161.25,"d":"7,161"},"Distributed from 923 Generation And Fuel",2003]
[817,2020,"AL","Calhoun Energy Center",55409,"CAL4",0,"OP","GT","NG",{"v":187,"d":"187.0"},0.006,{"v":9802.75,"d":"9,803"},{"v":7161.25,"d":"7,161"},"Distributed from 923 Generation And Fuel",2003]
[818,2020,"AL","Central Alabama Generating Station",55440,"CTG1",0,"OP","CT","NG",{"v":179,"d":"179.0"},0.604,{"v":946729,"d":"946,729"},{"v":430834,"d":"430,834"},"EIA-923 Generator File",2003]
[819,2020,"AL","Central Alabama Generating Station",55440,"CTG2",0,"OP","CT","NG",{"v":179,"d":"179.0"},0.646,{"v":1013036,"d":"1,013,036"},{"v":478764,"d":"478,764"},"EIA-923 Generator File",2003]
[820,2020,"AL","Central Alabama Generating Station",55440,"CTG3",0,"OP","CT","NG",{"v":179,"d":"179.0"},0.645,{"v":1011695,"d":"1,011,695"},{"v":463326,"d":"463,326"},"EIA-923 Generator File",2003]
[821,2020,"AL","Central Alabama Generating Station",55440,"ST1",3,"OP","CA","NG",390.1,0.609,{"v":2081022,"d":"2,081,022"},{"v":1049459,"d":"1,049,459"},"EIA-923 Generator File",2003]
[822,2020,"AL","Colbert",47,"GT1",0,"OP","GT","NG",59.5,{"v":1E-3,"d":"0.001"},369,180,"Distributed from 923 Generation And Fuel",1972]
[823,2020,"AL","Colbert",47,"GT2",0,"OP","GT","NG",59.5,{"v":1E-3,"d":"0.001"},369,180,"Distributed from 923 Generation And Fuel",1972]
[824,2020,"AL","Colbert",47,"GT3",0,"OP","GT","NG",59.5,{"v":1E-3,"d":"0.001"},369,180,"Distributed from 923 Generation And Fuel",1972]
[825,2020,"AL","Colbert",47,"GT4",0,"OP","GT","NG",59.5,{"v":1E-3,"d":"0.001"},369,180,"Distributed from 923 Generation And Fuel",1972]
[826,2020,"AL","Colbert",47,"GT5",0,"OP","GT","NG",59.5,{"v":1E-3,"d":"0.001"},369,180,"Distributed from 923 Generation And Fuel",1972]
[827,2020,"AL","Colbert",47,"GT6",0,"OP","GT","NG",59.5,{"v":1E-3,"d":"0.001"},369,180,"Distributed from 923 Generation And Fuel",1972]
[828,2020,"AL","Colbert",47,"GT7",0,"OP","GT","NG",59.5,{"v":1E-3,"d":"0.001"},369,180,"Distributed from 923 Generation And Fuel",1972]
[829,2020,"AL","Colbert",47,"GT8",0,"OP","GT","NG",59.5,{"v":1E-3,"d":"0.001"},369,180,"Distributed from 923 Generation And Fuel",1972]
[830,2020,"AL","Colbert",47,"1",1,"RE","ST","BIT",{"v":200,"d":"200.0"},{"$nulls":5},2016]
[831,2020,"AL","Colbert",47,"2",1,"RE","ST","BIT",{"v":200,"d":"200.0"},{"$nulls":5},2016]
[832,2020,"AL","Colbert",47,"3",1,"RE","ST","BIT",{"v":200,"d":"200.0"},{"$nulls":5},2016]
[833,2020,"AL","Colbert",47,"4",1,"RE","ST","BIT",{"v":200,"d":"200.0"},{"$nulls":5},2016]
[834,2020,"AL","Colbert",47,"5",1,"RE","ST","BIT",{"v":550,"d":"550.0"},{"$nulls":5},2016]
[835,2020,"AL","Crestwood Dothan",54985,"GEN1",0,"OP","IC","DFO",{"v":1,"d":"1.0"},0.011,{"v":100.116,"d":"100"},{"v":43.372,"d":"43"},"Distributed from 923 Generation And Fuel",1995]
[836,2020,"AL","Crestwood Dothan",54985,"GEN2",0,"OP","IC","DFO",{"v":1,"d":"1.0"},0.011,{"v":100.116,"d":"100"},{"v":43.372,"d":"43"},"Distributed from 923 Generation And Fuel",1995]
[837,2020,"AL","Crestwood Dothan",54985,"GEN3",0,"OP","IC","DFO",{"v":2,"d":"2.0"},0.011,{"v":200.233,"d":"200"},{"v":86.744,"d":"87"},"Distributed from 923 Generation And Fuel",2002]
[838,2020,"AL","Crestwood Dothan",54985,"GEN5",0,"OP","IC","DFO",{"v":1,"d":"1.0"},0.011,{"v":100.116,"d":"100"},{"v":43.372,"d":"43"},"Distributed from 923 Generation And Fuel",1996]
[839,2020,"AL","Crestwood Dothan",54985,"GEN7",0,"OP","IC","DFO",{"v":1,"d":"1.0"},0.011,{"v":100.116,"d":"100"},{"v":43.372,"d":"43"},"Distributed from 923 Generation And Fuel",1997]
[840,2020,"AL","Crestwood Dothan",54985,"GEN8",0,"SB","IC","DFO",0.6,0.011,{"v":60.07,"d":"60"},{"v":26.023,"d":"26"},"Distributed from 923 Generation And Fuel",1997]
[841,2020,"AL","Crestwood Dothan",54985,"GEN9",0,"OP","IC","DFO",{"v":2,"d":"2.0"},0.011,{"v":200.233,"d":"200"},{"v":86.744,"d":"87"},"Distributed from 923 Generation And Fuel",2002]
[842,2020,"AL","Crestwood Dothan",54985,"P83",0,"RE","ST","NG",{"v":5,"d":"5.0"},{"$nulls":5},2003]
[843,2020,"AL","Cumblerland Land Holdings, LLC",61924,"CUMB",0,"OP","PV","SUN",14.7,0.227,{"v":29251,"d":"29,251"},{"v":14931,"d":"14,931"},"Distributed from 923 Generation And Fuel",2018]
[844,2020,"AL","Decatur Energy Center",55292,"CTG1",0,"OP","CT","NG",210.8,0.168,{"v":309764,"d":"309,764"},{"v":207761,"d":"207,761"},"EIA-923 Generator File",2002]
[845,2020,"AL","Decatur Energy Center",55292,"CTG2",0,"OP","CT","NG",210.8,0.179,{"v":331140,"d":"331,140"},{"v":214319,"d":"214,319"},"EIA-923 Generator File",2002]
[846,2020,"AL","Decatur Energy Center",55292,"CTG3",0,"OP","CT","NG",210.8,0.173,{"v":319509,"d":"319,509"},{"v":210700,"d":"210,700"},"EIA-923 Generator File",2003]
[847,2020,"AL","Decatur Energy Center",55292,"STG1",3,"OP","CA","NG",{"v":270,"d":"270.0"},0.221,{"v":521873,"d":"521,873"},{"v":356336,"d":"356,336"},"EIA-923 Generator File",2002]
[848,2020,"AL","Decatur-Morgan Co LFG Recovery Project",58061,"0290",0,"OP","IC","LFG",0.8,0.918,{"v":6431,"d":"6,431"},{"v":2665,"d":"2,665"},"Distributed from 923 Generation And Fuel",2011]
[849,2020,"AL","Decatur-Morgan Co LFG Recovery Project",58061,"1496",0,"OP","IC","LFG",0.8,0.918,{"v":6431,"d":"6,431"},{"v":2665,"d":"2,665"},"Distributed from 923 Generation And Fuel",2010]
[850,2020,"AL","District 100 Transco Gas Pipe Line",54743,"001",0,"RE","ST","WH",0.8,{"$nulls":5},2009]
[851,2020,"AL","District 100 Transco Gas Pipe Line",54743,"002",0,"RE","ST","WH",0.8,{"$nulls":5},2009]
[852,2020,"AL","E B Harris Electric Generating Plant",7897,"CT1A",0,"OP","CT","NG",{"v":185,"d":"185.0"},0.367,{"v":594590,"d":"594,590"},{"v":393448,"d":"393,448"},"EIA-923 Generator File",2003]
[853,2020,"AL","E B Harris Electric Generating Plant",7897,"CT1B",0,"OP","CT","NG",{"v":185,"d":"185.0"},0.356,{"v":577619,"d":"577,619"},{"v":381263,"d":"381,263"},"EIA-923 Generator File",2003]
[854,2020,"AL","E B Harris Electric Generating Plant",7897,"CT2A",0,"OP","CT","NG",{"v":185,"d":"185.0"},0.543,{"v":880221,"d":"880,221"},{"v":434937,"d":"434,937"},"EIA-923 Generator File",2003]
[855,2020,"AL","E B Harris Electric Generating Plant",7897,"CT2B",0,"OP","CT","NG",{"v":185,"d":"185.0"},{"v":0.45,"d":"0.450"},{"v":729270,"d":"729,270"},{"v":415602,"d":"415,602"},"EIA-923 Generator File",2003]
[856,2020,"AL","E B Harris Electric Generating Plant",7897,"ST1",2,"OP","CA","NG",{"v":282,"d":"282.0"},0.305,{"v":753671,"d":"753,671"},{"v":512642,"d":"512,642"},"EIA-923 Generator File",2003]
[857,2020,"AL","E B Harris Electric Generating Plant",7897,"ST2",2,"OP","CA","NG",{"v":282,"d":"282.0"},0.357,{"v":882873,"d":"882,873"},{"v":471968,"d":"471,968"},"EIA-923 Generator File",2003]
[858,2020,"AL","E B Harris Electric Generating Plant",7897,"3",0,"CN","CC","NG",{"v":615,"d":"615.0"}]
[859,2020,"AL","E B Harris Electric Generating Plant",7897,"4",0,"CN","CC","NG",{"v":615,"d":"615.0"}]
[860,2020,"AL","E C Gaston",26,"1",1,"OP","ST","NG",{"v":272,"d":"272.0"},0.122,{"v":290328,"d":"290,328"},{"v":267703,"d":"267,703"},"EIA-923 Generator File",1960]
[861,2020,"AL","E C Gaston",26,"2",1,"OP","ST","NG",{"v":272,"d":"272.0"},0.132,{"v":313802,"d":"313,802"},{"v":282328,"d":"282,328"},"EIA-923 Generator File",1960]
[862,2020,"AL","E C Gaston",26,"3",1,"OP","ST","NG",{"v":272,"d":"272.0"},{"v":0.15,"d":"0.150"},{"v":358528,"d":"358,528"},{"v":310813,"d":"310,813"},"EIA-923 Generator File",1961]
[863,2020,"AL","E C Gaston",26,"5",1,"OP","ST","BIT",{"v":952,"d":"952.0"},0.304,{"v":2532810,"d":"2,532,810"},{"v":1744014,"d":"1,744,014"},"EIA-923 Generator File",1974]
[864,2020,"AL","E C Gaston",26,"GT4",0,"OP","GT","DFO",21.2,{"v":1E-3,"d":"0.001"},132,55,"Distributed from 923 Generation And Fuel",1970]
[865,2020,"AL","E C Gaston",26,"ST4",1,"OP","ST","NG",244.8,0.141,{"v":301345,"d":"301,345"},{"v":241105,"d":"241,105"},"EIA-923 Generator File",1962]
[866,2020,"AL","Fort Rucker Solar Array",60679,"1",0,"OP","PV","SUN",10.6,0.162,{"v":15017,"d":"15,017"},{"v":7665,"d":"7,665"},"Distributed from 923 Generation And Fuel",2017]
[867,2020,"AL","Gadsden",7,"1",1,"OP","ST","NG",{"v":69,"d":"69.0"},0.089,{"v":53838,"d":"53,838"},{"v":-823,"d":"(823)"},"EIA-923 Generator File",1949]
[868,2020,"AL","Gadsden",7,"2",1,"OP","ST","NG",{"v":69,"d":"69.0"},{"v":-0.006,"d":"(0.006)"},{"v":-3403,"d":"(3,403)"},{"v":-931,"d":"(931)"},"EIA-923 Generator File",1949]
[869,2020,"AL","Gantt",53,"3",0,"OP","HY","WAT",1.2,0.239,{"v":2516,"d":"2,516"},{"v":1144.8,"d":"1,145"},"Distributed from 923 Generation And Fuel",1926]
[870,2020,"AL","Gantt",53,"4",0,"OP","HY","WAT",1.8,0.239,{"v":3774,"d":"3,774"},{"v":1717.2,"d":"1,717"},"Distributed from 923 Generation And Fuel",1985]
[871,2020,"AL","General Electric Plastic",7698,"1",0,"OP","CT","NG",82.2,{"v":0.8,"d":"0.800"},{"v":575719,"d":"575,719"},{"v":233570,"d":"233,570"},"EIA-923 Generator File",1999]
[872,2020,"AL","General Electric Plastic",7698,"2",1,"OP","CA","NG",14.8,0.287,{"v":37206,"d":"37,206"},{"v":15776,"d":"15,776"},"EIA-923 Generator File",1999]
[873,2020,"AL","Georgia-Pacific Brewton Mill",54789,"2TG",6,"OP","ST","NG",12.5,{"v":0.57,"d":"0.570"},{"v":62377.248,"d":"62,377"},{"v":26060.622,"d":"26,061"},"EIA-923 Generator File",1964]
[874,2020,"AL","Georgia-Pacific Brewton Mill",54789,"3TG",6,"OP","ST","NG",15.9,0.371,{"v":51723.68,"d":"51,724"},{"v":21213.028,"d":"21,213"},"EIA-923 Generator File",1982]
[875,2020,"AL","Georgia-Pacific Brewton Mill",54789,"4TG",1,"OP","ST","BLQ",{"v":75,"d":"75.0"},0.543,{"v":356660.22,"d":"356,660"},{"v":148699.575,"d":"148,700"},"EIA-923 Generator File",2017]
[876,2020,"AL","Georgia-Pacific Brewton Mill",54789,"1TG",6,"RE","ST","BLQ",12.5,{"$nulls":5},2017]
[877,2020,"AL","Georgia-Pacific Consr Prods LP-Naheola",10699,"GT3",2,"OP","ST","BLQ",47.2,0.517,{"v":213849,"d":"213,849"},{"v":81807,"d":"81,807"},"EIA-923 Generator File",1993]
[878,2020,"AL","Georgia-Pacific Consr Prods LP-Naheola",10699,"TG4",2,"OP","ST","WDS",40.3,{"v":0.44,"d":"0.440"},{"v":155205,"d":"155,205"},{"v":62051,"d":"62,051"},"EIA-923 Generator File",2019]
[879,2020,"AL","Georgia-Pacific Consr Prods LP-Naheola",10699,"GEN1",6,"RE","ST","BLQ",15.6,{"v":0,"d":"0.000"},0,0,"EIA-923 Generator File",null,2019]
[880,2020,"AL","Georgia-Pacific Consr Prods LP-Naheola",10699,"GEN2",6,"RE","ST","BLQ",15.6,{"v":0,"d":"0.000"},0,0,"EIA-923 Generator File",null,2019]
[881,2020,"AL","Goat Rock",707,"3",0,"OP","HY","WAT",{"v":5,"d":"5.0"},0.575,{"v":25200,"d":"25,200"},{"v":11467.617,"d":"11,468"},"Distributed from 923 Generation And Fuel",1915]
[882,2020,"AL","Goat Rock",707,"4",0,"OP","HY","WAT",{"v":5,"d":"5.0"},0.575,{"v":25200,"d":"25,200"},{"v":11467.617,"d":"11,468"},"Distributed from 923 Generation And Fuel",1920]
[883,2020,"AL","Goat Rock",707,"5",0,"OP","HY","WAT",{"v":5,"d":"5.0"},0.575,{"v":25200,"d":"25,200"},{"v":11467.617,"d":"11,468"},"Distributed from 923 Generation And Fuel",1955]
[884,2020,"AL","Goat Rock",707,"6",0,"OP","HY","WAT",{"v":5,"d":"5.0"},0.575,{"v":25200,"d":"25,200"},{"v":11467.617,"d":"11,468"},"Distributed from 923 Generation And Fuel",1956]
[885,2020,"AL","Goat Rock",707,"7",0,"OP","HY","WAT",9.3,0.575,{"v":46872,"d":"46,872"},{"v":21329.767,"d":"21,330"},"Distributed from 923 Generation And Fuel",2005]
[886,2020,"AL","Goat Rock",707,"8",0,"OP","HY","WAT",9.3,0.575,{"v":46872,"d":"46,872"},{"v":21329.767,"d":"21,330"},"Distributed from 923 Generation And Fuel",2005]
[887,2020,"AL","Goat Rock",707,"1",0,"RE","HY","WAT",{"v":3,"d":"3.0"},{"$nulls":5},2001]
[888,2020,"AL","Goat Rock",707,"2",0,"RE","HY","WAT",{"v":3,"d":"3.0"},{"$nulls":5},2001]
[889,2020,"AL","Gorgas",8,"10",1,"RE","ST","BIT",788.8,{"$nulls":5},2019]
[890,2020,"AL","Gorgas",8,"6",1,"RE","ST","BIT",{"v":125,"d":"125.0"},{"$nulls":5},2015]
[891,2020,"AL","Gorgas",8,"7",1,"RE","ST","BIT",{"v":125,"d":"125.0"},{"$nulls":5},2015]
[892,2020,"AL","Gorgas",8,"8",1,"RE","ST","BIT",187.5,{"$nulls":5},2019]
[893,2020,"AL","Gorgas",8,"9",1,"RE","ST","BIT",190.4,{"$nulls":5},2019]
[894,2020,"AL","Greene County",10,"GT7",0,"OP","GT","NG",{"v":80,"d":"80.0"},0.008,{"v":5282.222,"d":"5,282"},{"v":2953,"d":"2,953"},"Distributed from 923 Generation And Fuel",1995]
[895,2020,"AL","Greene County",10,"GT8",0,"OP","GT","NG",{"v":80,"d":"80.0"},0.008,{"v":5282.222,"d":"5,282"},{"v":2953,"d":"2,953"},"Distributed from 923 Generation And Fuel",1996]
[896,2020,"AL","Greene County",10,"GT9",0,"OP","GT","NG",{"v":80,"d":"80.0"},0.008,{"v":5282.222,"d":"5,282"},{"v":2953,"d":"2,953"},"Distributed from 923 Generation And Fuel",1996]
[897,2020,"AL","Greene County",10,"1",1,"OP","ST","NG",299.2,0.193,{"v":505287,"d":"505,287"},{"v":287044,"d":"287,044"},"EIA-923 Generator File",1965]
[898,2020,"AL","Greene County",10,"2",1,"OP","ST","NG",269.2,{"v":0.22,"d":"0.220"},{"v":518315,"d":"518,315"},{"v":306141,"d":"306,141"},"EIA-923 Generator File",1966]
[899,2020,"AL","Greene County",10,"GT10",0,"OP","GT","NG",{"v":80,"d":"80.0"},0.008,{"v":5282.222,"d":"5,282"},{"v":2953,"d":"2,953"},"Distributed from 923 Generation And Fuel",1996]
[900,2020,"AL","Greene County",10,"GT2",0,"OP","GT","NG",{"v":80,"d":"80.0"},0.008,{"v":5282.222,"d":"5,282"},{"v":2953,"d":"2,953"},"Distributed from 923 Generation And Fuel",1996]
[901,2020,"AL","Greene County",10,"GT3",0,"OP","GT","NG",{"v":80,"d":"80.0"},0.008,{"v":5282.222,"d":"5,282"},{"v":2953,"d":"2,953"},"Distributed from 923 Generation And Fuel",1995]
[902,2020,"AL","Greene County",10,"GT4",0,"OP","GT","NG",{"v":80,"d":"80.0"},0.008,{"v":5282.222,"d":"5,282"},{"v":2953,"d":"2,953"},"Distributed from 923 Generation And Fuel",1995]
[903,2020,"AL","Greene County",10,"GT5",0,"OP","GT","NG",{"v":80,"d":"80.0"},0.008,{"v":5282.222,"d":"5,282"},{"v":2953,"d":"2,953"},"Distributed from 923 Generation And Fuel",1995]
[904,2020,"AL","Greene County",10,"GT6",0,"OP","GT","NG",{"v":80,"d":"80.0"},0.008,{"v":5282.222,"d":"5,282"},{"v":2953,"d":"2,953"},"Distributed from 923 Generation And Fuel",1995]
[905,2020,"AL","Guntersville",48,"1",0,"OP","HY","WAT",28.8,0.932,{"v":235249.75,"d":"235,250"},{"v":107053.5,"d":"107,054"},"Distributed from 923 Generation And Fuel",1939]
[906,2020,"AL","Guntersville",48,"2",0,"OP","HY","WAT",28.8,0.932,{"v":235249.75,"d":"235,250"},{"v":107053.5,"d":"107,054"},"Distributed from 923 Generation And Fuel",1939]
[907,2020,"AL","Guntersville",48,"3",0,"OP","HY","WAT",28.8,0.932,{"v":235249.75,"d":"235,250"},{"v":107053.5,"d":"107,054"},"Distributed from 923 Generation And Fuel",1939]
[908,2020,"AL","Guntersville",48,"4",0,"OP","HY","WAT",28.8,0.932,{"v":235249.75,"d":"235,250"},{"v":107053.5,"d":"107,054"},"Distributed from 923 Generation And Fuel",1952]
[909,2020,"AL","H Allen Franklin Combined Cycle",7710,"CT1A",0,"OP","CT","NG",203.1,0.668,{"v":1187981,"d":"1,187,981"},{"v":571815,"d":"571,815"},"EIA-923 Generator File",2002]
[910,2020,"AL","H Allen Franklin Combined Cycle",7710,"CT1B",0,"OP","CT","NG",203.1,{"v":0.67,"d":"0.670"},{"v":1192239,"d":"1,192,239"},{"v":573954,"d":"573,954"},"EIA-923 Generator File",2002]
[911,2020,"AL","H Allen Franklin Combined Cycle",7710,"CT2A",0,"OP","CT","NG",203.1,0.762,{"v":1356364,"d":"1,356,364"},{"v":590570,"d":"590,570"},"EIA-923 Generator File",2002]
[912,2020,"AL","H Allen Franklin Combined Cycle",7710,"CT2B",0,"OP","CT","NG",203.1,0.767,{"v":1364813,"d":"1,364,813"},{"v":590076,"d":"590,076"},"EIA-923 Generator File",2002]
[913,2020,"AL","H Allen Franklin Combined Cycle",7710,"CT3A",0,"OP","CT","NG",203.1,0.769,{"v":1367555,"d":"1,367,555"},{"v":603067,"d":"603,067"},"EIA-923 Generator File",2008]
[914,2020,"AL","H Allen Franklin Combined Cycle",7710,"CT3B",0,"OP","CT","NG",203.1,0.758,{"v":1348339,"d":"1,348,339"},{"v":591076,"d":"591,076"},"EIA-923 Generator File",2008]
[915,2020,"AL","H Allen Franklin Combined Cycle",7710,"ST1",2,"OP","CA","NG",213.3,0.726,{"v":1355614,"d":"1,355,614"},{"v":670775,"d":"670,775"},"EIA-923 Generator File",2002]
[916,2020,"AL","H Allen Franklin Combined Cycle",7710,"ST2",2,"OP","CA","NG",281.9,0.699,{"v":1727043,"d":"1,727,043"},{"v":789449,"d":"789,449"},"EIA-923 Generator File",2002]
[917,2020,"AL","H Allen Franklin Combined Cycle",7710,"ST3",2,"OP","CA","NG",281.9,0.703,{"v":1737219,"d":"1,737,219"},{"v":799996,"d":"799,996"},"EIA-923 Generator File",2008]
[918,2020,"AL","H Allen Franklin Combined Cycle",7710,"CT4A",0,"CN","CT","NG",203.1]
[919,2020,"AL","H Allen Franklin Combined Cycle",7710,"CT4B",0,"CN","CT","NG",203.1]
[920,2020,"AL","H Allen Franklin Combined Cycle",7710,"ST4",0,"CN","CA","NG",281.9]
[921,2020,"AL","H Neely Henry Dam",11,"1",0,"OP","HY","WAT",24.3,0.422,{"v":89789.333,"d":"89,789"},{"v":40860,"d":"40,860"},"Distributed from 923 Generation And Fuel",1966]
[922,2020,"AL","H Neely Henry Dam",11,"2",0,"OP","HY","WAT",24.3,0.422,{"v":89789.333,"d":"89,789"},{"v":40860,"d":"40,860"},"Distributed from 923 Generation And Fuel",1966]
[923,2020,"AL","H Neely Henry Dam",11,"3",0,"OP","HY","WAT",24.3,0.422,{"v":89789.333,"d":"89,789"},{"v":40860,"d":"40,860"},"Distributed from 923 Generation And Fuel",1966]
[924,2020,"AL","Harris Dam",6188,"1",0,"OP","HY","WAT",67.5,0.206,{"v":121664,"d":"121,664"},{"v":55365,"d":"55,365"},"Distributed from 923 Generation And Fuel",1983]
[925,2020,"AL","Harris Dam",6188,"2",0,"OP","HY","WAT",67.5,0.206,{"v":121664,"d":"121,664"},{"v":55365,"d":"55,365"},"Distributed from 923 Generation And Fuel",1983]
[926,2020,"AL","Hillabee Energy Center",55411,"HEC1",0,"OP","CT","NG",258.4,0.727,{"v":1646172,"d":"1,646,172"},{"v":768091,"d":"768,091"},"EIA-923 Generator File",2010]
[927,2020,"AL","Hillabee Energy Center",55411,"HEC2",0,"OP","CT","NG",258.4,0.737,{"v":1668263,"d":"1,668,263"},{"v":784449,"d":"784,449"},"EIA-923 Generator File",2010]
[928,2020,"AL","Hillabee Energy Center",55411,"HECS",2,"OP","CA","NG",{"v":306,"d":"306.0"},0.657,{"v":1760223,"d":"1,760,223"},{"v":801535,"d":"801,535"},"EIA-923 Generator File",2010]
[929,2020,"AL","Hog Bayou Energy Center",55241,"CT01",0,"OP","CT","NG",{"v":200,"d":"200.0"},0.644,{"v":1128246,"d":"1,128,246"},{"v":492781,"d":"492,781"},"EIA-923 Generator File",2001]
[930,2020,"AL","Hog Bayou Energy Center",55241,"ST01",1,"OP","CA","NG",{"v":80,"d":"80.0"},0.811,{"v":568073,"d":"568,073"},{"v":251857,"d":"251,857"},"EIA-923 Generator File",2001]
[931,2020,"AL","Holt Dam",12,"1",0,"OP","HY","WAT",46.9,0.454,{"v":186391,"d":"186,391"},{"v":84820,"d":"84,820"},"Distributed from 923 Generation And Fuel",1968]
[932,2020,"AL","International Paper Pine Hill Mill",54752,"NO1",2,"OP","ST","WDS",{"v":40,"d":"40.0"},0.703,{"v":246491,"d":"246,491"},{"v":101135,"d":"101,135"},"EIA-923 Generator File",1968]
[933,2020,"AL","International Paper Pine Hill Mill",54752,"NO2",1,"OP","ST","BLQ",37.4,0.651,{"v":213309,"d":"213,309"},{"v":84767,"d":"84,767"},"EIA-923 Generator File",1982]
[934,2020,"AL","International Paper Prattville Mill",52140,"GEN1",2,"OP","ST","BLQ",40.5,0.796,{"v":282574,"d":"282,574"},{"v":117283,"d":"117,283"},"EIA-923 Generator File",1967]
[935,2020,"AL","International Paper Prattville Mill",52140,"GEN2",2,"OP","ST","BLQ",49.3,0.804,{"v":347137,"d":"347,137"},{"v":145874,"d":"145,874"},"EIA-923 Generator File",1980]
[936,2020,"AL","International Paper Riverdale Mill",54096,"GEN1",6,"OP","ST","NG",11.6,0.359,{"v":36496,"d":"36,496"},{"v":10566,"d":"10,566"},"EIA-923 Generator File",1967]
[937,2020,"AL","International Paper Riverdale Mill",54096,"GEN2",2,"OP","ST","BLQ",37.4,0.368,{"v":120423,"d":"120,423"},{"v":33031,"d":"33,031"},"EIA-923 Generator File",1985]
[938,2020,"AL","International Paper Riverdale Mill",54096,"GEN3",6,"OP","CA","NG",{"v":17,"d":"17.0"},0.172,{"v":25674,"d":"25,674"},{"v":3297,"d":"3,297"},"EIA-923 Generator File",1994]
[939,2020,"AL","International Paper Riverdale Mill",54096,"GEN4",0,"SB","CT","NG",38.2,{"v":0.51,"d":"0.510"},{"v":170799,"d":"170,799"},{"v":65214,"d":"65,214"},"EIA-923 Generator File",1994]
[940,2020,"AL","James H Miller Jr",6002,"1",1,"OP","ST","SUB",705.5,0.662,{"v":4091969,"d":"4,091,969"},{"v":1814838,"d":"1,814,838"},"EIA-923 Generator File",1978]
[941,2020,"AL","James H Miller Jr",6002,"2",1,"OP","ST","SUB",705.5,0.573,{"v":3541847,"d":"3,541,847"},{"v":1679792,"d":"1,679,792"},"EIA-923 Generator File",1985]
[942,2020,"AL","James H Miller Jr",6002,"3",1,"OP","ST","SUB",705.5,0.703,{"v":4344289,"d":"4,344,289"},{"v":1878005,"d":"1,878,005"},"EIA-923 Generator File",1989]
[943,2020,"AL","James H Miller Jr",6002,"4",1,"OP","ST","SUB",705.5,0.723,{"v":4466699,"d":"4,466,699"},{"v":1875270,"d":"1,875,270"},"EIA-923 Generator File",1991]
[944,2020,"AL","Jones Bluff",6131,"1",0,"OP","HY","WAT",20.5,0.397,{"v":71339.25,"d":"71,339"},{"v":32464,"d":"32,464"},"Distributed from 923 Generation And Fuel",1975]
[945,2020,"AL","Jones Bluff",6131,"2",0,"OP","HY","WAT",20.5,0.397,{"v":71339.25,"d":"71,339"},{"v":32464,"d":"32,464"},"Distributed from 923 Generation And Fuel",1975]
[946,2020,"AL","Jones Bluff",6131,"3",0,"OP","HY","WAT",20.5,0.397,{"v":71339.25,"d":"71,339"},{"v":32464,"d":"32,464"},"Distributed from 923 Generation And Fuel",1975]
[947,2020,"AL","Jones Bluff",6131,"4",0,"OP","HY","WAT",20.5,0.397,{"v":71339.25,"d":"71,339"},{"v":32464,"d":"32,464"},"Distributed from 923 Generation And Fuel",1975]
[948,2020,"AL","Jordan Dam",13,"1",0,"OP","HY","WAT",{"v":25,"d":"25.0"},{"v":0.67,"d":"0.670"},{"v":146768.5,"d":"146,769"},{"v":66789,"d":"66,789"},"Distributed from 923 Generation And Fuel",1929]
[949,2020,"AL","Jordan Dam",13,"2",0,"OP","HY","WAT",{"v":25,"d":"25.0"},{"v":0.67,"d":"0.670"},{"v":146768.5,"d":"146,769"},{"v":66789,"d":"66,789"},"Distributed from 923 Generation And Fuel",1929]
[950,2020,"AL","Jordan Dam",13,"3",0,"OP","HY","WAT",{"v":25,"d":"25.0"},{"v":0.67,"d":"0.670"},{"v":146768.5,"d":"146,769"},{"v":66789,"d":"66,789"},"Distributed from 923 Generation And Fuel",1929]
[951,2020,"AL","Jordan Dam",13,"4",0,"OP","HY","WAT",{"v":25,"d":"25.0"},{"v":0.67,"d":"0.670"},{"v":146768.5,"d":"146,769"},{"v":66789,"d":"66,789"},"Distributed from 923 Generation And Fuel",1929]
[952,2020,"AL","Joseph M Farley",6001,"1",1,"OP","ST","NUC",888.2,{"v":0.95,"d":"0.950"},{"v":7387898.5,"d":"7,387,899"},{"v":3238503,"d":"3,238,503"},"Distributed from 923 Generation And Fuel",1977]
[953,2020,"AL","Joseph M Farley",6001,"2",1,"OP","ST","NUC",888.2,{"v":0.95,"d":"0.950"},{"v":7387898.5,"d":"7,387,899"},{"v":3238503,"d":"3,238,503"},"Distributed from 923 Generation And Fuel",1981]
[954,2020,"AL","Kimberly Clark Mobile - CHP Plant",62449,"GT100",0,"OP","GT","NG",{"v":25,"d":"25.0"},0.795,{"v":174206.5,"d":"174,207"},{"v":85415,"d":"85,415"},"Distributed from 923 Generation And Fuel",2019]
[955,2020,"AL","Kimberly Clark Mobile - CHP Plant",62449,"GT200",0,"OP","GT","NG",{"v":25,"d":"25.0"},0.795,{"v":174206.5,"d":"174,207"},{"v":85415,"d":"85,415"},"Distributed from 923 Generation And Fuel",2019]
[956,2020,"AL","LaFayette Solar Farm",60583,"PV1",0,"OP","PV","SUN",79.2,0.213,{"v":147721,"d":"147,721"},{"v":74940,"d":"74,940"},"Distributed from 923 Generation And Fuel",2017]
[957,2020,"AL","Langdale",711,"5",0,"RE","HY","WAT",0.5,{"$nulls":5},2019]
[958,2020,"AL","Langdale",711,"6",0,"RE","HY","WAT",0.5,{"$nulls":5},2019]
[959,2020,"AL","Lay Dam",15,"4",0,"OP","HY","WAT",29.5,0.453,{"v":117138.167,"d":"117,138"},{"v":53305.333,"d":"53,305"},"Distributed from 923 Generation And Fuel",1967]
[960,2020,"AL","Lay Dam",15,"5",0,"OP","HY","WAT",29.5,0.453,{"v":117138.167,"d":"117,138"},{"v":53305.333,"d":"53,305"},"Distributed from 923 Generation And Fuel",1967]
[961,2020,"AL","Lay Dam",15,"6",0,"OP","HY","WAT",29.5,0.453,{"v":117138.167,"d":"117,138"},{"v":53305.333,"d":"53,305"},"Distributed from 923 Generation And Fuel",1967]
[962,2020,"AL","Lay Dam",15,"1",0,"OP","HY","WAT",29.5,0.453,{"v":117138.167,"d":"117,138"},{"v":53305.333,"d":"53,305"},"Distributed from 923 Generation And Fuel",1968]
[963,2020,"AL","Lay Dam",15,"2",0,"OP","HY","WAT",29.5,0.453,{"v":117138.167,"d":"117,138"},{"v":53305.333,"d":"53,305"},"Distributed from 923 Generation And Fuel",1968]
[964,2020,"AL","Lay Dam",15,"3",0,"OP","HY","WAT",29.5,0.453,{"v":117138.167,"d":"117,138"},{"v":53305.333,"d":"53,305"},"Distributed from 923 Generation And Fuel",1967]
[965,2020,"AL","Lewis Smith Dam",18,"1",0,"OP","HY","WAT",90.5,0.248,{"v":196491.5,"d":"196,492"},{"v":89416,"d":"89,416"},"Distributed from 923 Generation And Fuel",1961]
[966,2020,"AL","Lewis Smith Dam",18,"2",0,"OP","HY","WAT",90.5,0.248,{"v":196491.5,"d":"196,492"},{"v":89416,"d":"89,416"},"Distributed from 923 Generation And Fuel",1962]
[967,2020,"AL","Logan Martin Dam",14,"1",0,"OP","HY","WAT",42.7,0.436,{"v":163224,"d":"163,224"},{"v":74277.333,"d":"74,277"},"Distributed from 923 Generation And Fuel",1964]
[968,2020,"AL","Logan Martin Dam",14,"2",0,"OP","HY","WAT",42.7,0.436,{"v":163224,"d":"163,224"},{"v":74277.333,"d":"74,277"},"Distributed from 923 Generation And Fuel",1964]
[969,2020,"AL","Logan Martin Dam",14,"3",0,"OP","HY","WAT",42.7,0.436,{"v":163224,"d":"163,224"},{"v":74277.333,"d":"74,277"},"Distributed from 923 Generation And Fuel",1964]
[970,2020,"AL","Lowman Energy Center",56,"LEC1",0,"U","CT","NG",454.5]
[971,2020,"AL","Lowman Energy Center",56,"LEC2",0,"U","CA","NG",272.2]
[972,2020,"AL","Lowman Energy Center",56,"1",1,"RE","ST","BIT",{"v":66,"d":"66.0"},{"v":-0.009,"d":"(0.009)"},{"v":-5268,"d":"(5,268)"},{"v":-2538,"d":"(2,538)"},"EIA-923 Generator File",null,2020]
[973,2020,"AL","Lowman Energy Center",56,"2",1,"RE","ST","BIT",{"v":236,"d":"236.0"},0.163,{"v":337384,"d":"337,384"},{"v":257577,"d":"257,577"},"EIA-923 Generator File",null,2020]
[974,2020,"AL","Lowman Energy Center",56,"3",1,"RE","ST","BIT",{"v":236,"d":"236.0"},{"v":-0.007,"d":"(0.007)"},{"v":-14825,"d":"(14,825)"},{"v":-8926,"d":"(8,926)"},"EIA-923 Generator File",null,2020]
[975,2020,"AL","Martin Dam",16,"1",0,"OP","HY","WAT",50.2,0.289,{"v":127165.467,"d":"127,165"},{"v":57868.253,"d":"57,868"},"Distributed from 923 Generation And Fuel",1927]
[976,2020,"AL","Martin Dam",16,"2",0,"OP","HY","WAT",50.2,0.289,{"v":127165.467,"d":"127,165"},{"v":57868.253,"d":"57,868"},"Distributed from 923 Generation And Fuel",1927]
[977,2020,"AL","Martin Dam",16,"3",0,"OP","HY","WAT",50.2,0.289,{"v":127165.467,"d":"127,165"},{"v":57868.253,"d":"57,868"},"Distributed from 923 Generation And Fuel",1927]
[978,2020,"AL","Martin Dam",16,"4",0,"OP","HY","WAT",{"v":60,"d":"60.0"},0.289,{"v":151990.598,"d":"151,991"},{"v":69165.242,"d":"69,165"},"Distributed from 923 Generation And Fuel",1952]
[979,2020,"AL","McIntosh (AL)",7063,"1",0,"OP","CE","NG",{"v":110,"d":"110.0"},{"v":-0.006,"d":"(0.006)"},{"v":-5376,"d":"(5,376)"},{"v":-2636,"d":"(2,636)"},"Distributed from 923 Generation And Fuel",1991]
[980,2020,"AL","McIntosh (AL)",7063,"2",0,"OP","GT","NG",{"v":113,"d":"113.0"},0.076,{"v":74937.367,"d":"74,937"},{"v":36741.97,"d":"36,742"},"Distributed from 923 Generation And Fuel",1998]
[981,2020,"AL","McIntosh (AL)",7063,"3",0,"OP","GT","NG",{"v":113,"d":"113.0"},0.076,{"v":74937.367,"d":"74,937"},{"v":36741.97,"d":"36,742"},"Distributed from 923 Generation And Fuel",1998]
[982,2020,"AL","McIntosh (AL)",7063,"4",0,"OP","GT","NG",{"v":170,"d":"170.0"},0.076,{"v":112737.633,"d":"112,738"},{"v":55275.53,"d":"55,276"},"Distributed from 923 Generation And Fuel",2010]
[983,2020,"AL","McIntosh (AL)",7063,"5",0,"OP","GT","NG",{"v":170,"d":"170.0"},0.076,{"v":112737.633,"d":"112,738"},{"v":55275.53,"d":"55,276"},"Distributed from 923 Generation And Fuel",2010]
[984,2020,"AL","McWilliams",533,"1",1,"OP","CA","NG",7.5,0.177,{"v":11601,"d":"11,601"},{"v":4932,"d":"4,932"},"EIA-923 Generator File",1954]
[985,2020,"AL","McWilliams",533,"2",1,"OP","CA","NG",7.5,0.373,{"v":24476,"d":"24,476"},{"v":13530,"d":"13,530"},"EIA-923 Generator File",1954]
[986,2020,"AL","McWilliams",533,"3",1,"OP","CA","NG",{"v":25,"d":"25.0"},0.163,{"v":35709,"d":"35,709"},{"v":21604,"d":"21,604"},"EIA-923 Generator File",1959]
[987,2020,"AL","McWilliams",533,"4",0,"OP","CT","NG",{"v":107,"d":"107.0"},0.357,{"v":334266,"d":"334,266"},{"v":187579,"d":"187,579"},"EIA-923 Generator File",1996]
[988,2020,"AL","McWilliams",533,"VAN1",0,"OP","CT","NG",{"v":165,"d":"165.0"},0.801,{"v":1157433,"d":"1,157,433"},{"v":573617,"d":"573,617"},"EIA-923 Generator File",2002]
[989,2020,"AL","McWilliams",533,"VAN2",0,"OP","CT","NG",{"v":165,"d":"165.0"},0.895,{"v":1293309,"d":"1,293,309"},{"v":582772,"d":"582,772"},"EIA-923 Generator File",2002]
[990,2020,"AL","McWilliams",533,"VAN3",2,"OP","CA","NG",{"v":177,"d":"177.0"},0.839,{"v":1301319,"d":"1,301,319"},{"v":627854,"d":"627,854"},"EIA-923 Generator File",2002]
[991,2020,"AL","Mead Coated Board",54802,"GEN1",6,"OP","ST","BLQ",{"v":40,"d":"40.0"},0.759,{"v":265817,"d":"265,817"},{"v":118195,"d":"118,195"},"EIA-923 Generator File",1966]
[992,2020,"AL","Mead Coated Board",54802,"GEN2",6,"OP","ST","BLQ",55.5,{"v":0.72,"d":"0.720"},{"v":349846,"d":"349,846"},{"v":148820,"d":"148,820"},"EIA-923 Generator File",1990]
[993,2020,"AL","Mead Coated Board",54802,"GEN3",0,"OP","GT","NG",{"v":25,"d":"25.0"},{"v":0.78,"d":"0.780"},{"v":170810,"d":"170,810"},{"v":72275,"d":"72,275"},"Distributed from 923 Generation And Fuel",1998]
[994,2020,"AL","Millers Ferry",38,"1",0,"OP","HY","WAT",33.7,{"v":0.4,"d":"0.400"},{"v":118151,"d":"118,151"},{"v":53766.333,"d":"53,766"},"Distributed from 923 Generation And Fuel",1970]
[995,2020,"AL","Millers Ferry",38,"2",0,"OP","HY","WAT",33.7,{"v":0.4,"d":"0.400"},{"v":118151,"d":"118,151"},{"v":53766.333,"d":"53,766"},"Distributed from 923 Generation And Fuel",1970]
[996,2020,"AL","Millers Ferry",38,"3",0,"OP","HY","WAT",33.7,{"v":0.4,"d":"0.400"},{"v":118151,"d":"118,151"},{"v":53766.333,"d":"53,766"},"Distributed from 923 Generation And Fuel",1970]
[997,2020,"AL","Mitchell Dam",17,"4",0,"OP","HY","WAT",{"v":20,"d":"20.0"},0.433,{"v":75900.588,"d":"75,901"},{"v":34539.529,"d":"34,540"},"Distributed from 923 Generation And Fuel",1949]
[998,2020,"AL","Mitchell Dam",17,"5",0,"OP","HY","WAT",{"v":50,"d":"50.0"},0.433,{"v":189751.471,"d":"189,751"},{"v":86348.824,"d":"86,349"},"Distributed from 923 Generation And Fuel",1985]
[999,2020,"AL","Mitchell Dam",17,"6",0,"OP","HY","WAT",{"v":50,"d":"50.0"},0.433,{"v":189751.471,"d":"189,751"},{"v":86348.824,"d":"86,349"},"Distributed from 923 Generation And Fuel",1985]
[1000,2020,"AL","Mitchell Dam",17,"7",0,"OP","HY","WAT",{"v":50,"d":"50.0"},0.433,{"v":189751.471,"d":"189,751"},{"v":86348.824,"d":"86,349"},"Distributed from 923 Generation And Fuel",1985]
[1001,2020,"AL","Morgan Energy Center",55293,"CTG1",0,"OP","CT","NG",{"v":210,"d":"210.0"},0.356,{"v":654936,"d":"654,936"},{"v":256044,"d":"256,044"},"EIA-923 Generator File",2004]
[1002,2020,"AL","Morgan Energy Center",55293,"CTG2",0,"OP","CT","NG",{"v":210,"d":"210.0"},0.331,{"v":608096,"d":"608,096"},{"v":270283,"d":"270,283"},"EIA-923 Generator File",2003]
[1003,2020,"AL","Morgan Energy Center",55293,"CTG3",0,"OP","CT","NG",{"v":210,"d":"210.0"},0.333,{"v":611779,"d":"611,779"},{"v":281794,"d":"281,794"},"EIA-923 Generator File",2003]
[1004,2020,"AL","Morgan Energy Center",55293,"STG1",3,"OP","CA","NG",{"v":270,"d":"270.0"},0.412,{"v":973515,"d":"973,515"},{"v":468034,"d":"468,034"},"EIA-923 Generator File",2003]
[1005,2020,"AL","Muscle Shoals",62462,"GEN01",0,"V","PV","SUN",{"v":227,"d":"227.0"}]
[1006,2020,"AL","OE_ALD",64469,"OEALD",0,"T","PV","SUN",{"v":80,"d":"80.0"}]
[1007,2020,"AL","Packaging Corporation of America Jackson Mill",55044,"STG1",4,"OP","ST","BLQ",15.6,0.443,{"v":60524.829,"d":"60,525"},0,"EIA-923 Generator File",1996]
[1008,2020,"AL","Pinckard Solar",62787,"PCKND",0,"P","PV","SUN",85.1]
[1009,2020,"AL","Point A",55,"1",0,"OP","HY","WAT",1.6,0.122,{"v":1703.692,"d":"1,704"},{"v":775.385,"d":"775"},"Distributed from 923 Generation And Fuel",1925]
[1010,2020,"AL","Point A",55,"2",0,"OP","HY","WAT",1.6,0.122,{"v":1703.692,"d":"1,704"},{"v":775.385,"d":"775"},"Distributed from 923 Generation And Fuel",1925]
[1011,2020,"AL","Point A",55,"3",0,"OP","HY","WAT",{"v":2,"d":"2.0"},0.122,{"v":2129.615,"d":"2,130"},{"v":969.231,"d":"969"},"Distributed from 923 Generation And Fuel",1949]
[1012,2020,"AL","Redstone Arsenal Hybrid",61901,"BA",0,"OP","BA","MWH",{"v":1,"d":"1.0"},{"v":-0.005,"d":"(0.005)"},{"v":-42,"d":"(42)"},{"v":-17,"d":"(17)"},"Distributed from 923 Generation And Fuel",2017]
[1013,2020,"AL","Redstone Arsenal Hybrid",61901,"REDST",0,"OP","PV","SUN",{"v":10,"d":"10.0"},0.197,{"v":17280,"d":"17,280"},{"v":8820,"d":"8,820"},"Distributed from 923 Generation And Fuel",2017]
[1014,2020,"AL","River Bend Solar, LLC",60058,"RVRBN",0,"OP","PV","SUN",{"v":75,"d":"75.0"},0.199,{"v":130714,"d":"130,714"},{"v":62597,"d":"62,597"},"Distributed from 923 Generation And Fuel",2016]
[1015,2020,"AL","Sand Valley Power Station",59710,"GMA",0,"OP","IC","LFG",1.6,0.581,{"v":8147.667,"d":"8,148"},{"v":3376.333,"d":"3,376"},"Distributed from 923 Generation And Fuel",2013]
[1016,2020,"AL","Sand Valley Power Station",59710,"GMB",0,"OP","IC","LFG",1.6,0.581,{"v":8147.667,"d":"8,148"},{"v":3376.333,"d":"3,376"},"Distributed from 923 Generation And Fuel",2013]
[1017,2020,"AL","Sand Valley Power Station",59710,"GMC",0,"OP","IC","LFG",1.6,0.581,{"v":8147.667,"d":"8,148"},{"v":3376.333,"d":"3,376"},"Distributed from 923 Generation And Fuel",2013]
[1018,2020,"AL","Sloss Industries Corp",50359,"10",4,"OP","ST","OG",12.5,{"v":0,"d":"0.000"},0,0,"EIA-923 Generator File",1958]
[1019,2020,"AL","Sloss Industries Corp",50359,"9",4,"SB","ST","OG",12.5,{"v":0,"d":"0.000"},0,0,"EIA-923 Generator File",1958]
[1020,2020,"AL","Tenaska Lindsay Hill Generating Station",55271,"GTG1",0,"OP","CT","NG",183.1,0.127,{"v":203072,"d":"203,072"},{"v":134467,"d":"134,467"},"EIA-923 Generator File",2002]
[1021,2020,"AL","Tenaska Lindsay Hill Generating Station",55271,"GTG2",0,"OP","CT","NG",183.1,0.213,{"v":340906,"d":"340,906"},{"v":191238,"d":"191,238"},"EIA-923 Generator File",2002]
[1022,2020,"AL","Tenaska Lindsay Hill Generating Station",55271,"GTG3",0,"OP","CT","NG",183.1,0.359,{"v":576261,"d":"576,261"},{"v":227895,"d":"227,895"},"EIA-923 Generator File",2002]
[1023,2020,"AL","Tenaska Lindsay Hill Generating Station",55271,"STG1",3,"OP","CA","NG",390.1,0.206,{"v":705154,"d":"705,154"},{"v":368738,"d":"368,738"},"EIA-923 Generator File",2002]
[1024,2020,"AL","Theodore Cogen Facility",7721,"1",0,"OP","CT","NG",{"v":229,"d":"229.0"},0.626,{"v":1256753,"d":"1,256,753"},{"v":501144,"d":"501,144"},"EIA-923 Generator File",2000]
[1025,2020,"AL","Theodore Cogen Facility",7721,"2",1,"OP","CA","NG",88.4,0.461,{"v":356897,"d":"356,897"},{"v":155308,"d":"155,308"},"EIA-923 Generator File",2000]
[1026,2020,"AL","Thurlow Dam",19,"1",0,"OP","HY","WAT",40.5,0.376,{"v":133517.374,"d":"133,517"},{"v":60758.901,"d":"60,759"},"Distributed from 923 Generation And Fuel",1931]
[1027,2020,"AL","Thurlow Dam",19,"2",0,"OP","HY","WAT",40.5,0.376,{"v":133517.374,"d":"133,517"},{"v":60758.901,"d":"60,759"},"Distributed from 923 Generation And Fuel",1931]
[1028,2020,"AL","Thurlow Dam",19,"3",0,"OP","HY","WAT",{"v":10,"d":"10.0"},0.376,{"v":32967.253,"d":"32,967"},{"v":15002.198,"d":"15,002"},"Distributed from 923 Generation And Fuel",1931]
[1029,2020,"AL","Tom Bevill Lock and Dam Hydroelectric",61749,"GEN1",0,"CN","HY","WAT",{"v":4,"d":"4.0"}]
[1030,2020,"AL","Tom Bevill Lock and Dam Hydroelectric",61749,"GEN2",0,"CN","HY","WAT",{"v":4,"d":"4.0"}]
[1031,2020,"AL","Tom Bevill Lock and Dam Hydroelectric",61749,"GEN3",0,"CN","HY","WAT",{"v":4,"d":"4.0"}]
[1032,2020,"AL","U S Alliance Coosa Pines",54216,"GEN7",7,"OP","ST","BLQ",25.9,{"v":0.67,"d":"0.670"},{"v":152100,"d":"152,100"},{"v":59801,"d":"59,801"},"EIA-923 Generator File",2007]
[1033,2020,"AL","U S Alliance Coosa Pines",54216,"AOW1",5,"RE","ST","BIT",{"v":5,"d":"5.0"},{"$nulls":5},2008]
[1034,2020,"AL","U S Alliance Coosa Pines",54216,"AOW2",5,"RE","ST","BIT",{"v":5,"d":"5.0"},{"$nulls":5},2008]
[1035,2020,"AL","U S Alliance Coosa Pines",54216,"AOW3",1,"RE","ST","BIT",{"v":5,"d":"5.0"},{"$nulls":5},2003]
[1036,2020,"AL","U S Alliance Coosa Pines",54216,"AOW4",5,"RE","ST","BIT",{"v":5,"d":"5.0"},{"$nulls":5},2008]
[1037,2020,"AL","U S Alliance Coosa Pines",54216,"AOW5",5,"RE","ST","BIT",{"v":5,"d":"5.0"},{"$nulls":5},2008]
[1038,2020,"AL","U S Alliance Coosa Pines",54216,"AOW6",7,"RE","ST","NG",12.5,{"$nulls":5},2019]
[1039,2020,"AL","W&T Onshore Treating Facility (OTF)",54550,"901",1,"OP","CA","NG",0.9,{"v":0,"d":"0.000"},1,0,"EIA-923 Generator File",1993]
[1040,2020,"AL","W&T Onshore Treating Facility (OTF)",54550,"901A",0,"OP","CT","NG",3.7,0.729,{"v":23639,"d":"23,639"},{"v":7695,"d":"7,695"},"EIA-923 Generator File",1993]
[1041,2020,"AL","W&T Onshore Treating Facility (OTF)",54550,"901B",0,"OP","CT","NG",3.7,0.586,{"v":18992,"d":"18,992"},{"v":10145,"d":"10,145"},"EIA-923 Generator File",1993]
[1042,2020,"AL","W&T Onshore Treating Facility (OTF)",54550,"901C",0,"OP","CT","NG",3.7,0.634,{"v":20535,"d":"20,535"},{"v":5730,"d":"5,730"},"EIA-923 Generator File",1993]
[1043,2020,"AL","Walter Bouldin Dam",4,"1",0,"OP","HY","WAT",{"v":75,"d":"75.0"},0.281,{"v":184871,"d":"184,871"},{"v":84128,"d":"84,128"},"Distributed from 923 Generation And Fuel",1967]
[1044,2020,"AL","Walter Bouldin Dam",4,"2",0,"OP","HY","WAT",{"v":75,"d":"75.0"},0.281,{"v":184871,"d":"184,871"},{"v":84128,"d":"84,128"},"Distributed from 923 Generation And Fuel",1967]
[1045,2020,"AL","Walter Bouldin Dam",4,"3",0,"OP","HY","WAT",{"v":75,"d":"75.0"},0.281,{"v":184871,"d":"184,871"},{"v":84128,"d":"84,128"},"Distributed from 923 Generation And Fuel",1967]
[1046,2020,"AL","Walton Discover Power Facility",55138,"UN1",0,"OP","GT","NG",51.5,{"v":0,"d":"0.000"},40,{"v":19.5,"d":"20"},"Distributed from 923 Generation And Fuel",1999]
[1047,2020,"AL","Walton Discover Power Facility",55138,"UN2",0,"OP","GT","NG",51.5,{"v":0,"d":"0.000"},40,{"v":19.5,"d":"20"},"Distributed from 923 Generation And Fuel",1999]
[1048,2020,"AL","Washington County Cogeneration Facility",7697,"1",0,"OP","CT","NG",82.6,0.755,{"v":546569,"d":"546,569"},{"v":271299,"d":"271,299"},"EIA-923 Generator File",1999]
[1049,2020,"AL","Washington County Cogeneration Facility",7697,"2",1,"OP","CA","NG",39.9,0.469,{"v":163804,"d":"163,804"},{"v":85678,"d":"85,678"},"EIA-923 Generator File",1999]
[1050,2020,"AL","Weiss Dam",20,"1",0,"OP","HY","WAT",29.2,{"v":0.38,"d":"0.380"},{"v":97134.667,"d":"97,135"},{"v":44202.333,"d":"44,202"},"Distributed from 923 Generation And Fuel",1962]
[1051,2020,"AL","Weiss Dam",20,"2",0,"OP","HY","WAT",29.2,{"v":0.38,"d":"0.380"},{"v":97134.667,"d":"97,135"},{"v":44202.333,"d":"44,202"},"Distributed from 923 Generation And Fuel",1961]
[1052,2020,"AL","Weiss Dam",20,"3",0,"OP","HY","WAT",29.2,{"v":0.38,"d":"0.380"},{"v":97134.667,"d":"97,135"},{"v":44202.333,"d":"44,202"},"Distributed from 923 Generation And Fuel",1961]
[1053,2020,"AL","Westervelt Moundville Cogen",57467,"TG1",2,"OP","ST","WDS",{"v":13,"d":"13.0"},0.283,{"v":32244,"d":"32,244"},{"v":13253.929,"d":"13,254"},"EIA-923 Generator File",2011]
[1054,2020,"AL","WestRock Demopolis Mill",54763,"2TG",7,"OP","ST","BLQ",12.5,{"v":0.68,"d":"0.680"},{"v":74468.978,"d":"74,469"},{"v":29096.984,"d":"29,097"},"EIA-923 Generator File",1982]
[1055,2020,"AL","WestRock Demopolis Mill",54763,"4TG",7,"OP","ST","BLQ",34.9,0.759,{"v":232182.52,"d":"232,183"},{"v":97629.573,"d":"97,630"},"EIA-923 Generator File",2014]
[1056,2020,"AL","WestRock Demopolis Mill",54763,"3TG",7,"RE","ST","BLQ",{"v":19,"d":"19.0"},{"$nulls":5},2012]
[1057,2020,"AL","WestRock Demopolis Mill",54763,"ITG",0,"RE","ST","BLQ",{"v":10,"d":"10.0"},{"$nulls":5},2003]
[1058,2020,"AL","Wheeler Dam",49,"1",0,"OP","HY","WAT",35.1,0.647,{"v":198961.83,"d":"198,962"},{"v":90540.276,"d":"90,540"},"Distributed from 923 Generation And Fuel",1936]
[1059,2020,"AL","Wheeler Dam",49,"10",0,"OP","HY","WAT",{"v":36,"d":"36.0"},0.647,{"v":204063.416,"d":"204,063"},{"v":92861.822,"d":"92,862"},"Distributed from 923 Generation And Fuel",1963]
[1060,2020,"AL","Wheeler Dam",49,"11",0,"OP","HY","WAT",43.6,0.647,{"v":247143.47,"d":"247,143"},{"v":112465.984,"d":"112,466"},"Distributed from 923 Generation And Fuel",1963]
[1061,2020,"AL","Wheeler Dam",49,"2",0,"OP","HY","WAT",35.1,0.647,{"v":198961.83,"d":"198,962"},{"v":90540.276,"d":"90,540"},"Distributed from 923 Generation And Fuel",1937]
[1062,2020,"AL","Wheeler Dam",49,"3",0,"OP","HY","WAT",35.1,0.647,{"v":198961.83,"d":"198,962"},{"v":90540.276,"d":"90,540"},"Distributed from 923 Generation And Fuel",1941]
[1063,2020,"AL","Wheeler Dam",49,"4",0,"OP","HY","WAT",35.1,0.647,{"v":198961.83,"d":"198,962"},{"v":90540.276,"d":"90,540"},"Distributed from 923 Generation And Fuel",1941]
[1064,2020,"AL","Wheeler Dam",49,"5",0,"OP","HY","WAT",35.1,0.647,{"v":198961.83,"d":"198,962"},{"v":90540.276,"d":"90,540"},"Distributed from 923 Generation And Fuel",1948]
[1065,2020,"AL","Wheeler Dam",49,"6",0,"OP","HY","WAT",35.1,0.647,{"v":198961.83,"d":"198,962"},{"v":90540.276,"d":"90,540"},"Distributed from 923 Generation And Fuel",1949]
[1066,2020,"AL","Wheeler Dam",49,"7",0,"OP","HY","WAT",35.1,0.647,{"v":198961.83,"d":"198,962"},{"v":90540.276,"d":"90,540"},"Distributed from 923 Generation And Fuel",1949]
[1067,2020,"AL","Wheeler Dam",49,"8",0,"OP","HY","WAT",35.1,0.647,{"v":198961.83,"d":"198,962"},{"v":90540.276,"d":"90,540"},"Distributed from 923 Generation And Fuel",1950]
[1068,2020,"AL","Wheeler Dam",49,"9",0,"OP","HY","WAT",43.6,0.647,{"v":247143.47,"d":"247,143"},{"v":112465.984,"d":"112,466"},"Distributed from 923 Generation And Fuel",1962]
[1069,2020,"AL","Widows Creek",50,"1",1,"RE","ST","BIT",140.6,{"$nulls":5},2014]
[1070,2020,"AL","Widows Creek",50,"2",1,"RE","ST","BIT",140.6,{"$nulls":5},2014]
[1071,2020,"AL","Widows Creek",50,"3",1,"RE","ST","BIT",140.6,{"$nulls":5},2013]
[1072,2020,"AL","Widows Creek",50,"4",1,"RE","ST","BIT",140.6,{"$nulls":5},2014]
[1073,2020,"AL","Widows Creek",50,"5",1,"RE","ST","BIT",140.6,{"$nulls":5},2013]
[1074,2020,"AL","Widows Creek",50,"6",1,"RE","ST","BIT",140.6,{"$nulls":5},2014]
[1075,2020,"AL","Widows Creek",50,"7",1,"RE","ST","BIT",{"v":575,"d":"575.0"},{"$nulls":5},2015]
[1076,2020,"AL","Widows Creek",50,"8",1,"RE","ST","BIT",{"v":550,"d":"550.0"},{"$nulls":5},2015]
[1077,2020,"AL","Wilson Dam",6440,"1",0,"OP","HY","WAT",{"v":23,"d":"23.0"},0.534,{"v":107525.742,"d":"107,526"},{"v":30695.53,"d":"30,696"},"Distributed from 923 Generation And Fuel",1925]
[1078,2020,"AL","Wilson Dam",6440,"10",0,"OP","HY","WAT",29.2,0.534,{"v":136510.942,"d":"136,511"},{"v":38969.978,"d":"38,970"},"Distributed from 923 Generation And Fuel",1942]
[1079,2020,"AL","Wilson Dam",6440,"11",0,"OP","HY","WAT",29.2,0.534,{"v":136510.942,"d":"136,511"},{"v":38969.978,"d":"38,970"},"Distributed from 923 Generation And Fuel",1942]
[1080,2020,"AL","Wilson Dam",6440,"12",0,"OP","HY","WAT",29.2,0.534,{"v":136510.942,"d":"136,511"},{"v":38969.978,"d":"38,970"},"Distributed from 923 Generation And Fuel",1942]
[1081,2020,"AL","Wilson Dam",6440,"13",0,"OP","HY","WAT",29.2,0.534,{"v":136510.942,"d":"136,511"},{"v":38969.978,"d":"38,970"},"Distributed from 923 Generation And Fuel",1943]
[1082,2020,"AL","Wilson Dam",6440,"14",0,"OP","HY","WAT",25.2,0.534,{"v":117810.813,"d":"117,811"},{"v":33631.624,"d":"33,632"},"Distributed from 923 Generation And Fuel",1943]
[1083,2020,"AL","Wilson Dam",6440,"15",0,"OP","HY","WAT",29.2,0.534,{"v":136510.942,"d":"136,511"},{"v":38969.978,"d":"38,970"},"Distributed from 923 Generation And Fuel",1949]
[1084,2020,"AL","Wilson Dam",6440,"16",0,"OP","HY","WAT",29.2,0.534,{"v":136510.942,"d":"136,511"},{"v":38969.978,"d":"38,970"},"Distributed from 923 Generation And Fuel",1950]
[1085,2020,"AL","Wilson Dam",6440,"17",0,"OP","HY","WAT",29.2,0.534,{"v":136510.942,"d":"136,511"},{"v":38969.978,"d":"38,970"},"Distributed from 923 Generation And Fuel",1950]
[1086,2020,"AL","Wilson Dam",6440,"18",0,"OP","HY","WAT",25.2,0.534,{"v":117810.813,"d":"117,811"},{"v":33631.624,"d":"33,632"},"Distributed from 923 Generation And Fuel",1950]
[1087,2020,"AL","Wilson Dam",6440,"19",0,"OP","HY","WAT",{"v":54,"d":"54.0"},0.534,{"v":252451.741,"d":"252,452"},{"v":72067.767,"d":"72,068"},"Distributed from 923 Generation And Fuel",1961]
[1088,2020,"AL","Wilson Dam",6440,"2",0,"OP","HY","WAT",{"v":23,"d":"23.0"},0.534,{"v":107525.742,"d":"107,526"},{"v":30695.53,"d":"30,696"},"Distributed from 923 Generation And Fuel",1925]
[1089,2020,"AL","Wilson Dam",6440,"20",0,"OP","HY","WAT",{"v":54,"d":"54.0"},0.534,{"v":252451.741,"d":"252,452"},{"v":72067.767,"d":"72,068"},"Distributed from 923 Generation And Fuel",1962]
[1090,2020,"AL","Wilson Dam",6440,"21",0,"OP","HY","WAT",{"v":54,"d":"54.0"},0.534,{"v":252451.741,"d":"252,452"},{"v":72067.767,"d":"72,068"},"Distributed from 923 Generation And Fuel",1962]
[1091,2020,"AL","Wilson Dam",6440,"3",0,"OP","HY","WAT",{"v":23,"d":"23.0"},0.534,{"v":107525.742,"d":"107,526"},{"v":30695.53,"d":"30,696"},"Distributed from 923 Generation And Fuel",1925]
[1092,2020,"AL","Wilson Dam",6440,"4",0,"OP","HY","WAT",{"v":23,"d":"23.0"},0.534,{"v":107525.742,"d":"107,526"},{"v":30695.53,"d":"30,696"},"Distributed from 923 Generation And Fuel",1925]
[1093,2020,"AL","Wilson Dam",6440,"5",0,"OP","HY","WAT",{"v":36,"d":"36.0"},0.534,{"v":168301.161,"d":"168,301"},{"v":48045.178,"d":"48,045"},"Distributed from 923 Generation And Fuel",1925]
[1094,2020,"AL","Wilson Dam",6440,"6",0,"OP","HY","WAT",30.9,0.534,{"v":144458.496,"d":"144,458"},{"v":41238.778,"d":"41,239"},"Distributed from 923 Generation And Fuel",1925]
[1095,2020,"AL","Wilson Dam",6440,"7",0,"OP","HY","WAT",30.9,0.534,{"v":144458.496,"d":"144,458"},{"v":41238.778,"d":"41,239"},"Distributed from 923 Generation And Fuel",1925]
[1096,2020,"AL","Wilson Dam",6440,"8",0,"OP","HY","WAT",30.9,0.534,{"v":144458.496,"d":"144,458"},{"v":41238.778,"d":"41,239"},"Distributed from 923 Generation And Fuel",1925]
[1097,2020,"AL","Wilson Dam",6440,"9",0,"OP","HY","WAT",29.2,0.534,{"v":136510.942,"d":"136,511"},{"v":38969.978,"d":"38,970"},"Distributed from 923 Generation And Fuel",1942]
[1098,2020,"AL","Yates Dam",21,"1",0,"OP","HY","WAT",25.5,0.443,{"v":99055.129,"d":"99,055"},{"v":45076.426,"d":"45,076"},"Distributed from 923 Generation And Fuel",1928]
[1099,2020,"AL","Yates Dam",21,"2",0,"OP","HY","WAT",{"v":25,"d":"25.0"},0.443,{"v":97112.871,"d":"97,113"},{"v":44192.574,"d":"44,193"},"Distributed from 923 Generation And Fuel",1928]
[1100,2020,"AL","Yellowhammer Gas Plant",54730,"701",0,"OP","GT","NG",3.4,0.577,{"v":17179,"d":"17,179"},{"v":7358,"d":"7,358"},"Distributed from 923 Generation And Fuel",1992,2021]
[1101,2020,"AR","Archer Daniels Midland Little Rock",54311,"GEN1",0,"RE","IC","NG",{"v":1,"d":"1.0"},{"$nulls":5},2001]
[1102,2020,"AR","Archer Daniels Midland Little Rock",54311,"GEN2",0,"RE","IC","NG",{"v":1,"d":"1.0"},{"$nulls":5},2001]
[1103,2020,"AR","Archer Daniels Midland Little Rock",54311,"GEN3",0,"RE","IC","NG",{"v":1,"d":"1.0"},{"$nulls":5},2001]
[1104,2020,"AR","Archer Daniels Midland Little Rock",54311,"GEN4",0,"RE","IC","NG",{"v":1,"d":"1.0"},{"$nulls":5},2001]
[1105,2020,"AR","Arkansas Nuclear One",8055,"1",1,"OP","ST","NUC",902.5,0.932,{"v":7368239.416,"d":"7,368,239"},{"v":3275681.715,"d":"3,275,682"},"Distributed from 923 Generation And Fuel",1974]
[1106,2020,"AR","Arkansas Nuclear One",8055,"2",1,"OP","ST","NUC",942.5,0.932,{"v":7694809.584,"d":"7,694,810"},{"v":3420864.285,"d":"3,420,864"},"Distributed from 923 Generation And Fuel",1980]
[1107,2020,"AR","Ashdown",54104,"GEN1",5,"OP","ST","BLQ",19.5,0.513,{"v":87675,"d":"87,675"},{"v":39797,"d":"39,797"},"EIA-923 Generator File",1968]
[1108,2020,"AR","Ashdown",54104,"GEN2",5,"OP","ST","BLQ",{"v":47,"d":"47.0"},{"v":0.28,"d":"0.280"},{"v":115343,"d":"115,343"},{"v":29867,"d":"29,867"},"EIA-923 Generator File",1979]
[1109,2020,"AR","Ashdown",54104,"GEN3",5,"OP","ST","BLQ",{"v":45,"d":"45.0"},0.504,{"v":198568,"d":"198,568"},{"v":86304,"d":"86,304"},"EIA-923 Generator File",1991]
[1110,2020,"AR","Ashdown",54104,"GEN4",5,"OP","ST","BLQ",{"v":45,"d":"45.0"},0.398,{"v":156819,"d":"156,819"},{"v":61012,"d":"61,012"},"EIA-923 Generator File",1991]
[1111,2020,"AR","Beaver Dam",182,"1",0,"OP","HY","WAT",{"v":56,"d":"56.0"},{"v":0.2,"d":"0.200"},{"v":98051.5,"d":"98,052"},{"v":41854,"d":"41,854"},"Distributed from 923 Generation And Fuel",1965]
[1112,2020,"AR","Beaver Dam",182,"2",0,"OS","HY","WAT",{"v":56,"d":"56.0"},{"v":0.2,"d":"0.200"},{"v":98051.5,"d":"98,052"},{"v":41854,"d":"41,854"},"Distributed from 923 Generation And Fuel",1965]
[1113,2020,"AR","Big Creek Solar LLC",64670,"KOV4A",0,"T","PV","SUN",{"v":400,"d":"400.0"}]
[1114,2020,"AR","Blakely Mountain",197,"1",0,"OP","HY","WAT",37.5,0.501,{"v":164589,"d":"164,589"},{"v":70256,"d":"70,256"},"Distributed from 923 Generation And Fuel",1955]
[1115,2020,"AR","Blakely Mountain",197,"2",0,"OP","HY","WAT",37.5,0.501,{"v":164589,"d":"164,589"},{"v":70256,"d":"70,256"},"Distributed from 923 Generation And Fuel",1955]
[1116,2020,"AR","Branch Solar Farm",64392,"CVS1",0,"U","PV","SUN",{"v":5,"d":"5.0"}]
[1117,2020,"AR","Bull Shoals",198,"1",0,"OP","HY","WAT",{"v":40,"d":"40.0"},0.517,{"v":181069.176,"d":"181,069"},{"v":77290.588,"d":"77,291"},"Distributed from 923 Generation And Fuel",1952]
[1118,2020,"AR","Bull Shoals",198,"2",0,"OP","HY","WAT",{"v":40,"d":"40.0"},0.517,{"v":181069.176,"d":"181,069"},{"v":77290.588,"d":"77,291"},"Distributed from 923 Generation And Fuel",1952]
[1119,2020,"AR","Bull Shoals",198,"3",0,"OP","HY","WAT",{"v":40,"d":"40.0"},0.517,{"v":181069.176,"d":"181,069"},{"v":77290.588,"d":"77,291"},"Distributed from 923 Generation And Fuel",1952]
[1120,2020,"AR","Bull Shoals",198,"4",0,"OP","HY","WAT",{"v":40,"d":"40.0"},0.517,{"v":181069.176,"d":"181,069"},{"v":77290.588,"d":"77,291"},"Distributed from 923 Generation And Fuel",1953]
[1121,2020,"AR","Bull Shoals",198,"5",0,"OP","HY","WAT",{"v":45,"d":"45.0"},0.517,{"v":203702.824,"d":"203,703"},{"v":86951.912,"d":"86,952"},"Distributed from 923 Generation And Fuel",1962]
[1122,2020,"AR","Bull Shoals",198,"6",0,"OP","HY","WAT",{"v":45,"d":"45.0"},0.517,{"v":203702.824,"d":"203,703"},{"v":86951.912,"d":"86,952"},"Distributed from 923 Generation And Fuel",1962]
[1123,2020,"AR","Bull Shoals",198,"7",0,"OP","HY","WAT",{"v":45,"d":"45.0"},0.517,{"v":203702.824,"d":"203,703"},{"v":86951.912,"d":"86,952"},"Distributed from 923 Generation And Fuel",1963]
[1124,2020,"AR","Bull Shoals",198,"8",0,"OP","HY","WAT",{"v":45,"d":"45.0"},0.517,{"v":203702.824,"d":"203,703"},{"v":86951.912,"d":"86,952"},"Distributed from 923 Generation And Fuel",1963]
[1125,2020,"AR","Carl Bailey",202,"1",1,"OS","ST","NG",{"v":120,"d":"120.0"},0.003,{"v":3572,"d":"3,572"},0,"EIA-923 Generator File",1966]
[1126,2020,"AR","Carpenter",166,"2",0,"OP","HY","WAT",{"v":28,"d":"28.0"},0.317,{"v":77673,"d":"77,673"},{"v":33155,"d":"33,155"},"Distributed from 923 Generation And Fuel",1932]
[1127,2020,"AR","Carpenter",166,"1",0,"OP","HY","WAT",{"v":28,"d":"28.0"},0.317,{"v":77673,"d":"77,673"},{"v":33155,"d":"33,155"},"Distributed from 923 Generation And Fuel",1932]
[1128,2020,"AR","Cecil Lynch",167,"2",1,"RE","ST","NG",{"v":69,"d":"69.0"},{"$nulls":5},2013]
[1129,2020,"AR","Cecil Lynch",167,"3",1,"RE","ST","NG",156.2,{"$nulls":5},2013]
[1130,2020,"AR","Cecil Lynch",167,"4",0,"RE","IC","DFO",5.8,{"$nulls":5},2013]
[1131,2020,"AR","Chicot Solar",63295,"CHICO",0,"OP","PV","SUN",{"v":100,"d":"100.0"},0.061,{"v":53864,"d":"53,864"},{"v":8841,"d":"8,841"},"Distributed from 923 Generation And Fuel",2020]
[1132,2020,"AR","City of Paris Solar",64444,"PARIS",0,"OP","PV","SUN",1.5,{"v":0.11,"d":"0.110"},{"v":1442,"d":"1,442"},961,"Distributed from 923 Generation And Fuel",2020]
[1133,2020,"AR","Clearwater Paper APP CB",50638,"GEN1",2,"OP","ST","BLQ",{"v":28,"d":"28.0"},0.475,{"v":116511,"d":"116,511"},{"v":46409,"d":"46,409"},"EIA-923 Generator File",1977]
[1134,2020,"AR","Columbia Flooring Melbourne",56182,"Kato",0,"RE","ST","WDS",{"v":2,"d":"2.0"},{"$nulls":5},2019]
[1135,2020,"AR","Dam 2",7246,"1",0,"OP","HY","WAT",34.2,0.393,{"v":117669,"d":"117,669"},{"v":50227.667,"d":"50,228"},"Distributed from 923 Generation And Fuel",1999]
[1136,2020,"AR","Dam 2",7246,"2",0,"OP","HY","WAT",34.2,0.393,{"v":117669,"d":"117,669"},{"v":50227.667,"d":"50,228"},"Distributed from 923 Generation And Fuel",1999]
[1137,2020,"AR","Dam 2",7246,"3",0,"OP","HY","WAT",34.2,0.393,{"v":117669,"d":"117,669"},{"v":50227.667,"d":"50,228"},"Distributed from 923 Generation And Fuel",1999]
[1138,2020,"AR","Dardanelle",199,"1",0,"OP","HY","WAT",40.2,0.344,{"v":121275.75,"d":"121,276"},{"v":51767.5,"d":"51,768"},"Distributed from 923 Generation And Fuel",1965]
[1139,2020,"AR","Dardanelle",199,"2",0,"OP","HY","WAT",40.2,0.344,{"v":121275.75,"d":"121,276"},{"v":51767.5,"d":"51,768"},"Distributed from 923 Generation And Fuel",1965]
[1140,2020,"AR","Dardanelle",199,"3",0,"OP","HY","WAT",40.2,0.344,{"v":121275.75,"d":"121,276"},{"v":51767.5,"d":"51,768"},"Distributed from 923 Generation And Fuel",1965]
[1141,2020,"AR","Dardanelle",199,"4",0,"OP","HY","WAT",40.2,0.344,{"v":121275.75,"d":"121,276"},{"v":51767.5,"d":"51,768"},"Distributed from 923 Generation And Fuel",1966]
[1142,2020,"AR","Degray",187,"1",0,"OP","HY","WAT",{"v":40,"d":"40.0"},0.231,{"v":81086,"d":"81,086"},{"v":36588,"d":"36,588"},"Distributed from 923 Generation And Fuel",1972]
[1143,2020,"AR","Degray",187,"2",0,"OP","PS","WAT",{"v":30,"d":"30.0"},{"v":0.25,"d":"0.250"},{"v":65579,"d":"65,579"},{"v":27387,"d":"27,387"},"Distributed from 923 Generation And Fuel",1972]
[1144,2020,"AR","Dell Power Station",55340,"CTG1",0,"OP","CT","NG",199.3,0.504,{"v":879267,"d":"879,267"},{"v":430476,"d":"430,476"},"EIA-923 Generator File",2007]
[1145,2020,"AR","Dell Power Station",55340,"CTG2",0,"OP","CT","NG",199.3,{"v":0.51,"d":"0.510"},{"v":890869,"d":"890,869"},{"v":427167,"d":"427,167"},"EIA-923 Generator File",2007]
[1146,2020,"AR","Dell Power Station",55340,"STG",2,"OP","CA","NG",280.5,0.409,{"v":1004584,"d":"1,004,584"},{"v":493884,"d":"493,884"},"EIA-923 Generator File",2007]
[1147,2020,"AR","Elkins Generating Center",56489,"A",0,"OP","GT","NG",{"v":22,"d":"22.0"},0.007,{"v":1438.667,"d":"1,439"},676,"Distributed from 923 Generation And Fuel",2010]
[1148,2020,"AR","Elkins Generating Center",56489,"B",0,"OP","GT","NG",{"v":22,"d":"22.0"},0.007,{"v":1438.667,"d":"1,439"},676,"Distributed from 923 Generation And Fuel",2010]
[1149,2020,"AR","Elkins Generating Center",56489,"C",0,"OP","GT","NG",{"v":22,"d":"22.0"},0.007,{"v":1438.667,"d":"1,439"},676,"Distributed from 923 Generation And Fuel",2013]
[1150,2020,"AR","Ellis Hydro",7040,"1",0,"OP","HY","WAT",10.8,{"v":0.41,"d":"0.410"},{"v":38835,"d":"38,835"},{"v":16577,"d":"16,577"},"Distributed from 923 Generation And Fuel",1988]
[1151,2020,"AR","Ellis Hydro",7040,"2",0,"OP","HY","WAT",10.8,{"v":0.41,"d":"0.410"},{"v":38835,"d":"38,835"},{"v":16577,"d":"16,577"},"Distributed from 923 Generation And Fuel",1988]
[1152,2020,"AR","Ellis Hydro",7040,"3",0,"OP","HY","WAT",10.8,{"v":0.41,"d":"0.410"},{"v":38835,"d":"38,835"},{"v":16577,"d":"16,577"},"Distributed from 923 Generation And Fuel",1988]
[1153,2020,"AR","FECC Solar Benton",61839,"FECC1",0,"OP","PV","SUN",{"v":1,"d":"1.0"},0.155,{"v":1357,"d":"1,357"},751,"Distributed from 923 Generation And Fuel",2017]
[1154,2020,"AR","Flint Creek",6138,"1",1,"OP","ST","SUB",{"v":558,"d":"558.0"},0.372,{"v":1816766,"d":"1,816,766"},{"v":890729,"d":"890,729"},"EIA-923 Generator File",1978]
[1155,2020,"AR","Forrest City- Eldridge Road",64262,"453",0,"V","PV","SUN",{"v":1,"d":"1.0"}]
[1156,2020,"AR","Forrest City- Prison Site",64261,"361",0,"V","PV","SUN",{"v":1,"d":"1.0"}]
[1157,2020,"AR","Fourche Creek Wastewater",10050,"4",0,"OP","IC","OBG",1.3,0.405,{"v":4612,"d":"4,612"},{"v":1957,"d":"1,957"},"Distributed from 923 Generation And Fuel",2009]
[1158,2020,"AR","Fourche Creek Wastewater",10050,"1",0,"RE","IC","OBG",0.5,{"$nulls":5},2010]
[1159,2020,"AR","Fourche Creek Wastewater",10050,"2",0,"RE","IC","OBG",0.5,{"$nulls":5},2008]
[1160,2020,"AR","Fourche Creek Wastewater",10050,"3",0,"RE","IC","OBG",0.5,{"$nulls":5},2011]
[1161,2020,"AR","Fulton (AR)",7825,"1",0,"OP","GT","NG",154.8,0.053,{"v":71762,"d":"71,762"},{"v":33719,"d":"33,719"},"Distributed from 923 Generation And Fuel",2001]
[1162,2020,"AR","Genova Arkansas I LLC",55869,"CTG1",0,"CN","CT","NG",185.7]
[1163,2020,"AR","Genova Arkansas I LLC",55869,"CTG2",0,"CN","CT","NG",185.7]
[1164,2020,"AR","Genova Arkansas I LLC",55869,"ST1",0,"CN","CA","NG",{"v":260,"d":"260.0"}]
[1165,2020,"AR","Georgia-Pacific Crossett LLC",10606,"GEN4",5,"OP","ST","NG",{"v":25,"d":"25.0"},0.296,{"v":64900.916,"d":"64,901"},{"v":25187.709,"d":"25,188"},"EIA-923 Generator File",1962]
[1166,2020,"AR","Georgia-Pacific Crossett LLC",10606,"GEN5",5,"RE","ST","BLQ",30.6,{"v":0,"d":"0.000"},0,0,"EIA-923 Generator File",null,2019]
[1167,2020,"AR","Georgia-Pacific Crossett LLC",10606,"GEN6",5,"RE","ST","BLQ",{"v":36,"d":"36.0"},{"v":0,"d":"0.000"},0,0,"EIA-923 Generator File",null,2019]
[1168,2020,"AR","Greers Ferry Lake",188,"1",0,"OP","HY","WAT",{"v":48,"d":"48.0"},0.301,{"v":126681.5,"d":"126,682"},{"v":54075,"d":"54,075"},"Distributed from 923 Generation And Fuel",1964]
[1169,2020,"AR","Greers Ferry Lake",188,"2",0,"OP","HY","WAT",{"v":48,"d":"48.0"},0.301,{"v":126681.5,"d":"126,682"},{"v":54075,"d":"54,075"},"Distributed from 923 Generation And Fuel",1964]
[1170,2020,"AR","Hamilton Moses",168,"1",1,"RE","ST","NG",{"v":69,"d":"69.0"},{"$nulls":5},2013]
[1171,2020,"AR","Hamilton Moses",168,"2",1,"RE","ST","NG",{"v":69,"d":"69.0"},{"$nulls":5},2013]
[1172,2020,"AR","Happy Solar 1",63766,"ARHA1",0,"P","PV","SUN",{"v":95,"d":"95.0"}]
[1173,2020,"AR","Harry D Mattison Gas Plant",56328,"1",0,"SB","GT","NG",86.5,0.016,{"v":11944.188,"d":"11,944"},{"v":5612.338,"d":"5,612"},"Distributed from 923 Generation And Fuel",2007]
[1174,2020,"AR","Harry D Mattison Gas Plant",56328,"2",0,"SB","GT","NG",86.5,0.016,{"v":11944.188,"d":"11,944"},{"v":5612.338,"d":"5,612"},"Distributed from 923 Generation And Fuel",2007]
[1175,2020,"AR","Harry D Mattison Gas Plant",56328,"3",0,"SB","GT","NG",{"v":88,"d":"88.0"},0.016,{"v":12151.312,"d":"12,151"},{"v":5709.662,"d":"5,710"},"Distributed from 923 Generation And Fuel",2007]
[1176,2020,"AR","Harry D Mattison Gas Plant",56328,"4",0,"SB","GT","NG",{"v":88,"d":"88.0"},0.016,{"v":12151.312,"d":"12,151"},{"v":5709.662,"d":"5,710"},"Distributed from 923 Generation And Fuel",2007]
[1177,2020,"AR","Harry L. Oswald",55221,"G1",0,"OP","CT","NG",{"v":51,"d":"51.0"},0.112,{"v":50255,"d":"50,255"},{"v":34770,"d":"34,770"},"EIA-923 Generator File",2002]
[1178,2020,"AR","Harry L. Oswald",55221,"G2",0,"OP","CT","NG",{"v":51,"d":"51.0"},0.113,{"v":50391,"d":"50,391"},{"v":34569,"d":"34,569"},"EIA-923 Generator File",2002]
[1179,2020,"AR","Harry L. Oswald",55221,"G3",0,"OP","CT","NG",{"v":51,"d":"51.0"},0.116,{"v":51888,"d":"51,888"},{"v":35871,"d":"35,871"},"EIA-923 Generator File",2002]
[1180,2020,"AR","Harry L. Oswald",55221,"G4",0,"OP","CT","NG",{"v":51,"d":"51.0"},0.117,{"v":52081,"d":"52,081"},{"v":36808,"d":"36,808"},"EIA-923 Generator File",2002]
[1181,2020,"AR","Harry L. Oswald",55221,"G5",0,"OP","CT","NG",{"v":51,"d":"51.0"},0.105,{"v":46718,"d":"46,718"},{"v":33306,"d":"33,306"},"EIA-923 Generator File",2002]
[1182,2020,"AR","Harry L. Oswald",55221,"G6",0,"OP","CT","NG",{"v":51,"d":"51.0"},0.109,{"v":48538,"d":"48,538"},{"v":34883,"d":"34,883"},"EIA-923 Generator File",2002]
[1183,2020,"AR","Harry L. Oswald",55221,"G7",0,"OP","CT","NG",83.5,0.109,{"v":79413,"d":"79,413"},{"v":54405,"d":"54,405"},"EIA-923 Generator File",2002]
[1184,2020,"AR","Harry L. Oswald",55221,"G8",7,"OP","CA","NG",{"v":105,"d":"105.0"},0.043,{"v":39373,"d":"39,373"},{"v":26101,"d":"26,101"},"EIA-923 Generator File",2002]
[1185,2020,"AR","Harry L. Oswald",55221,"G9",7,"OP","CA","NG",{"v":105,"d":"105.0"},0.066,{"v":61156,"d":"61,156"},{"v":44851,"d":"44,851"},"EIA-923 Generator File",2002]
[1186,2020,"AR","Harvey Couch",169,"1",1,"RE","ST","NG",26.5,{"$nulls":5},2011]
[1187,2020,"AR","Harvey Couch",169,"2",1,"RE","ST","NG",156.2,{"$nulls":5},2013]
[1188,2020,"AR","Hot Spring Generating Facility",55418,"CT1",0,"OP","CT","NG",198.9,0.181,{"v":316089,"d":"316,089"},{"v":129455,"d":"129,455"},"EIA-923 Generator File",2002]
[1189,2020,"AR","Hot Spring Generating Facility",55418,"CT2",0,"OP","CT","NG",198.9,0.222,{"v":386323,"d":"386,323"},{"v":131360,"d":"131,360"},"EIA-923 Generator File",2002]
[1190,2020,"AR","Hot Spring Generating Facility",55418,"ST1",2,"OP","CA","NG",{"v":317,"d":"317.0"},0.167,{"v":462370,"d":"462,370"},{"v":195166,"d":"195,166"},"EIA-923 Generator File",2002]
[1191,2020,"AR","Hot Spring Generating Facility",55418,"CT3",0,"CN","CT","NG",198.9]
[1192,2020,"AR","Hot Spring Generating Facility",55418,"CT4",0,"CN","CT","NG",198.9]
[1193,2020,"AR","Hot Spring Generating Facility",55418,"ST2",0,"CN","CA","NG",317.1]
[1194,2020,"AR","Hot Springs 2020",64263,"364",0,"V","PV","SUN",{"v":1,"d":"1.0"}]
[1195,2020,"AR","Independence Steam Electric Station",6641,"1",1,"OP","ST","SUB",{"v":900,"d":"900.0"},0.193,{"v":1517799,"d":"1,517,799"},{"v":1129897,"d":"1,129,897"},"EIA-923 Generator File",1983]
[1196,2020,"AR","Independence Steam Electric Station",6641,"2",1,"OP","ST","SUB",{"v":900,"d":"900.0"},0.176,{"v":1389173,"d":"1,389,173"},{"v":761393,"d":"761,393"},"EIA-923 Generator File",1984]
[1197,2020,"AR","John W Turk Jr Power Plant",56564,"1",1,"OP","ST","SUB",{"v":609,"d":"609.0"},{"v":0.66,"d":"0.660"},{"v":3519254,"d":"3,519,254"},{"v":1387346,"d":"1,387,346"},"EIA-923 Generator File",2012]
[1198,2020,"AR","Jonesboro City Water & Light Plant",56505,"SN01",0,"OP","GT","NG",24.5,0.005,{"v":1140.566,"d":"1,141"},{"v":535.33,"d":"535"},"Distributed from 923 Generation And Fuel",1999]
[1199,2020,"AR","Jonesboro City Water & Light Plant",56505,"SN02",0,"OP","GT","NG",21.4,0.005,{"v":996.25,"d":"996"},{"v":467.594,"d":"468"},"Distributed from 923 Generation And Fuel",1999]
[1200,2020,"AR","Jonesboro City Water & Light Plant",56505,"SN04",0,"OP","GT","NG",60.5,0.005,{"v":2816.5,"d":"2,817"},{"v":1321.937,"d":"1,322"},"Distributed from 923 Generation And Fuel",2000]
[1201,2020,"AR","Jonesboro City Water & Light Plant",56505,"SN06",0,"OP","GT","NG",57.4,0.005,{"v":2672.184,"d":"2,672"},{"v":1254.202,"d":"1,254"},"Distributed from 923 Generation And Fuel",2003]
[1202,2020,"AR","Jonesboro City Water & Light Plant",56505,"SN07",0,"OP","GT","NG",60.5,0.005,{"v":2816.5,"d":"2,817"},{"v":1321.937,"d":"1,322"},"Distributed from 923 Generation And Fuel",2007]
[1203,2020,"AR","Lake Catherine",170,"4",1,"OP","ST","NG",552.5,0.099,{"v":477579,"d":"477,579"},{"v":408016,"d":"408,016"},"EIA-923 Generator File",1970,2025]
[1204,2020,"AR","Lake Catherine",170,"1",1,"RE","ST","NG",{"v":40,"d":"40.0"},{"$nulls":5},2013]
[1205,2020,"AR","Lake Catherine",170,"2",1,"RE","ST","NG",{"v":40,"d":"40.0"},{"$nulls":5},2013]
[1206,2020,"AR","Lake Catherine",170,"3",1,"RE","ST","NG",119.5,{"$nulls":5},2013]
[1207,2020,"AR","Lee Creek Water Treatment Facility",54283,"0209",0,"SB","HY","WAT",1.3,{"v":0,"d":"0.000"},0,0,"Distributed from 923 Generation And Fuel",1992]
[1208,2020,"AR","Mabelvale",171,"1",0,"RE","GT","NG",19.5,{"$nulls":5},2016]
[1209,2020,"AR","Mabelvale",171,"2",0,"RE","GT","NG",19.5,{"$nulls":5},2013]
[1210,2020,"AR","Mabelvale",171,"3",0,"RE","GT","NG",19.5,{"$nulls":5},2016]
[1211,2020,"AR","Mabelvale",171,"4",0,"RE","GT","NG",19.5,{"$nulls":5},2013]
[1212,2020,"AR","Magnet Cove",55714,"GT1",0,"OP","CT","NG",{"v":242,"d":"242.0"},0.256,{"v":543295,"d":"543,295"},{"v":113438,"d":"113,438"},"EIA-923 Generator File",2005]
[1213,2020,"AR","Magnet Cove",55714,"GT2",0,"OP","CT","NG",{"v":242,"d":"242.0"},0.266,{"v":563055,"d":"563,055"},{"v":255213,"d":"255,213"},"EIA-923 Generator File",2006]
[1214,2020,"AR","Magnet Cove",55714,"ST1",2,"OP","CA","NG",{"v":262,"d":"262.0"},0.264,{"v":604897,"d":"604,897"},{"v":201617,"d":"201,617"},"EIA-923 Generator File",2005]
[1215,2020,"AR","McClellan (AR)",203,"1",1,"OP","ST","NG",{"v":136,"d":"136.0"},0.032,{"v":38533,"d":"38,533"},{"v":22669,"d":"22,669"},"EIA-923 Generator File",1972]
[1216,2020,"AR","Municipal Light",193,"1",0,"OP","IC","DFO",{"v":2,"d":"2.0"},{"v":0,"d":"0.000"},0,0,"Distributed from 923 Generation And Fuel",1963]
[1217,2020,"AR","Municipal Light",193,"2",0,"OP","IC","DFO",0.6,{"v":0,"d":"0.000"},0,0,"Distributed from 923 Generation And Fuel",1952]
[1218,2020,"AR","Municipal Light",193,"4",0,"OP","IC","DFO",2.2,{"v":0,"d":"0.000"},0,0,"Distributed from 923 Generation And Fuel",1976]
[1219,2020,"AR","Municipal Light",193,"6",0,"OP","IC","DFO",1.3,{"v":0,"d":"0.000"},0,0,"Distributed from 923 Generation And Fuel",1959]
[1220,2020,"AR","Municipal Light",193,"7",0,"OP","IC","DFO",1.1,{"v":0,"d":"0.000"},0,0,"Distributed from 923 Generation And Fuel",1955]
[1221,2020,"AR","Murray",7166,"1",0,"OP","HY","WAT",22.7,0.401,{"v":79647.5,"d":"79,648"},{"v":33998,"d":"33,998"},"Distributed from 923 Generation And Fuel",1988]
[1222,2020,"AR","Murray",7166,"2",0,"OP","HY","WAT",22.7,0.401,{"v":79647.5,"d":"79,648"},{"v":33998,"d":"33,998"},"Distributed from 923 Generation And Fuel",1988]
[1223,2020,"AR","Narrows (AR)",195,"1",0,"OP","HY","WAT",8.5,0.299,{"v":22266,"d":"22,266"},{"v":9504.333,"d":"9,504"},"Distributed from 923 Generation And Fuel",1950]
[1224,2020,"AR","Narrows (AR)",195,"2",0,"OP","HY","WAT",8.5,0.299,{"v":22266,"d":"22,266"},{"v":9504.333,"d":"9,504"},"Distributed from 923 Generation And Fuel",1950]
[1225,2020,"AR","Narrows (AR)",195,"3",0,"OP","HY","WAT",8.5,0.299,{"v":22266,"d":"22,266"},{"v":9504.333,"d":"9,504"},"Distributed from 923 Generation And Fuel",1969]
[1226,2020,"AR","Noland Wastewater Treatment Plant Hybrid",62682,"FAYE1",0,"OP","PV","SUN",{"v":5,"d":"5.0"},0.215,{"v":9409,"d":"9,409"},{"v":5089,"d":"5,089"},"Distributed from 923 Generation And Fuel",2019]
[1227,2020,"AR","Noland Wastewater Treatment Plant Hybrid",62682,"FAYEB",0,"OP","BA","MWH",{"v":6,"d":"6.0"},{"v":-0.005,"d":"(0.005)"},{"v":-260,"d":"(260)"},{"v":-205,"d":"(205)"},"Distributed from 923 Generation And Fuel",2019]
[1228,2020,"AR","Norfork",196,"1",0,"OP","HY","WAT",40.2,{"v":0.53,"d":"0.530"},{"v":186702.5,"d":"186,703"},{"v":79695,"d":"79,695"},"Distributed from 923 Generation And Fuel",1950]
[1229,2020,"AR","Norfork",196,"2",0,"OP","HY","WAT",40.2,{"v":0.53,"d":"0.530"},{"v":186702.5,"d":"186,703"},{"v":79695,"d":"79,695"},"Distributed from 923 Generation And Fuel",1944]
[1230,2020,"AR","Osceola (AR)",172,"9",0,"SB","IC","DFO",1.6,{"v":0,"d":"0.000"},0,0,"Distributed from 923 Generation And Fuel",1992]
[1231,2020,"AR","Osceola (AR)",172,"10",0,"RE","IC","DFO",1.6,{"$nulls":5},2012]
[1232,2020,"AR","Osceola (AR)",172,"11",0,"RE","IC","DFO",1.6,{"$nulls":5},2012]
[1233,2020,"AR","Osceola (AR)",172,"12",0,"RE","IC","DFO",1.6,{"$nulls":5},2012]
[1234,2020,"AR","Osceola (AR)",172,"13",0,"RE","IC","DFO",1.6,{"$nulls":5},2015]
[1235,2020,"AR","Osceola (AR)",172,"14",0,"RE","IC","DFO",1.6,{"$nulls":5},2015]
[1236,2020,"AR","Ozark",6142,"1",0,"OA","HY","WAT",{"v":20,"d":"20.0"},0.208,{"v":36366.2,"d":"36,366"},{"v":15523.2,"d":"15,523"},"Distributed from 923 Generation And Fuel",1972]
[1237,2020,"AR","Ozark",6142,"2",0,"OP","HY","WAT",{"v":20,"d":"20.0"},0.208,{"v":36366.2,"d":"36,366"},{"v":15523.2,"d":"15,523"},"Distributed from 923 Generation And Fuel",1973]
[1238,2020,"AR","Ozark",6142,"3",0,"OP","HY","WAT",{"v":20,"d":"20.0"},0.208,{"v":36366.2,"d":"36,366"},{"v":15523.2,"d":"15,523"},"Distributed from 923 Generation And Fuel",1973]
[1239,2020,"AR","Ozark",6142,"4",0,"OS","HY","WAT",{"v":20,"d":"20.0"},0.208,{"v":36366.2,"d":"36,366"},{"v":15523.2,"d":"15,523"},"Distributed from 923 Generation And Fuel",1973]
[1240,2020,"AR","Ozark",6142,"5",0,"OA","HY","WAT",{"v":20,"d":"20.0"},0.208,{"v":36366.2,"d":"36,366"},{"v":15523.2,"d":"15,523"},"Distributed from 923 Generation And Fuel",1974]
[1241,2020,"AR","Ozarks Natural Energy Community Solar",60924,"GEN1",0,"OP","PV","SUN",{"v":1,"d":"1.0"},0.175,{"v":1531,"d":"1,531"},812,"Distributed from 923 Generation And Fuel",2016]
[1242,2020,"AR","Paragould",192,"1",0,"RE","IC","DFO",0.4,{"$nulls":5},2002]
[1243,2020,"AR","Paragould",192,"2",0,"RE","IC","DFO",1.1,{"$nulls":5},2002]
[1244,2020,"AR","Paragould",192,"4",0,"RE","IC","DFO",0.8,{"$nulls":5},2002]
[1245,2020,"AR","Paragould",192,"5",0,"RE","IC","DFO",0.8,{"$nulls":5},2002]
[1246,2020,"AR","Paragould",192,"6",0,"RE","IC","DFO",{"v":1,"d":"1.0"},{"$nulls":5},2002]
[1247,2020,"AR","Paragould Reciprocating",8015,"011",0,"OP","IC","NG",6.4,{"v":2E-3,"d":"0.002"},{"v":134.333,"d":"134"},63,"Distributed from 923 Generation And Fuel",2001]
[1248,2020,"AR","Paragould Reciprocating",8015,"021",0,"OP","IC","NG",6.4,{"v":2E-3,"d":"0.002"},{"v":134.333,"d":"134"},63,"Distributed from 923 Generation And Fuel",2001]
[1249,2020,"AR","Paragould Reciprocating",8015,"031",0,"OP","IC","NG",6.4,{"v":2E-3,"d":"0.002"},{"v":134.333,"d":"134"},63,"Distributed from 923 Generation And Fuel",2001]
[1250,2020,"AR","Paragould Turbine",7283,"1",0,"OP","GT","NG",3.4,{"v":0,"d":"0.000"},3,{"v":1.5,"d":"2"},"Distributed from 923 Generation And Fuel",1990]
[1251,2020,"AR","Paragould Turbine",7283,"2",0,"OP","GT","NG",3.4,{"v":0,"d":"0.000"},3,{"v":1.5,"d":"2"},"Distributed from 923 Generation And Fuel",1990]
[1252,2020,"AR","Paragould Turbine",7283,"3",0,"OP","GT","NG",3.4,{"v":0,"d":"0.000"},3,{"v":1.5,"d":"2"},"Distributed from 923 Generation And Fuel",1990]
[1253,2020,"AR","Paragould Turbine",7283,"4",0,"OP","GT","NG",3.4,{"v":0,"d":"0.000"},3,{"v":1.5,"d":"2"},"Distributed from 923 Generation And Fuel",1990]
[1254,2020,"AR","Paragould Turbine",7283,"5",0,"SB","IC","DFO",0.3,{"v":0,"d":"0.000"},0,0,"Distributed from 923 Generation And Fuel",1991]
[1255,2020,"AR","Pine Bluff Energy Center",55075,"CT01",0,"OP","CT","NG",{"v":180,"d":"180.0"},0.647,{"v":1020693,"d":"1,020,693"},{"v":426622,"d":"426,622"},"EIA-923 Generator File",2001]
[1256,2020,"AR","Pine Bluff Energy Center",55075,"ST01",1,"OP","CA","NG",{"v":56,"d":"56.0"},0.361,{"v":177070,"d":"177,070"},{"v":82551,"d":"82,551"},"EIA-923 Generator File",2001]
[1257,2020,"AR","Pine Bluff Mill",10627,"1TG1",6,"OP","ST","BLQ",{"v":40,"d":"40.0"},{"v":0.51,"d":"0.510"},{"v":178679,"d":"178,679"},{"v":69255,"d":"69,255"},"EIA-923 Generator File",1958]
[1258,2020,"AR","Pine Bluff Mill",10627,"2TG1",6,"OP","ST","BLQ",{"v":20,"d":"20.0"},0.914,{"v":160142,"d":"160,142"},{"v":66585,"d":"66,585"},"EIA-923 Generator File",1958]
[1259,2020,"AR","Pine Bluff Mill",10627,"3TG1",6,"OP","ST","BLQ",{"v":25,"d":"25.0"},0.204,{"v":44734,"d":"44,734"},{"v":10689,"d":"10,689"},"EIA-923 Generator File",1962]
[1260,2020,"AR","Plum Point Energy Station",56456,"STG1",1,"OP","ST","SUB",{"v":720,"d":"720.0"},0.513,{"v":3238666,"d":"3,238,666"},{"v":1333632,"d":"1,333,632"},"EIA-923 Generator File",2010]
[1261,2020,"AR","Remmel",174,"1",0,"OP","HY","WAT",{"v":3,"d":"3.0"},0.688,{"v":18073.333,"d":"18,073"},{"v":7714.667,"d":"7,715"},"Distributed from 923 Generation And Fuel",1925]
[1262,2020,"AR","Remmel",174,"2",0,"OP","HY","WAT",{"v":3,"d":"3.0"},0.688,{"v":18073.333,"d":"18,073"},{"v":7714.667,"d":"7,715"},"Distributed from 923 Generation And Fuel",1925]
[1263,2020,"AR","Remmel",174,"3",0,"OP","HY","WAT",{"v":3,"d":"3.0"},0.688,{"v":18073.333,"d":"18,073"},{"v":7714.667,"d":"7,715"},"Distributed from 923 Generation And Fuel",1925]
[1264,2020,"AR","Riceland Foods Cogeneration Plant",56079,"STEC",2,"OP","ST","OBS",{"v":18,"d":"18.0"},0.082,{"v":12874,"d":"12,874"},{"v":6899,"d":"6,899"},"EIA-923 Generator File",1997]
[1265,2020,"AR","Robert E Ritchie",173,"1",1,"RE","ST","NG",{"v":359,"d":"359.0"},{"$nulls":5},2013]
[1266,2020,"AR","Robert E Ritchie",173,"2",1,"RE","ST","NG",544.6,{"$nulls":5},2013]
[1267,2020,"AR","Robert E Ritchie",173,"GT1",0,"RE","GT","NG",19.5,{"$nulls":5},2013]
[1268,2020,"AR","Scenic Hill Solar III",61869,"SHS3",0,"OP","PV","SUN",{"v":5,"d":"5.0"},0.212,{"v":9274,"d":"9,274"},{"v":4917,"d":"4,917"},"Distributed from 923 Generation And Fuel",2017]
[1269,2020,"AR","Scenic Hill Solar IV, LLC",63627,"252",0,"OP","PV","SUN",2.2,0.175,{"v":3365,"d":"3,365"},{"v":1784,"d":"1,784"},"Distributed from 923 Generation And Fuel",2019]
[1270,2020,"AR","Searcy Solar Hybrid",62617,"SEABT",0,"P","BA","MWH",{"v":10,"d":"10.0"}]
[1271,2020,"AR","Searcy Solar Hybrid",62617,"SEARC",0,"P","PV","SUN",{"v":100,"d":"100.0"}]
[1272,2020,"AR","SR Camden",59947,"AERO",0,"OP","PV","SUN",{"v":12,"d":"12.0"},{"v":0.23,"d":"0.230"},{"v":24176,"d":"24,176"},{"v":13598,"d":"13,598"},"Distributed from 923 Generation And Fuel",2015]
[1273,2020,"AR","Stuttgart Solar",61262,"STGRT",0,"OP","PV","SUN",{"v":81,"d":"81.0"},0.223,{"v":158194,"d":"158,194"},{"v":83053,"d":"83,053"},"Distributed from 923 Generation And Fuel",2018]
[1274,2020,"AR","Thomas Fitzhugh",201,"1",1,"OP","CA","NG",{"v":59,"d":"59.0"},0.224,{"v":115544,"d":"115,544"},{"v":69162,"d":"69,162"},"EIA-923 Generator File",1963]
[1275,2020,"AR","Thomas Fitzhugh",201,"2",0,"OP","CT","NG",{"v":126,"d":"126.0"},{"v":0.28,"d":"0.280"},{"v":309395,"d":"309,395"},{"v":173860,"d":"173,860"},"EIA-923 Generator File",2002]
[1276,2020,"AR","Two Pine Landfill Gas Recovery",56523,"GEN 7",0,"OP","IC","LFG",0.8,0.685,{"v":4801.667,"d":"4,802"},{"v":2091.5,"d":"2,092"},"Distributed from 923 Generation And Fuel",2017]
[1277,2020,"AR","Two Pine Landfill Gas Recovery",56523,"GEN1",0,"OP","IC","LFG",0.8,0.685,{"v":4801.667,"d":"4,802"},{"v":2091.5,"d":"2,092"},"Distributed from 923 Generation And Fuel",2006]
[1278,2020,"AR","Two Pine Landfill Gas Recovery",56523,"GEN2",0,"OP","IC","LFG",0.8,0.685,{"v":4801.667,"d":"4,802"},{"v":2091.5,"d":"2,092"},"Distributed from 923 Generation And Fuel",2006]
[1279,2020,"AR","Two Pine Landfill Gas Recovery",56523,"GEN3",0,"OP","IC","LFG",0.8,0.685,{"v":4801.667,"d":"4,802"},{"v":2091.5,"d":"2,092"},"Distributed from 923 Generation And Fuel",2006]
[1280,2020,"AR","Two Pine Landfill Gas Recovery",56523,"GEN4",0,"OP","IC","LFG",0.8,0.685,{"v":4801.667,"d":"4,802"},{"v":2091.5,"d":"2,092"},"Distributed from 923 Generation And Fuel",2006]
[1281,2020,"AR","Two Pine Landfill Gas Recovery",56523,"GEN5",0,"OP","IC","LFG",0.8,0.685,{"v":4801.667,"d":"4,802"},{"v":2091.5,"d":"2,092"},"Distributed from 923 Generation And Fuel",2006]
[1282,2020,"AR","Two Pine Landfill Gas Recovery",56523,"GEN6",0,"RE","IC","LFG",0.8,{"$nulls":5},2017]
[1283,2020,"AR","UA Central Utility Plant",60536,"TRBN1",0,"OP","GT","NG",5.6,0.865,{"v":42416,"d":"42,416"},{"v":19930,"d":"19,930"},"Distributed from 923 Generation And Fuel",2016]
[1284,2020,"AR","Union Power Station",55380,"CTG1",0,"OP","CT","NG",{"v":176,"d":"176.0"},0.553,{"v":852823,"d":"852,823"},{"v":468230,"d":"468,230"},"EIA-923 Generator File",2003]
[1285,2020,"AR","Union Power Station",55380,"CTG2",0,"OP","CT","NG",{"v":176,"d":"176.0"},0.595,{"v":917981,"d":"917,981"},{"v":506276,"d":"506,276"},"EIA-923 Generator File",2003]
[1286,2020,"AR","Union Power Station",55380,"CTG3",0,"OP","CT","NG",{"v":176,"d":"176.0"},0.508,{"v":783023,"d":"783,023"},{"v":399767,"d":"399,767"},"EIA-923 Generator File",2003]
[1287,2020,"AR","Union Power Station",55380,"CTG4",0,"OP","CT","NG",{"v":176,"d":"176.0"},{"v":0.51,"d":"0.510"},{"v":786483,"d":"786,483"},{"v":428599,"d":"428,599"},"EIA-923 Generator File",2003]
[1288,2020,"AR","Union Power Station",55380,"CTG5",0,"OP","CT","NG",{"v":176,"d":"176.0"},0.365,{"v":563081,"d":"563,081"},{"v":225133,"d":"225,133"},"EIA-923 Generator File",2003]
[1289,2020,"AR","Union Power Station",55380,"CTG6",0,"OP","CT","NG",{"v":176,"d":"176.0"},0.398,{"v":614180,"d":"614,180"},{"v":245110,"d":"245,110"},"EIA-923 Generator File",2003]
[1290,2020,"AR","Union Power Station",55380,"CTG7",0,"OP","CT","NG",{"v":176,"d":"176.0"},0.395,{"v":608969,"d":"608,969"},{"v":255162,"d":"255,162"},"EIA-923 Generator File",2003]
[1291,2020,"AR","Union Power Station",55380,"CTG8",0,"OP","CT","NG",{"v":176,"d":"176.0"},0.434,{"v":668985,"d":"668,985"},{"v":284281,"d":"284,281"},"EIA-923 Generator File",2003]
[1292,2020,"AR","Union Power Station",55380,"STG1",2,"OP","CA","NG",{"v":255,"d":"255.0"},0.545,{"v":1218263,"d":"1,218,263"},{"v":682038,"d":"682,038"},"EIA-923 Generator File",2003]
[1293,2020,"AR","Union Power Station",55380,"STG2",2,"OP","CA","NG",{"v":255,"d":"255.0"},0.467,{"v":1044105,"d":"1,044,105"},{"v":563531,"d":"563,531"},"EIA-923 Generator File",2003]
[1294,2020,"AR","Union Power Station",55380,"STG3",2,"OP","CA","NG",{"v":255,"d":"255.0"},0.336,{"v":751064,"d":"751,064"},{"v":315627,"d":"315,627"},"EIA-923 Generator File",2003]
[1295,2020,"AR","Union Power Station",55380,"STG4",2,"OP","CA","NG",{"v":255,"d":"255.0"},0.363,{"v":811753,"d":"811,753"},{"v":359488,"d":"359,488"},"EIA-923 Generator File",2003]
[1296,2020,"AR","Waste Management Eco Vista LFGTE",57025,"GEN1",0,"OP","IC","LFG",0.8,{"v":0.94,"d":"0.940"},{"v":6589.2,"d":"6,589"},{"v":2870.2,"d":"2,870"},"Distributed from 923 Generation And Fuel",2010]
[1297,2020,"AR","Waste Management Eco Vista LFGTE",57025,"GEN2",0,"OP","IC","LFG",0.8,{"v":0.94,"d":"0.940"},{"v":6589.2,"d":"6,589"},{"v":2870.2,"d":"2,870"},"Distributed from 923 Generation And Fuel",2010]
[1298,2020,"AR","Waste Management Eco Vista LFGTE",57025,"GEN3",0,"OP","IC","LFG",0.8,{"v":0.94,"d":"0.940"},{"v":6589.2,"d":"6,589"},{"v":2870.2,"d":"2,870"},"Distributed from 923 Generation And Fuel",2010]
[1299,2020,"AR","Waste Management Eco Vista LFGTE",57025,"GEN4",0,"OP","IC","LFG",0.8,{"v":0.94,"d":"0.940"},{"v":6589.2,"d":"6,589"},{"v":2870.2,"d":"2,870"},"Distributed from 923 Generation And Fuel",2010]
[1300,2020,"AR","Waste Management Eco Vista LFGTE",57025,"GEN5",0,"OP","IC","LFG",0.8,{"v":0.94,"d":"0.940"},{"v":6589.2,"d":"6,589"},{"v":2870.2,"d":"2,870"},"Distributed from 923 Generation And Fuel",2010]
[1301,2020,"AR","Westside Wastewater Treatment Plant Hybrid",62683,"FAYW1",0,"OP","PV","SUN",{"v":5,"d":"5.0"},0.218,{"v":9536,"d":"9,536"},{"v":5139,"d":"5,139"},"Distributed from 923 Generation And Fuel",2019]
[1302,2020,"AR","Westside Wastewater Treatment Plant Hybrid",62683,"FAYWB",0,"OP","BA","MWH",{"v":6,"d":"6.0"},{"v":-0.005,"d":"(0.005)"},{"v":-262,"d":"(262)"},{"v":-207,"d":"(207)"},"Distributed from 923 Generation And Fuel",2019]
[1303,2020,"AR","Whillock",7135,"1",0,"OP","HY","WAT",10.8,0.463,{"v":43813.333,"d":"43,813"},{"v":18702,"d":"18,702"},"Distributed from 923 Generation And Fuel",1993]
[1304,2020,"AR","Whillock",7135,"2",0,"OP","HY","WAT",10.8,0.463,{"v":43813.333,"d":"43,813"},{"v":18702,"d":"18,702"},"Distributed from 923 Generation And Fuel",1993]
[1305,2020,"AR","Whillock",7135,"3",0,"OP","HY","WAT",10.8,0.463,{"v":43813.333,"d":"43,813"},{"v":18702,"d":"18,702"},"Distributed from 923 Generation And Fuel",1993]
[1306,2020,"AR","White Bluff",6009,"1",1,"OP","ST","SUB",{"v":900,"d":"900.0"},0.282,{"v":2220040,"d":"2,220,040"},{"v":1483999,"d":"1,483,999"},"EIA-923 Generator File",1980]
[1307,2020,"AR","White Bluff",6009,"2",1,"OP","ST","SUB",{"v":900,"d":"900.0"},{"v":0.22,"d":"0.220"},{"v":1734868,"d":"1,734,868"},{"v":1167036,"d":"1,167,036"},"EIA-923 Generator File",1981]
[1308,2020,"AR","White River Lock and Dam 1",57160,"LD#1",0,"OP","HY","WAT",4.3,0.368,{"v":13871,"d":"13,871"},{"v":5788,"d":"5,788"},"Distributed from 923 Generation And Fuel",2007]
[1309,2020,"AR","White River Lock and Dam 2",57161,"LD#2",0,"OP","HY","WAT",3.5,0.452,{"v":13871,"d":"13,871"},{"v":5788,"d":"5,788"},"Distributed from 923 Generation And Fuel",2007]
[1310,2020,"AR","White River Lock and Dam 3",57162,"LD#3",0,"OP","HY","WAT",4.3,{"v":0.72,"d":"0.720"},{"v":27115,"d":"27,115"},{"v":11576,"d":"11,576"},"Distributed from 923 Generation And Fuel",2006]
[1311,2020,"AZ","Actus Lend Lease DMAFB",58632,"1",0,"OP","PV","SUN",{"v":3,"d":"3.0"},{"v":0.15,"d":"0.150"},{"v":3945,"d":"3,945"},{"v":1988,"d":"1,988"},"Distributed from 923 Generation And Fuel",2009]
[1312,2020,"AZ","AES ES GILBERT",61861,"SRP",0,"OP","BA","MWH",{"v":10,"d":"10.0"},{"v":-0.025,"d":"(0.025)"},{"v":-2225,"d":"(2,225)"},{"v":-917,"d":"(917)"},"Distributed from 923 Generation And Fuel",2019]
[1313,2020,"AZ","Agua Caliente Solar Project",57373,"AGU1",0,"OP","PV","SUN",90.7,{"v":0.13,"d":"0.130"},{"v":103071.298,"d":"103,071"},{"v":48492,"d":"48,492"},"Distributed from 923 Generation And Fuel",2012]
[1314,2020,"AZ","Agua Caliente Solar Project",57373,"AGU2",0,"OP","PV","SUN",{"v":136,"d":"136.0"},{"v":0.13,"d":"0.130"},{"v":154550.127,"d":"154,550"},{"v":72711.269,"d":"72,711"},"Distributed from 923 Generation And Fuel",2012]
[1315,2020,"AZ","Agua Caliente Solar Project",57373,"AGU3",0,"OP","PV","SUN",{"v":121,"d":"121.0"},{"v":0.13,"d":"0.130"},{"v":137504.157,"d":"137,504"},{"v":64691.643,"d":"64,692"},"Distributed from 923 Generation And Fuel",2014]
[1316,2020,"AZ","Agua Caliente Solar Project",57373,"AGU01",0,"IP","PV","SUN",{"v":290,"d":"290.0"},{"v":0.13,"d":"0.130"},{"v":329555.418,"d":"329,555"},{"v":155046.088,"d":"155,046"},"Distributed from 923 Generation And Fuel"]
[1317,2020,"AZ","Agua Fria",141,"AF1",1,"OP","ST","NG",113.6,0.093,{"v":92274,"d":"92,274"},{"v":75959,"d":"75,959"},"EIA-923 Generator File",1958]
[1318,2020,"AZ","Agua Fria",141,"AF2",1,"OP","ST","NG",113.6,0.089,{"v":88500,"d":"88,500"},{"v":72416,"d":"72,416"},"EIA-923 Generator File",1957]
[1319,2020,"AZ","Agua Fria",141,"AF3",1,"OP","ST","NG",163.2,0.106,{"v":151979,"d":"151,979"},{"v":131112,"d":"131,112"},"EIA-923 Generator File",1961]
[1320,2020,"AZ","Agua Fria",141,"AF4",0,"OP","GT","NG",80.5,0.005,{"v":3503.14,"d":"3,503"},{"v":2251.4,"d":"2,251"},"Distributed from 923 Generation And Fuel",1975]
[1321,2020,"AZ","Agua Fria",141,"AF5",0,"OP","GT","NG",71.2,0.005,{"v":3098.43,"d":"3,098"},{"v":1991.3,"d":"1,991"},"Distributed from 923 Generation And Fuel",1974]
[1322,2020,"AZ","Agua Fria",141,"AF6",0,"OP","GT","NG",71.2,0.005,{"v":3098.43,"d":"3,098"},{"v":1991.3,"d":"1,991"},"Distributed from 923 Generation And Fuel",1974]
[1323,2020,"AZ","Agua Fria",141,"PV-3",0,"OA","PV","SUN",0.2,{"v":0,"d":"0.000"},0,0,"Distributed from 923 Generation And Fuel",2001]
[1324,2020,"AZ","Agua Fria",141,"AFSB1",0,"U","BA","MWH",{"v":25,"d":"25.0"}]
[1325,2020,"AZ","Amazon TUS2",64384,"ATUS2",0,"P","PV","SUN",2.6]
[1326,2020,"AZ","Amphitheater High School Solar",60684,"AHS1",0,"OP","PV","SUN",{"v":1,"d":"1.0"},0.254,{"v":2222,"d":"2,222"},{"v":1120,"d":"1,120"},"Distributed from 923 Generation And Fuel",2016]
[1327,2020,"AZ","Apache Solar 1",60964,"AEPS1",0,"OP","PV","SUN",{"v":20,"d":"20.0"},0.314,{"v":55017,"d":"55,017"},{"v":27726,"d":"27,726"},"Distributed from 923 Generation And Fuel",2017]
[1328,2020,"AZ","Apache Station",160,"GT1",0,"SB","GT","NG",11.5,0.102,{"v":10314.982,"d":"10,315"},{"v":5368.302,"d":"5,368"},"Distributed from 923 Generation And Fuel",1963]
[1329,2020,"AZ","Apache Station",160,"GT2",0,"SB","GT","NG",20.4,0.102,{"v":18297.882,"d":"18,298"},{"v":9522.901,"d":"9,523"},"Distributed from 923 Generation And Fuel",1972]
[1330,2020,"AZ","Apache Station",160,"GT3",0,"SB","GT","NG",78.7,0.102,{"v":70590.358,"d":"70,590"},{"v":36737.859,"d":"36,738"},"Distributed from 923 Generation And Fuel",1975]
[1331,2020,"AZ","Apache Station",160,"GT4",0,"SB","GT","NG",60.5,0.102,{"v":54265.777,"d":"54,266"},{"v":28241.937,"d":"28,242"},"Distributed from 923 Generation And Fuel",2002]
[1332,2020,"AZ","Apache Station",160,"ST1",1,"SB","ST","NG",81.6,0.165,{"v":117782,"d":"117,782"},{"v":98346,"d":"98,346"},"EIA-923 Generator File",1964]
[1333,2020,"AZ","Apache Station",160,"ST2",1,"OP","ST","NG",{"v":204,"d":"204.0"},0.609,{"v":1088606,"d":"1,088,606"},{"v":557496,"d":"557,496"},"EIA-923 Generator File",1979]
[1334,2020,"AZ","Apache Station",160,"ST3",1,"OP","ST","SUB",{"v":204,"d":"204.0"},0.476,{"v":850557,"d":"850,557"},{"v":455825,"d":"455,825"},"EIA-923 Generator File",1979]
[1335,2020,"AZ","Arizona State University CHP",58199,"G1",0,"OP","CS","NG",9.2,0.493,{"v":39697,"d":"39,697"},{"v":18582,"d":"18,582"},"EIA-923 Generator File",2006]
[1336,2020,"AZ","Arizona State University CHP",58199,"G2",0,"OP","GT","NG",7.9,{"v":0,"d":"0.000"},0,0,"Distributed from 923 Generation And Fuel",2019]
[1337,2020,"AZ","Arizona Western College PV",57765,"SFC",0,"OP","PV","SUN",{"v":1,"d":"1.0"},0.192,{"v":1683.404,"d":"1,683"},{"v":848.298,"d":"848"},"Distributed from 923 Generation And Fuel",2011]
[1338,2020,"AZ","Arizona Western College PV",57765,"SHP",0,"OP","PV","SUN",0.9,0.192,{"v":1515.064,"d":"1,515"},{"v":763.468,"d":"763"},"Distributed from 923 Generation And Fuel",2011]
[1339,2020,"AZ","Arizona Western College PV",57765,"SOLEG",0,"OP","PV","SUN",{"v":1,"d":"1.0"},0.192,{"v":1683.404,"d":"1,683"},{"v":848.298,"d":"848"},"Distributed from 923 Generation And Fuel",2015]
[1340,2020,"AZ","Arizona Western College PV",57765,"STE",0,"OP","PV","SUN",0.9,0.192,{"v":1515.064,"d":"1,515"},{"v":763.468,"d":"763"},"Distributed from 923 Generation And Fuel",2011]
[1341,2020,"AZ","Arizona Western College PV",57765,"SWD",0,"OP","PV","SUN",0.9,0.192,{"v":1515.064,"d":"1,515"},{"v":763.468,"d":"763"},"Distributed from 923 Generation And Fuel",2011]
[1342,2020,"AZ","Arizona Western College PV",57765,"GV1",0,"RE","PV","SUN",0.5,{"$nulls":5},2014]
[1343,2020,"AZ","Arizona Western College PV",57765,"GV2",0,"RE","PV","SUN",0.5,{"$nulls":5},2014]
[1344,2020,"AZ","Arlington Valley Energy Facility",55282,"CTG1",0,"OP","CT","NG",{"v":198,"d":"198.0"},0.361,{"v":626931,"d":"626,931"},{"v":266714,"d":"266,714"},"EIA-923 Generator File",2002]
[1345,2020,"AZ","Arlington Valley Energy Facility",55282,"CTG2",0,"OP","CT","NG",{"v":198,"d":"198.0"},0.393,{"v":680844,"d":"680,844"},{"v":360953,"d":"360,953"},"EIA-923 Generator File",2002]
[1346,2020,"AZ","Arlington Valley Energy Facility",55282,"STG1",2,"OP","CA","NG",{"v":317,"d":"317.0"},0.289,{"v":803608,"d":"803,608"},{"v":399731,"d":"399,731"},"EIA-923 Generator File",2002]
[1347,2020,"AZ","Arlington Valley Solar Energy I",57679,"AVSE1",0,"T","PV","SUN",{"v":127,"d":"127.0"}]
[1348,2020,"AZ","Arlington Valley Solar Energy II",57680,"AVSE1",0,"OP","PV","SUN",{"v":19,"d":"19.0"},{"v":0.32,"d":"0.320"},{"v":53276.884,"d":"53,277"},{"v":26848.62,"d":"26,849"},"Distributed from 923 Generation And Fuel",2013]
[1349,2020,"AZ","Arlington Valley Solar Energy II",57680,"AVSE2",0,"OP","PV","SUN",{"v":28,"d":"28.0"},{"v":0.32,"d":"0.320"},{"v":78513.302,"d":"78,513"},{"v":39566.388,"d":"39,566"},"Distributed from 923 Generation And Fuel",2013]
[1350,2020,"AZ","Arlington Valley Solar Energy II",57680,"AVSE3",0,"OP","PV","SUN",{"v":28,"d":"28.0"},{"v":0.32,"d":"0.320"},{"v":78513.302,"d":"78,513"},{"v":39566.388,"d":"39,566"},"Distributed from 923 Generation And Fuel",2013]
[1351,2020,"AZ","Arlington Valley Solar Energy II",57680,"AVSE4",0,"OP","PV","SUN",{"v":26,"d":"26.0"},{"v":0.32,"d":"0.320"},{"v":72905.209,"d":"72,905"},{"v":36740.217,"d":"36,740"},"Distributed from 923 Generation And Fuel",2013]
[1352,2020,"AZ","Arlington Valley Solar Energy II",57680,"AVSE5",0,"OP","PV","SUN",{"v":28,"d":"28.0"},{"v":0.32,"d":"0.320"},{"v":78513.302,"d":"78,513"},{"v":39566.388,"d":"39,566"},"Distributed from 923 Generation And Fuel",2013]
[1353,2020,"AZ","Atlas",63798,"ATL01",0,"P","PV","SUN",{"v":300,"d":"300.0"}]
[1354,2020,"AZ","Atlas",63798,"ATLB1",0,"P","BA","MWH",{"v":300,"d":"300.0"}]
[1355,2020,"AZ","Avalon Solar",59168,"AS",0,"OP","PV","SUN",{"v":29,"d":"29.0"},0.294,{"v":74756,"d":"74,756"},{"v":37673,"d":"37,673"},"Distributed from 923 Generation And Fuel",2014]
[1356,2020,"AZ","Avalon Solar II",60062,"ASII",0,"OP","PV","SUN",{"v":16,"d":"16.0"},0.318,{"v":44545,"d":"44,545"},{"v":22448,"d":"22,448"},"Distributed from 923 Generation And Fuel",2016]
[1357,2020,"AZ","Avra Valley Solar",57657,"1",0,"OP","PV","SUN",{"v":25,"d":"25.0"},0.298,{"v":65281,"d":"65,281"},{"v":32898,"d":"32,898"},"Distributed from 923 Generation And Fuel",2013]
[1358,2020,"AZ","AZ State University - Tempe Campus Solar",62643,"20794",0,"OP","PV","SUN",0.2,0.187,{"v":327.917,"d":"328"},{"v":165.25,"d":"165"},"Distributed from 923 Generation And Fuel",2013]
[1359,2020,"AZ","AZ State University - Tempe Campus Solar",62643,"20799",0,"OP","PV","SUN",0.1,0.187,{"v":163.958,"d":"164"},{"v":82.625,"d":"83"},"Distributed from 923 Generation And Fuel",2013]
[1360,2020,"AZ","AZ State University - Tempe Campus Solar",62643,"20971",0,"OP","PV","SUN",0.2,0.187,{"v":327.917,"d":"328"},{"v":165.25,"d":"165"},"Distributed from 923 Generation And Fuel",2013]
[1361,2020,"AZ","AZ State University - Tempe Campus Solar",62643,"20974",0,"OP","PV","SUN",0.1,0.187,{"v":163.958,"d":"164"},{"v":82.625,"d":"83"},"Distributed from 923 Generation And Fuel",2013]
[1362,2020,"AZ","AZ State University - Tempe Campus Solar",62643,"20975",0,"OP","PV","SUN",0.1,0.187,{"v":163.958,"d":"164"},{"v":82.625,"d":"83"},"Distributed from 923 Generation And Fuel",2003]
[1363,2020,"AZ","AZ State University - Tempe Campus Solar",62643,"3365A",0,"OP","PV","SUN",0.1,0.187,{"v":163.958,"d":"164"},{"v":82.625,"d":"83"},"Distributed from 923 Generation And Fuel",2009]
[1364,2020,"AZ","AZ State University - Tempe Campus Solar",62643,"3365B",0,"OP","PV","SUN",0.1,0.187,{"v":163.958,"d":"164"},{"v":82.625,"d":"83"},"Distributed from 923 Generation And Fuel",2009]
[1365,2020,"AZ","AZ State University - Tempe Campus Solar",62643,"3384",0,"OP","PV","SUN",0.7,0.187,{"v":1147.708,"d":"1,148"},{"v":578.375,"d":"578"},"Distributed from 923 Generation And Fuel",2009]
[1366,2020,"AZ","AZ State University - Tempe Campus Solar",62643,"3385",0,"OP","PV","SUN",0.6,0.187,{"v":983.75,"d":"984"},{"v":495.75,"d":"496"},"Distributed from 923 Generation And Fuel",2008]
[1367,2020,"AZ","AZ State University - Tempe Campus Solar",62643,"4202",0,"OP","PV","SUN",0.1,0.187,{"v":163.958,"d":"164"},{"v":82.625,"d":"83"},"Distributed from 923 Generation And Fuel",2009]
[1368,2020,"AZ","AZ State University - Tempe Campus Solar",62643,"91001",0,"OP","PV","SUN",0.1,0.187,{"v":163.958,"d":"164"},{"v":82.625,"d":"83"},"Distributed from 923 Generation And Fuel",2018]
[1369,2020,"AZ","Badger 1",58262,"1",0,"OP","PV","SUN",14.8,0.302,{"v":39175,"d":"39,175"},{"v":19742,"d":"19,742"},"Distributed from 923 Generation And Fuel",2013]
[1370,2020,"AZ","Black Mountain Generating Station",56482,"1",0,"OP","GT","NG",60.5,0.156,{"v":82787,"d":"82,787"},{"v":41547.5,"d":"41,548"},"Distributed from 923 Generation And Fuel",2008]
[1371,2020,"AZ","Black Mountain Generating Station",56482,"2",0,"OP","GT","NG",60.5,0.156,{"v":82787,"d":"82,787"},{"v":41547.5,"d":"41,548"},"Distributed from 923 Generation And Fuel",2008]
[1372,2020,"AZ","Black Mountain Solar LLC",58042,"1",0,"OP","PV","SUN",{"v":9,"d":"9.0"},{"v":0.26,"d":"0.260"},{"v":20535,"d":"20,535"},{"v":10349,"d":"10,349"},"Distributed from 923 Generation And Fuel",2012]
[1373,2020,"AZ","Bonnybrooke PV",60413,"AZPV1",0,"OP","PV","SUN",{"v":50,"d":"50.0"},0.322,{"v":140880,"d":"140,880"},{"v":70996,"d":"70,996"},"Distributed from 923 Generation And Fuel",2016]
[1374,2020,"AZ","Broadway 2 - Tucson Phase II",64580,"GEN",0,"OP","PV","SUN",{"v":3,"d":"3.0"},{"v":0.27,"d":"0.270"},{"v":7104,"d":"7,104"},{"v":3580,"d":"3,580"},"Distributed from 923 Generation And Fuel",2013]
[1375,2020,"AZ","Buckeye Generation Center, LLC",59471,"CTG01",0,"IP","GT","NG",108.7]
[1376,2020,"AZ","Buckeye Generation Center, LLC",59471,"CTG02",0,"IP","GT","NG",108.7]
[1377,2020,"AZ","Buckeye Generation Center, LLC",59471,"CTG03",0,"IP","GT","NG",108.7]
[1378,2020,"AZ","Buckeye Generation Center, LLC",59471,"CTG04",0,"IP","GT","NG",108.7]
[1379,2020,"AZ","Buckeye Generation Center, LLC",59471,"CTG05",0,"IP","GT","NG",108.7]
[1380,2020,"AZ","Buckeye Generation Center, LLC",59471,"CTG06",0,"IP","GT","NG",108.7]
[1381,2020,"AZ","Buckeye Union HS District 201",58037,"PV1",0,"OP","PV","SUN",3.3,0.256,{"v":7408,"d":"7,408"},{"v":3733,"d":"3,733"},"Distributed from 923 Generation And Fuel",2011]
[1382,2020,"AZ","Canyon Del Oro High School Solar",60685,"CDO1",0,"OP","PV","SUN",{"v":1,"d":"1.0"},0.208,{"v":1821.333,"d":"1,821"},918,"Distributed from 923 Generation And Fuel",2016]
[1383,2020,"AZ","Canyon Del Oro High School Solar",60685,"CDO2",0,"OP","PV","SUN",0.1,0.208,{"v":182.133,"d":"182"},{"v":91.8,"d":"92"},"Distributed from 923 Generation And Fuel",2016]
[1384,2020,"AZ","Canyon Del Oro High School Solar",60685,"CDO3",0,"OP","PV","SUN",0.2,0.208,{"v":364.267,"d":"364"},{"v":183.6,"d":"184"},"Distributed from 923 Generation And Fuel",2016]
[1385,2020,"AZ","Canyon Del Oro High School Solar",60685,"CDO4",0,"OP","PV","SUN",0.2,0.208,{"v":364.267,"d":"364"},{"v":183.6,"d":"184"},"Distributed from 923 Generation And Fuel",2016]
[1386,2020,"AZ","Central Line Solar, LLC",64566,"CNTRL",0,"L","PV","SUN",{"v":100,"d":"100.0"}]
[1387,2020,"AZ","Childs",112,"1",0,"RE","HY","WAT",1.8,{"$nulls":5},2005]
[1388,2020,"AZ","Childs",112,"2",0,"RE","HY","WAT",1.8,{"$nulls":5},2005]
[1389,2020,"AZ","Childs",112,"3",0,"RE","HY","WAT",1.8,{"$nulls":5},2005]
[1390,2020,"AZ","Chino Solar Valley",57560,"PV1",0,"OP","PV","SUN",{"v":19,"d":"19.0"},0.294,{"v":48972,"d":"48,972"},{"v":24679,"d":"24,679"},"Distributed from 923 Generation And Fuel",2012]
[1391,2020,"AZ","Cholla",113,"1",1,"OP","ST","SUB",113.6,0.401,{"v":398882,"d":"398,882"},{"v":247900,"d":"247,900"},"EIA-923 Generator File",1962]
[1392,2020,"AZ","Cholla",113,"3",1,"OP","ST","SUB",312.3,0.394,{"v":1077071,"d":"1,077,071"},{"v":596440,"d":"596,440"},"EIA-923 Generator File",1980]
[1393,2020,"AZ","Cholla",113,"2",1,"RE","ST","SUB",288.9,{"$nulls":5},2015]
[1394,2020,"AZ","Cholla",113,"4",1,"RE","ST","SUB",{"v":414,"d":"414.0"},0.462,{"v":1674046,"d":"1,674,046"},{"v":985789,"d":"985,789"},"EIA-923 Generator File",null,2020]
[1395,2020,"AZ","Cogeneration 1",56229,"CT1",0,"OP","CS","NG",{"v":9,"d":"9.0"},0.716,{"v":56413.26,"d":"56,413"},{"v":23430.35,"d":"23,430"},"EIA-923 Generator File",2002]
[1396,2020,"AZ","Cogeneration 2",59233,"CT2",0,"OP","CS","NG",{"v":6,"d":"6.0"},0.767,{"v":40300.59,"d":"40,301"},{"v":16945.9,"d":"16,946"},"EIA-923 Generator File",2002]
[1397,2020,"AZ","Cogenra - TEP",58832,"CTEP",0,"OP","PV","SUN",{"v":1,"d":"1.0"},0.199,{"v":1745,"d":"1,745"},879,"Distributed from 923 Generation And Fuel",2014]
[1398,2020,"AZ","Concord Blue Eagar, LLC",60374,"CB001",0,"CN","IC","OBG",0.6]
[1399,2020,"AZ","Concord Blue Eagar, LLC",60374,"CB002",0,"CN","IC","OBG",0.6]
[1400,2020,"AZ","Coolidge Generation Station",56948,"1",0,"OP","GT","NG",60.5,0.079,{"v":41630.5,"d":"41,631"},{"v":20520.333,"d":"20,520"},"Distributed from 923 Generation And Fuel",2011]
[1401,2020,"AZ","Coolidge Generation Station",56948,"10",0,"OP","GT","NG",60.5,0.079,{"v":41630.5,"d":"41,631"},{"v":20520.333,"d":"20,520"},"Distributed from 923 Generation And Fuel",2011]
[1402,2020,"AZ","Coolidge Generation Station",56948,"11",0,"OP","GT","NG",60.5,0.079,{"v":41630.5,"d":"41,631"},{"v":20520.333,"d":"20,520"},"Distributed from 923 Generation And Fuel",2011]
[1403,2020,"AZ","Coolidge Generation Station",56948,"12",0,"OP","GT","NG",60.5,0.079,{"v":41630.5,"d":"41,631"},{"v":20520.333,"d":"20,520"},"Distributed from 923 Generation And Fuel",2011]
[1404,2020,"AZ","Coolidge Generation Station",56948,"2",0,"OP","GT","NG",60.5,0.079,{"v":41630.5,"d":"41,631"},{"v":20520.333,"d":"20,520"},"Distributed from 923 Generation And Fuel",2011]
[1405,2020,"AZ","Coolidge Generation Station",56948,"3",0,"OP","GT","NG",60.5,0.079,{"v":41630.5,"d":"41,631"},{"v":20520.333,"d":"20,520"},"Distributed from 923 Generation And Fuel",2011]
[1406,2020,"AZ","Coolidge Generation Station",56948,"4",0,"OP","GT","NG",60.5,0.079,{"v":41630.5,"d":"41,631"},{"v":20520.333,"d":"20,520"},"Distributed from 923 Generation And Fuel",2011]
[1407,2020,"AZ","Coolidge Generation Station",56948,"5",0,"OP","GT","NG",60.5,0.079,{"v":41630.5,"d":"41,631"},{"v":20520.333,"d":"20,520"},"Distributed from 923 Generation And Fuel",2011]
[1408,2020,"AZ","Coolidge Generation Station",56948,"6",0,"OP","GT","NG",60.5,0.079,{"v":41630.5,"d":"41,631"},{"v":20520.333,"d":"20,520"},"Distributed from 923 Generation And Fuel",2011]
[1409,2020,"AZ","Coolidge Generation Station",56948,"7",0,"OP","GT","NG",60.5,0.079,{"v":41630.5,"d":"41,631"},{"v":20520.333,"d":"20,520"},"Distributed from 923 Generation And Fuel",2011]
[1410,2020,"AZ","Coolidge Generation Station",56948,"8",0,"OP","GT","NG",60.5,0.079,{"v":41630.5,"d":"41,631"},{"v":20520.333,"d":"20,520"},"Distributed from 923 Generation And Fuel",2011]
[1411,2020,"AZ","Coolidge Generation Station",56948,"9",0,"OP","GT","NG",60.5,0.079,{"v":41630.5,"d":"41,631"},{"v":20520.333,"d":"20,520"},"Distributed from 923 Generation And Fuel",2011]
[1412,2020,"AZ","Copper Crossing Energy Center",58413,"CCGS1",0,"CN","GT","NG",{"v":116,"d":"116.0"}]
[1413,2020,"AZ","Copper Crossing Energy Center",58413,"CCGS2",0,"CN","GT","NG",{"v":116,"d":"116.0"}]
[1414,2020,"AZ","Copper Crossing Energy Center",58413,"CCGS3",0,"CN","GT","NG",{"v":241,"d":"241.0"}]
[1415,2020,"AZ","Copper Crossing Energy Center",58413,"CCGS4",0,"CN","GT","NG",{"v":241,"d":"241.0"}]
[1416,2020,"AZ","Copper Crossing Energy Center",58413,"CCGS5",0,"CN","GT","NG",{"v":241,"d":"241.0"}]
[1417,2020,"AZ","Copper Crossing Energy Center",58413,"CCGS6",0,"CN","GT","NG",{"v":241,"d":"241.0"}]
[1418,2020,"AZ","Copper Crossing Energy Center",58413,"CCGS7",0,"CN","GT","NG",{"v":241,"d":"241.0"}]
[1419,2020,"AZ","Copper Crossing Energy Center",58413,"CCGS8",0,"CN","GT","NG",{"v":241,"d":"241.0"}]
[1420,2020,"AZ","Copper Crossing Energy Center",58413,"CCGS9",0,"CN","GT","NG"]
[1421,2020,"AZ","Coronado",6177,"CO1",1,"OP","ST","RC",410.9,0.341,{"v":1228845,"d":"1,228,845"},{"v":706333,"d":"706,333"},"EIA-923 Generator File",1979,2032]
[1422,2020,"AZ","Coronado",6177,"CO2",1,"OP","ST","RC",410.9,{"v":0.38,"d":"0.380"},{"v":1367079,"d":"1,367,079"},{"v":863607,"d":"863,607"},"EIA-923 Generator File",1980,2032]
[1423,2020,"AZ","Cotton Center Solar Hybrid",57561,"PV1",0,"OP","PV","SUN",{"v":17,"d":"17.0"},0.262,{"v":39081,"d":"39,081"},{"v":19695,"d":"19,695"},"Distributed from 923 Generation And Fuel",2011]
[1424,2020,"AZ","Cotton Center Solar Hybrid",57561,"CC17M",0,"P","BA","MWH",{"v":17,"d":"17.0"}]
[1425,2020,"AZ","Crosscut",143,"CC5",0,"OS","HY","WAT",{"v":3,"d":"3.0"},{"$nulls":4},1939]
[1426,2020,"AZ","Crosscut",143,"CC1",1,"RE","ST","NG",7.5,{"$nulls":5},1974]
[1427,2020,"AZ","Crosscut",143,"CC2",1,"RE","ST","NG",7.5,{"$nulls":5},1974]
[1428,2020,"AZ","Crosscut",143,"CC3",1,"RE","ST","NG",7.5,{"$nulls":5},1974]
[1429,2020,"AZ","Crosscut",143,"CC4",3,"RE","ST","NG",7.5,{"$nulls":5},1974]
[1430,2020,"AZ","Davis Dam",152,"1",0,"OP","HY","WAT",51.7,0.482,{"v":218079.041,"d":"218,079"},{"v":101221.214,"d":"101,221"},"Distributed from 923 Generation And Fuel",1951]
[1431,2020,"AZ","Davis Dam",152,"2",0,"OP","HY","WAT",51.7,0.482,{"v":218079.041,"d":"218,079"},{"v":101221.214,"d":"101,221"},"Distributed from 923 Generation And Fuel",1951]
[1432,2020,"AZ","Davis Dam",152,"3",0,"OP","HY","WAT",{"v":48,"d":"48.0"},0.482,{"v":202471.837,"d":"202,472"},{"v":93977.143,"d":"93,977"},"Distributed from 923 Generation And Fuel",1951]
[1433,2020,"AZ","Davis Dam",152,"4",0,"OP","HY","WAT",51.7,0.482,{"v":218079.041,"d":"218,079"},{"v":101221.214,"d":"101,221"},"Distributed from 923 Generation And Fuel",1951]
[1434,2020,"AZ","Davis Dam",152,"5",0,"OP","HY","WAT",51.7,0.482,{"v":218079.041,"d":"218,079"},{"v":101221.214,"d":"101,221"},"Distributed from 923 Generation And Fuel",1951]
[1435,2020,"AZ","Davis Monthan AFB (AZ) West Airfield",59779,"1",0,"OP","PV","SUN",12.6,0.283,{"v":31244,"d":"31,244"},{"v":15745,"d":"15,745"},"Distributed from 923 Generation And Fuel",2014]
[1436,2020,"AZ","Demoss Petrie",124,"GT2",0,"OP","GT","NG",{"v":85,"d":"85.0"},{"v":2E-3,"d":"0.002"},{"v":1260,"d":"1,260"},632,"Distributed from 923 Generation And Fuel",2001]
[1437,2020,"AZ","Desert Basin",55129,"CTG1",0,"OP","CT","NG",{"v":187,"d":"187.0"},0.259,{"v":423961,"d":"423,961"},{"v":389026,"d":"389,026"},"EIA-923 Generator File",2001]
[1438,2020,"AZ","Desert Basin",55129,"CTG2",0,"OP","CT","NG",{"v":187,"d":"187.0"},0.389,{"v":637749,"d":"637,749"},{"v":381305,"d":"381,305"},"EIA-923 Generator File",2001]
[1439,2020,"AZ","Desert Basin",55129,"STG",2,"OP","CA","NG",272.1,{"v":0.31,"d":"0.310"},{"v":739988,"d":"739,988"},{"v":549488,"d":"549,488"},"EIA-923 Generator File",2001]
[1440,2020,"AZ","Desert Star Hybrid",59444,"PV1",0,"OP","PV","SUN",{"v":10,"d":"10.0"},{"v":0.37,"d":"0.370"},{"v":32431,"d":"32,431"},{"v":16343,"d":"16,343"},"Distributed from 923 Generation And Fuel",2015]
[1441,2020,"AZ","Desert Star Hybrid",59444,"DS10M",0,"P","BA","MWH",{"v":10,"d":"10.0"}]
[1442,2020,"AZ","Dolan Springs",57920,"1",0,"CN","WT","WND",{"v":300,"d":"300.0"}]
[1443,2020,"AZ","Douglas",114,"1",0,"OP","GT","DFO",26.1,{"v":0,"d":"0.000"},23,9,"Distributed from 923 Generation And Fuel",1972]
[1444,2020,"AZ","Dry Lake Solar",57922,"1",0,"CN","PV","SUN",{"v":50,"d":"50.0"}]
[1445,2020,"AZ","Dry Lake Wind LLC",57098,"1",0,"OP","WT","WND",{"v":63,"d":"63.0"},0.201,{"v":111125,"d":"111,125"},{"v":47682,"d":"47,682"},"Distributed from 923 Generation And Fuel",2009]
[1446,2020,"AZ","East Line Solar",62899,"EASTL",0,"OP","PV","SUN",{"v":100,"d":"100.0"},{"v":0,"d":"0.000"},0,0,"Distributed from 923 Generation And Fuel",2020]
[1447,2020,"AZ","El Sol BESS",62964,"EL50M",0,"P","BA","MWH",{"v":50,"d":"50.0"}]
[1448,2020,"AZ","Estrella Mountain PV",60230,"PV1",0,"OP","PV","SUN",1.8,0.252,{"v":3966,"d":"3,966"},{"v":1999,"d":"1,999"},"Distributed from 923 Generation And Fuel",2019]
[1449,2020,"AZ","FirstEnergy",55711,"CTG1",0,"CN","CT","NG",{"v":180,"d":"180.0"}]
[1450,2020,"AZ","FirstEnergy",55711,"CTG2",0,"CN","CT","NG",{"v":180,"d":"180.0"}]
[1451,2020,"AZ","FirstEnergy",55711,"CTG3",0,"CN","CT","NG",{"v":180,"d":"180.0"}]
[1452,2020,"AZ","FirstEnergy",55711,"CTG4",0,"CN","CT","NG",{"v":180,"d":"180.0"}]
[1453,2020,"AZ","FirstEnergy",55711,"STG1",0,"CN","CA","NG",{"v":180,"d":"180.0"}]
[1454,2020,"AZ","FirstEnergy",55711,"STG2",0,"CN","CA","NG",{"v":180,"d":"180.0"}]
[1455,2020,"AZ","Foothills Solar Plant Hybrid",57997,"PV1",0,"OP","PV","SUN",{"v":17,"d":"17.0"},0.319,{"v":47515.486,"d":"47,515"},{"v":23945.229,"d":"23,945"},"Distributed from 923 Generation And Fuel",2013]
[1456,2020,"AZ","Foothills Solar Plant Hybrid",57997,"PV2",0,"OP","PV","SUN",{"v":18,"d":"18.0"},0.319,{"v":50310.514,"d":"50,311"},{"v":25353.771,"d":"25,354"},"Distributed from 923 Generation And Fuel",2013]
[1457,2020,"AZ","Foothills Solar Plant Hybrid",57997,"FH38M",0,"P","BA","MWH",{"v":38,"d":"38.0"}]
[1458,2020,"AZ","Fort Huachuca Solar PV Project",58972,"FHUA2",0,"OP","PV","SUN",4.1,0.258,{"v":9257.661,"d":"9,258"},{"v":4665.429,"d":"4,665"},"Distributed from 923 Generation And Fuel",2017]
[1459,2020,"AZ","Fort Huachuca Solar PV Project",58972,"FHUAC",0,"OP","PV","SUN",13.6,0.258,{"v":30708.339,"d":"30,708"},{"v":15475.571,"d":"15,476"},"Distributed from 923 Generation And Fuel",2014]
[1460,2020,"AZ","FRB Solar Farm",57930,"UAST",0,"OP","PV","SUN",1.9,{"v":2E-3,"d":"0.002"},39,20,"Distributed from 923 Generation And Fuel",2011]
[1461,2020,"AZ","Gato Montes Solar, LLC",58842,"1",0,"OP","PV","SUN",{"v":5,"d":"5.0"},0.192,{"v":8421,"d":"8,421"},{"v":4244,"d":"4,244"},"Distributed from 923 Generation And Fuel",2012]
[1462,2020,"AZ","Gila Bend Hybrid",59020,"PV1",0,"OP","PV","SUN",{"v":32,"d":"32.0"},0.258,{"v":72430,"d":"72,430"},{"v":36501,"d":"36,501"},"Distributed from 923 Generation And Fuel",2014]
[1463,2020,"AZ","Gila Bend Hybrid",59020,"GB36M",0,"P","BA","MWH",{"v":36,"d":"36.0"}]
[1464,2020,"AZ","Gila Bend Power Generation Station",55507,"1",0,"L","CT","NG",{"v":170,"d":"170.0"}]
[1465,2020,"AZ","Gila Bend Power Generation Station",55507,"2",0,"L","CT","NG",{"v":170,"d":"170.0"}]
[1466,2020,"AZ","Gila Bend Power Generation Station",55507,"3",0,"L","CT","NG",{"v":170,"d":"170.0"}]
[1467,2020,"AZ","Gila Bend Power Generation Station",55507,"4",0,"L","CA","NG",{"v":390,"d":"390.0"}]
[1468,2020,"AZ","Gila River Power Block 2",60768,"CTG3",0,"OP","CT","NG",{"v":174,"d":"174.0"},0.518,{"v":789026,"d":"789,026"},{"v":396454,"d":"396,454"},"EIA-923 Generator File",2003]
[1469,2020,"AZ","Gila River Power Block 2",60768,"CTG4",0,"OP","CT","NG",{"v":174,"d":"174.0"},0.551,{"v":839915,"d":"839,915"},{"v":445379,"d":"445,379"},"EIA-923 Generator File",2003]
[1470,2020,"AZ","Gila River Power Block 2",60768,"ST10",2,"OP","CA","NG",{"v":271,"d":"271.0"},0.456,{"v":1083404,"d":"1,083,404"},{"v":607496,"d":"607,496"},"EIA-923 Generator File",2003]
[1471,2020,"AZ","Gila River Power Station",55306,"CTG7",0,"OP","CT","NG",{"v":174,"d":"174.0"},0.464,{"v":707769,"d":"707,769"},{"v":364379,"d":"364,379"},"EIA-923 Generator File",2003]
[1472,2020,"AZ","Gila River Power Station",55306,"CTG8",0,"OP","CT","NG",{"v":174,"d":"174.0"},0.501,{"v":763561,"d":"763,561"},{"v":380260,"d":"380,260"},"EIA-923 Generator File",2003]
[1473,2020,"AZ","Gila River Power Station",55306,"ST12",2,"OP","CA","NG",{"v":271,"d":"271.0"},0.428,{"v":1015288,"d":"1,015,288"},{"v":526201,"d":"526,201"},"EIA-923 Generator File",2003]
[1474,2020,"AZ","Gila River Power Station",55306,"CTG1",0,"OP","CT","NG",{"v":174,"d":"174.0"},0.618,{"v":942026,"d":"942,026"},{"v":371598,"d":"371,598"},"EIA-923 Generator File",2003]
[1475,2020,"AZ","Gila River Power Station",55306,"CTG2",0,"OP","CT","NG",{"v":174,"d":"174.0"},0.621,{"v":946775,"d":"946,775"},{"v":406967,"d":"406,967"},"EIA-923 Generator File",2003]
[1476,2020,"AZ","Gila River Power Station",55306,"ST9",2,"OP","CA","NG",{"v":271,"d":"271.0"},0.538,{"v":1276463,"d":"1,276,463"},{"v":541432,"d":"541,432"},"EIA-923 Generator File",2003]
[1477,2020,"AZ","Gila River Power Station",55306,"CTG5",0,"OP","CT","NG",{"v":174,"d":"174.0"},{"v":0.52,"d":"0.520"},{"v":792865,"d":"792,865"},{"v":409218,"d":"409,218"},"EIA-923 Generator File",2003]
[1478,2020,"AZ","Gila River Power Station",55306,"CTG6",0,"OP","CT","NG",{"v":174,"d":"174.0"},0.593,{"v":903494,"d":"903,494"},{"v":461950,"d":"461,950"},"EIA-923 Generator File",2003]
[1479,2020,"AZ","Gila River Power Station",55306,"ST11",2,"OP","CA","NG",{"v":271,"d":"271.0"},{"v":0.48,"d":"0.480"},{"v":1139257,"d":"1,139,257"},{"v":613546,"d":"613,546"},"EIA-923 Generator File",2003]
[1480,2020,"AZ","Gilbert Solar Facility I, LLC",58543,"1",0,"OP","PV","SUN",{"v":2,"d":"2.0"},{"v":0.17,"d":"0.170"},{"v":2979,"d":"2,979"},{"v":1501,"d":"1,501"},"Distributed from 923 Generation And Fuel",2011]
[1481,2020,"AZ","Glen Canyon Dam",153,"1",0,"OP","HY","WAT",{"v":165,"d":"165.0"},0.313,{"v":452590.473,"d":"452,590"},{"v":192198.967,"d":"192,199"},"Distributed from 923 Generation And Fuel",1964]
[1482,2020,"AZ","Glen Canyon Dam",153,"2",0,"OP","HY","WAT",{"v":165,"d":"165.0"},0.313,{"v":452590.473,"d":"452,590"},{"v":192198.967,"d":"192,199"},"Distributed from 923 Generation And Fuel",1964]
[1483,2020,"AZ","Glen Canyon Dam",153,"3",0,"OP","HY","WAT",{"v":165,"d":"165.0"},0.313,{"v":452590.473,"d":"452,590"},{"v":192198.967,"d":"192,199"},"Distributed from 923 Generation And Fuel",1964]
[1484,2020,"AZ","Glen Canyon Dam",153,"4",0,"OP","HY","WAT",{"v":165,"d":"165.0"},0.313,{"v":452590.473,"d":"452,590"},{"v":192198.967,"d":"192,199"},"Distributed from 923 Generation And Fuel",1965]
[1485,2020,"AZ","Glen Canyon Dam",153,"5",0,"OP","HY","WAT",{"v":165,"d":"165.0"},0.313,{"v":452590.473,"d":"452,590"},{"v":192198.967,"d":"192,199"},"Distributed from 923 Generation And Fuel",1965]
[1486,2020,"AZ","Glen Canyon Dam",153,"6",0,"OP","HY","WAT",{"v":165,"d":"165.0"},0.313,{"v":452590.473,"d":"452,590"},{"v":192198.967,"d":"192,199"},"Distributed from 923 Generation And Fuel",1965]
[1487,2020,"AZ","Glen Canyon Dam",153,"7",0,"OP","HY","WAT",{"v":157,"d":"157.0"},0.313,{"v":430646.692,"d":"430,647"},{"v":182880.229,"d":"182,880"},"Distributed from 923 Generation And Fuel",1966]
[1488,2020,"AZ","Glen Canyon Dam",153,"8",0,"OP","HY","WAT",{"v":165,"d":"165.0"},0.313,{"v":452590.473,"d":"452,590"},{"v":192198.967,"d":"192,199"},"Distributed from 923 Generation And Fuel",1966]
[1489,2020,"AZ","Glendale Energy Power Plant",57829,"GLEN1",0,"RE","IC","LFG",1.4,{"$nulls":5},2019]
[1490,2020,"AZ","Glendale Energy Power Plant",57829,"GLEN2",0,"RE","IC","LFG",1.4,{"$nulls":5},2019]
[1491,2020,"AZ","Gray Hawk Solar",61272,"GHS",0,"OP","PV","SUN",{"v":55,"d":"55.0"},0.306,{"v":147468,"d":"147,468"},{"v":74304,"d":"74,304"},"Distributed from 923 Generation And Fuel",2018]
[1492,2020,"AZ","Griffith Energy LLC",55124,"CTG1",0,"OP","CT","NG",176.6,0.448,{"v":692758,"d":"692,758"},{"v":293262,"d":"293,262"},"EIA-923 Generator File",2002]
[1493,2020,"AZ","Griffith Energy LLC",55124,"CTG2",0,"OP","CT","NG",176.6,0.488,{"v":754354,"d":"754,354"},{"v":354088,"d":"354,088"},"EIA-923 Generator File",2002]
[1494,2020,"AZ","Griffith Energy LLC",55124,"STG",2,"OP","CA","NG",301.8,0.348,{"v":920902,"d":"920,902"},{"v":417427,"d":"417,427"},"EIA-923 Generator File",2002]
[1495,2020,"AZ","H Wilson Sundt Generating Station",126,"4",1,"OP","ST","NG",173.3,0.425,{"v":644603,"d":"644,603"},{"v":274975,"d":"274,975"},"EIA-923 Generator File",1967]
[1496,2020,"AZ","H Wilson Sundt Generating Station",126,"GT1",0,"OP","GT","NG",{"v":27,"d":"27.0"},0.024,{"v":5771,"d":"5,771"},{"v":1927.5,"d":"1,928"},"Distributed from 923 Generation And Fuel",1972]
[1497,2020,"AZ","H Wilson Sundt Generating Station",126,"GT2",0,"OP","GT","NG",{"v":27,"d":"27.0"},0.024,{"v":5771,"d":"5,771"},{"v":1927.5,"d":"1,928"},"Distributed from 923 Generation And Fuel",1972]
[1498,2020,"AZ","H Wilson Sundt Generating Station",126,"RIC1",0,"OP","IC","NG",18.8,0.301,{"v":49647.7,"d":"49,648"},{"v":24822.9,"d":"24,823"},"Distributed from 923 Generation And Fuel",2020]
[1499,2020,"AZ","H Wilson Sundt Generating Station",126,"RIC10",0,"OP","IC","NG",18.8,0.301,{"v":49647.7,"d":"49,648"},{"v":24822.9,"d":"24,823"},"Distributed from 923 Generation And Fuel",2019]
[1500,2020,"AZ","H Wilson Sundt Generating Station",126,"RIC2",0,"OP","IC","NG",18.8,0.301,{"v":49647.7,"d":"49,648"},{"v":24822.9,"d":"24,823"},"Distributed from 923 Generation And Fuel",2020]
[1501,2020,"AZ","H Wilson Sundt Generating Station",126,"RIC3",0,"OP","IC","NG",18.8,0.301,{"v":49647.7,"d":"49,648"},{"v":24822.9,"d":"24,823"},"Distributed from 923 Generation And Fuel",2020]
[1502,2020,"AZ","H Wilson Sundt Generating Station",126,"RIC4",0,"OP","IC","NG",18.8,0.301,{"v":49647.7,"d":"49,648"},{"v":24822.9,"d":"24,823"},"Distributed from 923 Generation And Fuel",2020]
[1503,2020,"AZ","H Wilson Sundt Generating Station",126,"RIC5",0,"OP","IC","NG",18.8,0.301,{"v":49647.7,"d":"49,648"},{"v":24822.9,"d":"24,823"},"Distributed from 923 Generation And Fuel",2020]
[1504,2020,"AZ","H Wilson Sundt Generating Station",126,"RIC6",0,"OP","IC","NG",18.8,0.301,{"v":49647.7,"d":"49,648"},{"v":24822.9,"d":"24,823"},"Distributed from 923 Generation And Fuel",2019]
[1505,2020,"AZ","H Wilson Sundt Generating Station",126,"RIC7",0,"OP","IC","NG",18.8,0.301,{"v":49647.7,"d":"49,648"},{"v":24822.9,"d":"24,823"},"Distributed from 923 Generation And Fuel",2019]
[1506,2020,"AZ","H Wilson Sundt Generating Station",126,"RIC8",0,"OP","IC","NG",18.8,0.301,{"v":49647.7,"d":"49,648"},{"v":24822.9,"d":"24,823"},"Distributed from 923 Generation And Fuel",2019]
[1507,2020,"AZ","H Wilson Sundt Generating Station",126,"RIC9",0,"OP","IC","NG",18.8,0.301,{"v":49647.7,"d":"49,648"},{"v":24822.9,"d":"24,823"},"Distributed from 923 Generation And Fuel",2019]
[1508,2020,"AZ","H Wilson Sundt Generating Station",126,"ST3",1,"OP","ST","NG",113.6,0.312,{"v":310849,"d":"310,849"},{"v":169365,"d":"169,365"},"EIA-923 Generator File",1962]
[1509,2020,"AZ","H Wilson Sundt Generating Station",126,"ST1",1,"RE","ST","NG",108.8,{"$nulls":5},2019]
[1510,2020,"AZ","H Wilson Sundt Generating Station",126,"ST2",1,"RE","ST","NG",108.8,{"$nulls":5},2019]
[1511,2020,"AZ","Harquahala Generating Project",55372,"CTG1",0,"OA","CT","NG",281.7,{"v":0,"d":"0.000"},0,0,"EIA-923 Generator File",2004]
[1512,2020,"AZ","Harquahala Generating Project",55372,"CTG2",0,"OA","CT","NG",281.7,{"v":0,"d":"0.000"},0,0,"EIA-923 Generator File",2004]
[1513,2020,"AZ","Harquahala Generating Project",55372,"CTG3",0,"OA","CT","NG",281.7,{"v":0,"d":"0.000"},0,0,"EIA-923 Generator File",2004]
[1514,2020,"AZ","Harquahala Generating Project",55372,"STG1",1,"OP","CA","NG",{"v":160,"d":"160.0"},{"v":0,"d":"0.000"},0,0,"EIA-923 Generator File",2004]
[1515,2020,"AZ","Harquahala Generating Project",55372,"STG2",1,"OP","CA","NG",{"v":160,"d":"160.0"},{"v":0,"d":"0.000"},0,0,"EIA-923 Generator File",2004]
[1516,2020,"AZ","Harquahala Generating Project",55372,"STG3",1,"OP","CA","NG",{"v":160,"d":"160.0"},{"v":0,"d":"0.000"},0,0,"EIA-923 Generator File",2004]
[1517,2020,"AZ","Headgate Rock",7179,"1",0,"OP","HY","WAT",6.5,0.442,{"v":25185,"d":"25,185"},{"v":11689.667,"d":"11,690"},"Distributed from 923 Generation And Fuel",1993]
[1518,2020,"AZ","Headgate Rock",7179,"2",0,"OP","HY","WAT",6.5,0.442,{"v":25185,"d":"25,185"},{"v":11689.667,"d":"11,690"},"Distributed from 923 Generation And Fuel",1993]
[1519,2020,"AZ","Headgate Rock",7179,"3",0,"OP","HY","WAT",6.5,0.442,{"v":25185,"d":"25,185"},{"v":11689.667,"d":"11,690"},"Distributed from 923 Generation And Fuel",1993]
[1520,2020,"AZ","Hoover Dam (AZ)",8902,"A0",0,"OP","HY","WAT",2.4,0.174,{"v":3652.884,"d":"3,653"},{"v":1790.51,"d":"1,791"},"Distributed from 923 Generation And Fuel",1936]
[1521,2020,"AZ","Hoover Dam (AZ)",8902,"A1",0,"OP","HY","WAT",{"v":130,"d":"130.0"},0.174,{"v":197864.528,"d":"197,865"},{"v":96985.953,"d":"96,986"},"Distributed from 923 Generation And Fuel",1941]
[1522,2020,"AZ","Hoover Dam (AZ)",8902,"A2",0,"OP","HY","WAT",{"v":130,"d":"130.0"},0.174,{"v":197864.528,"d":"197,865"},{"v":96985.953,"d":"96,986"},"Distributed from 923 Generation And Fuel",1942]
[1523,2020,"AZ","Hoover Dam (AZ)",8902,"A3",0,"OP","HY","WAT",{"v":130,"d":"130.0"},0.174,{"v":197864.528,"d":"197,865"},{"v":96985.953,"d":"96,986"},"Distributed from 923 Generation And Fuel",1952]
[1524,2020,"AZ","Hoover Dam (AZ)",8902,"A4",0,"OP","HY","WAT",{"v":130,"d":"130.0"},0.174,{"v":197864.528,"d":"197,865"},{"v":96985.953,"d":"96,986"},"Distributed from 923 Generation And Fuel",1952]
[1525,2020,"AZ","Hoover Dam (AZ)",8902,"A5",0,"OP","HY","WAT",{"v":127,"d":"127.0"},0.174,{"v":193298.423,"d":"193,298"},{"v":94747.816,"d":"94,748"},"Distributed from 923 Generation And Fuel",1943]
[1526,2020,"AZ","Hoover Dam (AZ)",8902,"A6",0,"OP","HY","WAT",{"v":130,"d":"130.0"},0.174,{"v":197864.528,"d":"197,865"},{"v":96985.953,"d":"96,986"},"Distributed from 923 Generation And Fuel",1939]
[1527,2020,"AZ","Hoover Dam (AZ)",8902,"A7",0,"OP","HY","WAT",{"v":130,"d":"130.0"},0.174,{"v":197864.528,"d":"197,865"},{"v":96985.953,"d":"96,986"},"Distributed from 923 Generation And Fuel",1939]
[1528,2020,"AZ","Hoover Dam (AZ)",8902,"A8",0,"OP","HY","WAT",61.5,0.174,{"v":93605.142,"d":"93,605"},{"v":45881.816,"d":"45,882"},"Distributed from 923 Generation And Fuel",1937]
[1529,2020,"AZ","Hoover Dam (AZ)",8902,"A9",0,"OP","HY","WAT",68.5,0.174,{"v":104259.386,"d":"104,259"},{"v":51104.137,"d":"51,104"},"Distributed from 923 Generation And Fuel",1952]
[1530,2020,"AZ","Horse Mesa",145,"HM1",0,"OP","HY","WAT",9.9,0.017,{"v":1436.667,"d":"1,437"},852,"Distributed from 923 Generation And Fuel",1927]
[1531,2020,"AZ","Horse Mesa",145,"HM2",0,"OP","HY","WAT",9.9,0.017,{"v":1436.667,"d":"1,437"},852,"Distributed from 923 Generation And Fuel",1927]
[1532,2020,"AZ","Horse Mesa",145,"HM3",0,"OP","HY","WAT",9.9,0.017,{"v":1436.667,"d":"1,437"},852,"Distributed from 923 Generation And Fuel",1927]
[1533,2020,"AZ","Horse Mesa",145,"HM4",0,"OP","PS","WAT",99.8,0.055,{"v":47723,"d":"47,723"},{"v":36667,"d":"36,667"},"Distributed from 923 Generation And Fuel",1972]
[1534,2020,"AZ","Hyder II Hybrid",58383,"PV1",0,"OP","PV","SUN",{"v":14,"d":"14.0"},{"v":0.32,"d":"0.320"},{"v":39228,"d":"39,228"},{"v":19769,"d":"19,769"},"Distributed from 923 Generation And Fuel",2013]
[1535,2020,"AZ","Hyder II Hybrid",58383,"H214M",0,"P","BA","MWH",{"v":14,"d":"14.0"}]
[1536,2020,"AZ","Hyder Solar Hybrid",57563,"PV1",0,"OP","PV","SUN",{"v":17,"d":"17.0"},0.189,{"v":28086.318,"d":"28,086"},{"v":14154.045,"d":"14,154"},"Distributed from 923 Generation And Fuel",2011]
[1537,2020,"AZ","Hyder Solar Hybrid",57563,"PV2",0,"OP","PV","SUN",{"v":5,"d":"5.0"},0.189,{"v":8260.682,"d":"8,261"},{"v":4162.955,"d":"4,163"},"Distributed from 923 Generation And Fuel",2012]
[1538,2020,"AZ","Hyder Solar Hybrid",57563,"H116M",0,"P","BA","MWH",{"v":16,"d":"16.0"}]
[1539,2020,"AZ","Intel - Ocotillo Campus Solar",60822,"PV1",0,"OP","PV","SUN",2.8,0.148,{"v":3638,"d":"3,638"},{"v":1833.333,"d":"1,833"},"Distributed from 923 Generation And Fuel",2017]
[1540,2020,"AZ","Intel - Ocotillo Campus Solar",60822,"PV2",0,"OP","PV","SUN",1.4,0.148,{"v":1819,"d":"1,819"},{"v":916.667,"d":"917"},"Distributed from 923 Generation And Fuel",2018]
[1541,2020,"AZ","IRC Generator Facility",56899,"290",0,"OP","IC","DFO",1.5,{"v":0,"d":"0.000"},0,0,"Distributed from 923 Generation And Fuel",1986]
[1542,2020,"AZ","IRC Generator Facility",56899,"291",0,"SB","IC","DFO",1.5,{"v":0,"d":"0.000"},0,0,"Distributed from 923 Generation And Fuel",1986]
[1543,2020,"AZ","Iron Horse Battery Storage Hybrid",60996,"BA1",0,"OP","BA","MWH",{"v":10,"d":"10.0"},{"v":-0.004,"d":"(0.004)"},{"v":-320,"d":"(320)"},{"v":-111,"d":"(111)"},"Distributed from 923 Generation And Fuel",2017]
[1544,2020,"AZ","Iron Horse Battery Storage Hybrid",60996,"PV1",0,"OP","PV","SUN",{"v":2,"d":"2.0"},0.193,{"v":3383,"d":"3,383"},{"v":1705,"d":"1,705"},"Distributed from 923 Generation And Fuel",2017]
[1545,2020,"AZ","Irving",115,"1",0,"RE","HY","WAT",1.6,{"$nulls":5},2005]
[1546,2020,"AZ","Jacobson 5 MW Solar",60603,"PV1",0,"OP","PV","SUN",4.4,0.227,{"v":8742,"d":"8,742"},{"v":4405,"d":"4,405"},"Distributed from 923 Generation And Fuel",2017]
[1547,2020,"AZ","Jewish Community Center PV",58292,"JCC",0,"OP","PV","SUN",1.1,0.224,{"v":2158,"d":"2,158"},{"v":1088,"d":"1,088"},"Distributed from 923 Generation And Fuel",2012]
[1548,2020,"AZ","Kayenta Solar Project",61268,"PV1",0,"OP","PV","SUN",27.3,0.266,{"v":63514.709,"d":"63,515"},{"v":30139.101,"d":"30,139"},"Distributed from 923 Generation And Fuel",2017]
[1549,2020,"AZ","Kayenta Solar Project",61268,"PV2",0,"OP","PV","SUN",{"v":28,"d":"28.0"},0.266,{"v":65143.291,"d":"65,143"},{"v":30911.899,"d":"30,912"},"Distributed from 923 Generation And Fuel",2019]
[1550,2020,"AZ","Kingman 1",57775,"PV",0,"OP","PV","SUN",0.5,0.263,{"v":1152,"d":"1,152"},600,"Distributed from 923 Generation And Fuel",2011]
[1551,2020,"AZ","Kingman 1",57775,"WGNS",0,"OP","WT","WND",{"v":10,"d":"10.0"},0.303,{"v":26573,"d":"26,573"},{"v":9129,"d":"9,129"},"Distributed from 923 Generation And Fuel",2011]
[1552,2020,"AZ","Kyrene",147,"KY1",1,"OS","ST","NG",34.5,{"$nulls":4},1952]
[1553,2020,"AZ","Kyrene",147,"KY2",1,"OS","ST","NG",73.5,{"$nulls":4},1954]
[1554,2020,"AZ","Kyrene",147,"KY4",0,"OP","GT","NG",53.1,{"v":0,"d":"0.000"},{"v":49.218,"d":"49"},{"v":117.389,"d":"117"},"Distributed from 923 Generation And Fuel",1971]
[1555,2020,"AZ","Kyrene",147,"KY5",0,"OP","GT","NG",60.3,{"v":0,"d":"0.000"},{"v":55.891,"d":"56"},{"v":133.306,"d":"133"},"Distributed from 923 Generation And Fuel",1973]
[1556,2020,"AZ","Kyrene",147,"KY6",0,"OP","GT","NG",60.3,{"v":0,"d":"0.000"},{"v":55.891,"d":"56"},{"v":133.306,"d":"133"},"Distributed from 923 Generation And Fuel",1973]
[1557,2020,"AZ","Kyrene",147,"KY7",0,"OP","CT","NG",{"v":170,"d":"170.0"},0.724,{"v":1077513,"d":"1,077,513"},{"v":499548,"d":"499,548"},"EIA-923 Generator File",2002]
[1558,2020,"AZ","Kyrene",147,"KY7A",1,"OP","CA","NG",{"v":122,"d":"122.0"},0.546,{"v":583215,"d":"583,215"},{"v":273499,"d":"273,499"},"EIA-923 Generator File",2002]
[1559,2020,"AZ","La Paz Solar Tower",58652,"1",0,"P","OT","SUN",{"v":200,"d":"200.0"}]
[1560,2020,"AZ","La Senita",57556,"1",0,"OP","PV","SUN",{"v":1,"d":"1.0"},0.206,{"v":1806,"d":"1,806"},910,"Distributed from 923 Generation And Fuel",2011]
[1561,2020,"AZ","Lake Pleasant WTP",58539,"1",0,"OP","PV","SUN",6.5,0.263,{"v":14996,"d":"14,996"},{"v":7557,"d":"7,557"},"Distributed from 923 Generation And Fuel",2012]
[1562,2020,"AZ","Luke Solar",57324,"PV1",0,"OP","PV","SUN",{"v":15,"d":"15.0"},0.246,{"v":32265,"d":"32,265"},{"v":16260,"d":"16,260"},"Distributed from 923 Generation And Fuel",2015]
[1563,2020,"AZ","Macys Goodyear",57673,"1",0,"OP","PV","SUN",3.5,0.161,{"v":4933,"d":"4,933"},{"v":2486,"d":"2,486"},"Distributed from 923 Generation And Fuel",2010]
[1564,2020,"AZ","Mesa Carport PV",64404,"CPTPV",0,"OP","PV","SUN",3.6,{"v":0.01,"d":"0.010"},{"v":326.348,"d":"326"},{"v":187.826,"d":"188"},"Distributed from 923 Generation And Fuel",2020]
[1565,2020,"AZ","Mesa Carport PV",64404,"GFTPV",0,"OP","PV","SUN",{"v":1,"d":"1.0"},{"v":0.01,"d":"0.010"},{"v":90.652,"d":"91"},{"v":52.174,"d":"52"},"Distributed from 923 Generation And Fuel",2020]
[1566,2020,"AZ","Mesa Solar Array",58466,"MSA1",0,"RE","PV","SUN",{"v":4,"d":"4.0"},{"$nulls":5},2016]
[1567,2020,"AZ","Mesquite Generating Station",55481,"GT3",0,"OP","CT","NG",185.3,0.696,{"v":1129589,"d":"1,129,589"},{"v":506421,"d":"506,421"},"EIA-923 Generator File",2003]
[1568,2020,"AZ","Mesquite Generating Station",55481,"GT4",0,"OP","CT","NG",185.3,0.688,{"v":1117284,"d":"1,117,284"},{"v":499470,"d":"499,470"},"EIA-923 Generator File",2003]
[1569,2020,"AZ","Mesquite Generating Station",55481,"ST2",2,"OP","CA","NG",{"v":321,"d":"321.0"},0.594,{"v":1669147,"d":"1,669,147"},{"v":772756,"d":"772,756"},"EIA-923 Generator File",2003]
[1570,2020,"AZ","Mesquite Generating Station",55481,"GT1",0,"OP","CT","NG",185.3,0.567,{"v":919610,"d":"919,610"},{"v":459491,"d":"459,491"},"EIA-923 Generator File",2003]
[1571,2020,"AZ","Mesquite Generating Station",55481,"GT2",0,"OP","CT","NG",185.3,0.576,{"v":934188,"d":"934,188"},{"v":445276,"d":"445,276"},"EIA-923 Generator File",2003]
[1572,2020,"AZ","Mesquite Generating Station",55481,"ST1",2,"OP","CA","NG",{"v":321,"d":"321.0"},0.536,{"v":1506518,"d":"1,506,518"},{"v":765938,"d":"765,938"},"EIA-923 Generator File",2003]
[1573,2020,"AZ","Mesquite Solar 1",57707,"1",0,"OP","PV","SUN",{"v":16,"d":"16.0"},{"v":0.28,"d":"0.280"},{"v":39245.365,"d":"39,245"},{"v":19777.506,"d":"19,778"},"Distributed from 923 Generation And Fuel",2011]
[1574,2020,"AZ","Mesquite Solar 1",57707,"10",0,"OP","PV","SUN",{"v":12,"d":"12.0"},{"v":0.28,"d":"0.280"},{"v":29434.024,"d":"29,434"},{"v":14833.129,"d":"14,833"},"Distributed from 923 Generation And Fuel",2012]
[1575,2020,"AZ","Mesquite Solar 1",57707,"11",0,"OP","PV","SUN",{"v":16,"d":"16.0"},{"v":0.28,"d":"0.280"},{"v":39245.365,"d":"39,245"},{"v":19777.506,"d":"19,778"},"Distributed from 923 Generation And Fuel",2012]
[1576,2020,"AZ","Mesquite Solar 1",57707,"12",0,"OP","PV","SUN",{"v":16,"d":"16.0"},{"v":0.28,"d":"0.280"},{"v":39245.365,"d":"39,245"},{"v":19777.506,"d":"19,778"},"Distributed from 923 Generation And Fuel",2012]
[1577,2020,"AZ","Mesquite Solar 1",57707,"2",0,"OP","PV","SUN",{"v":16,"d":"16.0"},{"v":0.28,"d":"0.280"},{"v":39245.365,"d":"39,245"},{"v":19777.506,"d":"19,778"},"Distributed from 923 Generation And Fuel",2012]
[1578,2020,"AZ","Mesquite Solar 1",57707,"3",0,"OP","PV","SUN",{"v":10,"d":"10.0"},{"v":0.28,"d":"0.280"},{"v":24528.353,"d":"24,528"},{"v":12360.941,"d":"12,361"},"Distributed from 923 Generation And Fuel",2011]
[1579,2020,"AZ","Mesquite Solar 1",57707,"4",0,"OP","PV","SUN",{"v":16,"d":"16.0"},{"v":0.28,"d":"0.280"},{"v":39245.365,"d":"39,245"},{"v":19777.506,"d":"19,778"},"Distributed from 923 Generation And Fuel",2012]
[1580,2020,"AZ","Mesquite Solar 1",57707,"5",0,"OP","PV","SUN",{"v":16,"d":"16.0"},{"v":0.28,"d":"0.280"},{"v":39245.365,"d":"39,245"},{"v":19777.506,"d":"19,778"},"Distributed from 923 Generation And Fuel",2012]
[1581,2020,"AZ","Mesquite Solar 1",57707,"6",0,"OP","PV","SUN",{"v":8,"d":"8.0"},{"v":0.28,"d":"0.280"},{"v":19622.682,"d":"19,623"},{"v":9888.753,"d":"9,889"},"Distributed from 923 Generation And Fuel",2012]
[1582,2020,"AZ","Mesquite Solar 1",57707,"7",0,"OP","PV","SUN",{"v":16,"d":"16.0"},{"v":0.28,"d":"0.280"},{"v":39245.365,"d":"39,245"},{"v":19777.506,"d":"19,778"},"Distributed from 923 Generation And Fuel",2012]
[1583,2020,"AZ","Mesquite Solar 1",57707,"8",0,"OP","PV","SUN",{"v":12,"d":"12.0"},{"v":0.28,"d":"0.280"},{"v":29434.024,"d":"29,434"},{"v":14833.129,"d":"14,833"},"Distributed from 923 Generation And Fuel",2012]
[1584,2020,"AZ","Mesquite Solar 1",57707,"9",0,"OP","PV","SUN",{"v":16,"d":"16.0"},{"v":0.28,"d":"0.280"},{"v":39245.365,"d":"39,245"},{"v":19777.506,"d":"19,778"},"Distributed from 923 Generation And Fuel",2012]
[1585,2020,"AZ","Mesquite Solar 2, LLC",60307,"1",0,"OP","PV","SUN",{"v":100,"d":"100.0"},0.301,{"v":263700,"d":"263,700"},{"v":139588,"d":"139,588"},"Distributed from 923 Generation And Fuel",2016]
[1586,2020,"AZ","Mesquite Solar 3, LLC",60308,"1",0,"OP","PV","SUN",{"v":150,"d":"150.0"},0.345,{"v":453151,"d":"453,151"},{"v":232132,"d":"232,132"},"Distributed from 923 Generation And Fuel",2016]
[1587,2020,"AZ","Mohave County Wind Farm",63114,"MCWF",0,"OP","WT","WND",{"v":350,"d":"350.0"},0.036,{"v":111279,"d":"111,279"},0,"Distributed from 923 Generation And Fuel",2020]
[1588,2020,"AZ","Mohave Electric at Fort Mohave",59819,"PV1",0,"OP","PV","SUN",4.4,0.262,{"v":10098,"d":"10,098"},{"v":5089,"d":"5,089"},"Distributed from 923 Generation And Fuel",2015]
[1589,2020,"AZ","Mohave Electric Cooperative at Joy Lane",63554,"PV2",0,"OP","PV","SUN",{"v":10,"d":"10.0"},0.353,{"v":30930,"d":"30,930"},{"v":15587,"d":"15,587"},"Distributed from 923 Generation And Fuel",2016]
[1590,2020,"AZ","Mormon Flat",148,"MF1",0,"OP","HY","WAT",9.2,0.037,{"v":3008,"d":"3,008"},{"v":1166,"d":"1,166"},"Distributed from 923 Generation And Fuel",1926]
[1591,2020,"AZ","Mormon Flat",148,"MF2",0,"OP","PS","WAT",54.3,0.054,{"v":25880,"d":"25,880"},{"v":19573,"d":"19,573"},"Distributed from 923 Generation And Fuel",1971]
[1592,2020,"AZ","Navajo",4941,"NAV1",1,"RE","ST","BIT",803.1,{"$nulls":5},2019]
[1593,2020,"AZ","Navajo",4941,"NAV2",1,"RE","ST","BIT",803.1,{"$nulls":5},2019]
[1594,2020,"AZ","Navajo",4941,"NAV3",1,"RE","ST","BIT",803.1,{"$nulls":5},2019]
[1595,2020,"AZ","North Loop",6088,"1",0,"OP","GT","NG",{"v":27,"d":"27.0"},{"v":1E-3,"d":"0.001"},{"v":218.905,"d":"219"},{"v":109.954,"d":"110"},"Distributed from 923 Generation And Fuel",1972]
[1596,2020,"AZ","North Loop",6088,"2",0,"OP","GT","NG",{"v":27,"d":"27.0"},{"v":1E-3,"d":"0.001"},{"v":218.905,"d":"219"},{"v":109.954,"d":"110"},"Distributed from 923 Generation And Fuel",1972]
[1597,2020,"AZ","North Loop",6088,"3",0,"OP","GT","NG",{"v":27,"d":"27.0"},{"v":1E-3,"d":"0.001"},{"v":218.905,"d":"219"},{"v":109.954,"d":"110"},"Distributed from 923 Generation And Fuel",1972]
[1598,2020,"AZ","North Loop",6088,"4",0,"OP","GT","NG",26.8,{"v":1E-3,"d":"0.001"},{"v":217.284,"d":"217"},{"v":109.139,"d":"109"},"Distributed from 923 Generation And Fuel",2001]
[1599,2020,"AZ","Northwest Regional",57403,"GEN1",0,"OP","IC","LFG",1.6,0.772,{"v":10814,"d":"10,814"},{"v":4481,"d":"4,481"},"Distributed from 923 Generation And Fuel",2012]
[1600,2020,"AZ","Northwest Regional",57403,"GEN2",0,"OP","IC","LFG",1.6,0.772,{"v":10814,"d":"10,814"},{"v":4481,"d":"4,481"},"Distributed from 923 Generation And Fuel",2012]
[1601,2020,"AZ","Novo BioPower Plant",56616,"G3",1,"OP","ST","WDS",27.2,0.845,{"v":201348,"d":"201,348"},{"v":87666,"d":"87,666"},"EIA-923 Generator File",2008]
[1602,2020,"AZ","Ocotillo",116,"GT1",0,"OP","GT","NG",53.1,0.092,{"v":42964.435,"d":"42,964"},{"v":20639.936,"d":"20,640"},"Distributed from 923 Generation And Fuel",1972]
[1603,2020,"AZ","Ocotillo",116,"GT2",0,"OP","GT","NG",53.1,0.092,{"v":42964.435,"d":"42,964"},{"v":20639.936,"d":"20,640"},"Distributed from 923 Generation And Fuel",1973]
[1604,2020,"AZ","Ocotillo",116,"GT3",0,"OP","GT","NG",161.9,0.092,{"v":130997.026,"d":"130,997"},{"v":62930.426,"d":"62,930"},"Distributed from 923 Generation And Fuel",2019]
[1605,2020,"AZ","Ocotillo",116,"GT4",0,"OP","GT","NG",161.9,0.092,{"v":130997.026,"d":"130,997"},{"v":62930.426,"d":"62,930"},"Distributed from 923 Generation And Fuel",2019]
[1606,2020,"AZ","Ocotillo",116,"GT5",0,"OP","GT","NG",161.9,0.092,{"v":130997.026,"d":"130,997"},{"v":62930.426,"d":"62,930"},"Distributed from 923 Generation And Fuel",2019]
[1607,2020,"AZ","Ocotillo",116,"GT6",0,"OP","GT","NG",161.9,0.092,{"v":130997.026,"d":"130,997"},{"v":62930.426,"d":"62,930"},"Distributed from 923 Generation And Fuel",2019]
[1608,2020,"AZ","Ocotillo",116,"GT7",0,"OP","GT","NG",161.9,0.092,{"v":130997.026,"d":"130,997"},{"v":62930.426,"d":"62,930"},"Distributed from 923 Generation And Fuel",2019]
[1609,2020,"AZ","Ocotillo",116,"1",1,"RE","ST","NG",113.6,{"$nulls":5},2019]
[1610,2020,"AZ","Ocotillo",116,"2",1,"RE","ST","NG",113.6,{"$nulls":5},2019]
[1611,2020,"AZ","Ocotillo",116,"PV1",0,"RE","PV","SUN",0.1,{"$nulls":5},2015]
[1612,2020,"AZ","Ocotillo",116,"PV2",0,"RE","PV","SUN",0.1,{"$nulls":5},2015]
[1613,2020,"AZ","Ocotillo",116,"PVM",0,"RE","PV","SUN",0.4,{"$nulls":5},2015]
[1614,2020,"AZ","OE_AZ1",63349,"AZ1",0,"OP","PV","SUN",32.5,{"v":0.29,"d":"0.290"},{"v":82470,"d":"82,470"},{"v":38771,"d":"38,771"},"Distributed from 923 Generation And Fuel",2020]
[1615,2020,"AZ","Palo Verde",6008,"1",1,"OP","ST","NUC",{"v":1403.2,"d":"1,403.2"},0.856,{"v":10517477.667,"d":"10,517,478"},{"v":4772422,"d":"4,772,422"},"Distributed from 923 Generation And Fuel",1986]
[1616,2020,"AZ","Palo Verde",6008,"2",1,"OP","ST","NUC",{"v":1403.2,"d":"1,403.2"},0.856,{"v":10517477.667,"d":"10,517,478"},{"v":4772422,"d":"4,772,422"},"Distributed from 923 Generation And Fuel",1986]
[1617,2020,"AZ","Palo Verde",6008,"3",1,"OP","ST","NUC",{"v":1403.2,"d":"1,403.2"},0.856,{"v":10517477.667,"d":"10,517,478"},{"v":4772422,"d":"4,772,422"},"Distributed from 923 Generation And Fuel",1988]
[1618,2020,"AZ","Paloma Solar Hybrid",57562,"PV1",0,"OP","PV","SUN",17.6,0.254,{"v":39185,"d":"39,185"},{"v":19747,"d":"19,747"},"Distributed from 923 Generation And Fuel",2011]
[1619,2020,"AZ","Paloma Solar Hybrid",57562,"PA17M",0,"P","BA","MWH",{"v":17,"d":"17.0"}]
[1620,2020,"AZ","Paradise Valley H.S. PV",58293,"PVH",0,"OP","PV","SUN",1.3,0.228,{"v":2600,"d":"2,600"},{"v":1310,"d":"1,310"},"Distributed from 923 Generation And Fuel",2013]
[1621,2020,"AZ","Perrin Ranch Wind LLC",58155,"GEN1",0,"OP","WT","WND",99.2,0.244,{"v":212188,"d":"212,188"},{"v":83622,"d":"83,622"},"Distributed from 923 Generation And Fuel",2012]
[1622,2020,"AZ","Phoenix Airport East Economy Lot",58708,"PAEEL",0,"OP","PV","SUN",1.1,0.204,{"v":1968,"d":"1,968"},992,"Distributed from 923 Generation And Fuel",2012]
[1623,2020,"AZ","Phoenix Airport Rental Car Center",58709,"PARCC",0,"OP","PV","SUN",1.6,0.426,{"v":5967,"d":"5,967"},{"v":3007,"d":"3,007"},"Distributed from 923 Generation And Fuel",2012]
[1624,2020,"AZ","Picture Rocks Solar, LLC",58486,"1",0,"OP","PV","SUN",{"v":20,"d":"20.0"},0.302,{"v":52863,"d":"52,863"},{"v":26640,"d":"26,640"},"Distributed from 923 Generation And Fuel",2012]
[1625,2020,"AZ","Pima Community College",62075,"PV1",0,"OP","PV","SUN",1.1,0.124,{"v":1192,"d":"1,192"},601,"Distributed from 923 Generation And Fuel",2019]
[1626,2020,"AZ","Pima Community College - East Campus",61104,"PV1",0,"OP","PV","SUN",1.3,0.253,{"v":2885,"d":"2,885"},{"v":1454,"d":"1,454"},"Distributed from 923 Generation And Fuel",2017]
[1627,2020,"AZ","Pima Community College NW",63531,"10327",0,"OP","PV","SUN",1.3,0.275,{"v":3137,"d":"3,137"},{"v":1581,"d":"1,581"},"Distributed from 923 Generation And Fuel",2019]
[1628,2020,"AZ","Pima Energy Storage System",61197,"PIMA",0,"OP","BA","MWH",{"v":10,"d":"10.0"},{"v":-0.003,"d":"(0.003)"},{"v":-253,"d":"(253)"},{"v":-56,"d":"(56)"},"Distributed from 923 Generation And Fuel",2017]
[1629,2020,"AZ","Pinal Central Energy Center Hybrid",61678,"BA1",0,"OP","BA","MWH",{"v":10,"d":"10.0"},{"v":-1E-3,"d":"(0.001)"},{"v":-94,"d":"(94)"},775,"Distributed from 923 Generation And Fuel",2018]
[1630,2020,"AZ","Pinal Central Energy Center Hybrid",61678,"PCEC",0,"OP","PV","SUN",{"v":20,"d":"20.0"},0.349,{"v":61092,"d":"61,092"},{"v":30789,"d":"30,789"},"Distributed from 923 Generation And Fuel",2018]
[1631,2020,"AZ","Poseidon Solar, LLC",57318,"1",0,"OP","PV","SUN",{"v":20,"d":"20.0"},0.302,{"v":52891,"d":"52,891"},{"v":26654,"d":"26,654"},"Distributed from 923 Generation And Fuel",2011]
[1632,2020,"AZ","Poseidon Wind, LLC",57379,"1",0,"OP","WT","WND",65.1,{"v":0.2,"d":"0.200"},{"v":114148,"d":"114,148"},{"v":48370,"d":"48,370"},"Distributed from 923 Generation And Fuel",2010]
[1633,2020,"AZ","Prairie Fire",58171,"GEN1",0,"OP","PV","SUN",4.5,0.229,{"v":9043,"d":"9,043"},{"v":4557,"d":"4,557"},"Distributed from 923 Generation And Fuel",2012]
[1634,2020,"AZ","Prescott Airport",56228,"PV1",0,"OP","PV","SUN",{"v":3,"d":"3.0"},0.204,{"v":5374,"d":"5,374"},{"v":2708,"d":"2,708"},"Distributed from 923 Generation And Fuel",2002]
[1635,2020,"AZ","Prescott Airport",56228,"PV2",0,"CN","PV","SUN",{"v":7,"d":"7.0"}]
[1636,2020,"AZ","Prescott Solar Plant",58147,"PV1",0,"OP","PV","SUN",10.8,0.264,{"v":24953,"d":"24,953"},{"v":12575,"d":"12,575"},"Distributed from 923 Generation And Fuel",2011]
[1637,2020,"AZ","Punkin Center Battery Storage",61913,"B1",0,"OP","BA","MWH",{"v":2,"d":"2.0"},{"v":0,"d":"0.000"},0,0,"Distributed from 923 Generation And Fuel",2018]
[1638,2020,"AZ","Queen Creek Solar Farm",57883,"GEN1",0,"OP","PV","SUN",{"v":19,"d":"19.0"},0.285,{"v":47434,"d":"47,434"},{"v":23904,"d":"23,904"},"Distributed from 923 Generation And Fuel",2012]
[1639,2020,"AZ","RE Ajo 1 LLC",57795,"1",0,"OP","PV","SUN",4.5,0.215,{"v":8475,"d":"8,475"},{"v":4271,"d":"4,271"},"Distributed from 923 Generation And Fuel",2011]
[1640,2020,"AZ","RE Bagdad Solar I LLC",57790,"1",0,"OP","PV","SUN",14.9,0.241,{"v":31453,"d":"31,453"},{"v":15851,"d":"15,851"},"Distributed from 923 Generation And Fuel",2011]
[1641,2020,"AZ","RE Gillespie 1 LLC",58501,"GILL1",0,"OP","PV","SUN",{"v":15,"d":"15.0"},0.307,{"v":40336,"d":"40,336"},{"v":20327,"d":"20,327"},"Distributed from 923 Generation And Fuel",2013]
[1642,2020,"AZ","Red Antelope Solar & Energy Storage Farm",64208,"30PNA",0,"P","PV","SUN",{"v":500,"d":"500.0"}]
[1643,2020,"AZ","Red Antelope Solar & Energy Storage Farm",64208,"30PNB",0,"P","BA","MWH",{"v":500,"d":"500.0"}]
[1644,2020,"AZ","Red Hawk",55455,"CT1A",0,"OP","CT","NG",187.5,0.537,{"v":882681,"d":"882,681"},{"v":403157,"d":"403,157"},"EIA-923 Generator File",2002]
[1645,2020,"AZ","Red Hawk",55455,"CT1B",0,"OP","CT","NG",181.6,0.556,{"v":883852,"d":"883,852"},{"v":399851,"d":"399,851"},"EIA-923 Generator File",2002]
[1646,2020,"AZ","Red Hawk",55455,"CT2A",0,"OP","CT","NG",181.6,0.569,{"v":905104,"d":"905,104"},{"v":435879,"d":"435,879"},"EIA-923 Generator File",2002]
[1647,2020,"AZ","Red Hawk",55455,"CT2B",0,"OP","CT","NG",181.6,0.544,{"v":866178,"d":"866,178"},{"v":426065,"d":"426,065"},"EIA-923 Generator File",2002]
[1648,2020,"AZ","Red Hawk",55455,"ST1",2,"OP","CA","NG",{"v":204,"d":"204.0"},0.563,{"v":1006597,"d":"1,006,597"},{"v":461050,"d":"461,050"},"EIA-923 Generator File",2002]
[1649,2020,"AZ","Red Hawk",55455,"ST2",2,"OP","CA","NG",{"v":204,"d":"204.0"},0.573,{"v":1024436,"d":"1,024,436"},{"v":501950,"d":"501,950"},"EIA-923 Generator File",2002]
[1650,2020,"AZ","Red Horse 2",58833,"RH2S",0,"OP","PV","SUN",{"v":51,"d":"51.0"},0.352,{"v":157385,"d":"157,385"},{"v":77459,"d":"77,459"},"Distributed from 923 Generation And Fuel",2015]
[1651,2020,"AZ","Red Horse 2",58833,"RH2W",0,"OP","WT","WND",{"v":30,"d":"30.0"},0.262,{"v":68847,"d":"68,847"},{"v":25908,"d":"25,908"},"Distributed from 923 Generation And Fuel",2015]
[1652,2020,"AZ","Red Horse III",60285,"RH3",0,"OP","PV","SUN",{"v":30,"d":"30.0"},0.293,{"v":77081,"d":"77,081"},{"v":38845,"d":"38,845"},"Distributed from 923 Generation And Fuel",2016]
[1653,2020,"AZ","Red Rock",60467,"PV1",0,"OP","PV","SUN",{"v":40,"d":"40.0"},{"v":0.33,"d":"0.330"},{"v":115596,"d":"115,596"},{"v":58705,"d":"58,705"},"Distributed from 923 Generation And Fuel",2017]
[1654,2020,"AZ","Rio Rico Solar",59044,"RRSF",0,"OP","PV","SUN",{"v":6,"d":"6.0"},0.227,{"v":11915,"d":"11,915"},{"v":6005,"d":"6,005"},"Distributed from 923 Generation And Fuel",2014]
[1655,2020,"AZ","Roger Road WWTP",57524,"1",0,"OP","PV","SUN",1.1,0.072,696,351,"Distributed from 923 Generation And Fuel",2010]
[1656,2020,"AZ","Roosevelt",149,"ROOS",0,"OP","HY","WAT",{"v":36,"d":"36.0"},0.201,{"v":63383,"d":"63,383"},{"v":29419,"d":"29,419"},"Distributed from 923 Generation And Fuel",1973]
[1657,2020,"AZ","Saddle Mountain Solar I",58213,"AZ2",0,"OP","PV","SUN",{"v":15,"d":"15.0"},0.266,{"v":35003,"d":"35,003"},{"v":17640,"d":"17,640"},"Distributed from 923 Generation And Fuel",2012]
[1658,2020,"AZ","Saguaro",118,"GE1",0,"OP","GT","NG",78.3,0.067,{"v":45784.493,"d":"45,784"},{"v":22977.337,"d":"22,977"},"Distributed from 923 Generation And Fuel",2002]
[1659,2020,"AZ","Saguaro",118,"GT1",0,"OP","GT","NG",53.1,0.067,{"v":31049.254,"d":"31,049"},{"v":15582.332,"d":"15,582"},"Distributed from 923 Generation And Fuel",1972]
[1660,2020,"AZ","Saguaro",118,"GT2",0,"OP","GT","NG",53.1,0.067,{"v":31049.254,"d":"31,049"},{"v":15582.332,"d":"15,582"},"Distributed from 923 Generation And Fuel",1973]
[1661,2020,"AZ","Saguaro",118,"1",1,"RE","ST","NG",{"v":125,"d":"125.0"},{"$nulls":5},2013]
[1662,2020,"AZ","Saguaro",118,"2",1,"RE","ST","NG",{"v":125,"d":"125.0"},{"$nulls":5},2013]
[1663,2020,"AZ","Saguaro",118,"PV1",0,"RE","OT","SUN",{"v":1,"d":"1.0"},{"$nulls":5},2013]
[1664,2020,"AZ","Saint Solar",63476,"SAINT",0,"TS","PV","SUN",{"v":100,"d":"100.0"}]
[1665,2020,"AZ","Sandstone Solar",59634,"SNDST",0,"OP","PV","SUN",{"v":45,"d":"45.0"},0.318,{"v":125311,"d":"125,311"},{"v":63150,"d":"63,150"},"Distributed from 923 Generation And Fuel",2015]
[1666,2020,"AZ","Santan",8068,"ST1",1,"OP","CS","NG",103.5,0.289,{"v":262039,"d":"262,039"},{"v":146118,"d":"146,118"},"EIA-923 Generator File",1974]
[1667,2020,"AZ","Santan",8068,"ST2",1,"OP","CS","NG",103.5,0.295,{"v":267806,"d":"267,806"},{"v":195682,"d":"195,682"},"EIA-923 Generator File",1974]
[1668,2020,"AZ","Santan",8068,"ST3",1,"OP","CS","NG",103.5,0.366,{"v":331996,"d":"331,996"},{"v":135119,"d":"135,119"},"EIA-923 Generator File",1974]
[1669,2020,"AZ","Santan",8068,"ST4",1,"OP","CS","NG",103.5,0.462,{"v":418767,"d":"418,767"},{"v":258667,"d":"258,667"},"EIA-923 Generator File",1975]
[1670,2020,"AZ","Santan",8068,"ST5A",0,"OP","CT","NG",153.8,0.696,{"v":937982,"d":"937,982"},{"v":433320,"d":"433,320"},"EIA-923 Generator File",2005]
[1671,2020,"AZ","Santan",8068,"ST5B",0,"OP","CT","NG",153.8,{"v":0.68,"d":"0.680"},{"v":916375,"d":"916,375"},{"v":445628,"d":"445,628"},"EIA-923 Generator File",2005]
[1672,2020,"AZ","Santan",8068,"ST5S",2,"OP","CA","NG",314.5,0.518,{"v":1426136,"d":"1,426,136"},{"v":723241,"d":"723,241"},"EIA-923 Generator File",2005]
[1673,2020,"AZ","Santan",8068,"ST6A",0,"OP","CT","NG",153.8,0.605,{"v":814688,"d":"814,688"},{"v":503631,"d":"503,631"},"EIA-923 Generator File",2006]
[1674,2020,"AZ","Santan",8068,"ST6S",1,"OP","CA","NG",136.1,0.535,{"v":638393,"d":"638,393"},{"v":394075,"d":"394,075"},"EIA-923 Generator File",2006]
[1675,2020,"AZ","Solana Generating Station",56812,"GEN 1",1,"OP","CP","SUN",{"v":140,"d":"140.0"},0.316,{"v":387852,"d":"387,852"},{"v":209340.5,"d":"209,341"},"Distributed from 923 Generation And Fuel",2013]
[1676,2020,"AZ","Solana Generating Station",56812,"GEN2",1,"OP","CP","SUN",{"v":140,"d":"140.0"},0.316,{"v":387852,"d":"387,852"},{"v":209340.5,"d":"209,341"},"Distributed from 923 Generation And Fuel",2013]
[1677,2020,"AZ","South Consolidated",100,"SC1",0,"OP","HY","WAT",1.4,0.117,{"v":1433,"d":"1,433"},665,"Distributed from 923 Generation And Fuel",1981]
[1678,2020,"AZ","South Point Energy Center",55177,"A",0,"OP","CT","NG",{"v":236,"d":"236.0"},0.512,{"v":1059220,"d":"1,059,220"},{"v":501657,"d":"501,657"},"EIA-923 Generator File",2001]
[1679,2020,"AZ","South Point Energy Center",55177,"B",0,"OP","CT","NG",{"v":236,"d":"236.0"},0.489,{"v":1010679,"d":"1,010,679"},{"v":487851,"d":"487,851"},"EIA-923 Generator File",2001]
[1680,2020,"AZ","South Point Energy Center",55177,"ST1",2,"OP","CA","NG",{"v":236,"d":"236.0"},0.478,{"v":988394,"d":"988,394"},{"v":497276,"d":"497,276"},"EIA-923 Generator File",2001]
[1681,2020,"AZ","Springerville",8223,"1",1,"OP","ST","SUB",424.8,0.567,{"v":2108400,"d":"2,108,400"},{"v":917335,"d":"917,335"},"EIA-923 Generator File",1985]
[1682,2020,"AZ","Springerville",8223,"2",1,"OP","ST","SUB",424.8,0.566,{"v":2105851,"d":"2,105,851"},{"v":849271,"d":"849,271"},"EIA-923 Generator File",1990]
[1683,2020,"AZ","Springerville",8223,"3",1,"OP","ST","SUB",458.1,0.516,{"v":2069146,"d":"2,069,146"},{"v":872882,"d":"872,882"},"EIA-923 Generator File",2006]
[1684,2020,"AZ","Springerville",8223,"4",1,"OP","ST","SUB",458.1,0.311,{"v":1247798,"d":"1,247,798"},{"v":579245,"d":"579,245"},"EIA-923 Generator File",2009]
[1685,2020,"AZ","Springerville",8223,"SGSS",0,"OP","PV","SUN",3.7,0.212,{"v":6882.276,"d":"6,882"},{"v":3269.254,"d":"3,269"},"Distributed from 923 Generation And Fuel",2001]
[1686,2020,"AZ","Springerville",8223,"SGSS1",0,"OP","PV","SUN",1.4,0.212,{"v":2604.104,"d":"2,604"},{"v":1237.015,"d":"1,237"},"Distributed from 923 Generation And Fuel",2010]
[1687,2020,"AZ","Springerville",8223,"WMS",0,"OP","PV","SUN",8.3,0.212,{"v":15438.619,"d":"15,439"},{"v":7333.731,"d":"7,334"},"Distributed from 923 Generation And Fuel",2014]
[1688,2020,"AZ","Springerville",8223,"5",0,"CN","ST","SUB",{"v":400,"d":"400.0"}]
[1689,2020,"AZ","Stewart Mountain",150,"SM",0,"OP","HY","WAT",{"v":13,"d":"13.0"},0.179,{"v":20340,"d":"20,340"},{"v":9441,"d":"9,441"},"Distributed from 923 Generation And Fuel",1930]
[1690,2020,"AZ","Sulphur Springs",60381,"SSSP",0,"OP","PV","SUN",{"v":20,"d":"20.0"},0.309,{"v":54201,"d":"54,201"},{"v":27314,"d":"27,314"},"Distributed from 923 Generation And Fuel",2016]
[1691,2020,"AZ","Sun Streams 2",63440,"GEN01",0,"U","PV","SUN",{"v":150,"d":"150.0"}]
[1692,2020,"AZ","Sun Streams, LLC",60827,"GEN01",0,"OP","PV","SUN",{"v":160,"d":"160.0"},0.278,{"v":390052,"d":"390,052"},{"v":188724,"d":"188,724"},"Distributed from 923 Generation And Fuel",2020]
[1693,2020,"AZ","Sundance",55522,"CT1",0,"OP","GT","NG",60.5,0.069,{"v":36699.039,"d":"36,699"},{"v":17141.609,"d":"17,142"},"Distributed from 923 Generation And Fuel",2002]
[1694,2020,"AZ","Sundance",55522,"CT10",0,"OP","GT","NG",60.5,0.069,{"v":36699.039,"d":"36,699"},{"v":17141.609,"d":"17,142"},"Distributed from 923 Generation And Fuel",2002]
[1695,2020,"AZ","Sundance",55522,"CT2",0,"OP","GT","NG",60.5,0.069,{"v":36699.039,"d":"36,699"},{"v":17141.609,"d":"17,142"},"Distributed from 923 Generation And Fuel",2002]
[1696,2020,"AZ","Sundance",55522,"CT3",0,"OP","GT","NG",60.5,0.069,{"v":36699.039,"d":"36,699"},{"v":17141.609,"d":"17,142"},"Distributed from 923 Generation And Fuel",2002]
[1697,2020,"AZ","Sundance",55522,"CT4",0,"OP","GT","NG",60.5,0.069,{"v":36699.039,"d":"36,699"},{"v":17141.609,"d":"17,142"},"Distributed from 923 Generation And Fuel",2002]
[1698,2020,"AZ","Sundance",55522,"CT5",0,"OP","GT","NG",60.5,0.069,{"v":36699.039,"d":"36,699"},{"v":17141.609,"d":"17,142"},"Distributed from 923 Generation And Fuel",2002]
[1699,2020,"AZ","Sundance",55522,"CT6",0,"OP","GT","NG",60.5,0.069,{"v":36699.039,"d":"36,699"},{"v":17141.609,"d":"17,142"},"Distributed from 923 Generation And Fuel",2002]
[1700,2020,"AZ","Sundance",55522,"CT7",0,"OP","GT","NG",60.5,0.069,{"v":36699.039,"d":"36,699"},{"v":17141.609,"d":"17,142"},"Distributed from 923 Generation And Fuel",2002]
[1701,2020,"AZ","Sundance",55522,"CT8",0,"OP","GT","NG",60.5,0.069,{"v":36699.039,"d":"36,699"},{"v":17141.609,"d":"17,142"},"Distributed from 923 Generation And Fuel",2002]
[1702,2020,"AZ","Sundance",55522,"CT9",0,"OP","GT","NG",60.5,0.069,{"v":36699.039,"d":"36,699"},{"v":17141.609,"d":"17,142"},"Distributed from 923 Generation And Fuel",2002]
[1703,2020,"AZ","Sundance",55522,"CT11",0,"IP","GT","NG",{"v":45,"d":"45.0"},0.069,{"v":27296.806,"d":"27,297"},{"v":12749.957,"d":"12,750"},"Distributed from 923 Generation And Fuel"]
[1704,2020,"AZ","Sundance",55522,"CT12",0,"IP","GT","NG",{"v":45,"d":"45.0"},0.069,{"v":27296.806,"d":"27,297"},{"v":12749.957,"d":"12,750"},"Distributed from 923 Generation And Fuel"]
[1705,2020,"AZ","T0588 Phoenix - AZ",61199,"PV1",0,"OP","PV","SUN",1.2,0.263,{"v":2766,"d":"2,766"},{"v":1394,"d":"1,394"},"Distributed from 923 Generation And Fuel",2017]
[1706,2020,"AZ","TAA Solar Facility",57391,"TAA1",0,"CN","PV","SUN",2.8]
[1707,2020,"AZ","Tech Park Solar",59455,"TECHP",0,"OP","PV","SUN",{"v":5,"d":"5.0"},0.291,{"v":12736,"d":"12,736"},{"v":6418,"d":"6,418"},"Distributed from 923 Generation And Fuel",2012]
[1708,2020,"AZ","Tri Cities",7998,"TC1",0,"RE","IC","LFG",{"v":1,"d":"1.0"},{"$nulls":5},2015]
[1709,2020,"AZ","Tri Cities",7998,"TC2",0,"RE","IC","LFG",{"v":1,"d":"1.0"},{"$nulls":5},2015]
[1710,2020,"AZ","Tri Cities",7998,"TC3",0,"RE","IC","LFG",{"v":1,"d":"1.0"},{"$nulls":5},2015]
[1711,2020,"AZ","Tri Cities",7998,"TC4",0,"RE","IC","LFG",{"v":1,"d":"1.0"},{"$nulls":5},2015]
[1712,2020,"AZ","Tri Cities",7998,"TC5",0,"RE","IC","LFG",{"v":1,"d":"1.0"},{"$nulls":5},2015]
[1713,2020,"AZ","UASTP I",57392,"UATP1",0,"OP","PV","SUN",1.2,0.246,{"v":2584,"d":"2,584"},{"v":1302,"d":"1,302"},"Distributed from 923 Generation And Fuel",2010]
[1714,2020,"AZ","Union HS at Casa Grande",58516,"PV1",0,"OP","PV","SUN",1.6,0.234,{"v":3274,"d":"3,274"},{"v":1650,"d":"1,650"},"Distributed from 923 Generation And Fuel",2012]
[1715,2020,"AZ","University of Arizona - Biosphere 2",54594,"G-1",0,"SB","IC","DFO",1.5,{"v":2E-3,"d":"0.002"},{"v":20.323,"d":"20"},{"v":9.677,"d":"10"},"Distributed from 923 Generation And Fuel",1990]
[1716,2020,"AZ","University of Arizona - Biosphere 2",54594,"G-4",0,"SB","IC","NG",1.6,{"v":2E-3,"d":"0.002"},{"v":21.677,"d":"22"},{"v":10.323,"d":"10"},"Distributed from 923 Generation And Fuel",2000]
[1717,2020,"AZ","Valencia",6515,"GT1",0,"SB","GT","NG",{"v":18,"d":"18.0"},0.009,{"v":1368.667,"d":"1,369"},{"v":686.833,"d":"687"},"Distributed from 923 Generation And Fuel",1989]
[1718,2020,"AZ","Valencia",6515,"GT2",0,"SB","GT","NG",{"v":18,"d":"18.0"},0.009,{"v":1368.667,"d":"1,369"},{"v":686.833,"d":"687"},"Distributed from 923 Generation And Fuel",1989]
[1719,2020,"AZ","Valencia",6515,"GT3",0,"SB","GT","NG",{"v":18,"d":"18.0"},0.009,{"v":1368.667,"d":"1,369"},{"v":686.833,"d":"687"},"Distributed from 923 Generation And Fuel",1989]
[1720,2020,"AZ","Valencia",6515,"GT4",0,"OP","GT","NG",{"v":54,"d":"54.0"},0.009,{"v":4106,"d":"4,106"},{"v":2060.5,"d":"2,061"},"Distributed from 923 Generation And Fuel",2006]
[1721,2020,"AZ","Valencia Solar",59454,"VALEN",0,"OP","PV","SUN",{"v":10,"d":"10.0"},0.306,{"v":26781,"d":"26,781"},{"v":13496,"d":"13,496"},"Distributed from 923 Generation And Fuel",2013]
[1722,2020,"AZ","Vista Grande HS at Casa Grande",58517,"PV1",0,"OP","PV","SUN",1.8,0.199,{"v":3135,"d":"3,135"},{"v":1580,"d":"1,580"},"Distributed from 923 Generation And Fuel",2012]
[1723,2020,"AZ","Waddell",7164,"PG3",0,"OP","PS","WAT",{"v":10,"d":"10.0"},{"v":-0.032,"d":"(0.032)"},{"v":-2838,"d":"(2,838)"},{"v":9162,"d":"9,162"},"Distributed from 923 Generation And Fuel",1993]
[1724,2020,"AZ","Waddell",7164,"PG6",0,"OP","PS","WAT",{"v":10,"d":"10.0"},{"v":-0.032,"d":"(0.032)"},{"v":-2838,"d":"(2,838)"},{"v":9162,"d":"9,162"},"Distributed from 923 Generation And Fuel",1993]
[1725,2020,"AZ","Waddell",7164,"PG7",0,"OP","PS","WAT",{"v":10,"d":"10.0"},{"v":-0.032,"d":"(0.032)"},{"v":-2838,"d":"(2,838)"},{"v":9162,"d":"9,162"},"Distributed from 923 Generation And Fuel",1993]
[1726,2020,"AZ","Waddell",7164,"PS1",0,"OP","PS","WAT",{"v":10,"d":"10.0"},{"v":-0.032,"d":"(0.032)"},{"v":-2838,"d":"(2,838)"},{"v":9162,"d":"9,162"},"Distributed from 923 Generation And Fuel",1993]
[1727,2020,"AZ","Walmart Casa Grande",57939,"1",0,"OP","PV","SUN",{"v":1,"d":"1.0"},0.123,{"v":1079.5,"d":"1,080"},544,"Distributed from 923 Generation And Fuel",2011]
[1728,2020,"AZ","Walmart Casa Grande",57939,"2",0,"OP","PV","SUN",{"v":1,"d":"1.0"},0.123,{"v":1079.5,"d":"1,080"},544,"Distributed from 923 Generation And Fuel",2011]
[1729,2020,"AZ","West Phoenix",117,"1B",1,"OP","CS","NG",{"v":132,"d":"132.0"},0.296,{"v":342011,"d":"342,011"},{"v":161850,"d":"161,850"},"EIA-923 Generator File",1976]
[1730,2020,"AZ","West Phoenix",117,"2B",1,"OP","CS","NG",{"v":132,"d":"132.0"},0.246,{"v":284573,"d":"284,573"},{"v":146424,"d":"146,424"},"EIA-923 Generator File",1976]
[1731,2020,"AZ","West Phoenix",117,"3B",1,"OP","CS","NG",{"v":132,"d":"132.0"},0.296,{"v":342677,"d":"342,677"},{"v":133231,"d":"133,231"},"EIA-923 Generator File",1976]
[1732,2020,"AZ","West Phoenix",117,"C4-1",0,"OP","CT","NG",{"v":91,"d":"91.0"},0.512,{"v":408514,"d":"408,514"},{"v":217246,"d":"217,246"},"EIA-923 Generator File",2001]
[1733,2020,"AZ","West Phoenix",117,"C4-2",1,"OP","CA","NG",44.6,{"v":0,"d":"0.000"},0,0,"EIA-923 Generator File",2001]
[1734,2020,"AZ","West Phoenix",117,"C5-1",0,"OP","CT","NG",184.5,0.379,{"v":611885,"d":"611,885"},{"v":350769,"d":"350,769"},"EIA-923 Generator File",2003]
[1735,2020,"AZ","West Phoenix",117,"C5-2",0,"OP","CT","NG",184.5,0.466,{"v":753085,"d":"753,085"},{"v":342929,"d":"342,929"},"EIA-923 Generator File",2003]
[1736,2020,"AZ","West Phoenix",117,"C5-3",2,"OP","CA","NG",200.6,0.473,{"v":830391,"d":"830,391"},{"v":425088,"d":"425,088"},"EIA-923 Generator File",2003]
[1737,2020,"AZ","West Phoenix",117,"GT1",0,"OP","GT","NG",53.1,0.034,{"v":15688.5,"d":"15,689"},{"v":3504,"d":"3,504"},"Distributed from 923 Generation And Fuel",1972]
[1738,2020,"AZ","West Phoenix",117,"GT2",0,"OP","GT","NG",53.1,0.034,{"v":15688.5,"d":"15,689"},{"v":3504,"d":"3,504"},"Distributed from 923 Generation And Fuel",1973]
[1739,2020,"AZ","West Phoenix",117,"4",0,"RE","ST","NG",34.5,{"$nulls":5},2002]
[1740,2020,"AZ","West Phoenix",117,"5",0,"RE","ST","NG",{"v":16,"d":"16.0"},{"$nulls":5},2002]
[1741,2020,"AZ","West Phoenix",117,"6",0,"RE","ST","NG",{"v":69,"d":"69.0"},{"$nulls":5},2002]
[1742,2020,"AZ","Western Renewable Energy",56358,"1",0,"OS","ST","WDS",{"v":3,"d":"3.0"},{"$nulls":4},2004]
[1743,2020,"AZ","White Wing Solar",60572,"GEN01",0,"T","PV","SUN",{"v":200,"d":"200.0"}]
[1744,2020,"AZ","Wilmot Energy Center LLC",64426,"WIL",0,"U","PV","SUN",{"v":100,"d":"100.0"}]
[1745,2020,"AZ","Wilmot Energy Center LLC",64426,"WILBA",0,"U","BA","MWH",{"v":30,"d":"30.0"}]
[1746,2020,"AZ","Yucca",120,"GT1",0,"OP","GT","NG",23.6,0.057,{"v":11858.111,"d":"11,858"},{"v":5833.448,"d":"5,833"},"Distributed from 923 Generation And Fuel",1971]
[1747,2020,"AZ","Yucca",120,"GT2",0,"OP","GT","NG",23.6,0.057,{"v":11858.111,"d":"11,858"},{"v":5833.448,"d":"5,833"},"Distributed from 923 Generation And Fuel",1971]
[1748,2020,"AZ","Yucca",120,"GT21",0,"OP","GT","DFO",25.3,0.057,{"v":12712.296,"d":"12,712"},{"v":6253.654,"d":"6,254"},"Distributed from 923 Generation And Fuel",1978]
[1749,2020,"AZ","Yucca",120,"GT3",0,"OP","GT","NG",72.4,0.057,{"v":36378.271,"d":"36,378"},{"v":17895.833,"d":"17,896"},"Distributed from 923 Generation And Fuel",1973]
[1750,2020,"AZ","Yucca",120,"GT4",0,"OP","GT","DFO",72.4,0.057,{"v":36378.271,"d":"36,378"},{"v":17895.833,"d":"17,896"},"Distributed from 923 Generation And Fuel",1974]
[1751,2020,"AZ","Yucca",120,"GT5",0,"OP","GT","NG",60.5,0.057,{"v":30398.97,"d":"30,399"},{"v":14954.391,"d":"14,954"},"Distributed from 923 Generation And Fuel",2008]
[1752,2020,"AZ","Yucca",120,"GT6",0,"OP","GT","NG",60.5,0.057,{"v":30398.97,"d":"30,399"},{"v":14954.391,"d":"14,954"},"Distributed from 923 Generation And Fuel",2008]
[1753,2020,"AZ","Yucca",120,"ST1",1,"OP","ST","NG",86.7,0.325,{"v":246777,"d":"246,777"},{"v":122380,"d":"122,380"},"EIA-923 Generator File",1959]
[1754,2020,"AZ","Yuma Cogeneration Associates",54694,"GEN1",0,"OP","CT","NG",44.1,0.188,{"v":72612,"d":"72,612"},{"v":39655,"d":"39,655"},"EIA-923 Generator File",1994]
[1755,2020,"AZ","Yuma Cogeneration Associates",54694,"GEN2",1,"OP","CA","NG",18.5,0.222,{"v":35916,"d":"35,916"},{"v":20225,"d":"20,225"},"EIA-923 Generator File",1994]
[1756,2020,"CA","1420 Coil Av #C",57310,"1",0,"OP","PV","SUN",1.3,{"v":0.15,"d":"0.150"},{"v":1713,"d":"1,713"},924,"Distributed from 923 Generation And Fuel",2011]
[1757,2020,"CA","2081 Terzian Solar Project",58918,"2081",0,"OP","PV","SUN",1.2,0.229,{"v":2406,"d":"2,406"},{"v":1298,"d":"1,298"},"Distributed from 923 Generation And Fuel",2014]
[1758,2020,"CA","2097 Helton Solar Project",58920,"2097",0,"OP","PV","SUN",1.5,0.278,{"v":3647,"d":"3,647"},{"v":1968,"d":"1,968"},"Distributed from 923 Generation And Fuel",2014]
[1759,2020,"CA","2127 Harris Solar Project",58919,"2127",0,"OP","PV","SUN",1.3,0.208,{"v":2371,"d":"2,371"},{"v":1279,"d":"1,279"},"Distributed from 923 Generation And Fuel",2014]
[1760,2020,"CA","2555 E Olympic Bl",57871,"1",0,"OP","PV","SUN",{"v":1,"d":"1.0"},{"$nulls":4},2012]
[1761,2020,"CA","85 A",52162,"WGNS",0,"OA","WT","WND",14.1,{"v":0,"d":"0.000"},0,0,"Distributed from 923 Generation And Fuel",1985]
[1762,2020,"CA","85 B",52163,"WTGN",0,"OA","WT","WND",21.2,{"v":0,"d":"0.000"},0,0,"Distributed from 923 Generation And Fuel",1985]
[1763,2020,"CA","A G Wishon",293,"1",0,"OP","HY","WAT",3.2,0.282,{"v":7909.25,"d":"7,909"},{"v":4396.75,"d":"4,397"},"Distributed from 923 Generation And Fuel",1910]
[1764,2020,"CA","A G Wishon",293,"2",0,"OP","HY","WAT",3.2,0.282,{"v":7909.25,"d":"7,909"},{"v":4396.75,"d":"4,397"},"Distributed from 923 Generation And Fuel",1910]
[1765,2020,"CA","A G Wishon",293,"3",0,"OP","HY","WAT",3.2,0.282,{"v":7909.25,"d":"7,909"},{"v":4396.75,"d":"4,397"},"Distributed from 923 Generation And Fuel",1910]
[1766,2020,"CA","A G Wishon",293,"4",0,"OP","HY","WAT",3.2,0.282,{"v":7909.25,"d":"7,909"},{"v":4396.75,"d":"4,397"},"Distributed from 923 Generation And Fuel",1910]
[1767,2020,"CA","ABEC #2 dba West-Star Dairy",61501,"GEN1",0,"OP","IC","OBG",{"v":1,"d":"1.0"},0.957,{"v":8384,"d":"8,384"},{"v":3551,"d":"3,551"},"Distributed from 923 Generation And Fuel",2018]
[1768,2020,"CA","ABEC #3 dba Lakeview Dairy",61502,"GEN1",0,"OP","IC","OBG",{"v":1,"d":"1.0"},0.764,{"v":6689,"d":"6,689"},{"v":2833,"d":"2,833"},"Distributed from 923 Generation And Fuel",2018]
[1769,2020,"CA","ABEC #4 dba CE&S Dairy",61503,"GEN1",0,"OP","IC","OBG",{"v":1,"d":"1.0"},0.859,{"v":7529,"d":"7,529"},{"v":3189,"d":"3,189"},"Distributed from 923 Generation And Fuel",2018]
[1770,2020,"CA","ABEC Bidart-Old River LLC",58699,"GEN 1",0,"OP","IC","OBG",{"v":1,"d":"1.0"},0.791,{"v":6930,"d":"6,930"},{"v":2935,"d":"2,935"},"Distributed from 923 Generation And Fuel",2013]
[1771,2020,"CA","ABEC Bidart-Old River LLC",58699,"GEN 2",0,"OP","IC","OBG",{"v":1,"d":"1.0"},0.791,{"v":6930,"d":"6,930"},{"v":2935,"d":"2,935"},"Distributed from 923 Generation And Fuel",2013]
[1772,2020,"CA","Acorn I Energy Storage LLC",62874,"ACOR1",0,"U","BA","MWH",{"v":2,"d":"2.0"}]
[1773,2020,"CA","Adelanto Solar II, LLC",59440,"SAS",0,"OP","PV","SUN",{"v":7,"d":"7.0"},0.268,{"v":16405,"d":"16,405"},{"v":8853,"d":"8,853"},"Distributed from 923 Generation And Fuel",2015]
[1774,2020,"CA","Adelanto Solar Project",57305,"1",0,"OP","PV","SUN",{"v":10,"d":"10.0"},0.141,{"v":12311,"d":"12,311"},{"v":6643,"d":"6,643"},"Distributed from 923 Generation And Fuel",2012]
[1775,2020,"CA","Adelanto Solar, LLC",59441,"SAS",0,"OP","PV","SUN",{"v":20,"d":"20.0"},0.311,{"v":54458,"d":"54,458"},{"v":29388,"d":"29,388"},"Distributed from 923 Generation And Fuel",2015]
[1776,2020,"CA","Adera Solar",60027,"ADERA",0,"OP","PV","SUN",{"v":20,"d":"20.0"},0.211,{"v":36917,"d":"36,917"},{"v":19922,"d":"19,922"},"Distributed from 923 Generation And Fuel",2015]
[1777,2020,"CA","Adobe San Jose",57811,"ADB00",0,"OP","FC","NG",0.8,0.492,{"v":3450,"d":"3,450"},{"v":1518,"d":"1,518"},"Distributed from 923 Generation And Fuel",2010]
[1778,2020,"CA","Adobe San Jose",57811,"ADB01",0,"OP","FC","NG",0.4,0.492,{"v":1725,"d":"1,725"},759,"Distributed from 923 Generation And Fuel",2010]
[1779,2020,"CA","Adobe Solar",57651,"FRV3",0,"OP","PV","SUN",{"v":20,"d":"20.0"},0.257,{"v":45000,"d":"45,000"},{"v":24284,"d":"24,284"},"Distributed from 923 Generation And Fuel",2014]
[1780,2020,"CA","AEC- Santa Rosa Solar",64819,"AECSR",0,"T","PV","SUN",0.9]
[1781,2020,"CA","Aera San Ardo Cogen Facility",55184,"UN-A",0,"OS","GT","NG",{"v":3,"d":"3.0"},{"v":0.48,"d":"0.480"},{"v":12618.387,"d":"12,618"},{"v":5551.452,"d":"5,551"},"Distributed from 923 Generation And Fuel",1989]
[1782,2020,"CA","Aera San Ardo Cogen Facility",55184,"UN-B",0,"OA","GT","NG",3.2,{"v":0.48,"d":"0.480"},{"v":13459.613,"d":"13,460"},{"v":5921.548,"d":"5,922"},"Distributed from 923 Generation And Fuel",1989]
[1783,2020,"CA","Aera South Belridge Cogen Facility",55185,"GENA",0,"RE","GT","NG",{"v":3,"d":"3.0"},{"$nulls":5},2010]
[1784,2020,"CA","Aera South Belridge Cogen Facility",55185,"GENB",0,"RE","GT","NG",{"v":3,"d":"3.0"},{"$nulls":5},2010]
[1785,2020,"CA","Aera South Belridge Cogen Facility",55185,"GENC",0,"RE","GT","NG",{"v":3,"d":"3.0"},{"$nulls":5},2010]
[1786,2020,"CA","Aerojet I",57697,"1",0,"OP","PV","SUN",{"v":3,"d":"3.0"},0.218,{"v":5725,"d":"5,725"},{"v":3089,"d":"3,089"},"Distributed from 923 Generation And Fuel",2009]
[1787,2020,"CA","Aerojet II",57698,"1",0,"OP","PV","SUN",2.7,0.159,{"v":3752,"d":"3,752"},{"v":2025,"d":"2,025"},"Distributed from 923 Generation And Fuel",2010]
[1788,2020,"CA","Aerolease",61718,"APLEX",0,"OP","PV","SUN",1.5,0.145,{"v":1909,"d":"1,909"},{"v":1030,"d":"1,030"},"Distributed from 923 Generation And Fuel",2018]
[1789,2020,"CA","AES Alamitos Energy Center",62115,"1A",0,"OP","CT","NG",{"v":231,"d":"231.0"},0.194,{"v":393288,"d":"393,288"},{"v":211669,"d":"211,669"},"EIA-923 Generator File",2020]
[1790,2020,"CA","AES Alamitos Energy Center",62115,"1B",0,"OP","CT","NG",{"v":231,"d":"231.0"},{"v":0.2,"d":"0.200"},{"v":405042,"d":"405,042"},{"v":215009,"d":"215,009"},"EIA-923 Generator File",2020]
[1791,2020,"CA","AES Alamitos Energy Center",62115,"1S",2,"OP","CA","NG",{"v":216,"d":"216.0"},{"v":0.23,"d":"0.230"},{"v":435495,"d":"435,495"},{"v":233493,"d":"233,493"},"EIA-923 Generator File",2020]
[1792,2020,"CA","AES Alamitos LLC",315,"3",1,"OP","ST","NG",{"v":310,"d":"310.0"},0.068,{"v":184962,"d":"184,962"},{"v":141020,"d":"141,020"},"EIA-923 Generator File",1961,2023]
[1793,2020,"CA","AES Alamitos LLC",315,"4",1,"OP","ST","NG",{"v":310,"d":"310.0"},0.047,{"v":128222,"d":"128,222"},{"v":62946,"d":"62,946"},"EIA-923 Generator File",1962,2023]
[1794,2020,"CA","AES Alamitos LLC",315,"5",1,"OP","ST","NG",{"v":495,"d":"495.0"},0.053,{"v":231094,"d":"231,094"},{"v":180105,"d":"180,105"},"EIA-923 Generator File",1964,2023]
[1795,2020,"CA","AES Alamitos LLC",315,"1",1,"RE","ST","NG",{"v":156,"d":"156.0"},{"v":0,"d":"0.000"},0,0,"EIA-923 Generator File",null,2019]
[1796,2020,"CA","AES Alamitos LLC",315,"2",1,"RE","ST","NG",{"v":156,"d":"156.0"},{"v":0,"d":"0.000"},0,0,"EIA-923 Generator File",null,2019]
[1797,2020,"CA","AES Alamitos LLC",315,"6",1,"RE","ST","NG",{"v":495,"d":"495.0"},{"v":0,"d":"0.000"},0,0,"EIA-923 Generator File",null,2019]
[1798,2020,"CA","AES Alamitos LLC",315,"7",0,"RE","GT","NG",{"v":133,"d":"133.0"},{"$nulls":5},2003]
[1799,2020,"CA","AES ES ALAMITOS, LLC",61204,"ALMTS",0,"V","BA","MWH",{"v":100,"d":"100.0"}]
[1800,2020,"CA","AES Huntington Beach Energy Project",62116,"1A",0,"OP","CT","NG",{"v":231,"d":"231.0"},0.212,{"v":430006,"d":"430,006"},{"v":222123,"d":"222,123"},"EIA-923 Generator File",2020]
[1801,2020,"CA","AES Huntington Beach Energy Project",62116,"1B",0,"OP","CT","NG",{"v":231,"d":"231.0"},0.209,{"v":423339,"d":"423,339"},{"v":233790,"d":"233,790"},"EIA-923 Generator File",2020]
[1802,2020,"CA","AES Huntington Beach Energy Project",62116,"1S",2,"OP","CA","NG",237.2,0.208,{"v":431822,"d":"431,822"},{"v":248926,"d":"248,926"},"EIA-923 Generator File",2020]
[1803,2020,"CA","AES Huntington Beach LLC",335,"2",1,"OP","ST","NG",{"v":218,"d":"218.0"},0.056,{"v":107419,"d":"107,419"},{"v":66720,"d":"66,720"},"EIA-923 Generator File",1958,2023]
[1804,2020,"CA","AES Huntington Beach LLC",335,"1",1,"RE","ST","NG",{"v":218,"d":"218.0"},{"v":0,"d":"0.000"},0,0,"EIA-923 Generator File",null,2019]
[1805,2020,"CA","AES Huntington Beach LLC",335,"3",1,"RE","ST","NG",{"v":225,"d":"225.0"},{"$nulls":5},2012]
[1806,2020,"CA","AES Huntington Beach LLC",335,"4",1,"RE","ST","NG",{"v":227,"d":"227.0"},{"$nulls":5},2012]
[1807,2020,"CA","AES Huntington Beach LLC",335,"5",0,"RE","GT","NG",{"v":133,"d":"133.0"},{"$nulls":5},2002]
[1808,2020,"CA","AES Redondo Beach LLC",356,"5",1,"OP","ST","NG",163.2,{"v":0.02,"d":"0.020"},{"v":29098,"d":"29,098"},{"v":21194,"d":"21,194"},"EIA-923 Generator File",1954,2023]
[1809,2020,"CA","AES Redondo Beach LLC",356,"6",1,"OP","ST","NG",163.2,0.042,{"v":60671,"d":"60,671"},{"v":39298,"d":"39,298"},"EIA-923 Generator File",1957,2023]
[1810,2020,"CA","AES Redondo Beach LLC",356,"8",1,"OP","ST","NG",{"v":495,"d":"495.0"},{"v":0.05,"d":"0.050"},{"v":217312,"d":"217,312"},{"v":184011,"d":"184,011"},"EIA-923 Generator File",1967,2023]
[1811,2020,"CA","AES Redondo Beach LLC",356,"7",1,"RE","ST","NG",{"v":495,"d":"495.0"},{"$nulls":5},2019]
[1812,2020,"CA","Agnews Power Plant",50748,"GEN1",0,"OP","CT","NG",24.4,0.048,{"v":10239,"d":"10,239"},{"v":4504.662,"d":"4,505"},"EIA-923 Generator File",1990]
[1813,2020,"CA","Agnews Power Plant",50748,"GEN2",0,"OP","CA","NG",7.6,0.045,{"v":2986,"d":"2,986"},{"v":1313.695,"d":"1,314"},"EIA-923 Generator File",1990]
[1814,2020,"CA","AGT000 Stevens Creek Fuel Cell",63699,"AGT0A",0,"OP","FC","NG",1.2,0.922,{"v":9696.545,"d":"9,697"},{"v":4266,"d":"4,266"},"Distributed from 923 Generation And Fuel",2018]
[1815,2020,"CA","AGT000 Stevens Creek Fuel Cell",63699,"AGT0B",0,"OP","FC","NG",{"v":1,"d":"1.0"},0.922,{"v":8080.455,"d":"8,080"},{"v":3555,"d":"3,555"},"Distributed from 923 Generation And Fuel",2018]
[1816,2020,"CA","Agua Mansa Power Plant",55951,"AMP1",0,"OP","GT","NG",60.5,0.027,{"v":14492,"d":"14,492"},{"v":6376,"d":"6,376"},"Distributed from 923 Generation And Fuel",2003]
[1817,2020,"CA","Aidlin Geothermal Power Plant",52158,"GEN1",0,"OP","ST","GEO",12.5,{"v":0.48,"d":"0.480"},{"v":52529.5,"d":"52,530"},{"v":22495.5,"d":"22,496"},"Distributed from 923 Generation And Fuel",1989]
[1818,2020,"CA","Aidlin Geothermal Power Plant",52158,"GEN2",0,"OP","ST","GEO",12.5,{"v":0.48,"d":"0.480"},{"v":52529.5,"d":"52,530"},{"v":22495.5,"d":"22,496"},"Distributed from 923 Generation And Fuel",1989]
[1819,2020,"CA","Alameda",7450,"1",0,"OP","GT","NG",27.4,0.016,{"v":3816,"d":"3,816"},{"v":1679,"d":"1,679"},"Distributed from 923 Generation And Fuel",1986]
[1820,2020,"CA","Alameda",7450,"2",0,"OP","GT","NG",27.4,0.016,{"v":3816,"d":"3,816"},{"v":1679,"d":"1,679"},"Distributed from 923 Generation And Fuel",1986]
[1821,2020,"CA","Alamo",905,"1",0,"OP","HY","WAT",19.6,0.241,{"v":41321,"d":"41,321"},{"v":22970,"d":"22,970"},"Distributed from 923 Generation And Fuel",1986]
[1822,2020,"CA","Alamo Solar",59469,"ALAMO",0,"OP","PV","SUN",{"v":20,"d":"20.0"},0.237,{"v":41569,"d":"41,569"},{"v":22432,"d":"22,432"},"Distributed from 923 Generation And Fuel",2015]
[1823,2020,"CA","Algonquin Power Sanger LLC",57564,"CTG",0,"OP","CT","NG",{"v":49,"d":"49.0"},0.144,{"v":61672,"d":"61,672"},{"v":33749,"d":"33,749"},"EIA-923 Generator File",2007]
[1824,2020,"CA","Algonquin Power Sanger LLC",57564,"STG2",1,"OP","CA","NG",12.5,0.101,{"v":11099,"d":"11,099"},{"v":6217,"d":"6,217"},"EIA-923 Generator File",2012]
[1825,2020,"CA","Algonquin Power Sanger LLC",57564,"STG",1,"RE","CA","NG",12.5,{"$nulls":5},2012]
[1826,2020,"CA","Algonquin SKIC 10 Solar, LLC",60242,"SKI10",0,"OP","PV","SUN",{"v":10,"d":"10.0"},0.207,{"v":18092,"d":"18,092"},{"v":9763,"d":"9,763"},"Distributed from 923 Generation And Fuel",2017]
[1827,2020,"CA","Algonquin SKIC20 Solar LLC",59412,"SKI20",0,"OP","PV","SUN",{"v":20,"d":"20.0"},0.265,{"v":46430,"d":"46,430"},{"v":25055,"d":"25,055"},"Distributed from 923 Generation And Fuel",2015]
[1828,2020,"CA","Allergan",63609,"ALRGN",0,"OP","BA","MWH",1.5,{"v":-0.009,"d":"(0.009)"},{"v":-114,"d":"(114)"},{"v":-46,"d":"(46)"},"Distributed from 923 Generation And Fuel",2019]
[1829,2020,"CA","Almond",62546,"ALMND",0,"T","PV","SUN",19.9]
[1830,2020,"CA","Almond Power Plant",7315,"1",0,"OP","GT","NG",49.5,0.127,{"v":55027.389,"d":"55,027"},{"v":26773.631,"d":"26,774"},"Distributed from 923 Generation And Fuel",1996]
[1831,2020,"CA","Almond Power Plant",7315,"2",0,"OP","GT","NG",{"v":58,"d":"58.0"},0.127,{"v":64476.537,"d":"64,477"},{"v":31371.123,"d":"31,371"},"Distributed from 923 Generation And Fuel",2012]
[1832,2020,"CA","Almond Power Plant",7315,"3",0,"OP","GT","NG",{"v":58,"d":"58.0"},0.127,{"v":64476.537,"d":"64,477"},{"v":31371.123,"d":"31,371"},"Distributed from 923 Generation And Fuel",2012]
[1833,2020,"CA","Almond Power Plant",7315,"4",0,"OP","GT","NG",{"v":58,"d":"58.0"},0.127,{"v":64476.537,"d":"64,477"},{"v":31371.123,"d":"31,371"},"Distributed from 923 Generation And Fuel",2012]
[1834,2020,"CA","Alpaugh 50",58003,"SPS50",0,"OP","PV","SUN",{"v":50,"d":"50.0"},0.297,{"v":130092,"d":"130,092"},{"v":70202,"d":"70,202"},"Distributed from 923 Generation And Fuel",2012]
[1835,2020,"CA","Alpaugh North",58002,"SPS",0,"OP","PV","SUN",{"v":20,"d":"20.0"},0.257,{"v":45018,"d":"45,018"},{"v":24293,"d":"24,293"},"Distributed from 923 Generation And Fuel",2012]
[1836,2020,"CA","Alpine Solar",57295,"1",0,"OP","PV","SUN",{"v":66,"d":"66.0"},0.135,{"v":77998.5,"d":"77,999"},{"v":42091,"d":"42,091"},"Distributed from 923 Generation And Fuel",2013]
[1837,2020,"CA","Alpine Solar",57295,"2",0,"IP","PV","SUN",{"v":66,"d":"66.0"},0.135,{"v":77998.5,"d":"77,999"},{"v":42091,"d":"42,091"},"Distributed from 923 Generation And Fuel"]
[1838,2020,"CA","Alta Mesa Project Phase IV",55352,"GEN1",0,"CN","WT","WND",{"v":40,"d":"40.0"}]
[1839,2020,"CA","Alta Mesa Repower LLC",54650,"EXI2",0,"OS","WT","WND",9.1,{"v":0,"d":"0.000"},0,0,"Distributed from 923 Generation And Fuel",1989]
[1840,2020,"CA","Alta Mesa Repower LLC",54650,"EXIS",0,"OS","WT","WND",9.6,{"v":0,"d":"0.000"},0,0,"Distributed from 923 Generation And Fuel",1988]
[1841,2020,"CA","Alta Powerhouse",214,"1",0,"OP","HY","WAT",{"v":1,"d":"1.0"},0.278,{"v":2436,"d":"2,436"},{"v":1354,"d":"1,354"},"Distributed from 923 Generation And Fuel",1902]
[1842,2020,"CA","Alta Powerhouse",214,"2",0,"RE","HY","WAT",{"v":1,"d":"1.0"},{"$nulls":5},2013]
[1843,2020,"CA","Alta Wind Energy Center I",57282,"AW01",0,"OP","WT","WND",{"v":150,"d":"150.0"},0.287,{"v":376853,"d":"376,853"},{"v":199918,"d":"199,918"},"Distributed from 923 Generation And Fuel",2011]
[1844,2020,"CA","Alta Wind Energy Center II",57291,"AW02",0,"OP","WT","WND",{"v":150,"d":"150.0"},0.246,{"v":322844,"d":"322,844"},{"v":171267,"d":"171,267"},"Distributed from 923 Generation And Fuel",2011]
[1845,2020,"CA","Alta Wind Energy Center III",57292,"AW03",0,"OP","WT","WND",{"v":150,"d":"150.0"},0.253,{"v":332322,"d":"332,322"},{"v":176295,"d":"176,295"},"Distributed from 923 Generation And Fuel",2011]
[1846,2020,"CA","Alta Wind Energy Center IV",57293,"AW04",0,"OP","WT","WND",{"v":102,"d":"102.0"},0.181,{"v":161959,"d":"161,959"},{"v":85918,"d":"85,918"},"Distributed from 923 Generation And Fuel",2011]
[1847,2020,"CA","Alta Wind Energy Center V",57294,"AW05",0,"OP","WT","WND",{"v":168,"d":"168.0"},0.174,{"v":256249,"d":"256,249"},{"v":135938,"d":"135,938"},"Distributed from 923 Generation And Fuel",2011]
[1848,2020,"CA","Alta Wind VIII",57835,"AW08",0,"OP","WT","WND",{"v":150,"d":"150.0"},0.163,{"v":214170,"d":"214,170"},{"v":113616,"d":"113,616"},"Distributed from 923 Generation And Fuel",2012]
[1849,2020,"CA","Alta Wind X",58394,"AW10",0,"OP","WT","WND",{"v":138,"d":"138.0"},0.287,{"v":347345,"d":"347,345"},{"v":184264,"d":"184,264"},"Distributed from 923 Generation And Fuel",2014]
[1850,2020,"CA","Alta Wind XI",58395,"AW11",0,"OP","WT","WND",{"v":90,"d":"90.0"},0.272,{"v":214818,"d":"214,818"},{"v":113960,"d":"113,960"},"Distributed from 923 Generation And Fuel",2014]
[1851,2020,"CA","AltaGas Ripon Energy Inc.",50299,"GEN1",0,"OP","GT","NG",49.5,0.016,{"v":6901,"d":"6,901"},{"v":4235,"d":"4,235"},"Distributed from 923 Generation And Fuel",1988]
[1852,2020,"CA","Altamont Gas Recovery",50571,"GEN1",0,"OP","GT","LFG",{"v":3,"d":"3.0"},0.724,{"v":19039.5,"d":"19,040"},{"v":8063.5,"d":"8,064"},"Distributed from 923 Generation And Fuel",1989]
[1853,2020,"CA","Altamont Gas Recovery",50571,"GEN2",0,"OP","GT","LFG",{"v":3,"d":"3.0"},0.724,{"v":19039.5,"d":"19,040"},{"v":8063.5,"d":"8,064"},"Distributed from 923 Generation And Fuel",1989]
[1854,2020,"CA","Altamont Gas Recovery",50571,"GEN3",0,"RE","IC","LFG",1.3,{"$nulls":5},2018]
[1855,2020,"CA","Altamont Gas Recovery",50571,"GEN4",0,"RE","IC","LFG",1.3,{"$nulls":5},2018]
[1856,2020,"CA","Altamont Midway Ltd",50001,"WTGS",0,"RE","WT","WND",10.9,{"$nulls":5},2015]
[1857,2020,"CA","Altech III",50485,"GEN1",0,"RE","WT","WND",21.7,{"v":0,"d":"0.000"},0,0,"Distributed from 923 Generation And Fuel",null,2020]
[1858,2020,"CA","Altech III",50485,"GEN2",0,"RE","WT","WND",3.4,{"v":0,"d":"0.000"},0,0,"Distributed from 923 Generation And Fuel",null,2020]
[1859,2020,"CA","Alticor Inc - Solar Project",63303,"AISP",0,"OP","PV","SUN",1.2,0.177,{"v":1865,"d":"1,865"},{"v":1006,"d":"1,006"},"Distributed from 923 Generation And Fuel",2017]
[1860,2020,"CA","Alvarado Hydro Facility",54242,"SD28H",0,"T","HY","WAT",1.4]
[1861,2020,"CA","Alvarado Hydro Facility",54242,"AHF",0,"RE","HY","WAT",2.1,{"$nulls":5},2011]
[1862,2020,"CA","Amazon - Moreno Valley",63740,"ONT6",0,"CN","PV","SUN",2.2]
[1863,2020,"CA","Amazon - Patterson PV",61377,"PATT1",0,"OP","PV","SUN",2.5,0.206,{"v":4515,"d":"4,515"},{"v":2436,"d":"2,436"},"Distributed from 923 Generation And Fuel",2017]
[1864,2020,"CA","Amazon - Stockton - Roof (SCK1) - (CA)",64429,"19001",0,"V","PV","SUN",2.6]
[1865,2020,"CA","Amazon PSP1",64751,"267",0,"V","PV","SUN",3.8]
[1866,2020,"CA","Amazon San Bernardino",59800,"AMZ00",0,"OP","FC","NG",1.1,0.637,{"v":6139,"d":"6,139"},{"v":2701,"d":"2,701"},"Distributed from 923 Generation And Fuel",2014]
[1867,2020,"CA","Amedee Geothermal Venture I",50964,"IND",0,"OP","ST","GEO",1.5,{"v":0,"d":"0.000"},0,0,"Distributed from 923 Generation And Fuel",1988]
[1868,2020,"CA","Amedee Geothermal Venture I",50964,"SYN",0,"OP","ST","GEO",1.5,{"v":0,"d":"0.000"},0,0,"Distributed from 923 Generation And Fuel",1988]
[1869,2020,"CA","Ameresco Butte County",57771,"1",0,"OP","IC","LFG",2.3,0.556,{"v":11200,"d":"11,200"},{"v":4743,"d":"4,743"},"Distributed from 923 Generation And Fuel",2013]
[1870,2020,"CA","Ameresco Chiquita Canyon",56898,"1",0,"OP","GT","LFG",4.6,0.517,{"v":20831,"d":"20,831"},{"v":8822,"d":"8,822"},"Distributed from 923 Generation And Fuel",2010]
[1871,2020,"CA","Ameresco Chiquita Canyon",56898,"2",0,"OP","GT","LFG",4.6,0.517,{"v":20831,"d":"20,831"},{"v":8822,"d":"8,822"},"Distributed from 923 Generation And Fuel",2010]
[1872,2020,"CA","Ameresco Forward",58437,"ENG1",0,"OP","IC","LFG",2.2,0.846,{"v":16301.5,"d":"16,302"},{"v":6904,"d":"6,904"},"Distributed from 923 Generation And Fuel",2014]
[1873,2020,"CA","Ameresco Forward",58437,"ENG2",0,"OP","IC","LFG",2.2,0.846,{"v":16301.5,"d":"16,302"},{"v":6904,"d":"6,904"},"Distributed from 923 Generation And Fuel",2014]
[1874,2020,"CA","Ameresco Johnson Canyon",58397,"ENG1",0,"OP","IC","LFG",1.4,0.862,{"v":10570,"d":"10,570"},{"v":4477,"d":"4,477"},"Distributed from 923 Generation And Fuel",2013]
[1875,2020,"CA","Ameresco Keller Canyon",56897,"1",0,"OP","IC","LFG",1.9,0.902,{"v":15020,"d":"15,020"},{"v":6361,"d":"6,361"},"Distributed from 923 Generation And Fuel",2009]
[1876,2020,"CA","Ameresco Keller Canyon",56897,"2",0,"OP","IC","LFG",1.9,0.902,{"v":15020,"d":"15,020"},{"v":6361,"d":"6,361"},"Distributed from 923 Generation And Fuel",2009]
[1877,2020,"CA","Ameresco Ox Mountain",56895,"1",0,"OP","IC","LFG",1.9,0.807,{"v":13425.667,"d":"13,426"},{"v":5732.333,"d":"5,732"},"Distributed from 923 Generation And Fuel",2008]
[1878,2020,"CA","Ameresco Ox Mountain",56895,"2",0,"OP","IC","LFG",1.9,0.807,{"v":13425.667,"d":"13,426"},{"v":5732.333,"d":"5,732"},"Distributed from 923 Generation And Fuel",2008]
[1879,2020,"CA","Ameresco Ox Mountain",56895,"3",0,"OP","IC","LFG",1.9,0.807,{"v":13425.667,"d":"13,426"},{"v":5732.333,"d":"5,732"},"Distributed from 923 Generation And Fuel",2008]
[1880,2020,"CA","Ameresco Ox Mountain",56895,"4",0,"OP","IC","LFG",1.9,0.807,{"v":13425.667,"d":"13,426"},{"v":5732.333,"d":"5,732"},"Distributed from 923 Generation And Fuel",2008]
[1881,2020,"CA","Ameresco Ox Mountain",56895,"5",0,"OP","IC","LFG",1.9,0.807,{"v":13425.667,"d":"13,426"},{"v":5732.333,"d":"5,732"},"Distributed from 923 Generation And Fuel",2008]
[1882,2020,"CA","Ameresco Ox Mountain",56895,"6",0,"OP","IC","LFG",1.9,0.807,{"v":13425.667,"d":"13,426"},{"v":5732.333,"d":"5,732"},"Distributed from 923 Generation And Fuel",2008]
[1883,2020,"CA","Ameresco San Joaquin",58436,"ENG1",0,"OP","IC","LFG",2.2,0.765,{"v":14749.5,"d":"14,750"},{"v":6246.5,"d":"6,247"},"Distributed from 923 Generation And Fuel",2014]
[1884,2020,"CA","Ameresco San Joaquin",58436,"ENG2",0,"OP","IC","LFG",2.2,0.765,{"v":14749.5,"d":"14,750"},{"v":6246.5,"d":"6,247"},"Distributed from 923 Generation And Fuel",2014]
[1885,2020,"CA","Ameresco Santa Cruz Energy",56428,"Unit1",0,"OP","IC","LFG",{"v":1,"d":"1.0"},0.664,{"v":5818.667,"d":"5,819"},{"v":2464.333,"d":"2,464"},"Distributed from 923 Generation And Fuel",2006]
[1886,2020,"CA","Ameresco Santa Cruz Energy",56428,"Unit2",0,"OP","IC","LFG",{"v":1,"d":"1.0"},0.664,{"v":5818.667,"d":"5,819"},{"v":2464.333,"d":"2,464"},"Distributed from 923 Generation And Fuel",2006]
[1887,2020,"CA","Ameresco Santa Cruz Energy",56428,"Unit3",0,"OP","IC","LFG",{"v":1,"d":"1.0"},0.664,{"v":5818.667,"d":"5,819"},{"v":2464.333,"d":"2,464"},"Distributed from 923 Generation And Fuel",2006]
[1888,2020,"CA","Ameresco Vasco Road",58435,"ENG1",0,"OP","IC","LFG",2.2,0.892,{"v":17199.5,"d":"17,200"},{"v":7284,"d":"7,284"},"Distributed from 923 Generation And Fuel",2014]
[1889,2020,"CA","Ameresco Vasco Road",58435,"ENG2",0,"OP","IC","LFG",2.2,0.892,{"v":17199.5,"d":"17,200"},{"v":7284,"d":"7,284"},"Distributed from 923 Generation And Fuel",2014]
[1890,2020,"CA","American Canyon Solar",62687,"RPNPA",0,"OP","PV","SUN",{"v":1,"d":"1.0"},0.253,{"v":2218.333,"d":"2,218"},{"v":1197,"d":"1,197"},"Distributed from 923 Generation And Fuel",2019]
[1891,2020,"CA","American Canyon Solar",62687,"RPNPB",0,"OP","PV","SUN",{"v":1,"d":"1.0"},0.253,{"v":2218.333,"d":"2,218"},{"v":1197,"d":"1,197"},"Distributed from 923 Generation And Fuel",2019]
[1892,2020,"CA","American Canyon Solar",62687,"RPNPC",0,"OP","PV","SUN",{"v":1,"d":"1.0"},0.253,{"v":2218.333,"d":"2,218"},{"v":1197,"d":"1,197"},"Distributed from 923 Generation And Fuel",2019]
[1893,2020,"CA","American Kings Solar, LLC",60777,"GEN01",0,"OP","PV","SUN",{"v":128,"d":"128.0"},0.013,{"v":14293,"d":"14,293"},0,"Distributed from 923 Generation And Fuel",2020]
[1894,2020,"CA","Ampersand Chowchilla Biomass LLC",56706,"AMPC",1,"OP","ST","WDS",12.5,0.566,{"v":61995,"d":"61,995"},{"v":28722,"d":"28,722"},"EIA-923 Generator File",2008]
[1895,2020,"CA","Anaheim GT",7693,"1",0,"RE","GT","NG",49.2,{"$nulls":5},2019]
[1896,2020,"CA","Anaheim Solar Energy Plant",59416,"PV1",0,"OP","PV","SUN",2.1,0.176,{"v":3230,"d":"3,230"},{"v":1743,"d":"1,743"},"Distributed from 923 Generation And Fuel",2014]
[1897,2020,"CA","Angels",215,"1",0,"OP","HY","WAT",1.4,0.442,{"v":5421,"d":"5,421"},{"v":3014,"d":"3,014"},"Distributed from 923 Generation And Fuel",1940]
[1898,2020,"CA","Anheuser-Busch #2",59331,"ANB2",0,"OP","WT","WND",1.6,0.243,{"v":3400,"d":"3,400"},{"v":2237,"d":"2,237"},"Distributed from 923 Generation And Fuel",2014]
[1899,2020,"CA","Antelope Big Sky Ranch",60279,"ABSR",0,"OP","PV","SUN",{"v":20,"d":"20.0"},0.297,{"v":52104,"d":"52,104"},{"v":28117,"d":"28,117"},"Distributed from 923 Generation And Fuel",2016]
[1900,2020,"CA","Antelope DSR 1",60186,"DSR1",0,"OP","PV","SUN",{"v":50,"d":"50.0"},0.292,{"v":128064,"d":"128,064"},{"v":68993,"d":"68,993"},"Distributed from 923 Generation And Fuel",2016]
[1901,2020,"CA","Antelope DSR 2",60187,"DSR2",0,"OP","PV","SUN",{"v":5,"d":"5.0"},0.315,{"v":13810,"d":"13,810"},{"v":7452,"d":"7,452"},"Distributed from 923 Generation And Fuel",2016]
[1902,2020,"CA","Antelope DSR 3",61265,"ADSR3",0,"OP","PV","SUN",{"v":20,"d":"20.0"},0.326,{"v":57062,"d":"57,062"},{"v":30793,"d":"30,793"},"Distributed from 923 Generation And Fuel",2019]
[1903,2020,"CA","Antelope Expansion 1B",62320,"ANE1B",0,"P","PV","SUN",{"v":17,"d":"17.0"}]
[1904,2020,"CA","Antelope Expansion 2",61264,"ANTX2",0,"OP","PV","SUN",{"v":105,"d":"105.0"},0.274,{"v":252422,"d":"252,422"},{"v":127920,"d":"127,920"},"Distributed from 923 Generation And Fuel",2018]
[1905,2020,"CA","Antelope Expansion 3A",62673,"ANX3A",0,"L","PV","SUN",{"v":15,"d":"15.0"}]
[1906,2020,"CA","Antelope Expansion 3B",62674,"ANX3B",0,"L","PV","SUN",{"v":5,"d":"5.0"}]
[1907,2020,"CA","AP North Lake I, LP",59610,"APNLI",0,"OP","PV","SUN",{"v":20,"d":"20.0"},0.248,{"v":43379,"d":"43,379"},{"v":23409,"d":"23,409"},"Distributed from 923 Generation And Fuel",2015]
[1908,2020,"CA","APP Prune A-D",62577,"AP11A",0,"OP","FC","NG",{"v":1,"d":"1.0"},0.591,{"v":5178.25,"d":"5,178"},{"v":2278.25,"d":"2,278"},"Distributed from 923 Generation And Fuel",2017]
[1909,2020,"CA","APP Prune A-D",62577,"AP11B",0,"OP","FC","NG",{"v":1,"d":"1.0"},0.591,{"v":5178.25,"d":"5,178"},{"v":2278.25,"d":"2,278"},"Distributed from 923 Generation And Fuel",2017]
[1910,2020,"CA","APP Prune A-D",62577,"AP11C",0,"OP","FC","NG",{"v":1,"d":"1.0"},0.591,{"v":5178.25,"d":"5,178"},{"v":2278.25,"d":"2,278"},"Distributed from 923 Generation And Fuel",2017]
[1911,2020,"CA","APP Prune A-D",62577,"AP11D",0,"OP","FC","NG",{"v":1,"d":"1.0"},0.591,{"v":5178.25,"d":"5,178"},{"v":2278.25,"d":"2,278"},"Distributed from 923 Generation And Fuel",2017]
[1912,2020,"CA","Apple Campus 2 Fuel Cell",59557,"AC2FC",0,"OP","FC","LFG",{"v":4,"d":"4.0"},0.591,{"v":20712,"d":"20,712"},{"v":8772,"d":"8,772"},"Distributed from 923 Generation And Fuel",2017]
[1913,2020,"CA","Apple Campus 2 PV",59473,"AC2PV",0,"OP","PV","SUN",14.4,0.128,{"v":16107,"d":"16,107"},{"v":8692,"d":"8,692"},"Distributed from 923 Generation And Fuel",2017]
[1914,2020,"CA","Aquamarine",62547,"AQUAM",0,"T","PV","SUN",{"v":250,"d":"250.0"}]
[1915,2020,"CA","Aratina Solar Center 1 Hybrid",61167,"91MC8",0,"P","PV","SUN",{"v":200,"d":"200.0"}]
[1916,2020,"CA","Aratina Solar Center 1 Hybrid",61167,"BESS",0,"P","BA","MWH",{"v":50,"d":"50.0"}]
[1917,2020,"CA","Aratina Solar Center 2",64215,"45MGA",0,"P","PV","SUN",{"v":200,"d":"200.0"}]
[1918,2020,"CA","Aratina Solar Center 2",64215,"45MGB",0,"P","BA","MWH",{"v":200,"d":"200.0"}]
[1919,2020,"CA","Argus Cogen Plant",10684,"TG5",3,"SB","ST","RC",7.5,{"v":1E-3,"d":"0.001"},88,0,"EIA-923 Generator File",1947]
[1920,2020,"CA","Argus Cogen Plant",10684,"TG8",2,"OP","ST","RC",27.5,0.657,{"v":158177,"d":"158,177"},{"v":65024,"d":"65,024"},"EIA-923 Generator File",1978]
[1921,2020,"CA","Argus Cogen Plant",10684,"TG9",2,"OP","ST","RC",27.5,0.659,{"v":158747,"d":"158,747"},{"v":64719,"d":"64,719"},"EIA-923 Generator File",1978]
[1922,2020,"CA","Arlington Energy Center II",64481,"AEC1",0,"U","PV","SUN",{"v":100,"d":"100.0"}]
[1923,2020,"CA","Arlington Energy Center II",64481,"AEC2",0,"U","PV","SUN",{"v":133,"d":"133.0"}]
[1924,2020,"CA","Arlington Energy Center II",64481,"AEC2B",0,"U","BA","MWH",{"v":132,"d":"132.0"}]
[1925,2020,"CA","Arlington Energy Center III",64564,"AEC3",0,"U","PV","SUN",{"v":131,"d":"131.0"}]
[1926,2020,"CA","Arlington Energy Center III",64564,"AEC3B",0,"U","BA","MWH",{"v":47,"d":"47.0"}]
[1927,2020,"CA","Arrache 4006",58445,"1",0,"OP","PV","SUN",{"v":1,"d":"1.0"},0.134,{"v":1172.5,"d":"1,173"},{"v":632.5,"d":"633"},"Distributed from 923 Generation And Fuel",2013]
[1928,2020,"CA","Arrache 4006",58445,"2",0,"OP","PV","SUN",{"v":1,"d":"1.0"},0.134,{"v":1172.5,"d":"1,173"},{"v":632.5,"d":"633"},"Distributed from 923 Generation And Fuel",2013]
[1929,2020,"CA","Arrache 4013",58446,"1",0,"OP","PV","SUN",1.5,0.266,{"v":3490,"d":"3,490"},{"v":1883,"d":"1,883"},"Distributed from 923 Generation And Fuel",2013]
[1930,2020,"CA","Arrache 8083",58447,"1",0,"OP","PV","SUN",1.5,0.105,{"v":1381.5,"d":"1,382"},{"v":745.5,"d":"746"},"Distributed from 923 Generation And Fuel",2013]
[1931,2020,"CA","Arrache 8083",58447,"2",0,"OP","PV","SUN",1.5,0.105,{"v":1381.5,"d":"1,382"},{"v":745.5,"d":"746"},"Distributed from 923 Generation And Fuel",2013]
[1932,2020,"CA","Arrache 8083",58447,"3",0,"OP","PV","SUN",{"v":1,"d":"1.0"},0.105,921,497,"Distributed from 923 Generation And Fuel",2013]
[1933,2020,"CA","Aspiration G",59737,"ASPRG",0,"OP","PV","SUN",{"v":9,"d":"9.0"},0.267,{"v":21085,"d":"21,085"},{"v":11378,"d":"11,378"},"Distributed from 923 Generation And Fuel",2017]
[1934,2020,"CA","ASTI",58889,"ASTI",0,"OP","PV","SUN",{"v":1,"d":"1.0"},0.162,{"v":1423,"d":"1,423"},768,"Distributed from 923 Generation And Fuel",2009]
[1935,2020,"CA","AT&T Anaheim",61154,"AT058",0,"OP","FC","NG",1.3,0.755,{"v":8600,"d":"8,600"},{"v":3784,"d":"3,784"},"Distributed from 923 Generation And Fuel",2016]
[1936,2020,"CA","AT&T Holger",61153,"AT057",0,"OP","FC","NG",1.3,0.737,{"v":8388,"d":"8,388"},{"v":3690,"d":"3,690"},"Distributed from 923 Generation And Fuel",2016]
[1937,2020,"CA","Atascadero State Hospital",64523,"ATASC",0,"OP","PV","SUN",1.1,{"v":0,"d":"0.000"},0,0,"Distributed from 923 Generation And Fuel",2020]
[1938,2020,"CA","Athos Solar Project",63300,"IPAT1",0,"U","PV","SUN",{"v":250,"d":"250.0"}]
[1939,2020,"CA","ATT  Kelvin",62573,"ATT56",0,"OP","FC","NG",{"v":1,"d":"1.0"},0.878,{"v":7692,"d":"7,692"},{"v":3384,"d":"3,384"},"Distributed from 923 Generation And Fuel",2017]
[1940,2020,"CA","ATT North Watney",63605,"ATT35",0,"OP","FC","NG",{"v":2,"d":"2.0"},0.483,{"v":8463,"d":"8,463"},{"v":3723,"d":"3,723"},"Distributed from 923 Generation And Fuel",2019]
[1941,2020,"CA","ATT Van Nyus",62574,"ATT93",0,"OP","FC","NG",{"v":1,"d":"1.0"},0.784,{"v":6871,"d":"6,871"},{"v":3023,"d":"3,023"},"Distributed from 923 Generation And Fuel",2017]
[1942,2020,"CA","ATT Ventura Blvd",63606,"ATT27",0,"OP","FC","NG",{"v":1,"d":"1.0"},1.006,{"v":8814,"d":"8,814"},{"v":3878,"d":"3,878"},"Distributed from 923 Generation And Fuel",2019]
[1943,2020,"CA","Atwell Island",58366,"1",0,"OP","PV","SUN",20.2,0.185,{"v":32813,"d":"32,813"},{"v":17707,"d":"17,707"},"Distributed from 923 Generation And Fuel",2013]
[1944,2020,"CA","Atwell Island West Solar",59414,"AWCA",0,"OP","PV","SUN",{"v":20,"d":"20.0"},0.295,{"v":51690,"d":"51,690"},{"v":27894,"d":"27,894"},"Distributed from 923 Generation And Fuel",2015]
[1945,2020,"CA","AV Solar Ranch One",57378,"AVSR",0,"OP","PV","SUN",{"v":253,"d":"253.0"},0.257,{"v":570132,"d":"570,132"},{"v":276214,"d":"276,214"},"Distributed from 923 Generation And Fuel",2014]
[1946,2020,"CA","Avenal Park",57359,"1",0,"OP","PV","SUN",{"v":6,"d":"6.0"},0.214,{"v":11240,"d":"11,240"},{"v":6066,"d":"6,066"},"Distributed from 923 Generation And Fuel",2011]
[1947,2020,"CA","AVS Lancaster 1",60085,"PV1",0,"OP","PV","SUN",3.7,{"v":0.23,"d":"0.230"},{"v":7446,"d":"7,446"},{"v":4018,"d":"4,018"},"Distributed from 923 Generation And Fuel",2016]
[1948,2020,"CA","Axium Modesto Solar",58039,"1",0,"OP","PV","SUN",{"v":25,"d":"25.0"},0.279,{"v":61170,"d":"61,170"},{"v":33010,"d":"33,010"},"Distributed from 923 Generation And Fuel",2012]
[1949,2020,"CA","Azusa",6449,"1",0,"OP","HY","WAT",{"v":3,"d":"3.0"},{"v":0,"d":"0.000"},0,0,"Distributed from 923 Generation And Fuel",1949]
[1950,2020,"CA","B Braun Medical",50200,"GEN1",0,"OP","GT","NG",2.8,0.679,{"v":16659.541,"d":"16,660"},{"v":7329.574,"d":"7,330"},"Distributed from 923 Generation And Fuel",1982]
[1951,2020,"CA","B Braun Medical",50200,"GEN2",0,"OP","GT","NG",3.3,0.679,{"v":19634.459,"d":"19,634"},{"v":8638.426,"d":"8,638"},"Distributed from 923 Generation And Fuel",1995]
[1952,2020,"CA","Badger Creek Limited",10650,"GEN1",0,"OP","GT","NG",{"v":46,"d":"46.0"},0.046,{"v":18607,"d":"18,607"},{"v":13525,"d":"13,525"},"Distributed from 923 Generation And Fuel",1991]
[1953,2020,"CA","Baker",63610,"BAKER",0,"OP","BA","MWH",1.2,{"v":-0.011,"d":"(0.011)"},{"v":-116,"d":"(116)"},{"v":-47,"d":"(47)"},"Distributed from 923 Generation And Fuel",2019]
[1954,2020,"CA","Baker Creek Hydroelectric",59428,"GENE1",0,"OP","HY","WAT",1.4,0.151,{"v":1849.867,"d":"1,850"},{"v":1028.533,"d":"1,029"},"Distributed from 923 Generation And Fuel",2014]
[1955,2020,"CA","Baker Creek Hydroelectric",59428,"GENE2",0,"OP","HY","WAT",0.1,0.151,{"v":132.133,"d":"132"},{"v":73.467,"d":"73"},"Distributed from 923 Generation And Fuel",2014]
[1956,2020,"CA","Bakersfield 111",59948,"BF111",0,"OP","PV","SUN",1.4,0.257,{"v":3149,"d":"3,149"},{"v":1699,"d":"1,699"},"Distributed from 923 Generation And Fuel",2015]
[1957,2020,"CA","Bakersfield College Solar 01",57655,"BC01",0,"OP","PV","SUN",1.1,{"v":0,"d":"0.000"},0,0,"Distributed from 923 Generation And Fuel",2010]
[1958,2020,"CA","Bakersfield Industrial PV 1",61118,"BIND1",0,"OP","PV","SUN",{"v":1,"d":"1.0"},0.256,{"v":2246,"d":"2,246"},{"v":1212,"d":"1,212"},"Distributed from 923 Generation And Fuel",2017]
[1959,2020,"CA","Bakersfield PV 1",61117,"BAKE1",0,"OP","PV","SUN",5.3,0.205,{"v":9505,"d":"9,505"},{"v":5129,"d":"5,129"},"Distributed from 923 Generation And Fuel",2017]
[1960,2020,"CA","Balch 1",217,"1",0,"OP","HY","WAT",{"v":31,"d":"31.0"},0.168,{"v":45723,"d":"45,723"},{"v":25417,"d":"25,417"},"Distributed from 923 Generation And Fuel",1927]
[1961,2020,"CA","Balch 2",218,"2",0,"OP","HY","WAT",48.6,0.296,{"v":125889,"d":"125,889"},{"v":69981.5,"d":"69,982"},"Distributed from 923 Generation And Fuel",1958]
[1962,2020,"CA","Balch 2",218,"3",0,"OP","HY","WAT",48.6,0.296,{"v":125889,"d":"125,889"},{"v":69981.5,"d":"69,982"},"Distributed from 923 Generation And Fuel",1958]
[1963,2020,"CA","Barre Peaker",56474,"1",0,"OP","GT","NG",49.8,0.102,{"v":44364,"d":"44,364"},{"v":19518,"d":"19,518"},"Distributed from 923 Generation And Fuel",2007]
[1964,2020,"CA","Bayshore Solar A, LLC",60481,"BSHRA",0,"OP","PV","SUN",{"v":20,"d":"20.0"},0.297,{"v":52118,"d":"52,118"},{"v":28125,"d":"28,125"},"Distributed from 923 Generation And Fuel",2017]
[1965,2020,"CA","Bayshore Solar B, LLC",60474,"BSHRB",0,"OP","PV","SUN",{"v":20,"d":"20.0"},0.283,{"v":49642,"d":"49,642"},{"v":26789,"d":"26,789"},"Distributed from 923 Generation And Fuel",2017]
[1966,2020,"CA","Bayshore Solar C, LLC",60475,"BSHRC",0,"OP","PV","SUN",{"v":20,"d":"20.0"},0.283,{"v":49575,"d":"49,575"},{"v":26752,"d":"26,752"},"Distributed from 923 Generation And Fuel",2017]
[1967,2020,"CA","Beacon BESS 1",61431,"BCNB1",0,"OP","BA","MWH",{"v":20,"d":"20.0"},{"v":-0.005,"d":"(0.005)"},{"v":-798,"d":"(798)"},{"v":-533,"d":"(533)"},"Distributed from 923 Generation And Fuel",2018]
[1968,2020,"CA","Beacon Solar Plant Site 2",59309,"BEAC2",0,"OP","PV","SUN",47.3,0.301,{"v":124835,"d":"124,835"},{"v":64218,"d":"64,218"},"Distributed from 923 Generation And Fuel",2017]
[1969,2020,"CA","Beacon Solar Plant Site 5",59308,"BEAC5",0,"OP","PV","SUN",37.8,0.305,{"v":100871,"d":"100,871"},{"v":53233,"d":"53,233"},"Distributed from 923 Generation And Fuel",2017]
[1970,2020,"CA","Bear Canyon Power Plant",10469,"BVC1",0,"RE","ST","GEO",12.2,{"$nulls":5},2015]
[1971,2020,"CA","Bear Canyon Power Plant",10469,"BVC2",0,"RE","ST","GEO",12.2,{"$nulls":5},2015]
[1972,2020,"CA","Bear Creek",50156,"GEN1",0,"OP","HY","WAT",3.2,{"v":0,"d":"0.000"},2,1,"Distributed from 923 Generation And Fuel",1990]
[1973,2020,"CA","Bear Creek Solar",58508,"PV3",0,"OP","PV","SUN",1.5,0.299,{"v":3927,"d":"3,927"},{"v":2119,"d":"2,119"},"Distributed from 923 Generation And Fuel",2014]
[1974,2020,"CA","Bear Mountain Limited",10649,"GEN1",0,"OP","GT","NG",{"v":46,"d":"46.0"},0.104,{"v":41877,"d":"41,877"},{"v":32296,"d":"32,296"},"Distributed from 923 Generation And Fuel",1995]
[1975,2020,"CA","Bear Valley",457,"HC1",0,"OP","HY","WAT",0.7,0.123,{"v":755.5,"d":"756"},420,"Distributed from 923 Generation And Fuel",1986]
[1976,2020,"CA","Bear Valley",457,"HC2",0,"OP","HY","WAT",0.7,0.123,{"v":755.5,"d":"756"},420,"Distributed from 923 Generation And Fuel",1986]
[1977,2020,"CA","Bear Valley Power Plant",56346,"ICE1",0,"OP","IC","NG",1.2,0.018,185,{"v":81.429,"d":"81"},"Distributed from 923 Generation And Fuel",2005]
[1978,2020,"CA","Bear Valley Power Plant",56346,"ICE2",0,"OP","IC","NG",1.2,0.018,185,{"v":81.429,"d":"81"},"Distributed from 923 Generation And Fuel",2005]
[1979,2020,"CA","Bear Valley Power Plant",56346,"ICE3",0,"OP","IC","NG",1.2,0.018,185,{"v":81.429,"d":"81"},"Distributed from 923 Generation And Fuel",2005]
[1980,2020,"CA","Bear Valley Power Plant",56346,"ICE4",0,"OP","IC","NG",1.2,0.018,185,{"v":81.429,"d":"81"},"Distributed from 923 Generation And Fuel",2005]
[1981,2020,"CA","Bear Valley Power Plant",56346,"ICE5",0,"OP","IC","NG",1.2,0.018,185,{"v":81.429,"d":"81"},"Distributed from 923 Generation And Fuel",2005]
[1982,2020,"CA","Bear Valley Power Plant",56346,"ICE6",0,"OP","IC","NG",1.2,0.018,185,{"v":81.429,"d":"81"},"Distributed from 923 Generation And Fuel",2005]
[1983,2020,"CA","Bear Valley Power Plant",56346,"ICE7",0,"OP","IC","NG",1.2,0.018,185,{"v":81.429,"d":"81"},"Distributed from 923 Generation And Fuel",2005]
[1984,2020,"CA","Beardsley",414,"1",0,"OP","HY","WAT",{"v":10,"d":"10.0"},0.417,{"v":36527,"d":"36,527"},{"v":20305,"d":"20,305"},"Distributed from 923 Generation And Fuel",1957]
[1985,2020,"CA","Belden",219,"1",0,"OP","HY","WAT",117.9,{"v":0.24,"d":"0.240"},{"v":247400,"d":"247,400"},{"v":133304,"d":"133,304"},"Distributed from 923 Generation And Fuel",1969]
[1986,2020,"CA","Bellefield 2 Solar & Energy Storage Farm",64209,"26SBA",0,"P","PV","SUN",{"v":500,"d":"500.0"}]
[1987,2020,"CA","Bellefield 2 Solar & Energy Storage Farm",64209,"26SBB",0,"P","BA","MWH",{"v":500,"d":"500.0"}]
[1988,2020,"CA","Bellefield Solar and Energy Storage Farm",64210,"50LWA",0,"P","PV","SUN",{"v":500,"d":"500.0"}]
[1989,2020,"CA","Bellefield Solar and Energy Storage Farm",64210,"50LWB",0,"P","BA","MWH",{"v":500,"d":"500.0"}]
[1990,2020,"CA","Beringer",58890,"BERI",0,"OP","PV","SUN",1.2,{"v":0.13,"d":"0.130"},{"v":1365,"d":"1,365"},737,"Distributed from 923 Generation And Fuel",2009]
[1991,2020,"CA","Berry Cogen",50170,"GEN1",0,"OP","GT","NG",38.7,0.823,{"v":279169,"d":"279,169"},{"v":115482,"d":"115,482"},"Distributed from 923 Generation And Fuel",1986]
[1992,2020,"CA","Berry Cogen Tanne Hills 18",50622,"GEN1",0,"OP","GT","NG",8.8,0.914,{"v":70426.5,"d":"70,427"},{"v":28850,"d":"28,850"},"Distributed from 923 Generation And Fuel",1986]
[1993,2020,"CA","Berry Cogen Tanne Hills 18",50622,"GEN2",0,"OP","GT","NG",8.8,0.914,{"v":70426.5,"d":"70,427"},{"v":28850,"d":"28,850"},"Distributed from 923 Generation And Fuel",1986]
[1994,2020,"CA","Berry NMW Cogens",62176,"21Z",0,"OP","GT","NG",4.8,0.596,{"v":25057,"d":"25,057"},{"v":11024,"d":"11,024"},"Distributed from 923 Generation And Fuel",2017]
[1995,2020,"CA","Berry NMW Cogens",62176,"PF",0,"OP","GT","NG",4.8,0.596,{"v":25057,"d":"25,057"},{"v":11024,"d":"11,024"},"Distributed from 923 Generation And Fuel",2017]
[1996,2020,"CA","Berry Placerita Cogen",52096,"GEN1",0,"OP","GT","NG",21.4,{"v":0.8,"d":"0.800"},{"v":149978,"d":"149,978"},{"v":61313,"d":"61,313"},"Distributed from 923 Generation And Fuel",1990]
[1997,2020,"CA","Berry Placerita Cogen",52096,"GEN2",0,"OP","GT","NG",21.4,{"v":0.8,"d":"0.800"},{"v":149978,"d":"149,978"},{"v":61313,"d":"61,313"},"Distributed from 923 Generation And Fuel",1990]
[1998,2020,"CA","Bidwell Ditch Project",10880,"GEN1",0,"OP","HY","WAT",1.8,0.749,{"v":11807,"d":"11,807"},{"v":6563,"d":"6,563"},"Distributed from 923 Generation And Fuel",1987]
[2007,2020,"CA","Big Creek 2",318,"6",0,"OA","HY","WAT",17.5,0.201,{"v":30839.677,"d":"30,840"},{"v":17143.694,"d":"17,144"},"Distributed from 923 Generation And Fuel",1925]
[2014,2020,"CA","Big Creek 3",319,"5",0,"OP","HY","WAT",36.5,0.265,{"v":84695.479,"d":"84,695"},{"v":55508.029,"d":"55,508"},"Distributed from 923 Generation And Fuel",1980]
[2029,2020,"CA","Biola University Hybrid",54296,"EG2",0,"RE","IC","NG",0.6,0.214,{"v":1123.269,"d":"1,123"},{"v":507.692,"d":"508"},"Distributed from 923 Generation And Fuel",null,2020]
[2048,2020,"CA","Black Rock III",57479,"G303",0,"IP","ST","GEO",{"v":70,"d":"70.0"}]
[2063,2020,"CA","Blythe Solar II, LLC",60092,"BLCK5",0,"OP","PV","SUN",33.9,0.241,{"v":71687.389,"d":"71,687"},{"v":38685.016,"d":"38,685"},"Distributed from 923 Generation And Fuel",2016]
[2078,2020,"CA","Borden Solar Farm",59531,"BRDN",0,"OP","PV","SUN",{"v":50,"d":"50.0"},0.176,{"v":77043,"d":"77,043"},{"v":57071,"d":"57,071"},"Distributed from 923 Generation And Fuel",2020]
[2094,2020,"CA","Box Canyon Dam",50179,"GEN2",0,"OP","HY","WAT",2.5,0.177,{"v":3887,"d":"3,887"},{"v":2161,"d":"2,161"},"Distributed from 923 Generation And Fuel",1986]
[2097,2020,"CA","Brawley",383,"GT1",0,"RE","GT","DFO",11.5,{"$nulls":5},2009]
[2116,2020,"CA","Bucks Creek",220,"H2",0,"OP","HY","WAT",{"v":33,"d":"33.0"},0.064,{"v":18492,"d":"18,492"},{"v":10279.5,"d":"10,280"},"Distributed from 923 Generation And Fuel",1928]
[2131,2020,"CA","C&H Sugar Plant",58251,"TG4",0,"OP","ST","PUR",{"v":4,"d":"4.0"},0.729,{"v":25541,"d":"25,541"},{"v":10876,"d":"10,876"},"Distributed from 923 Generation And Fuel",1957]
[2146,2020,"CA","Calabasas Gas to Energy Facility",57163,"GEN1",0,"OP","GT","LFG",4.6,0.412,{"v":16616.5,"d":"16,617"},{"v":7037.5,"d":"7,038"},"Distributed from 923 Generation And Fuel",2010]
[2151,2020,"CA","California Institute of Technology",10262,"GEN6",0,"OP","CT","NG",10.5,0.629,{"v":57896,"d":"57,896"},{"v":29901,"d":"29,901"},"EIA-923 Generator File",2003]
[2166,2020,"CA","Calipatria Solar Farm",59088,"GEN 1",0,"OP","PV","SUN",{"v":20,"d":"20.0"},0.239,{"v":41818,"d":"41,818"},{"v":22567,"d":"22,567"},"Distributed from 923 Generation And Fuel",2016]
[2180,2020,"CA","Caltech Central",57460,"CL04",0,"OP","FC","NG",0.1,0.765,670,{"v":294.727,"d":"295"},"Distributed from 923 Generation And Fuel",2010,2031]
[2199,2020,"CA","Canyon Crest Academy",60568,"SES",0,"OP","BA","MWH",{"v":1,"d":"1.0"},{"v":-0.003,"d":"(0.003)"},{"v":-28,"d":"(28)"},{"v":-11,"d":"(11)"},"Distributed from 923 Generation And Fuel",2014]
[2214,2020,"CA","Cascade Energy Storage, LLC",61801,"10002",0,"L","BA","MWH",{"v":25,"d":"25.0"}]
[2233,2020,"CA","CBS Studio Center",58440,"9585",0,"OP","FC","NG",0.4,0.354,{"v":1239.333,"d":"1,239"},{"v":570.333,"d":"570"},"Distributed from 923 Generation And Fuel",2013]
[2234,2020,"CA","CBS Studio Center",58440,"9587",0,"OP","FC","NG",0.4,0.354,{"v":1239.333,"d":"1,239"},{"v":570.333,"d":"570"},"Distributed from 923 Generation And Fuel",2013]
[2249,2020,"CA","CED Ducor 1",60078,"DU1CA",0,"OP","PV","SUN",{"v":20,"d":"20.0"},0.284,{"v":49767,"d":"49,767"},{"v":26856,"d":"26,856"},"Distributed from 923 Generation And Fuel",2016]
[2267,2020,"CA","Central CA Fuel Cell 1",63439,"CCFC1",0,"OP","FC","NG",2.8,{"v":0.63,"d":"0.630"},{"v":15448,"d":"15,448"},{"v":6796,"d":"6,796"},"Distributed from 923 Generation And Fuel",2018]
[2282,2020,"CA","Chalk Cliff Limited",50003,"GEN1",0,"OP","GT","NG",{"v":46,"d":"46.0"},0.031,{"v":12569,"d":"12,569"},{"v":8209,"d":"8,209"},"Distributed from 923 Generation And Fuel",1990]
[2301,2020,"CA","Chowchilla II",56185,"IC10",0,"OP","IC","NG",3.1,0.036,{"v":969.25,"d":"969"},{"v":426.437,"d":"426"},"Distributed from 923 Generation And Fuel",2001]
[2316,2020,"CA","Chuckawalla Solar",58506,"0937",0,"OP","PV","SUN",{"v":4,"d":"4.0"},0.026,918,495,"Distributed from 923 Generation And Fuel",2012]
[2317,2020,"CA","Chuckawalla Valley State Prison",57011,"1",0,"OP","PV","SUN",{"v":1,"d":"1.0"},0.189,{"v":1653,"d":"1,653"},892,"Distributed from 923 Generation And Fuel",2006]
[2336,2020,"CA","Civic Center",10623,"GEN2",4,"OP","CA","NG",12.4,{"v":0,"d":"0.000"},0,0,"EIA-923 Generator File",1989]
[2351,2020,"CA","Coalinga 25D Cogen",52086,"TG4",0,"OP","GT","NG",3.4,0.581,{"v":17318.5,"d":"17,319"},{"v":7619.25,"d":"7,619"},"Distributed from 923 Generation And Fuel",1987]
[2366,2020,"CA","Collins Pine Project",10661,"GEN4",1,"RE","ST","WDS",{"v":12,"d":"12.0"},{"v":0,"d":"0.000"},0,0,"EIA-923 Generator File",null,2020]
[2384,2020,"CA","Coolwater",329,"2",1,"RE","ST","NG",{"v":82,"d":"82.0"},{"$nulls":5},2014]
[2399,2020,"CA","Coram Tehachapi",54750,"VW1",0,"OP","WT","WND",6.5,0.185,{"v":10513,"d":"10,513"},{"v":5577,"d":"5,577"},"Distributed from 923 Generation And Fuel",1992]
[2404,2020,"CA","CoreSite Real Estate 1656 McCarthy, L.P.",61475,"G-1",0,"SB","IC","DFO",{"v":1,"d":"1.0"},{"v":0,"d":"0.000"},0,0,"Distributed from 923 Generation And Fuel",2000]
[2419,2020,"CA","CoreSite Real Estate 2972 Stender, L.P.",61464,"G-6",0,"SB","IC","DFO",{"v":2,"d":"2.0"},{"v":0,"d":"0.000"},0,0,"Distributed from 923 Generation And Fuel",2011]
[2434,2020,"CA","Corona",480,"1",0,"OP","HY","WAT",2.9,0.444,{"v":11284,"d":"11,284"},{"v":6273,"d":"6,273"},"Distributed from 923 Generation And Fuel",1983]
[2453,2020,"CA","Cottonwood",394,"2",0,"OP","HY","WAT",0.8,0.014,{"v":97.5,"d":"98"},54,"Distributed from 923 Generation And Fuel",1909]
[2461,2020,"CA","Covanta Delano Energy",10840,"GEN2",1,"OS","ST","WDS",25.2,{"v":0,"d":"0.000"},0,0,"EIA-923 Generator File",1993]
[2482,2020,"CA","CSU Long Beach",63611,"CSULB",0,"OP","BA","MWH",2.5,{"v":-0.014,"d":"(0.014)"},{"v":-297,"d":"(297)"},{"v":-121,"d":"(121)"},"Distributed from 923 Generation And Fuel",2017]
[2487,2020,"CA","CSU Northridge Plant",58422,"63",0,"RE","FC","NG",0.3,{"$nulls":5},2018]
[2502,2020,"CA","CSUF Trigeneration",58169,"PS5",0,"OP","PV","SUN",0.4,{"v":0.16,"d":"0.160"},{"v":560.372,"d":"560"},{"v":311.535,"d":"312"},"Distributed from 923 Generation And Fuel",2020]
[2521,2020,"CA","DATS",63612,"DATS0",0,"OP","BA","MWH",{"v":1,"d":"1.0"},{"v":-0.013,"d":"(0.013)"},{"v":-111,"d":"(111)"},{"v":-45,"d":"(45)"},"Distributed from 923 Generation And Fuel",2017]
[2536,2020,"CA","Dept of General Services -FTB",60861,"PV1",0,"OP","PV","SUN",2.7,0.217,{"v":5122,"d":"5,122"},{"v":2764,"d":"2,764"},"Distributed from 923 Generation And Fuel",2017]
[2539,2020,"CA","Desert Harvest II LLC",64103,"DH003",0,"TS","BA","MWH",{"v":35,"d":"35.0"},{"v":0,"d":"0.000"},0,0,"Distributed from 923 Generation And Fuel"]
[2555,2020,"CA","Desert Sunlight 300, LLC",57993,"DSL2",0,"OP","PV","SUN",40.3,{"v":0.24,"d":"0.240"},{"v":84590.432,"d":"84,590"},{"v":45648.068,"d":"45,648"},"Distributed from 923 Generation And Fuel",2013]
[2570,2020,"CA","DGS Central California Womens Facility",63419,"1122",0,"OP","PV","SUN",{"v":2,"d":"2.0"},0.003,56,0,"Distributed from 923 Generation And Fuel",2020]
[2589,2020,"CA","Diamond Valley Lake",7942,"7",0,"OP","HY","WAT",3.3,0.077,{"v":2239,"d":"2,239"},{"v":1244.667,"d":"1,245"},"Distributed from 923 Generation And Fuel",2001]
[2604,2020,"CA","Dinuba Wastewater Treatment Plant",57827,"DSPV",0,"OP","PV","SUN",{"v":1,"d":"1.0"},0.198,{"v":1737,"d":"1,737"},937,"Distributed from 923 Generation And Fuel",2011]
[2619,2020,"CA","Don Pedro",439,"4",0,"OP","HY","WAT",34.3,0.162,{"v":48542.533,"d":"48,543"},{"v":33839.922,"d":"33,840"},"Distributed from 923 Generation And Fuel",1989]
[2624,2020,"CA","Dos Palos",64693,"299",0,"U","PV","SUN",{"v":1,"d":"1.0"}]
[2647,2020,"CA","Drum 1",235,"4",0,"OP","HY","WAT",13.2,0.038,{"v":4362.439,"d":"4,362"},{"v":2425.098,"d":"2,425"},"Distributed from 923 Generation And Fuel",1928]
[2653,2020,"CA","Dutch Wind Energy",57301,"DEC",0,"RE","WT","WND",{"v":8,"d":"8.0"},0.003,217,0,"Distributed from 923 Generation And Fuel",null,2020]
[2672,2020,"CA","Eagle Creek",63078,"EGCRK",0,"OP","PV","SUN",{"v":3,"d":"3.0"},0.309,{"v":8109,"d":"8,109"},{"v":4376,"d":"4,376"},"Distributed from 923 Generation And Fuel",2019]
[2687,2020,"CA","Edwards Air Force Base",58076,"1",0,"OP","PV","SUN",{"v":1,"d":"1.0"},0.091,{"v":800.667,"d":"801"},432,"Distributed from 923 Generation And Fuel",2011]
[2692,2020,"CA","Edwards Sanborn E2",64879,"BESS",0,"U","BA","MWH",{"v":66,"d":"66.0"}]
[2707,2020,"CA","El Dorado",238,"2",0,"OP","HY","WAT",{"v":10,"d":"10.0"},0.365,{"v":32011.5,"d":"32,012"},{"v":17795,"d":"17,795"},"Distributed from 923 Generation And Fuel",1924]
[2725,2020,"CA","El Segundo Cogen",10213,"GEN3",4,"RE","CA","NG",1.5,{"$nulls":5},1986]
[2740,2020,"CA","Elk Hills Power LLC",55400,"CTG2",0,"OP","CT","NG",{"v":199,"d":"199.0"},0.594,{"v":1035035,"d":"1,035,035"},{"v":508131,"d":"508,131"},"EIA-923 Generator File",2003]
[2755,2020,"CA","Encina Water Pollution Control",10026,"EG2",0,"RE","IC","NG",0.5,{"$nulls":5},2008]
[2760,2020,"CA","Energy Center",58168,"EC01",0,"RE","IC","NG",1.5,{"$nulls":5},2019]
[2775,2020,"CA","Equinix Maple Ave. Fuel Cell",62705,"EQX08",0,"OP","FC","NG",{"v":2,"d":"2.0"},0.427,{"v":7482,"d":"7,482"},{"v":3292,"d":"3,292"},"Distributed from 923 Generation And Fuel",2017]
[2790,2020,"CA","Etiwanda",745,"1",0,"OP","HY","WAT",23.9,0.043,{"v":9045,"d":"9,045"},{"v":5028,"d":"5,028"},"Distributed from 923 Generation And Fuel",1994]
[2809,2020,"CA","Fall Creek",296,"1",0,"OP","HY","WAT",0.5,0.452,{"v":1980,"d":"1,980"},{"v":1100.714,"d":"1,101"},"Distributed from 923 Generation And Fuel",1903]
[2820,2020,"CA","Fifth Standard Solar PV, LLC (Hybrid)",64197,"FTHSS",0,"L","PV","SUN",{"v":150,"d":"150.0"}]
[2838,2020,"CA","Forks of Butte Hydro Project",50350,"GEN1",0,"OP","HY","WAT",14.5,0.118,{"v":14940,"d":"14,940"},{"v":8305,"d":"8,305"},"Distributed from 923 Generation And Fuel",1992]
[2843,2020,"CA","Foundation California Training Facility",61442,"WTG1",0,"OP","WT","WND",1.8,0.319,{"v":5034,"d":"5,034"},{"v":2671,"d":"2,671"},"Distributed from 923 Generation And Fuel",2018]
[2858,2020,"CA","Foundation RRM",58113,"WTG2",0,"OP","WT","WND",{"v":1,"d":"1.0"},0.528,{"v":4629,"d":"4,629"},{"v":2455.5,"d":"2,456"},"Distributed from 923 Generation And Fuel",2012]
[2877,2020,"CA","Fresno Cogen Partners",10156,"GEN1",0,"RE","CT","NG",22.3,{"$nulls":5},2004]
[2892,2020,"CA","FTF-PackingShed",63993,"FTF02",0,"OP","PV","SUN",{"v":1,"d":"1.0"},0.053,466,251,"Distributed from 923 Generation And Fuel",2013]
[2907,2020,"CA","Gaskell West 1 Solar Facility",61445,"PV1",0,"OP","PV","SUN",{"v":20,"d":"20.0"},0.305,{"v":53362,"d":"53,362"},{"v":28796,"d":"28,796"},"Distributed from 923 Generation And Fuel",2018]
[2915,2020,"CA","Gavilan Community College Solar Project",61993,"GDCPV",0,"OP","PV","SUN",1.4,{"$nulls":4},2018]
[2926,2020,"CA","Genentech Vacaville Meter #1",60844,"PV2",0,"OP","PV","SUN",2.3,{"v":0.15,"d":"0.150"},{"v":3019.787,"d":"3,020"},{"v":1629.607,"d":"1,630"},"Distributed from 923 Generation And Fuel",2017]
[2941,2020,"CA","Geysers Unit 5-20",286,"U17",0,"OP","ST","GEO",{"v":118,"d":"118.0"},0.452,{"v":467725.721,"d":"467,726"},{"v":201544.406,"d":"201,544"},"Distributed from 923 Generation And Fuel",1982]
[2960,2020,"CA","Glenarm",422,"GT1",0,"OP","GT","NG",28.8,0.016,{"v":4117.142,"d":"4,117"},{"v":1811.368,"d":"1,811"},"Distributed from 923 Generation And Fuel",1976]
[2975,2020,"CA","Golden Springs Building D",57797,"1",0,"OP","PV","SUN",1.3,0.165,{"v":1874,"d":"1,874"},{"v":1011,"d":"1,011"},"Distributed from 923 Generation And Fuel",2012]
[2994,2020,"CA","Grayson",377,"9",0,"OP","GT","NG",57.4,0.038,{"v":19119,"d":"19,119"},{"v":9306,"d":"9,306"},"Distributed from 923 Generation And Fuel",2004]
[3006,2020,"CA","Green Power I",55396,"WGNS",0,"OP","WT","WND",16.5,0.083,{"v":11983,"d":"11,983"},{"v":6357,"d":"6,357"},"Distributed from 923 Generation And Fuel",1975]
[3009,2020,"CA","Greenleaf 2 Power Plant",10349,"GEN1",0,"OA","GT","NG",49.5,0.176,{"v":76217,"d":"76,217"},{"v":35567,"d":"35,567"},"Distributed from 923 Generation And Fuel",1989]
[3028,2020,"CA","Haas",240,"H1",0,"OP","HY","WAT",67.5,0.173,{"v":102236,"d":"102,236"},{"v":71555,"d":"71,555"},"Distributed from 923 Generation And Fuel",1958]
[3043,2020,"CA","Harbor",399,"GT11",0,"OP","GT","NG",60.5,0.017,{"v":9239.6,"d":"9,240"},{"v":6168.4,"d":"6,168"},"Distributed from 923 Generation And Fuel",2002]
[3062,2020,"CA","Haynes",400,"15",0,"OP","GT","NG",108.2,0.071,{"v":66847.667,"d":"66,848"},{"v":30373,"d":"30,373"},"Distributed from 923 Generation And Fuel",2013]
[3077,2020,"CA","Heber Geothermal",54689,"4",0,"OP","BT","GEO",{"v":19,"d":"19.0"},0.599,{"v":99739.051,"d":"99,739"},{"v":42712.644,"d":"42,713"},"Distributed from 923 Generation And Fuel",2018]
[3092,2020,"CA","Helms Pumped Storage",6100,"1",0,"OS","PS","WAT",{"v":351,"d":"351.0"},{"v":-0.038,"d":"(0.038)"},{"v":-118169.667,"d":"(118,170)"},{"v":-64499,"d":"(64,499)"},"Distributed from 923 Generation And Fuel",1984]
[3101,2020,"CA","Hesperia",59182,"10-94",0,"OP","PV","SUN",1.5,0.212,{"v":2782,"d":"2,782"},{"v":1501,"d":"1,501"},"Distributed from 923 Generation And Fuel",2014]
[3111,2020,"CA","High Sierra Limited",50495,"HS2",0,"OP","GT","NG",24.9,{"v":0.05,"d":"0.050"},{"v":10989.5,"d":"10,990"},{"v":4835,"d":"4,835"},"Distributed from 923 Generation And Fuel",1989]
[3126,2020,"CA","Hudson - High Desert Hybrid",64624,"GEN1",0,"T","PV","SUN",{"v":100,"d":"100.0"}]
[3145,2020,"CA","Hunters Point",247,"4",1,"RE","ST","NG",156.2,{"$nulls":5},2006]
[3160,2020,"CA","Imperial Valley Solar, LLC",56917,"1B",0,"OP","PV","SUN",34.3,0.236,{"v":70935.454,"d":"70,935"},{"v":38279.418,"d":"38,279"},"Distributed from 923 Generation And Fuel",2014]
[3165,2020,"CA","Indian Valley Dam Hydro Project",50129,"8332",0,"SB","HY","WAT",0.1,0.379,{"v":331.69,"d":"332"},{"v":184.379,"d":"184"},"Distributed from 923 Generation And Fuel",1983]
[3179,2020,"CA","IOS II-LAX9",63414,"IOSII",0,"OP","PV","SUN",{"v":4,"d":"4.0"},0.047,{"v":1637,"d":"1,637"},931,"Distributed from 923 Generation And Fuel",2020]
[3194,2020,"CA","Ivanpah 1",57074,"ST1",1,"OP","ST","SUN",{"v":126,"d":"126.0"},0.013,{"v":285133,"d":"285,133"},{"v":162990,"d":"162,990"},"Data from EIA-923 Generator File overwritten with distributed data from EIA-923 Generation and Fuel",2013]
[3213,2020,"CA","JVR Energy Park LLC",64428,"JVR1A",0,"T","PV","SUN",{"v":90,"d":"90.0"}]
[3228,2020,"CA","Kaiser Ontario",58132,"KSRO5",0,"OP","FC","NG",0.2,0.768,{"v":1346.4,"d":"1,346"},{"v":592.4,"d":"592"},"Distributed from 923 Generation And Fuel",2012]
[3243,2020,"CA","Kekawaka Power House",54654,"KEK1",0,"OA","HY","WAT",4.9,{"v":0,"d":"0.000"},0,0,"Distributed from 923 Generation And Fuel",1989]
[3248,2020,"CA","Kerckhoff",250,"H2",0,"RE","HY","WAT",11.3,{"$nulls":5},2013]
[3263,2020,"CA","Kern River Cogeneration",10496,"GTDG",0,"OP","GT","NG",{"v":75,"d":"75.0"},0.171,{"v":112234,"d":"112,234"},{"v":80576.75,"d":"80,577"},"Distributed from 923 Generation And Fuel",1985]
[3274,2020,"CA","Keswick",443,"3",0,"OP","HY","WAT",{"v":39,"d":"39.0"},{"v":0.32,"d":"0.320"},{"v":109312.667,"d":"109,313"},{"v":63480,"d":"63,480"},"Distributed from 923 Generation And Fuel",1949]
[3296,2020,"CA","Kings Beach",6518,"KB6",0,"OP","IC","DFO",2.5,{"v":0,"d":"0.000"},{"v":1.667,"d":"2"},{"v":0.667,"d":"1"},"Distributed from 923 Generation And Fuel",2008]
[3311,2020,"CA","Kingston Energy Storage, LLC",61802,"10001",0,"CN","BA","MWH",{"v":50,"d":"50.0"}]
[3316,2020,"CA","Kumeyaay Wind",56295,"1",0,"OP","WT","WND",{"v":50,"d":"50.0"},0.328,{"v":143525,"d":"143,525"},{"v":76139,"d":"76,139"},"Distributed from 923 Generation And Fuel",2005]
[3331,2020,"CA","Laguna Water Reclamation Facility",58960,"S202",0,"OP","IC","OBG",1.1,{"v":0.4,"d":"0.400"},{"v":3853,"d":"3,853"},{"v":1649,"d":"1,649"},"Distributed from 923 Generation And Fuel",2013]
[3350,2020,"CA","Larkspur Energy Facility",55542,"CTG2",0,"OP","GT","NG",49.9,0.039,{"v":17192.5,"d":"17,193"},{"v":7564,"d":"7,564"},"Distributed from 923 Generation And Fuel",2001]
[3365,2020,"CA","Lincoln Landfill",57988,"GEN1",0,"OP","IC","LFG",0.8,{"v":0.69,"d":"0.690"},{"v":4835.333,"d":"4,835"},{"v":2047.833,"d":"2,048"},"Distributed from 923 Generation And Fuel",2004]
[3373,2020,"CA","Linde Wilmington",50148,"GEN1",0,"SB","CT","NG",{"v":25,"d":"25.0"},{"v":0,"d":"0.000"},0,0,"EIA-923 Generator File",1988]
[3384,2020,"CA","Live Oak Limited",54768,"GEN1",0,"OP","GT","NG",{"v":46,"d":"46.0"},0.052,{"v":21023,"d":"21,023"},{"v":16120,"d":"16,120"},"Distributed from 923 Generation And Fuel",1992]
[3399,2020,"CA","Long Beach Generation LLC",341,"CT2",0,"OP","GT","NG",{"v":63,"d":"63.0"},0.015,{"v":8530.75,"d":"8,531"},{"v":3753,"d":"3,753"},"Distributed from 923 Generation And Fuel",1976]
[3414,2020,"CA","Los Esteros Critical Energy Center",55748,"CTG1",0,"OP","CT","NG",{"v":45,"d":"45.0"},0.104,{"v":41036,"d":"41,036"},{"v":27695,"d":"27,695"},"EIA-923 Generator File",2003]
[3433,2020,"CA","Maclay Solar Project",57308,"1",0,"OP","PV","SUN",2.2,0.045,874,472,"Distributed from 923 Generation And Fuel",2017]
[3448,2020,"CA","Malech Solar Farm",62688,"MFARM",0,"OP","PV","SUN",3.1,0.208,{"v":5656,"d":"5,656"},{"v":3052,"d":"3,052"},"Distributed from 923 Generation And Fuel",2017]
[3460,2020,"CA","Mammoth Pool",344,"1",0,"OA","HY","WAT",{"v":95,"d":"95.0"},0.193,{"v":160321,"d":"160,321"},{"v":111470.5,"d":"111,471"},"Distributed from 923 Generation And Fuel",1960]
[3467,2020,"CA","Margarita Energy Center",56676,"CTG1",0,"CN","GT","NG",48.2]
[3482,2020,"CA","Mariposa Energy Project",57483,"CTG2",0,"OP","GT","NG",49.9,{"v":0.06,"d":"0.060"},{"v":26074.25,"d":"26,074"},{"v":15258.75,"d":"15,259"},"Distributed from 923 Generation And Fuel",2012]
[3501,2020,"CA","MCAGCC Cogen Plant",58914,"CG200",0,"OP","GT","NG",4.6,0.464,{"v":18695.634,"d":"18,696"},{"v":8225.305,"d":"8,225"},"Distributed from 923 Generation And Fuel",2014]
[3516,2020,"CA","McKittrick Cogen",52076,"UNIT2",0,"OP","GT","NG",{"v":6,"d":"6.0"},0.739,{"v":38845.5,"d":"38,846"},{"v":17090,"d":"17,090"},"Distributed from 923 Generation And Fuel",2012]
[3535,2020,"CA","Micro Santa Clara",62459,"SMC01",0,"OP","FC","NG",{"v":2,"d":"2.0"},0.423,{"v":7403,"d":"7,403"},{"v":3257,"d":"3,257"},"Distributed from 923 Generation And Fuel",2018]
[3536,2020,"CA","Middle Fork",425,"1",0,"OP","HY","WAT",61.2,0.248,{"v":132955,"d":"132,955"},{"v":102231.5,"d":"102,232"},"Distributed from 923 Generation And Fuel",1966]
[3559,2020,"CA","Miramar Energy Facility",56232,"2",0,"OP","GT","NG",{"v":53,"d":"53.0"},0.085,{"v":39626.5,"d":"39,627"},{"v":8553,"d":"8,553"},"Distributed from 923 Generation And Fuel",2009]
[3569,2020,"CA","MM San Diego-Miramar",55094,"UNT4",0,"OP","IC","LFG",1.6,0.852,{"v":11936.25,"d":"11,936"},{"v":5055.25,"d":"5,055"},"Distributed from 923 Generation And Fuel",1997]
[3584,2020,"CA","Moccasin Low Head Hydro Project",751,"1",0,"OP","HY","WAT",2.9,{"v":0,"d":"0.000"},0,0,"Distributed from 923 Generation And Fuel",1987]
[3599,2020,"CA","Monticello Dam",7646,"2",0,"OP","HY","WAT",{"v":5,"d":"5.0"},0.418,{"v":18324.783,"d":"18,325"},{"v":10186.522,"d":"10,187"},"Distributed from 923 Generation And Fuel",1983]
[3618,2020,"CA","Mt Poso Cogeneration",54626,"TG01",1,"OP","ST","WDS",{"v":62,"d":"62.0"},0.542,{"v":294376,"d":"294,376"},{"v":136896,"d":"136,896"},"EIA-923 Generator File",1989]
[3619,2020,"CA","Muck Valley Hydroelectric",10458,"GEN1",0,"OP","HY","WAT",29.9,0.069,{"v":18167,"d":"18,167"},{"v":10099,"d":"10,099"},"Distributed from 923 Generation And Fuel",1988]
[3633,2020,"CA","National Raisin",61894,"CR1",0,"OP","PV","SUN",{"v":1,"d":"1.0"},0.128,{"v":1120.69,"d":"1,121"},{"v":604.828,"d":"605"},"Distributed from 923 Generation And Fuel",2015]
[3652,2020,"CA","New-Indy Ontario Mill",10427,"GEN3",0,"OP","GT","NG",16.5,{"v":0.87,"d":"0.870"},{"v":125678,"d":"125,678"},{"v":51745.5,"d":"51,746"},"Distributed from 923 Generation And Fuel",2019]
[3667,2020,"CA","North Brawley Geothermal Plant",56832,"GE3",0,"OP","BT","GEO",{"v":16,"d":"16.0"},0.119,{"v":16727.8,"d":"16,728"},{"v":7163.6,"d":"7,164"},"Distributed from 923 Generation And Fuel",2009]
[3686,2020,"CA","North Midway Cogen",52078,"GEN7",0,"OS","GT","NG",3.5,{"$nulls":4},1986]
[3701,2020,"CA","Oak Creek Energy Systems I",50754,"GEN4",0,"OP","WT","WND",3.7,0.206,{"v":6673.191,"d":"6,673"},{"v":3540.096,"d":"3,540"},"Distributed from 923 Generation And Fuel",1999]
[3702,2020,"CA","Oak Flat",626,"1",0,"OP","HY","WAT",1.4,{"v":0.51,"d":"0.510"},{"v":6252,"d":"6,252"},{"v":3475,"d":"3,475"},"Distributed from 923 Generation And Fuel",1985]
[3721,2020,"CA","Oltmans SCE at Jurupa",58582,"1",0,"OP","PV","SUN",1.5,0.223,{"v":2932,"d":"2,932"},{"v":1582,"d":"1,582"},"Distributed from 923 Generation And Fuel",2013]
[3732,2020,"CA","Orange County Energy Storage 2",62497,"OCES2",0,"U","BA","MWH",{"v":9,"d":"9.0"}]
[3754,2020,"CA","Ormesa I",50766,"OE24",0,"RE","ST","GEO",1.2,{"$nulls":5},2003]
[3769,2020,"CA","Ormesa IE",50764,"OEC1",0,"RE","ST","GEO",1.2,{"$nulls":5},2017]
[3784,2020,"CA","Ormesa IH",50762,"OE21",0,"RE","ST","GEO",1.2,{"$nulls":5},2017]
[3789,2020,"CA","Ormesa IH",50762,"OE26",0,"RE","ST","GEO",1.2,{"$nulls":5},2017]
[3804,2020,"CA","Ormesa II",54724,"OEC2",0,"RE","ST","GEO",1.2,{"$nulls":5},2007]
[3823,2020,"CA","Oroville Cogeneration LP",54477,"GEN6",0,"SB","IC","NG",1.1,{"v":2E-3,"d":"0.002"},{"v":19.857,"d":"20"},{"v":8.714,"d":"9"},"Distributed from 923 Generation And Fuel",1990,2025]
[3827,2020,"CA","Otay Mesa Generating Project",55345,"1-01",0,"OP","CT","NG",198.9,0.355,{"v":617963,"d":"617,963"},{"v":309861,"d":"309,861"},"EIA-923 Generator File",2009]
[3852,2020,"CA","Palo Verde College",57773,"1",0,"OP","PV","SUN",1.2,0.195,{"v":2050,"d":"2,050"},{"v":1106,"d":"1,106"},"Distributed from 923 Generation And Fuel",2009]
[3857,2020,"CA","Panoche Energy Center",56803,"1",0,"OP","GT","NG",{"v":108,"d":"108.0"},0.147,{"v":139248,"d":"139,248"},{"v":60974.25,"d":"60,974"},"Distributed from 923 Generation And Fuel",2009]
[3872,2020,"CA","Parnassus Central Utility Plant",58198,"GTG1",0,"OP","CT","NG",4.8,0.636,{"v":26753,"d":"26,753"},{"v":11791,"d":"11,791"},"EIA-923 Generator File",1996]
[3887,2020,"CA","Pebbly Beach Generating Station Hybrid",6704,"15",0,"OP","IC","DFO",2.8,0.322,{"v":7890.638,"d":"7,891"},{"v":3339.745,"d":"3,340"},"Distributed from 923 Generation And Fuel",1995]
[3906,2020,"CA","Pebbly Beach Generating Station Hybrid",6704,"MT19",0,"OP","GT","PG",0.1,0.046,{"v":40.304,"d":"40"},{"v":14.913,"d":"15"},"Distributed from 923 Generation And Fuel",2011]
[3918,2020,"CA","Phelan Pinon Hills CSD Solar",63376,"PPHS",0,"OP","PV","SUN",1.2,0.253,{"v":2658,"d":"2,658"},{"v":1434,"d":"1,434"},"Distributed from 923 Generation And Fuel",2015]
[3925,2020,"CA","Pierce College",58248,"GEN1",0,"OP","PV","SUN",1.9,0.188,{"v":3132,"d":"3,132"},{"v":1690,"d":"1,690"},"Distributed from 923 Generation And Fuel",2013]
[3940,2020,"CA","Pit 3",266,"H1",0,"OP","HY","WAT",26.7,0.372,{"v":86948.333,"d":"86,948"},{"v":48334.333,"d":"48,334"},"Distributed from 923 Generation And Fuel",1925]
[3955,2020,"CA","Pixar - Emeryville",59803,"PXR00",0,"OP","FC","NG",1.1,0.711,{"v":6850,"d":"6,850"},{"v":3014,"d":"3,014"},"Distributed from 923 Generation And Fuel",2014]
[3974,2020,"CA","Portal",354,"1",0,"OA","HY","WAT",10.8,0.171,{"v":16201,"d":"16,201"},{"v":9006,"d":"9,006"},"Distributed from 923 Generation And Fuel",1956]
[3989,2020,"CA","Potrero Hills Energy Producers",59952,"4",0,"OP","IC","LFG",1.6,0.907,{"v":12712.4,"d":"12,712"},{"v":5383.8,"d":"5,384"},"Distributed from 923 Generation And Fuel",2016]
[3994,2020,"CA","Power Generation Station (PGS) 2",57696,"1",0,"OP","GT","OBG",4.6,0.613,{"v":24714,"d":"24,714"},{"v":10467,"d":"10,467"},"Distributed from 923 Generation And Fuel",2011]
[4013,2020,"CA","Quinto Solar PV Project",59339,"SSC13",0,"OP","PV","SUN",{"v":108,"d":"108.0"},0.281,{"v":266081,"d":"266,081"},{"v":143587,"d":"143,587"},"Distributed from 923 Generation And Fuel",2015]
[4023,2020,"CA","Ramona 2",58911,"RAM2",0,"OP","PV","SUN",{"v":5,"d":"5.0"},0.099,{"v":4328,"d":"4,328"},{"v":2336,"d":"2,336"},"Distributed from 923 Generation And Fuel",2013]
[4042,2020,"CA","RE Columbia Two, LLC",58990,"1",0,"OP","PV","SUN",{"v":15,"d":"15.0"},0.324,{"v":42614,"d":"42,614"},{"v":22996,"d":"22,996"},"Distributed from 923 Generation And Fuel",2014]
[4057,2020,"CA","RE Kansas Solar, LLC",58985,"1",0,"OP","PV","SUN",{"v":20,"d":"20.0"},0.257,{"v":45032,"d":"45,032"},{"v":24301,"d":"24,301"},"Distributed from 923 Generation And Fuel",2014]
[4072,2020,"CA","RE Tranquillity",59939,"TQ",0,"OP","PV","SUN",205.3,0.238,{"v":428108,"d":"428,108"},{"v":231023,"d":"231,023"},"Distributed from 923 Generation And Fuel",2016]
[4077,2020,"CA","Red Bluff",56184,"IC11",0,"OP","IC","NG",2.9,0.022,{"v":566.375,"d":"566"},{"v":249.188,"d":"249"},"Distributed from 923 Generation And Fuel",2001]
[4091,2020,"CA","Red Mountain",484,"1",0,"OP","HY","WAT",5.9,{"v":0,"d":"0.000"},0,0,"Distributed from 923 Generation And Fuel",1985]
[4110,2020,"CA","Resurgence Solar",64489,"GEN1",0,"L","PV","SUN",{"v":138,"d":"138.0"}]
[4125,2020,"CA","Richmond Refinery TG800",52105,"GEN3",5,"RE","ST","OG",{"v":4,"d":"4.0"},{"$nulls":5},2006]
[4140,2020,"CA","Rising Tree Wind Farm III",59236,"GEN1",0,"OP","WT","WND",{"v":99,"d":"99.0"},0.286,{"v":248075,"d":"248,075"},{"v":131602,"d":"131,602"},"Distributed from 923 Generation And Fuel",2015]
[4145,2020,"CA","Riverside RWQCP Fuel Cell",59877,"MB20",0,"OP","FC","OBG",1.4,{"v":0.66,"d":"0.660"},{"v":8095,"d":"8,095"},{"v":3446,"d":"3,446"},"Distributed from 923 Generation And Fuel",2016]
[4160,2020,"CA","Roll Delano",58297,"ROL4",0,"OP","FC","NG",1.1,0.576,{"v":5550,"d":"5,550"},{"v":2442,"d":"2,442"},"Distributed from 923 Generation And Fuel",2012]
[4175,2020,"CA","Rush Creek",357,"1",0,"OP","HY","WAT",5.9,0.309,{"v":15947.565,"d":"15,948"},{"v":8865.313,"d":"8,865"},"Distributed from 923 Generation And Fuel",1916]
[4199,2020,"CA","Salton Sea Power Gen Co Unit 1",10878,"EE11",0,"OP","ST","GEO",{"v":10,"d":"10.0"},0.804,{"v":70469,"d":"70,469"},{"v":30178,"d":"30,178"},"Distributed from 923 Generation And Fuel",1982]
[4208,2020,"CA","San Diego State University",50061,"GEN2",0,"OP","CT","NG",5.1,0.459,{"v":20490,"d":"20,490"},{"v":4509,"d":"4,509"},"EIA-923 Generator File",2002]
[4227,2020,"CA","San Francisquito 1",6479,"4",0,"OP","HY","WAT",10.6,0.254,{"v":23575.856,"d":"23,576"},{"v":13105.808,"d":"13,106"},"Distributed from 923 Generation And Fuel",1923]
[4228,2020,"CA","San Francisquito 1",6479,"6",0,"OP","HY","WAT",22.5,0.254,{"v":50043.092,"d":"50,043"},{"v":27818.931,"d":"27,819"},"Distributed from 923 Generation And Fuel",1987]
[4243,2020,"CA","San Joaquin Solar",60678,"SJ1B",0,"OP","PV","SUN",1.5,{"v":0.22,"d":"0.220"},{"v":2891.761,"d":"2,892"},{"v":1560.493,"d":"1,560"},"Distributed from 923 Generation And Fuel",2019]
[4262,2020,"CA","Santa Clara Cogen",7232,"2",0,"OP","GT","NG",3.9,0.632,{"v":21592,"d":"21,592"},{"v":9499.5,"d":"9,500"},"Distributed from 923 Generation And Fuel",1982]
[4277,2020,"CA","Santa Rita Jail Hybrid",58625,"SRJPV",0,"RE","PV","SUN",0.8,{"$nulls":5},2014]
[4294,2020,"CA","SC 1 Data Center, Phase 2",59074,"EG10B",0,"SB","IC","DFO",2.3,{"v":0,"d":"0.000"},{"v":3.345,"d":"3"},{"v":1.478,"d":"1"},"Distributed from 923 Generation And Fuel",2014]
[4310,2020,"CA","SC 1 Data Center, Phase 2",59074,"EG3B",0,"SB","IC","DFO",2.2,{"v":0,"d":"0.000"},{"v":3.199,"d":"3"},{"v":1.414,"d":"1"},"Distributed from 923 Generation And Fuel",2011]
[4311,2020,"CA","SC 1 Data Center, Phase 2",59074,"EG4A",0,"SB","IC","DFO",2.2,{"v":0,"d":"0.000"},{"v":3.199,"d":"3"},{"v":1.414,"d":"1"},"Distributed from 923 Generation And Fuel",2011]
[4330,2020,"CA","Scattergood",404,"4",0,"OP","CT","NG",216.9,0.476,{"v":903742,"d":"903,742"},{"v":345823,"d":"345,823"},"EIA-923 Generator File",2015]
[4345,2020,"CA","Scott Flat",839,"7P",0,"OP","HY","WAT",{"v":1,"d":"1.0"},0.411,{"v":3596,"d":"3,596"},{"v":1999,"d":"1,999"},"Distributed from 923 Generation And Fuel",1985]
[4360,2020,"CA","Second Imperial Geothermal",54111,"GEN5",0,"OP","BT","GEO",3.5,0.293,{"v":8978.244,"d":"8,978"},{"v":3844.881,"d":"3,845"},"Distributed from 923 Generation And Fuel",1993]
[4372,2020,"CA","SEGS VIII",10444,"LOC1",0,"P","PV","SUN",{"v":80,"d":"80.0"}]
[4393,2020,"CA","Seville 1",59722,"SEV1",0,"OP","PV","SUN",{"v":20,"d":"20.0"},0.294,{"v":51497,"d":"51,497"},{"v":27790,"d":"27,790"},"Distributed from 923 Generation And Fuel",2015]
[4398,2020,"CA","SFDK Solar",62649,"SFDK",0,"OP","PV","SUN",6.3,0.196,{"v":10806,"d":"10,806"},{"v":5831,"d":"5,831"},"Distributed from 923 Generation And Fuel",2019]
[4413,2020,"CA","Shiloh Wind Project 2 LLC",56874,"TBD",0,"OP","WT","WND",{"v":150,"d":"150.0"},0.295,{"v":387422,"d":"387,422"},{"v":205525,"d":"205,525"},"Distributed from 923 Generation And Fuel",2009]
[4428,2020,"CA","Sierra Pacific Loyalton Facility",50111,"GEN1",1,"OS","ST","WDS",{"v":20,"d":"20.0"},{"v":0,"d":"0.000"},0,0,"EIA-923 Generator File",1989]
[4447,2020,"CA","Siphon Drop Power Plant",57364,"1",0,"OP","HY","WAT",2.2,0.331,{"v":6388,"d":"6,388"},{"v":3551,"d":"3,551"},"Distributed from 923 Generation And Fuel",1987]
[4462,2020,"CA","Sky River Wind Energy Center",50536,"SRW1",0,"U","WT","WND",60.2,0.031,{"v":16239.51,"d":"16,240"},{"v":8615.055,"d":"8,615"},"Distributed from 923 Generation And Fuel"]
[4471,2020,"CA","Slate Hybrid",63727,"SLPWR",0,"U","PV","SUN",{"v":26,"d":"26.0"}]
[4481,2020,"CA","SOCCD",63617,"SOCCD",0,"OP","BA","MWH",1.3,{"v":-0.006,"d":"(0.006)"},{"v":-71,"d":"(71)"},{"v":-29,"d":"(29)"},"Distributed from 923 Generation And Fuel",2019]
[4496,2020,"CA","Solar Gen 2 Solar Facility",58592,"SONR",0,"OP","PV","SUN",54.4,0.276,{"v":131698.667,"d":"131,699"},{"v":71069.333,"d":"71,069"},"Distributed from 923 Generation And Fuel",2014]
[4515,2020,"CA","Solar Photovoltaic Project #06",57220,"S006B",0,"OP","PV","SUN",0.5,{"v":0.14,"d":"0.140"},{"v":613.5,"d":"614"},331,"Distributed from 923 Generation And Fuel",2011]
[4530,2020,"CA","Solar Photovoltaic Project #09",57223,"S009C",0,"CN","PV","SUN",0.5]
[4545,2020,"CA","Solar Photovoltaic Project #13",57227,"S013B",0,"OP","PV","SUN",0.5,0.121,529,{"v":285.429,"d":"285"},"Distributed from 923 Generation And Fuel",2015]
[4558,2020,"CA","Solar Photovoltaic Project #15",57229,"S015E",0,"OP","PV","SUN",0.5,0.123,{"v":537.857,"d":"538"},{"v":290.286,"d":"290"},"Distributed from 923 Generation And Fuel",2013]
[4564,2020,"CA","Solar Photovoltaic Project #17",57231,"S017A",0,"OP","PV","SUN",0.5,0.117,{"v":511.286,"d":"511"},{"v":275.857,"d":"276"},"Distributed from 923 Generation And Fuel",2015]
[4583,2020,"CA","Solar Photovoltaic Project #19",57233,"S019H",0,"CN","PV","SUN",0.5]
[4598,2020,"CA","Solar Photovoltaic Project #22",57237,"S022B",0,"OP","PV","SUN",0.5,0.099,{"v":431.5,"d":"432"},{"v":232.75,"d":"233"},"Distributed from 923 Generation And Fuel",2011]
[4613,2020,"CA","Solar Photovoltaic Project #24",57127,"SO24G",0,"CN","PV","SUN",0.5]
[4618,2020,"CA","Solar Photovoltaic Project #25",57528,"S25D",0,"CN","PV","SUN",0.5]
[4633,2020,"CA","Solar Photovoltaic Project #26",57245,"S026J",0,"OP","PV","SUN",0.5,0.145,637,{"v":343.75,"d":"344"},"Distributed from 923 Generation And Fuel",2015]
[4644,2020,"CA","Solar Photovoltaic Project #28",57247,"S028C",0,"OP","PV","SUN",0.5,0.121,{"v":530.143,"d":"530"},{"v":286.143,"d":"286"},"Distributed from 923 Generation And Fuel",2015]
[4666,2020,"CA","Solar Photovoltaic Project #35",57537,"35N",0,"CN","PV","SUN",0.5]
[4681,2020,"CA","Solar Photovoltaic Project #40",57538,"S40H",0,"CN","PV","SUN",0.5]
[4686,2020,"CA","Solar Photovoltaic Project #40",57538,"S40M",0,"CN","PV","SUN",0.5]
[4701,2020,"CA","Solar Photovoltaic Project #41",57539,"S41H",0,"CN","PV","SUN",0.5]
[4716,2020,"CA","Solar Photovoltaic Project #42",57441,"S42C",0,"OP","PV","SUN",0.5,0.152,{"v":667.3,"d":"667"},{"v":360.1,"d":"360"},"Distributed from 923 Generation And Fuel",2012]
[4735,2020,"CA","Solar Photovoltaic Project #44",57540,"S44L",0,"RE","PV","SUN",0.5,{"$nulls":5},2019]
[4752,2020,"CA","Solar Photovoltaic Project #46",57545,"S46A",0,"CN","PV","SUN",0.5]
[4754,2020,"CA","Solar Photovoltaic Project #46",57545,"S46C",0,"CN","PV","SUN",0.5]
[4769,2020,"CA","Solar Photovoltaic Project #48",57900,"S48I",0,"OP","PV","SUN",0.5,0.142,{"v":622.4,"d":"622"},{"v":335.9,"d":"336"},"Distributed from 923 Generation And Fuel",2015]
[4784,2020,"CA","Solar Star California II LLC",57933,"1",0,"OP","PV","SUN",{"v":2,"d":"2.0"},0.208,{"v":3648,"d":"3,648"},{"v":1969,"d":"1,969"},"Distributed from 923 Generation And Fuel",2012]
[4803,2020,"CA","Soscol Ferry Solar",63761,"SSCLD",0,"OP","PV","SUN",{"v":1,"d":"1.0"},0.009,{"v":76.5,"d":"77"},0,"Distributed from 923 Generation And Fuel",2020]
[4818,2020,"CA","Spaulding 2",282,"1",0,"OP","HY","WAT",3.7,0.141,{"v":4554,"d":"4,554"},{"v":2532,"d":"2,532"},"Distributed from 923 Generation And Fuel",1928]
[4830,2020,"CA","Springbok Solar Farm 1",59532,"SB1",0,"OP","PV","SUN",{"v":105,"d":"105.0"},{"v":0.32,"d":"0.320"},{"v":294619,"d":"294,619"},{"v":158987,"d":"158,987"},"Distributed from 923 Generation And Fuel",2016]
[4837,2020,"CA","SRI International Cogen Project",50537,"GEN1",0,"OP","GT","NG",{"v":6,"d":"6.0"},0.541,{"v":28459,"d":"28,459"},{"v":11573,"d":"11,573"},"Distributed from 923 Generation And Fuel",1987]
[4852,2020,"CA","Stateline Solar",58646,"STL4",0,"OP","PV","SUN",37.9,0.249,{"v":82689.828,"d":"82,690"},{"v":44622.41,"d":"44,622"},"Distributed from 923 Generation And Fuel",2016]
[4871,2020,"CA","Summer Solar D2",58756,"SSD2",0,"OP","PV","SUN",{"v":1,"d":"1.0"},0.259,{"v":2267,"d":"2,267"},{"v":1223,"d":"1,223"},"Distributed from 923 Generation And Fuel",2014]
[4886,2020,"CA","Sunnyvale City of WPCP",57557,"S-14",0,"OP","IC","NG",0.8,0.659,{"v":4618,"d":"4,618"},{"v":1986,"d":"1,986"},"Distributed from 923 Generation And Fuel",1997]
[4901,2020,"CA","Sunshine Gas Producers",58429,"4",0,"OP","GT","LFG",4.6,0.676,{"v":27254,"d":"27,254"},{"v":11793.2,"d":"11,793"},"Distributed from 923 Generation And Fuel",2014]
[4920,2020,"CA","TA-High Desert LLC",58149,"TAHD",0,"OP","PV","SUN",{"v":20,"d":"20.0"},0.284,{"v":49735,"d":"49,735"},{"v":26839,"d":"26,839"},"Distributed from 923 Generation And Fuel",2013]
[4925,2020,"CA","Target Woodland Solar Project",62246,"TWSP",0,"OP","PV","SUN",2.3,0.198,{"v":3997,"d":"3,997"},{"v":2157,"d":"2,157"},"Distributed from 923 Generation And Fuel",2018]
[4935,2020,"CA","Telephone Flat",55846,"1",0,"IP","ST","GEO",49.9]
[4954,2020,"CA","Thermalito Diverson Dam",7129,"TD1",0,"OP","HY","WAT",3.4,0.445,{"v":13246,"d":"13,246"},{"v":7363,"d":"7,363"},"Distributed from 923 Generation And Fuel",1987]
[4969,2020,"CA","Topaz Solar Farm",57695,"TPZ1",0,"OP","PV","SUN",129.8,{"v":0.25,"d":"0.250"},{"v":284172.276,"d":"284,172"},{"v":137519.101,"d":"137,519"},"Distributed from 923 Generation And Fuel",2013]
[4988,2020,"CA","Tracy Combined Cycle Power Plant",55933,"TPP2",0,"OP","CT","NG",84.4,0.326,{"v":240857,"d":"240,857"},{"v":149308,"d":"149,308"},"EIA-923 Generator File",2003]
[5003,2020,"CA","Tulloch",416,"1",0,"OP","HY","WAT",11.7,{"v":0.44,"d":"0.440"},{"v":45126.391,"d":"45,126"},{"v":25085.739,"d":"25,086"},"Distributed from 923 Generation And Fuel",1958]
[5016,2020,"CA","UCI Facilities Management Central Plant",57122,"STG1",0,"OP","CA","NG",5.5,{"v":0,"d":"0.000"},0,0,"EIA-923 Generator File",2007]
[5022,2020,"CA","Union Valley",6612,"1",0,"OP","HY","WAT",38.6,0.147,{"v":49791,"d":"49,791"},{"v":27679,"d":"27,679"},"Distributed from 923 Generation And Fuel",1963]
[5037,2020,"CA","USG 2",61683,"USG2",0,"OP","PV","SUN",{"v":1,"d":"1.0"},0.199,{"v":1744,"d":"1,744"},941,"Distributed from 923 Generation And Fuel",2015]
[5056,2020,"CA","Valley (CA)",408,"7",0,"OP","CT","NG",182.8,0.125,{"v":200554,"d":"200,554"},{"v":146473,"d":"146,473"},"EIA-923 Generator File",2003]
[5071,2020,"CA","Vasco Winds",57700,"1",0,"OP","WT","WND",78.2,{"v":0.33,"d":"0.330"},{"v":225951,"d":"225,951"},{"v":119866,"d":"119,866"},"Distributed from 923 Generation And Fuel",2011]
[5086,2020,"CA","VESI Pomona",50300,"GEN1",0,"RE","GT","NG",{"v":46,"d":"46.0"},{"$nulls":5},2019]
[5091,2020,"CA","Victor Mesa Linda D2",59271,"VMLD2",0,"OP","PV","SUN",1.5,0.277,{"v":3637,"d":"3,637"},{"v":1963,"d":"1,963"},"Distributed from 923 Generation And Fuel",2014]
[5111,2020,"CA","Vulcan-BN Geothermal Power Company",50210,"GEN2",0,"OP","ST","GEO",9.5,0.751,{"v":62456.982,"d":"62,457"},{"v":26746.818,"d":"26,747"},"Distributed from 923 Generation And Fuel",1985]
[5120,2020,"CA","W R Gianelli",448,"6",0,"OP","PS","WAT",{"v":53,"d":"53.0"},{"v":-0.007,"d":"(0.007)"},{"v":-3047.5,"d":"(3,048)"},{"v":11092.5,"d":"11,093"},"Distributed from 923 Generation And Fuel",1967]
[5139,2020,"CA","Waste Management Tri-Cities LFGTE",57164,"GEN1",0,"CN","IC","LFG",1.6]
[5154,2020,"CA","Watts 3115",58454,"1",0,"OP","PV","SUN",1.5,0.189,{"v":2478,"d":"2,478"},{"v":1337.25,"d":"1,337"},"Distributed from 923 Generation And Fuel",2013]
[5159,2020,"CA","West Gates Solar Station",58206,"1",0,"OP","PV","SUN",{"v":10,"d":"10.0"},0.217,{"v":19002,"d":"19,002"},{"v":10254,"d":"10,254"},"Distributed from 923 Generation And Fuel",2013]
[5174,2020,"CA","Westmont 401",61594,"W5792",0,"OP","PV","SUN",2.9,0.196,{"v":4973,"d":"4,973"},{"v":2684,"d":"2,684"},"Distributed from 923 Generation And Fuel",2017]
[5189,2020,"CA","White Rock/Slab Creek",435,"H2",0,"OP","HY","WAT",{"v":133,"d":"133.0"},0.077,{"v":90261.646,"d":"90,262"},{"v":62033.73,"d":"62,034"},"Distributed from 923 Generation And Fuel",1968]
[5206,2020,"CA","Windhub Solar A LLC",59878,"GEN01",0,"OP","PV","SUN",{"v":20,"d":"20.0"},0.283,{"v":49533,"d":"49,533"},{"v":26730,"d":"26,730"},"Distributed from 923 Generation And Fuel",2019]
[5222,2020,"CA","Woodland",7266,"3A",0,"OP","IC","NG",8.4,0.107,{"v":7842.667,"d":"7,843"},{"v":3788.333,"d":"3,788"},"Distributed from 923 Generation And Fuel",2011]
[5237,2020,"CA","Xebec 1",62286,"W7188",0,"OP","PV","SUN",1.9,{"v":0.25,"d":"0.250"},{"v":4164,"d":"4,164"},{"v":2247,"d":"2,247"},"Distributed from 923 Generation And Fuel",2018]
[5242,2020,"CA","Yorba Linda",6647,"1",0,"OP","HY","WAT",5.1,0.367,{"v":16399,"d":"16,399"},{"v":9116,"d":"9,116"},"Distributed from 923 Generation And Fuel",1981]
[5257,2020,"CO","Airport Industrial",7995,"IC2",0,"OP","IC","DFO",2.5,{"v":-0.003,"d":"(0.003)"},{"v":-73.25,"d":"(73)"},{"v":-28.5,"d":"(29)"},"Distributed from 923 Generation And Fuel",2002]
[5276,2020,"CO","Arapahoe Combustion Turbine Project",55200,"UN5",0,"OP","CT","NG",71.1,0.135,{"v":83830,"d":"83,830"},{"v":38642,"d":"38,642"},"EIA-923 Generator File",2000]
[5284,2020,"CO","Black Hollow Sun, LLC",64745,"BHS01",0,"P","PV","SUN",{"v":150,"d":"150.0"}]
[5305,2020,"CO","Burlington (CO)",6619,"1",0,"SB","GT","DFO",64.7,0.003,{"v":1732,"d":"1,732"},{"v":1008.5,"d":"1,009"},"Distributed from 923 Generation And Fuel",1977]
[5310,2020,"CO","Cabin Creek",467,"B",0,"OP","PS","WAT",{"v":150,"d":"150.0"},{"v":-0.024,"d":"(0.024)"},{"v":-30972,"d":"(30,972)"},{"v":-6335,"d":"(6,335)"},"Distributed from 923 Generation And Fuel",1967]
[5325,2020,"CO","Cherokee",469,"4",1,"OP","ST","NG",380.8,0.265,{"v":883808,"d":"883,808"},{"v":617339,"d":"617,339"},"EIA-923 Generator File",1968,2027]
[5344,2020,"CO","Colorado Highlands Wind",57174,"CHW2",0,"OP","WT","WND",25.1,0.449,{"v":98774.899,"d":"98,775"},{"v":40463.237,"d":"40,463"},"Distributed from 923 Generation And Fuel",2013]
[5359,2020,"CO","DADS Gas Recovery",56530,"GEN1",0,"OP","IC","LFG",0.8,0.758,{"v":5313.75,"d":"5,314"},{"v":2202,"d":"2,202"},"Distributed from 923 Generation And Fuel",2008]
[5374,2020,"CO","Flatiron",518,"1",0,"OP","HY","WAT",{"v":43,"d":"43.0"},0.224,{"v":84296.5,"d":"84,297"},{"v":39704,"d":"39,704"},"Distributed from 923 Generation And Fuel",1954]
[5379,2020,"CO","Fort Lupton",8067,"1",0,"OP","GT","NG",50.4,0.009,{"v":3992,"d":"3,992"},{"v":1821.5,"d":"1,822"},"Distributed from 923 Generation And Fuel",1972,2026]
[5393,2020,"CO","Frank Knutson",55505,"BR1",0,"OP","GT","NG",77.1,0.054,{"v":36268,"d":"36,268"},{"v":16549,"d":"16,549"},"Distributed from 923 Generation And Fuel",2002]
[5408,2020,"CO","Gilcrest V CSG",64386,"GLCRV",0,"V","PV","SUN",4.8]
[5427,2020,"CO","Holly",502,"2",0,"RE","IC","NG",0.2,{"$nulls":5},2002]
[5442,2020,"CO","JM Shafer Generating Station",50707,"LMA",0,"OP","CT","NG",58.5,1.485,{"v":761064,"d":"761,064"},{"v":363764,"d":"363,764"},"EIA-923 Generator File",1994]
[5447,2020,"CO","JM Shafer Generating Station",50707,"STA",5,"OP","CA","NG",52.2,0.171,{"v":78362,"d":"78,362"},{"v":43090,"d":"43,090"},"EIA-923 Generator File",1994]
[5470,2020,"CO","Lamar Plant",508,"3",1,"RE","ST","NG",{"v":5,"d":"5.0"},{"$nulls":5},1989]
[5476,2020,"CO","Las Animas",507,"4",0,"OP","IC","DFO",{"v":1,"d":"1.0"},{"v":0,"d":"0.000"},0,0,"Distributed from 923 Generation And Fuel",1951]
[5495,2020,"CO","Martin Drake",492,"A2",0,"P","GT","NG",40.6]
[5510,2020,"CO","Metro Wastewater Reclamation District",10180,"5",0,"OP","GT","OBG",3.5,0.542,{"v":16633,"d":"16,633"},{"v":6932,"d":"6,932"},"Distributed from 923 Generation And Fuel",2000]
[5529,2020,"CO","NSE Camber Solar PS13 LLC",64356,"SC",0,"U","PV","SUN",{"v":2,"d":"2.0"}]
[5530,2020,"CO","NSE Camber Solar PS5 LLC",64358,"SC",0,"U","PV","SUN",{"v":2,"d":"2.0"}]
[5545,2020,"CO","Oak Leaf Solar XXX LLC (CSG)",62239,"53963",0,"OP","PV","SUN",1.5,0.315,{"v":4139,"d":"4,139"},{"v":2181,"d":"2,181"},"Distributed from 923 Generation And Fuel",2018]
[5565,2020,"CO","Pivot Solar 15 LLC",64652,"SC",0,"U","PV","SUN",{"v":1,"d":"1.0"}]
[5578,2020,"CO","Plains End",55650,"GE17",0,"OP","IC","NG",5.7,0.007,{"v":331.2,"d":"331"},{"v":151.2,"d":"151"},"Distributed from 923 Generation And Fuel",2002]
[5593,2020,"CO","Plains End II LLC",56516,"2G03",0,"OP","IC","NG",8.4,0.008,{"v":615.143,"d":"615"},{"v":280.857,"d":"281"},"Distributed from 923 Generation And Fuel",2008]
[5612,2020,"CO","Pueblo",460,"IC5",0,"OP","IC","DFO",{"v":2,"d":"2.0"},{"v":-2E-3,"d":"(0.002)"},{"v":-31.5,"d":"(32)"},{"v":-12.25,"d":"(12)"},"Distributed from 923 Generation And Fuel",1964]
[5613,2020,"CO","Pueblo",460,"5",1,"RE","ST","NG",7.5,{"$nulls":5},2013]
[5632,2020,"CO","Rawhide",6761,"F",0,"OP","GT","NG",149.6,0.033,{"v":42974.578,"d":"42,975"},{"v":39272.952,"d":"39,273"},"Distributed from 923 Generation And Fuel",2008]
[5647,2020,"CO","Rocky Ford",6516,"IC2",0,"OP","IC","DFO",{"v":2,"d":"2.0"},{"v":-0.003,"d":"(0.003)"},{"v":-57,"d":"(57)"},{"v":-22.2,"d":"(22)"},"Distributed from 923 Generation And Fuel",1964]
[5664,2020,"CO","San Luis Valley Solar Ranch",57317,"1",0,"OP","PV","SUN",{"v":35,"d":"35.0"},{"v":0.25,"d":"0.250"},{"v":76510,"d":"76,510"},{"v":38973,"d":"38,973"},"Distributed from 923 Generation And Fuel",2011]
[5680,2020,"CO","Springfield (CO)",8100,"1",0,"SB","IC","DFO",1.2,{"v":0,"d":"0.000"},0,0,"Distributed from 923 Generation And Fuel",1965]
[5695,2020,"CO","SunE Alamosa",56481,"1",0,"OP","PV","SUN",{"v":1,"d":"1.0"},0.198,{"v":1738.78,"d":"1,739"},{"v":916.098,"d":"916"},"Distributed from 923 Generation And Fuel",2007]
[5696,2020,"CO","SunE Alamosa",56481,"2",0,"OP","PV","SUN",7.2,0.198,{"v":12519.22,"d":"12,519"},{"v":6595.902,"d":"6,596"},"Distributed from 923 Generation And Fuel",2007]
[5715,2020,"CO","Trinidad (CO)",511,"1",0,"RE","ST","BIT",3.7,{"$nulls":5},2017]
[5730,2020,"CO","Valmont",477,"6",0,"OP","GT","NG",59.3,0.007,{"v":3791,"d":"3,791"},{"v":3274,"d":"3,274"},"Distributed from 923 Generation And Fuel",1973,2026]
[5738,2020,"CO","Vilas Solar Array",61606,"1",0,"OP","PV","SUN",{"v":4,"d":"4.0"},0.294,{"v":10285,"d":"10,285"},{"v":5419,"d":"5,419"},"Distributed from 923 Generation And Fuel",2017]
[5763,2020,"CT","Backus Microgrid Project",59415,"BMP1",0,"OP","IC","DFO",2.6,0.014,{"v":326.75,"d":"327"},{"v":160.75,"d":"161"},"Distributed from 923 Generation And Fuel",2014]
[5778,2020,"CT","Bridge Street 1 & 2",57598,"BS1",0,"OP","IC","DFO",2.6,0.016,372,{"v":77.5,"d":"78"},"Distributed from 923 Generation And Fuel",2010]
[5783,2020,"CT","Bridgeport Fuel Cell, LLC",58551,"1",0,"OP","FC","NG",16.6,0.658,{"v":95689,"d":"95,689"},{"v":42739,"d":"42,739"},"Distributed from 923 Generation And Fuel",2013]
[5798,2020,"CT","Capitol District Energy Center",50498,"GTG",0,"OP","CT","NG",39.8,0.021,{"v":7364,"d":"7,364"},{"v":4730,"d":"4,730"},"EIA-923 Generator File",1988,2021]
[5817,2020,"CT","CMEEC - Norwich Stott St Solar Hybrid",60609,"PV1",0,"OP","PV","SUN",3.5,{"v":0.17,"d":"0.170"},{"v":5210,"d":"5,210"},{"v":2834,"d":"2,834"},"Distributed from 923 Generation And Fuel",2016]
[5832,2020,"CT","CP Middletown Solar I LLC",63374,"CPMI1",0,"OP","PV","SUN",{"v":1,"d":"1.0"},0.181,{"v":1583,"d":"1,583"},861,"Distributed from 923 Generation And Fuel",2019]
[5837,2020,"CT","CT Resource Rec Authority Facility",54945,"NO 5",3,"OP","ST","MSW",{"v":45,"d":"45.0"},{"v":0.37,"d":"0.370"},{"v":145835,"d":"145,835"},{"v":56141,"d":"56,141"},"EIA-923 Generator File",1988]
[5851,2020,"CT","Devon Station",544,"12",0,"OP","GT","KER",{"v":51,"d":"51.0"},{"v":0,"d":"0.000"},{"v":-15.809,"d":"(16)"},{"v":-4.353,"d":"(4)"},"Distributed from 923 Generation And Fuel",1996]
[5866,2020,"CT","Fort Hill 1, 2, 3 & 4",57599,"FH2",0,"OP","IC","DFO",2.6,0.009,{"v":216.25,"d":"216"},119,"Distributed from 923 Generation And Fuel",2010]
[5881,2020,"CT","GenConn Devon LLC",57070,"18",0,"OP","GT","KER",60.5,{"v":2E-3,"d":"0.002"},{"v":1009.25,"d":"1,009"},{"v":265.25,"d":"265"},"Distributed from 923 Generation And Fuel",2010]
[5900,2020,"CT","Jewett City 1",57602,"JC1",0,"OP","IC","DFO",2.6,0.014,313,65,"Distributed from 923 Generation And Fuel",2010]
[5915,2020,"CT","Lake Road Generating Plant",55149,"U1",1,"OP","CS","NG",{"v":280,"d":"280.0"},0.742,{"v":1819638,"d":"1,819,638"},{"v":783789,"d":"783,789"},"EIA-923 Generator File",2002]
[5924,2020,"CT","Madison Solar",64218,"MADIS",0,"TS","PV","SUN",{"v":1,"d":"1.0"}]
[5934,2020,"CT","Middletown",562,"15",0,"OP","GT","KER",60.5,{"v":0,"d":"0.000"},{"v":173.25,"d":"173"},{"v":41.75,"d":"42"},"Distributed from 923 Generation And Fuel",2011]
[5949,2020,"CT","New Haven Harbor",6156,"4",0,"OP","GT","KER",60.5,{"v":0,"d":"0.000"},{"v":-94,"d":"(94)"},{"v":477.667,"d":"478"},"Distributed from 923 Generation And Fuel",2012]
[5968,2020,"CT","Pfizer Groton Plant",54236,"GT-1",0,"OP","GT","NG",{"v":10,"d":"10.0"},{"v":0.65,"d":"0.650"},{"v":56900,"d":"56,900"},{"v":26927,"d":"26,927"},"Distributed from 923 Generation And Fuel",2009]
[5983,2020,"CT","Quinebaug Lower Project",55860,"U2",0,"OP","HY","WAT",0.8,0.321,{"v":2251.52,"d":"2,252"},{"v":616.64,"d":"617"},"Distributed from 923 Generation And Fuel",1990]
[5988,2020,"CT","Rand Whitney CHP Plant",58184,"TG-1",0,"OP","GT","NG",14.6,0.927,{"v":118505,"d":"118,505"},{"v":45801,"d":"45,801"},"Distributed from 923 Generation And Fuel",2005]
[6003,2020,"CT","South Windsor Fuel Cell",63302,"SWFC5",0,"OP","FC","NG",{"v":5,"d":"5.0"},0.226,{"v":9910,"d":"9,910"},{"v":5327,"d":"5,327"},"Distributed from 923 Generation And Fuel",2020]
[6023,2020,"CT","Subase Microgrid Project",59701,"SMP2",0,"CN","IC","NG",3.7]
[6036,2020,"CT","Town of Rocky Hill PV CSG",61541,"PV1",0,"OP","PV","SUN",{"v":1,"d":"1.0"},0.056,490,{"v":266.667,"d":"267"},"Distributed from 923 Generation And Fuel",2018]
[6051,2020,"CT","UI RCP Bridgeport Seaside",60054,"BPPV",0,"OP","PV","SUN",2.2,0.162,{"v":3122,"d":"3,122"},{"v":1673,"d":"1,673"},"Distributed from 923 Generation And Fuel",2016]
[6066,2020,"CT","Waterside Power, LLC",56189,"5",0,"OP","GT","DFO",23.2,{"v":2E-3,"d":"0.002"},366,76,"Distributed from 923 Generation And Fuel",2004]
[6071,2020,"CT","Wesleyan University Cogen 1",58158,"1",0,"OP","IC","NG",2.4,0.676,{"v":14219,"d":"14,219"},{"v":6351,"d":"6,351"},"Distributed from 923 Generation And Fuel",2009]
[6086,2020,"DC","Ridgecrest",64379,"467",0,"V","PV","SUN",1.7]
[6105,2020,"DE","Christiana",591,"CH14",0,"SB","GT","DFO",{"v":26,"d":"26.0"},{"v":0,"d":"0.000"},0,0,"Distributed from 923 Generation And Fuel",1973]
[6118,2020,"DE","Delaware City Plant",52193,"FGTG",0,"RE","GT","NG",1.2,{"$nulls":5},1997]
[6134,2020,"DE","Hay Road",7153,"HR4",3,"OP","CA","NG",{"v":200,"d":"200.0"},0.132,{"v":231159,"d":"231,159"},{"v":188664,"d":"188,664"},"EIA-923 Generator File",1993]
[6139,2020,"DE","Indian River Generating Station",594,"10",0,"OP","GT","DFO",18.6,0.004,589,300,"Distributed from 923 Generation And Fuel",1967]
[6154,2020,"DE","Red Lion Energy Center",58433,"RED3",0,"OP","FC","NG",3.5,0.935,{"v":28664.44,"d":"28,664"},{"v":16559.9,"d":"16,560"},"Distributed from 923 Generation And Fuel",2013]
[6169,2020,"DE","West Station (DE)",597,"WEST",0,"SB","GT","DFO",{"v":20,"d":"20.0"},{"v":0,"d":"0.000"},0,0,"Distributed from 923 Generation And Fuel",1964]
[6188,2020,"FL","Arvah B Hopkins",688,"1",1,"RE","ST","NG",{"v":75,"d":"75.0"},{"$nulls":5},2018]
[6196,2020,"FL","Babcock Preserve",62634,"1",0,"OP","PV","SUN",74.5,0.245,{"v":160109,"d":"160,109"},{"v":71331,"d":"71,331"},"Distributed from 923 Generation And Fuel",2020]
[6221,2020,"FL","Big Bend",645,"BBST1",0,"P","ST","NG",445.5]
[6222,2020,"FL","Big Bend",645,"GT5",0,"V","GT","NG",{"v":392,"d":"392.0"},{"v":1E-3,"d":"0.001"},{"v":3623.452,"d":"3,623"},{"v":1982.704,"d":"1,983"},"Distributed from 923 Generation And Fuel"]
[6237,2020,"FL","Brevard",61777,"ENG1",0,"OP","IC","LFG",1.6,0.522,{"v":7314.167,"d":"7,314"},{"v":2830.833,"d":"2,831"},"Distributed from 923 Generation And Fuel",2008]
[6256,2020,"FL","C D McIntosh Jr",676,"5CT",0,"OP","CT","NG",{"v":249,"d":"249.0"},0.573,{"v":1248933,"d":"1,248,933"},{"v":648699,"d":"648,699"},"EIA-923 Generator File",2001]
[6271,2020,"FL","C H Corn Hydroelectric Facility",956,"1",0,"RE","HY","WAT",4.4,{"$nulls":5},2019]
[6290,2020,"FL","Central District Wastewater Treat Plant",54623,"4A",0,"OP","IC","OBG",1.2,{"v":0,"d":"0.000"},0,0,"Distributed from 923 Generation And Fuel",2013]
[6304,2020,"FL","Clewiston Sugar House",50482,"DGN",0,"RE","IC","DFO",{"v":1,"d":"1.0"},{"$nulls":5},2006]
[6305,2020,"FL","Clewiston Sugar House",50482,"DGS",0,"RE","IC","DFO",{"v":1,"d":"1.0"},{"$nulls":5},2006]
[6324,2020,"FL","Crystal River",628,"2GTA",0,"OP","CT","NG",310.3,0.688,{"v":1871161,"d":"1,871,161"},{"v":802082,"d":"802,082"},"EIA-923 Generator File",2018]
[6339,2020,"FL","Curtis H Stanton Energy Center",55821,"A",0,"OP","CT","NG",203.2,0.384,{"v":684348,"d":"684,348"},{"v":339218,"d":"339,218"},"EIA-923 Generator File",2003]
[6354,2020,"FL","Cutrale Citrus Juices USA II",10188,"GEN4",0,"RE","GT","NG",4.1,{"$nulls":5},2015]
[6373,2020,"FL","Deerhaven Renewable",57241,"1",1,"OP","ST","WDS",116.1,0.349,{"v":354752,"d":"354,752"},{"v":184058,"d":"184,058"},"EIA-923 Generator File",2013]
[6382,2020,"FL","F J Gannon",646,"1",0,"RE","ST","BIT",{"v":125,"d":"125.0"},{"$nulls":5},2004]
[6392,2020,"FL","Fernandina Plant",10562,"GEN2",3,"RE","ST","RFO",{"v":5,"d":"5.0"},{"$nulls":5},2005]
[6407,2020,"FL","Fort Myers",612,"2F",0,"OP","CT","NG",188.2,0.615,{"v":1014419,"d":"1,014,419"},{"v":488618,"d":"488,618"},"EIA-923 Generator File",2001]
[6422,2020,"FL","Fort Myers",612,"7",0,"RE","GT","DFO",{"v":62,"d":"62.0"},{"$nulls":5},2016]
[6441,2020,"FL","G W Ivey",665,"10",0,"RE","IC","NG",2.5,{"$nulls":5},2013]
[6456,2020,"FL","Grange Hall Solar",61656,"PV1",0,"OP","PV","SUN",61.1,0.222,{"v":118872,"d":"118,872"},{"v":56898,"d":"56,898"},"Distributed from 923 Generation And Fuel",2019]
[6471,2020,"FL","H L Culbreath Bayside Power Station",7873,"2D",0,"OP","CT","NG",189.9,0.416,{"v":692397,"d":"692,397"},{"v":358110,"d":"358,110"},"EIA-923 Generator File",2004]
[6477,2020,"FL","H L Culbreath Bayside Power Station",7873,"3A",0,"CN","GT","NG",189.9]
[6490,2020,"FL","Hansel",672,"21",0,"RE","CT","NG",{"v":35,"d":"35.0"},{"$nulls":5},2012]
[6509,2020,"FL","Henry D King",658,"D2",0,"RE","IC","DFO",2.7,{"$nulls":5},2008]
[6524,2020,"FL","Hines Energy Complex",7302,"2GT2",0,"OP","CT","NG",178.5,0.585,{"v":915075,"d":"915,075"},{"v":455957,"d":"455,957"},"EIA-923 Generator File",2003]
[6539,2020,"FL","Horizon Solar Energy Center",61021,"1",0,"OP","PV","SUN",74.5,0.231,{"v":150955,"d":"150,955"},{"v":66735,"d":"66,735"},"Distributed from 923 Generation And Fuel",2018]
[6544,2020,"FL","Howard F Curren Advncd Wastewater Plant",54347,"5",0,"OS","IC","OBG",0.5,{"v":0,"d":"0.000"},0,0,"Distributed from 923 Generation And Fuel",1989]
[6559,2020,"FL","Intercession City",8049,"P1",0,"OP","GT","DFO",56.7,{"v":0.03,"d":"0.030"},{"v":15104.609,"d":"15,105"},{"v":7627.815,"d":"7,628"},"Distributed from 923 Generation And Fuel",1974]
[6572,2020,"FL","Intercession City",8049,"P9",0,"OP","GT","NG",103.5,{"v":0.03,"d":"0.030"},{"v":27571.906,"d":"27,572"},{"v":13923.789,"d":"13,924"},"Distributed from 923 Generation And Fuel",1993]
[6592,2020,"FL","JED Solid Waste Mgmt Renewable Energy",60701,"00697",0,"OP","IC","LFG",1.6,0.402,{"v":5629,"d":"5,629"},{"v":2178.667,"d":"2,179"},"Distributed from 923 Generation And Fuel",2017]
[6607,2020,"FL","Lake Hancock Solar",61657,"PV1",0,"OP","PV","SUN",49.5,0.192,{"v":83191,"d":"83,191"},{"v":42722,"d":"42,722"},"Distributed from 923 Generation And Fuel",2019]
[6612,2020,"FL","Lansing Smith",643,"3A",0,"OP","CT","NG",203.2,0.933,{"v":1659972,"d":"1,659,972"},{"v":752463,"d":"752,463"},"EIA-923 Generator File",2002]
[6627,2020,"FL","Lauderdale",613,"6C",0,"OP","GT","NG",229.5,0.035,{"v":70542.513,"d":"70,543"},{"v":44562.335,"d":"44,562"},"Distributed from 923 Generation And Fuel",2016]
[6642,2020,"FL","Lauderdale",613,"18",0,"RE","GT","NG",34.2,{"$nulls":5},2016]
[6663,2020,"FL","Legoland Solar",60371,"1",0,"OP","PV","SUN",1.4,0.161,{"v":1971,"d":"1,971"},900,"Distributed from 923 Generation And Fuel",2016]
[6675,2020,"FL","Manatee",6042,"2",1,"OP","ST","NG",863.3,0.158,{"v":1197109,"d":"1,197,109"},{"v":657914,"d":"657,914"},"EIA-923 Generator File",1977,2022]
[6680,2020,"FL","Manatee",6042,"D",0,"OP","CT","NG",188.2,0.926,{"v":1525941,"d":"1,525,941"},{"v":685341,"d":"685,341"},"EIA-923 Generator File",2005]
[6695,2020,"FL","Martin",6043,"3ST",1,"OP","CA","NG",{"v":204,"d":"204.0"},0.443,{"v":791403,"d":"791,403"},{"v":408918,"d":"408,918"},"EIA-923 Generator File",1994]
[6710,2020,"FL","McKay Bay Facility",50875,"GEN1",4,"OP","ST","MSW",22.1,0.693,{"v":134155,"d":"134,155"},{"v":53020,"d":"53,020"},"EIA-923 Generator File",1985]
[6729,2020,"FL","Mosaic Co Bartow Facility",50633,"GEN1",0,"OP","ST","WH",36.9,0.478,{"v":154615.055,"d":"154,615"},{"v":75328.714,"d":"75,329"},"Distributed from 923 Generation And Fuel",1985]
[6744,2020,"FL","NA 1",7889,"1",0,"CN","GT","NG",{"v":195,"d":"195.0"}]
[6758,2020,"FL","Okeechobee Solar",62491,"1",0,"OP","PV","SUN",74.5,0.186,{"v":121494,"d":"121,494"},{"v":75636,"d":"75,636"},"Distributed from 923 Generation And Fuel",2020]
[6763,2020,"FL","Oleander Power Project LP",55286,"OG3",0,"OP","GT","NG",198.9,0.011,{"v":19635.174,"d":"19,635"},{"v":9135.919,"d":"9,136"},"Distributed from 923 Generation And Fuel",2002]
[6778,2020,"FL","P L Bartow",634,"4AGT",0,"OP","CT","NG",208.2,0.595,{"v":1084479,"d":"1,084,479"},{"v":504481,"d":"504,481"},"EIA-923 Generator File",2009]
[6797,2020,"FL","Pea Ridge",7715,"1",0,"OP","GT","NG",4.7,{"v":0.55,"d":"0.550"},{"v":22630,"d":"22,630"},{"v":10529.333,"d":"10,529"},"Distributed from 923 Generation And Fuel",1998,2025]
[6812,2020,"FL","Phillips",748,"2",0,"RE","IC","DFO",19.2,{"$nulls":5},2015]
[6827,2020,"FL","Polk",7242,"9",0,"CN","CA","NG",{"v":463,"d":"463.0"}]
[6836,2020,"FL","Port Everglades",617,"12",0,"RE","GT","NG",34.2,{"$nulls":5},2016]
[6846,2020,"FL","Port Everglades",617,"ST1",1,"RE","ST","RFO",{"v":248,"d":"248.0"},{"$nulls":5},2012]
[6865,2020,"FL","Riviera",619,"3",1,"RE","ST","RFO",310.4,{"$nulls":5},2011]
[6880,2020,"FL","Sanford",620,"4D",0,"OP","CT","NG",188.2,{"v":0.48,"d":"0.480"},{"v":791577,"d":"791,577"},{"v":447068,"d":"447,068"},"EIA-923 Generator File",2003]
[6895,2020,"FL","Scholz",642,"2",1,"RE","ST","BIT",{"v":49,"d":"49.0"},{"$nulls":5},2015]
[6914,2020,"FL","Smith Street",679,"11",0,"RE","IC","DFO",{"v":2,"d":"2.0"},{"$nulls":5},2013]
[6915,2020,"FL","Smith Street",679,"3",0,"RE","IC","DFO",0.8,{"$nulls":5},2013]
[6935,2020,"FL","Southside Generating Station",668,"4",0,"RE","ST","RFO",{"v":75,"d":"75.0"},{"$nulls":5},2001]
[6948,2020,"FL","St Cloud",685,"4",0,"RE","IC","NG",3.7,{"$nulls":5},2008]
[6963,2020,"FL","Standby Generation Plant",50310,"5SB",0,"SB","IC","NG",1.3,{"v":1E-3,"d":"0.001"},{"v":10.912,"d":"11"},{"v":6.358,"d":"6"},"Distributed from 923 Generation And Fuel",2006]
[6982,2020,"FL","Sub 12",61080,"IC1",0,"OP","IC","NG",9.3,0.075,{"v":6089.5,"d":"6,090"},{"v":2833.5,"d":"2,834"},"Distributed from 923 Generation And Fuel",2018]
[6997,2020,"FL","Tampa Electric Co NA 2",56352,"3",0,"CN","GT","NG",{"v":62,"d":"62.0"}]
[6998,2020,"FL","Tampa Electric Co NA 2",56352,"4",0,"CN","GT","NG",{"v":62,"d":"62.0"}]
[7017,2020,"FL","Tom G Smith",673,"MU5",0,"OP","IC","DFO",{"v":2,"d":"2.0"},{"v":0,"d":"0.000"},{"v":-8.2,"d":"(8)"},{"v":-3.6,"d":"(4)"},"Distributed from 923 Generation And Fuel",1965]
[7030,2020,"FL","Treasure Coast Energy Center",56400,"CT1",0,"OP","CT","NG",219.6,0.587,{"v":1129420,"d":"1,129,420"},{"v":508188,"d":"508,188"},"EIA-923 Generator File",2008]
[7050,2020,"FL","Twin Rivers Solar Power Plant",63518,"PV1",0,"V","PV","SUN",74.9]
[7065,2020,"FL","Unnamed",7890,"GT3",0,"CN","GT","DFO",{"v":193,"d":"193.0"}]
[7080,2020,"FL","Waste Management Naples LFGTE Project",57168,"GEN5",0,"OP","IC","LFG",0.8,{"v":0.76,"d":"0.760"},{"v":5322.8,"d":"5,323"},{"v":2060,"d":"2,060"},"Distributed from 923 Generation And Fuel",2011]
[7085,2020,"FL","West County Energy Center",56407,"2A",0,"OP","CT","NG",{"v":298,"d":"298.0"},0.618,{"v":1614480,"d":"1,614,480"},{"v":720441,"d":"720,441"},"EIA-923 Generator File",2009]
[7100,2020,"FL","Willow Solar Energy Center",64301,"WILLO",0,"U","PV","SUN",74.5]
[7121,2020,"FL","Winston",7997,"WD20",0,"OP","IC","DFO",2.5,{"v":0,"d":"0.000"},0,0,"Distributed from 923 Generation And Fuel",2001]
[7133,2020,"GA","AL Sandersville LLC",55672,"CT7",0,"OP","GT","NG",86.5,0.006,{"v":4435.375,"d":"4,435"},{"v":2043.625,"d":"2,044"},"Distributed from 923 Generation And Fuel",2002]
[7148,2020,"GA","Athens Regional Medical Center",55319,"CT3",0,"SB","IC","DFO",0.7,{"v":1E-3,"d":"0.001"},{"v":5.965,"d":"6"},{"v":2.748,"d":"3"},"Data from EIA-923 Generator File overwritten with distributed data from EIA-923 Generation and Fuel",1994]
[7153,2020,"GA","Athens Regional Medical Center",55319,"CU1",0,"RE","IC","DFO",0.7,{"$nulls":5},2010]
[7168,2020,"GA","Bainbridge Solar",64011,"6359",0,"OP","PV","SUN",{"v":1,"d":"1.0"},0.245,{"v":2147,"d":"2,147"},{"v":1062,"d":"1,062"},"Distributed from 923 Generation And Fuel",2019]
[7183,2020,"GA","Boulevard",732,"2",0,"RE","GT","NG",15.6,{"$nulls":5},2013]
[7202,2020,"GA","Butler Solar Farm 20",59891,"1",0,"OP","PV","SUN",{"v":22,"d":"22.0"},0.199,{"v":38334,"d":"38,334"},{"v":18955,"d":"18,955"},"Distributed from 923 Generation And Fuel",2016]
[7216,2020,"GA","CNN Center",54323,"D4_1",0,"SB","IC","DFO",1.5,{"v":1E-3,"d":"0.001"},{"v":17.077,"d":"17"},{"v":5.769,"d":"6"},"Distributed from 923 Generation And Fuel",2001]
[7221,2020,"GA","CNN Center",54323,"D5_3",0,"SB","IC","DFO",{"v":2,"d":"2.0"},{"v":1E-3,"d":"0.001"},{"v":22.769,"d":"23"},{"v":7.692,"d":"8"},"Distributed from 923 Generation And Fuel",2003]
[7236,2020,"GA","Dahlberg (Jackson County)",7765,"4",0,"OP","GT","NG",91.9,0.064,{"v":51204.6,"d":"51,205"},{"v":23593.4,"d":"23,593"},"Distributed from 923 Generation And Fuel",2000]
[7251,2020,"GA","Doyle Energy Facility",55244,"CTG5",0,"OP","GT","NG",100.7,0.031,{"v":27118.338,"d":"27,118"},{"v":12495.171,"d":"12,495"},"Distributed from 923 Generation And Fuel",2000]
[7270,2020,"GA","Flint River",706,"3",0,"OP","HY","WAT",1.8,0.582,{"v":9184.333,"d":"9,184"},{"v":3571.333,"d":"3,571"},"Distributed from 923 Generation And Fuel",1925]
[7285,2020,"GA","Georgia LFG Pine Ridge Plant",61386,"GM02",0,"OP","IC","LFG",2.2,0.715,{"v":13777.333,"d":"13,777"},{"v":5295.333,"d":"5,295"},"Distributed from 923 Generation And Fuel",2016]
[7294,2020,"GA","Georgia Power at Jakin GA PV",61397,"PV1",0,"OP","PV","SUN",1.5,0.215,{"v":2827,"d":"2,827"},{"v":1398,"d":"1,398"},"Distributed from 923 Generation And Fuel",2017]
[7304,2020,"GA","Graniteville Enterprise Division",54462,"2",0,"OP","HY","WAT",0.6,0.095,499,94,"Distributed from 923 Generation And Fuel",1921]
[7319,2020,"GA","Harllee Branch",709,"1",1,"RE","ST","BIT",299.2,{"$nulls":5},2015]
[7338,2020,"GA","Hewlett Packard Enterprise",54457,"ALF3",0,"SB","IC","DFO",{"v":1,"d":"1.0"},{"v":0,"d":"0.000"},0,0,"Distributed from 923 Generation And Fuel",1989]
[7353,2020,"GA","Imperial Savannah LP",50146,"GEND",4,"OP","ST","NG",{"v":5,"d":"5.0"},0.264,{"v":11573.538,"d":"11,574"},{"v":5172,"d":"5,172"},"EIA-923 Generator File",1985]
[7368,2020,"GA","Jack McDonough",710,"3A",0,"OP","GT","NG",41.8,{"v":0,"d":"0.000"},{"v":-92,"d":"(92)"},{"v":-29,"d":"(29)"},"Distributed from 923 Generation And Fuel",1971]
[7373,2020,"GA","Jack McDonough",710,"5BCT",0,"OP","CT","NG",276.3,0.801,{"v":1938867,"d":"1,938,867"},{"v":808403,"d":"808,403"},"EIA-923 Generator File",2012]
[7389,2020,"GA","Kamin LLC Wrens Plant",54880,"SDT1",0,"RE","GT","NG",{"v":2,"d":"2.0"},{"$nulls":5},2019]
[7402,2020,"GA","Kraft",733,"2",1,"RE","ST","BIT",54.4,{"$nulls":5},2015]
[7421,2020,"GA","Lloyd Shoals",712,"6",0,"OP","HY","WAT",2.4,0.764,{"v":16051.833,"d":"16,052"},{"v":6241.833,"d":"6,242"},"Distributed from 923 Generation And Fuel",1917]
[7436,2020,"GA","McIntosh",6124,"CT8",0,"OP","GT","NG",101.3,0.007,{"v":6150.25,"d":"6,150"},{"v":3694,"d":"3,694"},"Distributed from 923 Generation And Fuel",1994]
[7441,2020,"GA","McIntosh Combined Cycle Facility",56150,"C10B",0,"OP","CT","NG",203.2,0.834,{"v":1483772,"d":"1,483,772"},{"v":639485,"d":"639,485"},"EIA-923 Generator File",2005]
[7456,2020,"GA","McManus",715,"2",1,"RE","ST","RFO",93.7,{"$nulls":5},2015]
[7471,2020,"GA","Moody Air Force Base Solar",62377,"1",0,"OP","PV","SUN",49.5,0.123,{"v":53239,"d":"53,239"},{"v":32731,"d":"32,731"},"Distributed from 923 Generation And Fuel",2020]
[7484,2020,"GA","Murray Treadwell Farms",64281,"MTF",0,"OP","PV","SUN",{"v":3,"d":"3.0"},0.199,{"v":5229,"d":"5,229"},{"v":2930,"d":"2,930"},"Distributed from 923 Generation And Fuel",2020]
[7504,2020,"GA","Nottely",758,"1",0,"OP","HY","WAT",{"v":15,"d":"15.0"},0.488,{"v":64064.151,"d":"64,064"},{"v":24911.321,"d":"24,911"},"Distributed from 923 Generation And Fuel",1956]
[7523,2020,"GA","PInova Inc",10120,"GEN6",0,"RE","ST","WDS",{"v":2,"d":"2.0"},{"$nulls":5},2014]
[7524,2020,"GA","Pleasant Valley Solar",60586,"PV01",0,"OP","PV","SUN",2.5,0.193,{"v":4224,"d":"4,224"},{"v":2089,"d":"2,089"},"Distributed from 923 Generation And Fuel",2016]
[7539,2020,"GA","Richland",60513,"SO076",0,"OP","PV","SUN",{"v":1,"d":"1.0"},0.143,{"v":1251,"d":"1,251"},619,"Distributed from 923 Generation And Fuel",2014]
[7558,2020,"GA","Rocky Mountain Hydroelectric Plant",6189,"1",0,"OP","PS","WAT",282.6,{"v":-0.067,"d":"(0.067)"},{"v":-166740.667,"d":"(166,741)"},{"v":-78919.333,"d":"(78,919)"},"Distributed from 923 Generation And Fuel",1995]
[7575,2020,"GA","Sewell Creek Energy",7813,"3",0,"OP","GT","NG",{"v":164,"d":"164.0"},{"v":0.08,"d":"0.080"},{"v":115376.014,"d":"115,376"},{"v":53161.607,"d":"53,162"},"Distributed from 923 Generation And Fuel",2000]
[7587,2020,"GA","Simon Solar Farm LLC",58628,"SRSSF",0,"OP","PV","SUN",{"v":30,"d":"30.0"},{"v":0.19,"d":"0.190"},{"v":50020,"d":"50,020"},{"v":24734,"d":"24,734"},"Distributed from 923 Generation And Fuel",2013]
[7606,2020,"GA","Sowega Power",7768,"CTG3",0,"OP","GT","NG",49.8,0.083,{"v":36403,"d":"36,403"},{"v":16773.5,"d":"16,774"},"Distributed from 923 Generation And Fuel",1999]
[7607,2020,"GA","SR Arlington I",62436,"ARLI",0,"T","PV","SUN",{"v":20,"d":"20.0"}]
[7626,2020,"GA","Stevens Creek",736,"4",0,"OP","HY","WAT",2.2,0.644,{"v":12409.5,"d":"12,410"},{"v":4825.5,"d":"4,826"},"Distributed from 923 Generation And Fuel",1914]
[7641,2020,"GA","Talbot County Energy",7916,"1",0,"OP","GT","NG",{"v":121,"d":"121.0"},0.074,{"v":78591.833,"d":"78,592"},{"v":36212.5,"d":"36,213"},"Distributed from 923 Generation And Fuel",2002]
[7656,2020,"GA","Taylor",56870,"2",0,"OP","IC","LFG",{"v":1,"d":"1.0"},0.466,{"v":4086.25,"d":"4,086"},{"v":1570.5,"d":"1,571"},"Distributed from 923 Generation And Fuel",2003]
[7670,2020,"GA","Tenaska Georgia Generation Facility",55061,"GTG1",0,"OP","GT","NG",183.2,0.008,{"v":12350.5,"d":"12,351"},{"v":9292.5,"d":"9,293"},"Distributed from 923 Generation And Fuel",2001]
[7689,2020,"GA","Tugalo",725,"2",0,"OP","HY","WAT",11.2,{"v":0.4,"d":"0.400"},{"v":39284,"d":"39,284"},{"v":15275.75,"d":"15,276"},"Distributed from 923 Generation And Fuel",1923]
[7690,2020,"GA","Tugalo",725,"3",0,"OP","HY","WAT",11.2,{"v":0.4,"d":"0.400"},{"v":39284,"d":"39,284"},{"v":15275.75,"d":"15,276"},"Distributed from 923 Generation And Fuel",1924]
[7709,2020,"GA","Wallace Dam",6087,"2",0,"OP","PS","WAT",52.2,{"v":-0.018,"d":"(0.018)"},{"v":-8269.5,"d":"(8,270)"},{"v":-10873,"d":"(10,873)"},"Distributed from 923 Generation And Fuel",1980]
[7724,2020,"GA","Wansley",6052,"2",1,"OP","ST","BIT",{"v":952,"d":"952.0"},0.006,{"v":50937,"d":"50,937"},{"v":-10380,"d":"(10,380)"},"EIA-923 Generator File",1978]
[7743,2020,"GA","West Point (GA)",6133,"2",0,"OP","HY","WAT",{"v":35,"d":"35.0"},{"v":0.5,"d":"0.500"},{"v":153316.235,"d":"153,316"},{"v":59617.94,"d":"59,618"},"Distributed from 923 Generation And Fuel",1975]
[7748,2020,"GA","White Oak Solar, LLC",60082,"WHTOK",0,"OP","PV","SUN",76.5,0.216,{"v":144524,"d":"144,524"},{"v":71463,"d":"71,463"},"Distributed from 923 Generation And Fuel",2016]
[7772,2020,"GA","YKK USA Chestney",54566,"PPD2",0,"RE","IC","DFO",0.4,{"$nulls":5},2006]
[7777,2020,"HI","AES Kekaha Solar, LLC Hybrid",63280,"KEKAH",0,"OP","PV","SUN",{"v":14,"d":"14.0"},{"v":0,"d":"0.000"},0,0,"Distributed from 923 Generation And Fuel",2019]
[7792,2020,"HI","Biomass to Energy Facility, Kauai",59035,"MKA1",0,"OP","ST","AB",9.3,0.597,{"v":48657,"d":"48,657"},{"v":20162.407,"d":"20,162"},"EIA-923 Generator File",2016]
[7811,2020,"HI","Gay Robinson",50333,"HYD2",0,"OP","HY","WAT",1.2,0.632,{"v":6640.987,"d":"6,641"},{"v":3022.13,"d":"3,022"},"Distributed from 923 Generation And Fuel",1982]
[7826,2020,"HI","Hawaii Cogen",10194,"GEN1",0,"OP","GT","WO",{"v":3,"d":"3.0"},0.248,{"v":6506.557,"d":"6,507"},{"v":2044.18,"d":"2,044"},"Distributed from 923 Generation And Fuel",1990]
[7841,2020,"HI","Ho'Ohana Solar 1",63723,"HESS1",0,"P","BA","MWH",{"v":52,"d":"52.0"}]
[7843,2020,"HI","Iwilei Tank Farm DG",56331,"DG1",0,"RE","IC","DFO",1.6,{"$nulls":5},2010]
[7860,2020,"HI","Kahuku Wind Power LLC",57087,"1",0,"OP","WT","WND",{"v":30,"d":"30.0"},0.259,{"v":68086,"d":"68,086"},{"v":34218,"d":"34,218"},"Distributed from 923 Generation And Fuel",2011]
[7875,2020,"HI","Kalaheo Hydro",10412,"KAL",0,"RE","HY","WAT",1.1,{"$nulls":5},2016]
[7894,2020,"HI","Keahole",8083,"18",0,"RE","IC","DFO",2.5,{"$nulls":5},2004]
[7909,2020,"HI","Lanai Solar-Electric Plant",56667,"0001",0,"OP","PV","SUN",0.1,0.083,{"v":72.417,"d":"72"},{"v":36.5,"d":"37"},"Distributed from 923 Generation And Fuel",2008]
[7914,2020,"HI","Lanai Solar-Electric Plant",56667,"0006",0,"OP","PV","SUN",0.1,0.083,{"v":72.417,"d":"72"},{"v":36.5,"d":"37"},"Distributed from 923 Generation And Fuel",2008]
[7929,2020,"HI","Maalaea",6504,"16",0,"OP","CT","DFO",23.6,0.489,{"v":101031,"d":"101,031"},{"v":35642,"d":"35,642"},"EIA-923 Generator File",1993]
[7942,2020,"HI","Maalaea",6504,"X2",0,"OP","IC","DFO",2.6,0.198,{"v":4498.592,"d":"4,499"},{"v":1642.145,"d":"1,642"},"Distributed from 923 Generation And Fuel",1987]
[7962,2020,"HI","Palaau Power Hybrid",792,"BAT1",0,"OP","BA","MWH",{"v":2,"d":"2.0"},{"v":0,"d":"0.000"},0,0,"Distributed from 923 Generation And Fuel",2017]
[7977,2020,"HI","Port Allen (HI)",6474,"GT1",0,"OP","GT","DFO",19.2,0.012,{"v":1959.293,"d":"1,959"},{"v":68.763,"d":"69"},"Distributed from 923 Generation And Fuel",1973]
[7982,2020,"HI","Port Allen Solar",58549,"1",0,"OP","PV","SUN",{"v":6,"d":"6.0"},0.175,{"v":9200,"d":"9,200"},{"v":4641,"d":"4,641"},"Distributed from 923 Generation And Fuel",2012]
[7997,2020,"HI","Puueo",771,"1",0,"OP","HY","WAT",0.7,0.201,{"v":1231.548,"d":"1,232"},{"v":160.548,"d":"161"},"Distributed from 923 Generation And Fuel",1918]
[8012,2020,"HI","Waiau",766,"W10",0,"OP","GT","DFO",51.3,0.018,{"v":8139.5,"d":"8,140"},{"v":1409,"d":"1,409"},"Distributed from 923 Generation And Fuel",1973]
[8029,2020,"HI","Waihonu North Solar",58655,"INV-8",0,"OP","PV","SUN",0.5,0.198,{"v":865.7,"d":"866"},{"v":436.7,"d":"437"},"Distributed from 923 Generation And Fuel",2016]
[8045,2020,"HI","Waipio Peninsula",64190,"82803",0,"OP","PV","SUN",{"v":11,"d":"11.0"},0.241,{"v":23268,"d":"23,268"},{"v":11737,"d":"11,737"},"Distributed from 923 Generation And Fuel",2015]
[8060,2020,"IA","Algona",1120,"8",0,"OP","IC","DFO",4.4,{"v":1E-3,"d":"0.001"},{"v":31.702,"d":"32"},{"v":13.118,"d":"13"},"Distributed from 923 Generation And Fuel",1994]
[8065,2020,"IA","Allendorf",56215,"A1",0,"OP","WT","WND",1.2,0.036,{"v":373.655,"d":"374"},{"v":138.828,"d":"139"},"Distributed from 923 Generation And Fuel",1998]
[8080,2020,"IA","Alliant SBD 9106 Rockwell CR",54717,"2671",0,"SB","IC","DFO",1.6,{"v":1E-3,"d":"0.001"},{"v":17.64,"d":"18"},{"v":7.2,"d":"7"},"Data from EIA-923 Generator File overwritten with distributed data from EIA-923 Generation and Fuel",1992]
[8099,2020,"IA","Alliant SBD 9203 Profol",54719,"6916",0,"SB","IC","DFO",1.8,0.004,{"v":57.15,"d":"57"},{"v":46.916,"d":"47"},"Data from EIA-923 Generator File overwritten with distributed data from EIA-923 Generation and Fuel",1996]
[8114,2020,"IA","Alliant SBD 9402 Climax",54930,"5500",0,"RE","IC","DFO",1.6,{"$nulls":5},2011]
[8128,2020,"IA","Alliant SBD0201 Ingredion",55996,"04",0,"SB","IC","DFO",1.1,{"v":2E-3,"d":"0.002"},{"v":16.082,"d":"16"},{"v":6.564,"d":"7"},"Data from EIA-923 Generator File overwritten with distributed data from EIA-923 Generation and Fuel",2003]
[8133,2020,"IA","Alta Municipal Utilities",1121,"3",0,"RE","IC","DFO",1.1,{"$nulls":5},2014]
[8148,2020,"IA","Ames Electric Services Power Plant",1122,"7",1,"OP","ST","NG",37.5,0.757,{"v":248835,"d":"248,835"},{"v":102005,"d":"102,005"},"EIA-923 Generator File",1968]
[8163,2020,"IA","Archer Daniels Midland Cedar Rapids",10864,"GEN1",5,"OP","ST","SUB",{"v":31,"d":"31.0"},0.138,{"v":37537,"d":"37,537"},{"v":26283,"d":"26,283"},"EIA-923 Generator File",1988]
[8182,2020,"IA","Bancroft",1125,"6",0,"OP","IC","DFO",1.8,{"v":0,"d":"0.000"},{"v":2.143,"d":"2"},0,"Distributed from 923 Generation And Fuel",2001]
[8197,2020,"IA","Bloomfield",1127,"1",0,"SB","IC","NG",2.8,{"v":1E-3,"d":"0.001"},{"v":18.447,"d":"18"},{"v":7.576,"d":"8"},"Distributed from 923 Generation And Fuel",1975]
[8215,2020,"IA","Burlington (IA)",1104,"GT2",0,"OP","GT","NG",19.7,{"v":2E-3,"d":"0.002"},{"v":259.5,"d":"260"},156,"Distributed from 923 Generation And Fuel",1995,2026]
[8216,2020,"IA","Burlington (IA)",1104,"GT3",0,"OP","GT","NG",19.7,{"v":2E-3,"d":"0.002"},{"v":259.5,"d":"260"},156,"Distributed from 923 Generation And Fuel",1996,2026]
[8231,2020,"IA","Centerville",1105,"1",0,"RE","IC","DFO",{"v":2,"d":"2.0"},{"$nulls":5},2017]
[8250,2020,"IA","Coralville GT",1079,"2",0,"OP","GT","NG",{"v":18,"d":"18.0"},{"v":0,"d":"0.000"},{"v":-12,"d":"(12)"},{"v":-5.75,"d":"(6)"},"Distributed from 923 Generation And Fuel",1970]
[8265,2020,"IA","Davenport Water Pollution Control Plant",55035,"GEN2",0,"OP","IC","OBG",0.8,0.518,{"v":3627,"d":"3,627"},{"v":1593,"d":"1,593"},"Distributed from 923 Generation And Fuel",1995]
[8284,2020,"IA","Dubuque",1046,"ST2",0,"RE","ST","SUB",{"v":15,"d":"15.0"},{"$nulls":5},2010]
[8299,2020,"IA","Emery Station",8031,"11",0,"OP","CT","NG",173.4,0.483,{"v":734117,"d":"734,117"},{"v":325907,"d":"325,907"},"EIA-923 Generator File",2004]
[8301,2020,"IA","Emery Station",8031,"ST1",2,"OP","CA","NG",{"v":256,"d":"256.0"},0.466,{"v":1045083,"d":"1,045,083"},{"v":482994,"d":"482,994"},"EIA-923 Generator File",2004]
[8318,2020,"IA","Fontanelle",58457,"1",0,"OP","WT","WND",1.6,0.409,{"v":5733,"d":"5,733"},{"v":2129,"d":"2,129"},"Distributed from 923 Generation And Fuel",2012]
[8333,2020,"IA","George Neal North",1091,"3",1,"OP","ST","RC",584.1,0.168,{"v":859408,"d":"859,408"},{"v":476539,"d":"476,539"},"EIA-923 Generator File",1975]
[8348,2020,"IA","Grand Junction",1143,"1",0,"RE","IC","DFO",0.5,{"$nulls":5},1994]
[8367,2020,"IA","Hawkeye Wind Farm",57832,"NORD",0,"OP","WT","WND",{"v":35,"d":"35.0"},0.424,{"v":129927,"d":"129,927"},{"v":48250,"d":"48,250"},"Distributed from 923 Generation And Fuel",2012]
[8382,2020,"IA","IA - City of Ames - Airport Road",64179,"17000",0,"OP","PV","SUN",{"v":2,"d":"2.0"},0.005,79,0,"Distributed from 923 Generation And Fuel",2020]
[8387,2020,"IA","Ida Grove Wind",60342,"IGWF4",0,"OP","WT","WND",27.6,0.406,{"v":98079.455,"d":"98,079"},{"v":36423.109,"d":"36,423"},"Distributed from 923 Generation And Fuel",2016]
[8409,2020,"IA","Iowa State University",54201,"GEN6",8,"OP","ST","NG",15.1,0.148,{"v":19583,"d":"19,583"},{"v":11427,"d":"11,427"},"EIA-923 Generator File",2005]
[8416,2020,"IA","John Deere Dubuque Works",54414,"GEN8",0,"SB","IC","DFO",1.5,{"v":1E-3,"d":"0.001"},{"v":10.333,"d":"10"},{"v":1.667,"d":"2"},"Distributed from 923 Generation And Fuel",1994]
[8435,2020,"IA","Keokuk",1109,"8",0,"OP","HY","WAT",8.8,0.923,{"v":71179.801,"d":"71,180"},{"v":26990.686,"d":"26,991"},"Distributed from 923 Generation And Fuel",1913]
[8450,2020,"IA","La Porte",1156,"6",0,"SB","IC","DFO",1.8,0.003,42,17,"Distributed from 923 Generation And Fuel",2013]
[8465,2020,"IA","Lake Park",1153,"G2",0,"OP","IC","DFO",{"v":2,"d":"2.0"},{"v":2E-3,"d":"0.002"},27,11,"Distributed from 923 Generation And Fuel",2005]
[8470,2020,"IA","Lamoni Municipal Utilities",1155,"2",0,"OP","IC","DFO",0.2,{"v":1E-3,"d":"0.001"},{"v":1.6,"d":"2"},{"v":0.648,"d":"1"},"Distributed from 923 Generation And Fuel",1940]
[8487,2020,"IA","Laurens",1157,"6",0,"SB","IC","DFO",2.5,{"v":0,"d":"0.000"},{"v":9.89,"d":"10"},{"v":4.121,"d":"4"},"Distributed from 923 Generation And Fuel",2013]
[8503,2020,"IA","Manning",1160,"2",0,"SB","IC","DFO",0.2,0.005,{"v":9.013,"d":"9"},{"v":3.671,"d":"4"},"Distributed from 923 Generation And Fuel",1928]
[8518,2020,"IA","Maquoketa 1",1162,"2",0,"RE","IC","DFO",0.8,{"$nulls":5},2002]
[8533,2020,"IA","McGregor",1163,"3",0,"RE","IC","DFO",0.5,{"$nulls":5},2019]
[8538,2020,"IA","Metro Methane Recovery Facility",54700,"GEN10",0,"OP","IC","LFG",1.6,{"v":0.94,"d":"0.940"},{"v":13170.571,"d":"13,171"},{"v":5430,"d":"5,430"},"Distributed from 923 Generation And Fuel",2014]
[8553,2020,"IA","Milford",1164,"4",0,"OP","IC","DFO",0.5,{"v":1E-3,"d":"0.001"},{"v":2.692,"d":"3"},{"v":1.077,"d":"1"},"Distributed from 923 Generation And Fuel",1949]
[8572,2020,"IA","Mt Pleasant",1166,"12",0,"SB","IC","DFO",{"v":2,"d":"2.0"},{"v":2E-3,"d":"0.002"},37,{"v":15.083,"d":"15"},"Distributed from 923 Generation And Fuel",2002]
[8582,2020,"IA","Mt Pleasant",1166,"D",0,"RE","IC","DFO",{"v":1,"d":"1.0"},{"$nulls":5},2002]
[8601,2020,"IA","New Hampton",1168,"5",0,"SB","IC","NG",6.2,{"v":1E-3,"d":"0.001"},{"v":28.309,"d":"28"},{"v":11.932,"d":"12"},"Distributed from 923 Generation And Fuel",1973]
[8606,2020,"IA","North English",62133,"1",0,"OP","WT","WND",{"v":140,"d":"140.0"},{"v":0.42,"d":"0.420"},{"v":514774.235,"d":"514,774"},{"v":187029.294,"d":"187,029"},"Distributed from 923 Generation And Fuel",2019]
[8621,2020,"IA","O'Brien Wind",60326,"OBWF6",0,"CN","WT","WND",72.5]
[8636,2020,"IA","Osage (IA)",1172,"SO",0,"OP","PV","SUN",0.8,{"v":0.14,"d":"0.140"},984,549,"Distributed from 923 Generation And Fuel",2016]
[8655,2020,"IA","Pella Peaking",7971,"13",0,"OP","IC","DFO",{"v":2,"d":"2.0"},{"v":1E-3,"d":"0.001"},{"v":18.571,"d":"19"},{"v":7.571,"d":"8"},"Distributed from 923 Generation And Fuel",2003]
[8660,2020,"IA","Pella Peaking",7971,"4",0,"OP","IC","DFO",{"v":2,"d":"2.0"},{"v":1E-3,"d":"0.001"},{"v":18.571,"d":"19"},{"v":7.571,"d":"8"},"Distributed from 923 Generation And Fuel",2003]
[8674,2020,"IA","Pocahontas Prairie Wind Farm",57976,"1",0,"OP","WT","WND",{"v":80,"d":"80.0"},0.146,{"v":102582,"d":"102,582"},{"v":38095,"d":"38,095"},"Distributed from 923 Generation And Fuel",2012]
[8689,2020,"IA","Preston (IA)",1176,"5",0,"OP","IC","DFO",1.8,{"v":1E-3,"d":"0.001"},13,6,"Distributed from 923 Generation And Fuel",2020]
[8704,2020,"IA","River Hills",1084,"5",0,"OP","GT","NG",{"v":16,"d":"16.0"},{"v":-1E-3,"d":"(0.001)"},{"v":-73.75,"d":"(74)"},{"v":-35.375,"d":"(35)"},"Distributed from 923 Generation And Fuel",1967]
[8723,2020,"IA","Shenandoah",7850,"10",0,"OP","IC","DFO",{"v":2,"d":"2.0"},{"v":1E-3,"d":"0.001"},{"v":24.2,"d":"24"},{"v":9.9,"d":"10"},"Distributed from 923 Generation And Fuel",2000]
[8738,2020,"IA","Sixth Street",1058,"2",4,"RE","ST","SUB",{"v":6,"d":"6.0"},{"$nulls":5},2010]
[8743,2020,"IA","Sky Volt",58460,"1",0,"OP","WT","WND",1.6,0.393,{"v":5503,"d":"5,503"},{"v":2044,"d":"2,044"},"Distributed from 923 Generation And Fuel",2012]
[8768,2020,"IA","Story City",1188,"7",0,"OP","IC","DFO",{"v":2,"d":"2.0"},0.003,{"v":44.173,"d":"44"},{"v":18.417,"d":"18"},"Distributed from 923 Generation And Fuel",1978]
[8772,2020,"IA","Strawberry Point",1189,"6",0,"RE","IC","DFO",{"v":1,"d":"1.0"},{"$nulls":5},2001]
[8791,2020,"IA","Sumner",1191,"1",0,"OP","IC","DFO",2.6,{"v":0,"d":"0.000"},{"v":6.618,"d":"7"},{"v":2.6,"d":"3"},"Distributed from 923 Generation And Fuel",1972,2021]
[8806,2020,"IA","Tipton",8106,"7",0,"OP","IC","DFO",{"v":2,"d":"2.0"},{"v":2E-3,"d":"0.002"},{"v":35.484,"d":"35"},{"v":14.409,"d":"14"},"Distributed from 923 Generation And Fuel",2019]
[8821,2020,"IA","University of Iowa Main Power Plant",54775,"GEN10",0,"OP","IC","NG",{"v":2,"d":"2.0"},0.008,{"v":134.639,"d":"135"},{"v":92.165,"d":"92"},"Distributed from 923 Generation And Fuel",2014]
[8826,2020,"IA","University of Iowa Main Power Plant",54775,"GEN12",0,"U","ST","NG",5.8,{"v":0,"d":"0.000"},0,0,"Distributed from 923 Generation And Fuel"]
[8841,2020,"IA","Villisca Municipal Power Plant",1193,"4",0,"RE","IC","DFO",0.6,{"$nulls":5},2002]
[8863,2020,"IA","Waterloo Lundquist",7851,"7",0,"OP","IC","DFO",{"v":2,"d":"2.0"},{"v":1E-3,"d":"0.001"},{"v":21.111,"d":"21"},{"v":8.667,"d":"9"},"Distributed from 923 Generation And Fuel",2000]
[8874,2020,"IA","Waverly Municipal Electric North Plant",6554,"7",0,"OP","IC","NG",3.5,{"v":1E-3,"d":"0.001"},{"v":28.446,"d":"28"},{"v":12.41,"d":"12"},"Distributed from 923 Generation And Fuel",1958]
[8889,2020,"IA","West Liberty",1200,"3",0,"SB","IC","DFO",{"v":3,"d":"3.0"},{"v":0,"d":"0.000"},12,{"v":4.909,"d":"5"},"Distributed from 923 Generation And Fuel",1982]
[8908,2020,"IA","Winterset",1203,"3",0,"OP","IC","DFO",1.7,{"v":0,"d":"0.000"},{"v":4.875,"d":"5"},{"v":2.125,"d":"2"},"Distributed from 923 Generation And Fuel",1966]
[8909,2020,"IA","Winterset",1203,"4",0,"OP","IC","DFO",4.4,{"v":0,"d":"0.000"},{"v":12.618,"d":"13"},{"v":5.5,"d":"6"},"Distributed from 923 Generation And Fuel",1972]
[8924,2020,"ID","American Falls",809,"1",0,"OP","HY","WAT",30.8,0.483,{"v":130414.333,"d":"130,414"},{"v":60531.667,"d":"60,532"},"Distributed from 923 Generation And Fuel",1978]
[8941,2020,"ID","Bennett Mountain",55733,"FT01",0,"CN","GT","NG",{"v":170,"d":"170.0"}]
[8957,2020,"ID","Boise R Diversion",6397,"2",0,"RE","HY","WAT",0.5,{"$nulls":5},2004]
[8976,2020,"ID","Camp Reed",57125,"CRWP",0,"OP","WT","WND",22.5,0.354,{"v":69699,"d":"69,699"},{"v":25209,"d":"25,209"},"Distributed from 923 Generation And Fuel",2010]
[8991,2020,"ID","Clearwater Paper IPP Lewiston",50637,"GEN1",3,"OS","ST","BLQ",{"v":10,"d":"10.0"},{"v":0,"d":"0.000"},0,0,"EIA-923 Generator File",1950]
[8992,2020,"ID","Clearwater Paper IPP Lewiston",50637,"GEN2",3,"OS","ST","BLQ",{"v":10,"d":"10.0"},{"v":0,"d":"0.000"},0,0,"EIA-923 Generator File",1977]
[9011,2020,"ID","Fargo Drop",58384,"GEN1",0,"OP","HY","WAT",1.1,0.349,{"v":3360,"d":"3,360"},{"v":1560,"d":"1,560"},"Distributed from 923 Generation And Fuel",2013]
[9026,2020,"ID","Grace",827,"4",0,"OP","HY","WAT",{"v":11,"d":"11.0"},0.348,{"v":33580,"d":"33,580"},{"v":15586,"d":"15,586"},"Distributed from 923 Generation And Fuel",1923]
[9036,2020,"ID","High Mesa",58019,"1",0,"OP","WT","WND",{"v":40,"d":"40.0"},0.264,{"v":92625,"d":"92,625"},{"v":34272,"d":"34,272"},"Distributed from 923 Generation And Fuel",2012]
[9059,2020,"ID","Low Line Rapids",10808,"GEN1",0,"OP","HY","WAT",2.8,0.004,94,44,"Distributed from 923 Generation And Fuel",1990]
[9074,2020,"ID","Marco Ranch",50323,"1",0,"OP","HY","WAT",0.3,0.298,{"v":782.5,"d":"783"},{"v":363.25,"d":"363"},"Distributed from 923 Generation And Fuel",1985]
[9079,2020,"ID","MC6 Hydro Facility",64607,"GEN1",0,"U","HY","WAT",2.3]
[9094,2020,"ID","Mora Drop Hydroelectric Project",56498,"1",0,"OP","HY","WAT",1.7,0.314,{"v":4676,"d":"4,676"},{"v":2170,"d":"2,170"},"Distributed from 923 Generation And Fuel",2006]
[9109,2020,"ID","Palisades Dam",850,"1",0,"OP","HY","WAT",44.1,{"v":0.54,"d":"0.540"},{"v":208473.5,"d":"208,474"},{"v":96762.75,"d":"96,763"},"Distributed from 923 Generation And Fuel",1957]
[9127,2020,"ID","Rathdrum",7456,"2",0,"OP","GT","NG",83.2,0.117,{"v":85511,"d":"85,511"},{"v":28738,"d":"28,738"},"Distributed from 923 Generation And Fuel",1994]
[9142,2020,"ID","Sawtooth Wind Project",57749,"ST",0,"OP","WT","WND",22.4,0.273,{"v":53480,"d":"53,480"},{"v":19343,"d":"19,343"},"Distributed from 923 Generation And Fuel",2011]
[9147,2020,"ID","Simcoe Solar",60748,"IDSS",0,"OP","PV","SUN",{"v":20,"d":"20.0"},0.262,{"v":45928,"d":"45,928"},{"v":24513,"d":"24,513"},"Distributed from 923 Generation And Fuel",2017]
[9162,2020,"ID","Thousand Springs Wind Park",56442,"TSWP",0,"OP","WT","WND",{"v":12,"d":"12.0"},0.325,{"v":34130,"d":"34,130"},{"v":12344,"d":"12,344"},"Distributed from 923 Generation And Fuel",2011]
[9177,2020,"ID","UAMPS Carbon Free Power Plant",61075,"NPM7",0,"P","ST","NUC",{"v":50,"d":"50.0"}]
[9196,2020,"IL","Alsey",7818,"1",0,"OP","GT","NG",{"v":30,"d":"30.0"},{"v":0.02,"d":"0.020"},{"v":5161.387,"d":"5,161"},{"v":2358.902,"d":"2,359"},"Distributed from 923 Generation And Fuel",1999]
[9211,2020,"IL","Archer Daniels Midland Decatur",10865,"GEN4",9,"OP","ST","BIT",{"v":31,"d":"31.0"},0.296,{"v":80320,"d":"80,320"},{"v":40560,"d":"40,560"},"EIA-923 Generator File",1987]
[9222,2020,"IL","Archer Daniels Midland Peoria",10866,"GEN5",10,"RE","ST","BIT",{"v":4,"d":"4.0"},{"$nulls":5},2012]
[9230,2020,"IL","Aurora",55279,"CTG4",0,"OP","GT","NG",180.8,0.081,{"v":127975.839,"d":"127,976"},{"v":107895.754,"d":"107,896"},"Distributed from 923 Generation And Fuel",2001]
[9245,2020,"IL","Beecher Gas Recovery",56419,"B2",0,"OP","IC","LFG",1.1,0.313,{"v":3012.667,"d":"3,013"},{"v":1205.333,"d":"1,205"},"Distributed from 923 Generation And Fuel",2006]
[9264,2020,"IL","Blue Goose Solar CSG",64228,"BLGS",0,"OP","PV","SUN",{"v":2,"d":"2.0"},0.006,100,0,"Distributed from 923 Generation And Fuel",2020]
[9279,2020,"IL","Brickyard Energy Partners LLC",55762,"BR5",0,"RE","IC","LFG",1.1,{"$nulls":5},2015]
[9294,2020,"IL","Calumet",866,"311",0,"RE","GT","NG",18.4,{"$nulls":5},2004]
[9299,2020,"IL","Calumet",866,"322",0,"RE","GT","NG",18.4,{"$nulls":5},2004]
[9321,2020,"IL","Carmi",937,"13",0,"OP","IC","DFO",4.4,{"v":0,"d":"0.000"},{"v":13.791,"d":"14"},{"v":6.239,"d":"6"},"Distributed from 923 Generation And Fuel",1973]
[9332,2020,"IL","CED Beecher Sun Solar",63823,"BS1",0,"V","PV","SUN",{"v":2,"d":"2.0"}]
[9347,2020,"IL","CID Gas Recovery",50573,"GEN2",0,"OP","GT","LFG",{"v":3,"d":"3.0"},0.787,{"v":20692,"d":"20,692"},{"v":8278,"d":"8,278"},"Distributed from 923 Generation And Fuel",1989]
[9362,2020,"IL","Com Adam 1WF-1",58887,"EVE",0,"OP","WT","WND",2.5,0.143,{"v":3126.5,"d":"3,127"},{"v":893.5,"d":"894"},"Distributed from 923 Generation And Fuel",2007]
[9367,2020,"IL","Cortland",63949,"CORT2",0,"V","PV","SUN",{"v":2,"d":"2.0"}]
[9382,2020,"IL","Crawford",867,"7",1,"RE","ST","SUB",239.3,{"$nulls":5},2012]
[9399,2020,"IL","DePue Holdings, LLC",63845,"DEPUE",0,"T","PV","SUN",{"v":20,"d":"20.0"}]
[9415,2020,"IL","Dresden Generating Station",869,"2",1,"OP","ST","NUC",{"v":1009.3,"d":"1,009.3"},0.875,{"v":7739444,"d":"7,739,444"},{"v":3259840.5,"d":"3,259,841"},"Distributed from 923 Generation And Fuel",1970,2021]
[9430,2020,"IL","Electric Junction",870,"322",0,"RE","GT","NG",{"v":19,"d":"19.0"},{"$nulls":5},2004]
[9435,2020,"IL","Electric Junction",870,"333",0,"RE","GT","NG",{"v":19,"d":"19.0"},{"$nulls":5},2004]
[9450,2020,"IL","Elwood Energy LLC",55199,"GT6",0,"OP","GT","NG",{"v":192,"d":"192.0"},0.026,{"v":43579.556,"d":"43,580"},{"v":38571.556,"d":"38,572"},"Distributed from 923 Generation And Fuel",2001]
[9465,2020,"IL","Evanston Township High School",54788,"GEN1",0,"SB","IC","NG",0.8,{"v":0,"d":"0.000"},0,0,"Distributed from 923 Generation And Fuel",1992]
[9484,2020,"IL","Fisk Street",886,"321",0,"OP","GT","DFO",32.5,{"v":0,"d":"0.000"},{"v":-59.125,"d":"(59)"},{"v":-26.875,"d":"(27)"},"Distributed from 923 Generation And Fuel",1968]
[9494,2020,"IL","Five Oaks Gas Recovery",56529,"GEN4",0,"OP","IC","LFG",0.8,0.862,{"v":6040.75,"d":"6,041"},{"v":2416.75,"d":"2,417"},"Distributed from 923 Generation And Fuel",2008]
[9517,2020,"IL","Fuyao Glass Illinois Inc.",54360,"1200",0,"RE","IC","DFO",1.2,{"$nulls":5},2005]
[9518,2020,"IL","Galesburg",54310,"GEN1",0,"RE","IC","NG",{"v":1,"d":"1.0"},{"$nulls":5},2012]
[9533,2020,"IL","Geneva Generation Facility",56462,"GEN 1",0,"OP","IC","NG",5.9,0.022,{"v":1128.4,"d":"1,128"},{"v":515.8,"d":"516"},"Distributed from 923 Generation And Fuel",2005]
[9552,2020,"IL","Grand Ridge Wind Energy Center",56941,"2",0,"OP","WT","WND",{"v":51,"d":"51.0"},0.138,{"v":61786.986,"d":"61,787"},{"v":17661.057,"d":"17,661"},"Distributed from 923 Generation And Fuel",2009]
[9567,2020,"IL","Havana",891,"1",8,"RE","ST","RFO",{"v":46,"d":"46.0"},{"$nulls":5},2012]
[9585,2020,"IL","Hilltopper Wind Project",61735,"WT1",0,"OP","WT","WND",{"v":185,"d":"185.0"},0.334,{"v":541912,"d":"541,912"},{"v":141726,"d":"141,726"},"Distributed from 923 Generation And Fuel",2019]
[9600,2020,"IL","Hurricane Creek CSG",64786,"HRCRK",0,"T","PV","SUN",{"v":2,"d":"2.0"}]
[9601,2020,"IL","IGS East Central, LLC",64329,"EAST",0,"OP","PV","SUN",{"v":2,"d":"2.0"},{"v":0,"d":"0.000"},1,0,"Distributed from 923 Generation And Fuel",2020]
[9620,2020,"IL","Industrial Park",7934,"7",0,"OP","IC","DFO",1.8,0.004,{"v":67.836,"d":"68"},{"v":30.761,"d":"31"},"Distributed from 923 Generation And Fuel",2002]
[9635,2020,"IL","Jake Energy Storage Center",59960,"JBS",0,"OP","BA","MWH",19.8,{"v":-0.005,"d":"(0.005)"},{"v":-848,"d":"(848)"},{"v":-359,"d":"(359)"},"Distributed from 923 Generation And Fuel",2015]
[9650,2020,"IL","Joppa Steam",887,"2",1,"OP","ST","RC",183.3,0.417,{"v":670376,"d":"670,376"},{"v":321793,"d":"321,793"},"EIA-923 Generator File",1953,2022]
[9669,2020,"IL","Kendall County Generation Facility",55131,"STG3",1,"OP","CA","NG",{"v":134,"d":"134.0"},0.547,{"v":642670,"d":"642,670"},{"v":271150,"d":"271,150"},"EIA-923 Generator File",2002]
[9680,2020,"IL","Kishwaukee CHP Plant",58177,"3",0,"OP","IC","OBG",{"v":1,"d":"1.0"},0.332,{"v":2906.333,"d":"2,906"},{"v":1225.667,"d":"1,226"},"Distributed from 923 Generation And Fuel",2010]
[9684,2020,"IL","Lake Forest Hospital Central Energy Plant",60797,"GEN1",0,"OP","IC","NG",0.8,0.019,{"v":130.75,"d":"131"},{"v":59.75,"d":"60"},"Distributed from 923 Generation And Fuel",1996]
[9703,2020,"IL","Lee Energy Facility",55236,"CT5",0,"OP","GT","NG",86.5,0.042,{"v":32170.875,"d":"32,171"},{"v":14702.75,"d":"14,703"},"Distributed from 923 Generation And Fuel",2001]
[9718,2020,"IL","Lincoln Land Wind",58925,"SAN1",0,"P","WT","WND",{"v":30,"d":"30.0"}]
[9737,2020,"IL","Lukuc B Community Solar LLC CSG",64466,"LUKC",0,"V","PV","SUN",{"v":2,"d":"2.0"}]
[9752,2020,"IL","Marshall (IL)",949,"11",0,"OP","IC","DFO",1.8,{"v":1E-3,"d":"0.001"},{"v":16.828,"d":"17"},{"v":7.669,"d":"8"},"Distributed from 923 Generation And Fuel",2002]
[9767,2020,"IL","Mas Countryside RNG, LLC",55773,"CS4",0,"RE","IC","LFG",1.4,{"$nulls":5},2012]
[9775,2020,"IL","McHenry Battery Storage",60656,"MCH1",0,"OP","BA","MWH",19.8,{"v":0,"d":"0.000"},0,0,"Distributed from 923 Generation And Fuel",2016]
[9786,2020,"IL","MEPI GT Facility",7858,"3",0,"OP","GT","NG",64.5,0.007,{"v":4146.398,"d":"4,146"},{"v":1894.995,"d":"1,895"},"Distributed from 923 Generation And Fuel",1974,2022]
[9805,2020,"IL","Mooseheart Power House",50337,"GEN3",0,"SB","IC","NG",0.3,{"v":0,"d":"0.000"},0,0,"Distributed from 923 Generation And Fuel",1986]
[9820,2020,"IL","Morris Genco LLC",55774,"MO3",0,"RE","IC","LFG",1.4,{"$nulls":5},2011]
[9835,2020,"IL","Nelson Energy Center",55183,"CT2",0,"OP","CT","NG",179.4,0.781,{"v":1226930,"d":"1,226,930"},{"v":536958,"d":"536,958"},"EIA-923 Generator File",2015]
[9840,2020,"IL","North Chicago Energy Center",58328,"GT1",0,"OP","GT","NG",5.2,0.334,{"v":15215.452,"d":"15,215"},{"v":6953.742,"d":"6,954"},"Distributed from 923 Generation And Fuel",2003]
[9853,2020,"IL","Northeastern Illinois University Cogen",58245,"GEN2",0,"SB","IC","NG",0.8,{"v":1E-3,"d":"0.001"},{"v":4.165,"d":"4"},{"v":1.904,"d":"2"},"Data from EIA-923 Generator File overwritten with distributed data from EIA-923 Generation and Fuel",1995]
[9869,2020,"IL","Olmstead II",64735,"OLMS2",0,"P","PV","SUN",{"v":2,"d":"2.0"}]
[9888,2020,"IL","Peru (IL)",955,"17",0,"OP","IC","DFO",2.7,{"v":1E-3,"d":"0.001"},{"v":17.571,"d":"18"},{"v":9.286,"d":"9"},"Distributed from 923 Generation And Fuel",2011]
[9903,2020,"IL","Peterman II",63989,"PETE",0,"V","PV","SUN",{"v":2,"d":"2.0"}]
[9908,2020,"IL","Pinckneyville",55202,"2",0,"OP","GT","NG",{"v":45,"d":"45.0"},0.022,{"v":8487.118,"d":"8,487"},{"v":3878.763,"d":"3,879"},"Distributed from 923 Generation And Fuel",2000]
[9923,2020,"IL","Powerton",879,"5",2,"OP","ST","SUB",892.8,0.082,{"v":640547,"d":"640,547"},{"v":398596,"d":"398,596"},"EIA-923 Generator File",1972]
[9938,2020,"IL","Presence Saint Mary of Nazareth Hospital",54886,"GEN2",0,"RE","IC","NG",0.8,{"$nulls":5},2015]
[9948,2020,"IL","Quad Cities Generating Station",880,"1",1,"OP","ST","NUC",{"v":1009.3,"d":"1,009.3"},0.889,{"v":7856222.5,"d":"7,856,223"},{"v":3333669.5,"d":"3,333,670"},"Distributed from 923 Generation And Fuel",1972]
[9971,2020,"IL","Rantoul Solar",62451,"RANTL",0,"OP","PV","SUN",{"v":1,"d":"1.0"},0.168,{"v":1476,"d":"1,476"},845,"Distributed from 923 Generation And Fuel",2016]
[9976,2020,"IL","Red Bud",959,"7",0,"OP","IC","DFO",2.8,{"v":1E-3,"d":"0.001"},{"v":36.4,"d":"36"},{"v":16.613,"d":"17"},"Distributed from 923 Generation And Fuel",2002]
[9991,2020,"IL","Rocky Road Power LLC",55109,"T4",0,"OP","GT","NG",122.4,0.021,{"v":22627.945,"d":"22,628"},{"v":10341.401,"d":"10,341"},"Distributed from 923 Generation And Fuel",2000]
[10006,2020,"IL","Sabrooke",882,"341",0,"RE","GT","DFO",{"v":19,"d":"19.0"},{"$nulls":5},2004]
[10025,2020,"IL","Slidematic at Rockford",64628,"SLIDE",0,"V","PV","SUN",1.8]
[10039,2020,"IL","Southeast Chicago Energy Project",55281,"GT08",0,"OS","GT","NG",50.9,{"v":0,"d":"0.000"},0,0,"Distributed from 923 Generation And Fuel",2002]
[10054,2020,"IL","Streator Cayuga Ridge South",57094,"1",0,"OP","WT","WND",{"v":300,"d":"300.0"},{"v":0.28,"d":"0.280"},{"v":736924,"d":"736,924"},{"v":188594,"d":"188,594"},"Distributed from 923 Generation And Fuel",2010]
[10059,2020,"IL","Sullivan (IL)",969,"11",0,"SB","IC","DFO",{"v":2,"d":"2.0"},{"v":1E-3,"d":"0.001"},{"v":10.945,"d":"11"},{"v":5.827,"d":"6"},"Distributed from 923 Generation And Fuel",1996]
[10074,2020,"IL","TAC-Distributed Energy Resource Hybrid",61990,"SOLAR",0,"OP","PV","SUN",0.1,0.195,171,98,"Distributed from 923 Generation And Fuel",2017]
[10093,2020,"IL","Triton East and West Cogen",58375,"4",0,"OP","IC","NG",0.8,0.009,{"v":62.222,"d":"62"},24,"Distributed from 923 Generation And Fuel",2000]
[10108,2020,"IL","University of Illinois Abbott Power Plt",54780,"T9",0,"OP","GT","NG",{"v":13,"d":"13.0"},{"v":0.58,"d":"0.580"},{"v":66059.5,"d":"66,060"},{"v":30190.5,"d":"30,191"},"Distributed from 923 Generation And Fuel",2003]
[10123,2020,"IL","University Park North",55640,"12",0,"OP","GT","NG",60.5,{"v":0.13,"d":"0.130"},{"v":68929.667,"d":"68,930"},{"v":31502.25,"d":"31,502"},"Distributed from 923 Generation And Fuel",2002]
[10134,2020,"IL","University Park South",55250,"UPG3",0,"OP","GT","NG",58.9,0.126,{"v":64774.5,"d":"64,775"},{"v":29603.167,"d":"29,603"},"Distributed from 923 Generation And Fuel",2001]
[10142,2020,"IL","Upper Sterling",7474,"1",0,"OP","HY","WAT",1.1,0.388,{"v":3738,"d":"3,738"},{"v":1579,"d":"1,579"},"Distributed from 923 Generation And Fuel",1988]
[10157,2020,"IL","Venice",913,"GT1",0,"RE","GT","DFO",37.5,{"$nulls":5},2011]
[10176,2020,"IL","Waterloo",971,"7",0,"SB","IC","DFO",1.7,{"v":1E-3,"d":"0.001"},{"v":12.801,"d":"13"},{"v":5.837,"d":"6"},"Distributed from 923 Generation And Fuel",1959]
[10191,2020,"IL","Whiteside Solar 1 CSG",64059,"WSIDE",0,"OP","PV","SUN",{"v":2,"d":"2.0"},{"v":0,"d":"0.000"},6,0,"Distributed from 923 Generation And Fuel",2020]
[10210,2020,"IL","Woodland Landfill Gas Recovery",54662,"GEN3",0,"OP","IC","LFG",1.6,0.564,{"v":7900,"d":"7,900"},{"v":3160.667,"d":"3,161"},"Distributed from 923 Generation And Fuel",2010]
[10211,2020,"IL","Woodland Landfill Gas Recovery",54662,"GEN4",0,"OP","IC","LFG",1.6,0.564,{"v":7900,"d":"7,900"},{"v":3160.667,"d":"3,161"},"Distributed from 923 Generation And Fuel",2010]
[10233,2020,"IN","A B Brown",6137,"4",0,"OP","GT","NG",88.2,0.016,{"v":12216,"d":"12,216"},{"v":7583.5,"d":"7,584"},"Distributed from 923 Generation And Fuel",1991]
[10244,2020,"IN","Anderson",7336,"ACT2",0,"OP","GT","NG",41.4,0.006,{"v":2102.884,"d":"2,103"},{"v":919.782,"d":"920"},"Distributed from 923 Generation And Fuel",1992]
[10259,2020,"IN","ArcelorMittal USA - Indiana Harbor East",10474,"14TG",0,"RE","ST","BIT",67.5,{"$nulls":5},1999]
[10278,2020,"IN","Bos Dairy, LLC",57625,"BOS3",0,"RE","IC","NG",0.4,{"v":0.36,"d":"0.360"},{"v":1261.714,"d":"1,262"},{"v":552.19,"d":"552"},"Distributed from 923 Generation And Fuel",null,2020]
[10293,2020,"IN","Caterpillar",50935,"R12",0,"SB","IC","DFO",0.4,0.291,{"v":1019.97,"d":"1,020"},{"v":497.805,"d":"498"},"Distributed from 923 Generation And Fuel",2001]
[10294,2020,"IN","Caterpillar",50935,"0101",0,"RE","IC","DFO",{"v":2,"d":"2.0"},{"$nulls":5},2001]
[10320,2020,"IN","Clifty Creek",983,"4",1,"OP","ST","BIT",217.3,0.421,{"v":801468,"d":"801,468"},{"v":337812,"d":"337,812"},"EIA-923 Generator File",1955]
[10327,2020,"IN","Crane Battery Energy Storage System",64207,"ES1",0,"OP","BA","MWH",{"v":5,"d":"5.0"},{"v":0,"d":"0.000"},0,0,"Distributed from 923 Generation And Fuel",2020]
[10342,2020,"IN","Deer Creek PV",59855,"DCPV1",0,"OP","PV","SUN",2.5,0.136,{"v":2985,"d":"2,985"},{"v":1932,"d":"1,932"},"Distributed from 923 Generation And Fuel",2016]
[10361,2020,"IN","Eagle Valley (IN)",991,"6",1,"RE","ST","BIT",113.6,{"$nulls":5},2016]
[10376,2020,"IN","Edwardsport",1004,"8",3,"RE","ST","BIT",{"v":69,"d":"69.0"},{"$nulls":5},2011]
[10381,2020,"IN","Evonik Industries AG",54835,"T121",0,"SB","IC","DFO",1.2,{"v":2E-3,"d":"0.002"},18,7,"Distributed from 923 Generation And Fuel",1992]
[10396,2020,"IN","Georgetown",7759,"GT1",0,"OP","GT","NG",{"v":85,"d":"85.0"},0.072,{"v":53647.5,"d":"53,648"},{"v":23480.523,"d":"23,481"},"Distributed from 923 Generation And Fuel",2000]
[10406,2020,"IN","Green Cow Power",60721,"ENG2",0,"OP","IC","OBG",{"v":1,"d":"1.0"},0.854,{"v":7480,"d":"7,480"},{"v":2992.667,"d":"2,993"},"Distributed from 923 Generation And Fuel",2015]
[10429,2020,"IN","Hendricks Regional Health",54731,"GEO3",0,"SB","IC","DFO",0.3,{"v":0,"d":"0.000"},{"v":1.116,"d":"1"},{"v":0.488,"d":"0"},"Distributed from 923 Generation And Fuel",1992]
[10444,2020,"IN","IMPA Crawfordsville Solar Park",59483,"SCRAW",0,"OP","PV","SUN",{"v":3,"d":"3.0"},0.121,{"v":3178,"d":"3,178"},{"v":1860,"d":"1,860"},"Distributed from 923 Generation And Fuel",2015]
[10459,2020,"IN","Indy Solar I, LLC",58552,"1",0,"OP","PV","SUN",{"v":10,"d":"10.0"},0.166,{"v":14577,"d":"14,577"},{"v":8474,"d":"8,474"},"Distributed from 923 Generation And Fuel",2013]
[10464,2020,"IN","Jay County LFGTE",56464,"2",0,"OP","IC","LFG",0.8,0.745,{"v":5220,"d":"5,220"},{"v":2088.5,"d":"2,089"},"Distributed from 923 Generation And Fuel",2005]
[10479,2020,"IN","Lawrenceburg Power, LLC",55502,"1100",0,"OP","CT","NG",{"v":174,"d":"174.0"},0.856,{"v":1304723,"d":"1,304,723"},{"v":503044,"d":"503,044"},"EIA-923 Generator File",2004]
[10493,2020,"IN","Liberty I & II LFGTE",56465,"4",0,"OP","IC","LFG",0.8,0.724,{"v":5071.875,"d":"5,072"},{"v":2029.188,"d":"2,029"},"Distributed from 923 Generation And Fuel",2005]
[10512,2020,"IN","Meadow Lake Wind Farm IV",57177,"GEN 1",0,"OP","WT","WND",98.7,0.217,{"v":187807,"d":"187,807"},{"v":48937,"d":"48,937"},"Distributed from 923 Generation And Fuel",2010]
[10527,2020,"IN","Middlebury Solar",60047,"PV6",0,"OP","PV","SUN",1.5,0.177,{"v":2323,"d":"2,323"},{"v":1360,"d":"1,360"},"Distributed from 923 Generation And Fuel",2012]
[10532,2020,"IN","Montpelier Electric Generating Station",55229,"GT5",0,"CN","GT","NG",{"v":59,"d":"59.0"}]
[10547,2020,"IN","NA 1 (IN)",7228,"4",0,"CN","GT","NG",{"v":96,"d":"96.0"}]
[10566,2020,"IN","Norway (IN)",998,"4",0,"OP","HY","WAT",1.3,{"v":0.24,"d":"0.240"},{"v":2732.493,"d":"2,732"},{"v":1154.329,"d":"1,154"},"Distributed from 923 Generation And Fuel",1923]
[10581,2020,"IN","Osprey Point RES",59255,"4",0,"OS","IC","OG",3.3,{"v":0,"d":"0.000"},0,0,"Distributed from 923 Generation And Fuel",2013]
[10592,2020,"IN","Portage Solar",60046,"PV7",0,"OP","PV","SUN",1.5,0.172,{"v":2255,"d":"2,255"},{"v":1320,"d":"1,320"},"Distributed from 923 Generation And Fuel",2012]
[10600,2020,"IN","Prairie View I & II LFGTE",54926,"II-2",0,"OP","IC","LFG",0.8,0.719,{"v":5041.75,"d":"5,042"},{"v":2017.125,"d":"2,017"},"Distributed from 923 Generation And Fuel",2007]
[10615,2020,"IN","R M Schahfer",6085,"16A",0,"OP","GT","NG",{"v":129,"d":"129.0"},{"v":0,"d":"0.000"},{"v":400.5,"d":"401"},778,"Distributed from 923 Generation And Fuel",1979]
[10630,2020,"IN","Richmond 5",64247,"RICH5",0,"U","PV","SUN",9.2]
[10649,2020,"IN","St Joseph Energy Center",57794,"CT1",0,"OP","CT","NG",{"v":260,"d":"260.0"},0.683,{"v":1554985,"d":"1,554,985"},{"v":598103,"d":"598,103"},"EIA-923 Generator File",2018]
[10664,2020,"IN","Sullivan Solar, LLC",60410,"SULPV",0,"OP","PV","SUN",5.2,0.196,{"v":8947,"d":"8,947"},{"v":5237,"d":"5,237"},"Distributed from 923 Generation And Fuel",2016]
[10669,2020,"IN","Tate & Lyle Lafayette South Plant",64854,"GTG01",0,"T","GT","NG",30.9]
[10687,2020,"IN","Twin Bridges LFGTE",54925,"I-4",0,"OP","IC","LFG",0.8,{"v":0.76,"d":"0.760"},{"v":5326.313,"d":"5,326"},{"v":2130.938,"d":"2,131"},"Distributed from 923 Generation And Fuel",1994]
[10698,2020,"IN","Union City Wind Turbine",57637,"1",0,"OP","WT","WND",{"v":1,"d":"1.0"},{"v":0,"d":"0.000"},0,0,"Distributed from 923 Generation And Fuel",2010]
[10717,2020,"IN","Vermillion Energy Facility",55111,"CT4",0,"OP","GT","NG",86.5,0.028,{"v":21191.125,"d":"21,191"},{"v":9275,"d":"9,275"},"Distributed from 923 Generation And Fuel",2000]
[10732,2020,"IN","Wabash Valley Power IGCC",57842,"1A",0,"OP","GT","NG",{"v":192,"d":"192.0"},0.065,{"v":108808,"d":"108,808"},{"v":58985,"d":"58,985"},"Distributed from 923 Generation And Fuel",1995]
[10737,2020,"IN","Warrick",6705,"4",1,"OP","ST","BIT",{"v":323,"d":"323.0"},0.695,{"v":1965762,"d":"1,965,762"},{"v":817617,"d":"817,617"},"EIA-923 Generator File",1970]
[10752,2020,"IN","Whiting Refinery",52130,"34TG",5,"OP","ST","OG",{"v":10,"d":"10.0"},{"v":0.98,"d":"0.980"},{"v":85821,"d":"85,821"},{"v":37322,"d":"37,322"},"EIA-923 Generator File",1955]
[10765,2020,"IN","Zimmerman Energy",59425,"ZE-#3",0,"OP","IC","LFG",{"v":2,"d":"2.0"},0.699,{"v":12248.158,"d":"12,248"},{"v":4807.368,"d":"4,807"},"Distributed from 923 Generation And Fuel",2014]
[10785,2020,"KS","Augusta Electric Plant No 1",1261,"5",0,"SB","IC","NG",2.2,{"v":-1E-3,"d":"(0.001)"},{"v":-18.174,"d":"(18)"},0,"Distributed from 923 Generation And Fuel",1956]
[10800,2020,"KS","Belleville",1263,"5",0,"OP","IC","NG",1.7,{"v":1E-3,"d":"0.001"},{"v":18.408,"d":"18"},{"v":7.991,"d":"8"},"Data from EIA-923 Generator File overwritten with distributed data from EIA-923 Generation and Fuel",1961]
[10815,2020,"KS","Bird City",1224,"2",0,"OS","IC","DFO",{"v":2,"d":"2.0"},{"v":0,"d":"0.000"},0,0,"Distributed from 923 Generation And Fuel",1966]
[10820,2020,"KS","Buckeye Wind Energy Center",58767,"3",0,"CN","WT","WND",105.5]
[10835,2020,"KS","Caney River Wind Project",57858,"1",0,"OP","WT","WND",{"v":200,"d":"200.0"},0.397,{"v":695972,"d":"695,972"},{"v":223490,"d":"223,490"},"Distributed from 923 Generation And Fuel",2011]
[10854,2020,"KS","Cimarron Wind Energy LLC",57762,"CPV1",0,"OP","WT","WND",165.6,0.471,{"v":682804,"d":"682,804"},{"v":292728,"d":"292,728"},"Distributed from 923 Generation And Fuel",2012]
[10873,2020,"KS","Coffeyville",1271,"1",0,"OP","IC","DFO",{"v":2,"d":"2.0"},{"v":0,"d":"0.000"},5,2,"Distributed from 923 Generation And Fuel",2007]
[10883,2020,"KS","Colby City of",1272,"9",0,"OP","IC","DFO",{"v":3,"d":"3.0"},{"v":0,"d":"0.000"},{"v":11.525,"d":"12"},{"v":4.746,"d":"5"},"Distributed from 923 Generation And Fuel",2019]
[10902,2020,"KS","Ellis",1275,"5",0,"RE","IC","NG",1.5,{"$nulls":5},2007]
[10903,2020,"KS","Emporia Energy Center",56502,"1",0,"OP","GT","NG",{"v":54,"d":"54.0"},{"v":0.06,"d":"0.060"},{"v":28568.455,"d":"28,568"},{"v":14735.004,"d":"14,735"},"Distributed from 923 Generation And Fuel",2008]
[10918,2020,"KS","Erie",1276,"5",0,"RE","IC","DFO",1.5,{"$nulls":5},2006]
[10937,2020,"KS","Garden City",1336,"S5",0,"OP","GT","NG",71.2,0.005,{"v":3335.253,"d":"3,335"},{"v":1504.01,"d":"1,504"},"Distributed from 923 Generation And Fuel",1979]
[10951,2020,"KS","Girard",1279,"6",0,"OP","IC","NG",3.5,{"v":0,"d":"0.000"},{"v":13.611,"d":"14"},{"v":5.833,"d":"6"},"Distributed from 923 Generation And Fuel",1997]
[10970,2020,"KS","Goodman Energy Center",56497,"7",0,"OP","IC","NG",8.4,0.067,{"v":4912.255,"d":"4,912"},{"v":2215.165,"d":"2,215"},"Distributed from 923 Generation And Fuel",2008]
[10985,2020,"KS","Great Bend - Midwest Energy",1334,"6",0,"RE","IC","NG",{"v":3,"d":"3.0"},{"$nulls":5},2012]
[10986,2020,"KS","Great Bend - Sunflower",1235,"3",1,"OP","ST","NG",81.6,{"v":-1E-3,"d":"(0.001)"},{"v":-436,"d":"(436)"},901,"EIA-923 Generator File",1963]
[11005,2020,"KS","Holcomb",108,"1",1,"OP","ST","SUB",348.7,0.474,{"v":1448234,"d":"1,448,234"},{"v":769765,"d":"769,765"},"EIA-923 Generator File",1983]
[11020,2020,"KS","Hugoton 2",7011,"7",0,"OP","IC","DFO",2.3,{"v":0,"d":"0.000"},{"v":7.396,"d":"7"},{"v":3.272,"d":"3"},"Data from EIA-923 Generator File overwritten with distributed data from EIA-923 Generation and Fuel",1964]
[11039,2020,"KS","Iola",1291,"8",0,"OP","IC","DFO",2.7,0.004,{"v":85.976,"d":"86"},{"v":38.427,"d":"38"},"Distributed from 923 Generation And Fuel",1976]
[11046,2020,"KS","Iola",1291,"5",0,"RE","ST","NG",{"v":5,"d":"5.0"},{"$nulls":5},2010]
[11068,2020,"KS","Johnson",6579,"4",0,"RE","IC","DFO",0.5,{"$nulls":5},2017]
[11073,2020,"KS","Johnson Corner Solar 1",62993,"KSJC1",0,"OP","PV","SUN",{"v":20,"d":"20.0"},0.221,{"v":38795,"d":"38,795"},{"v":26222,"d":"26,222"},"Distributed from 923 Generation And Fuel",2020]
[11088,2020,"KS","Kingman Municipal Power and Light Plant",1296,"2",0,"SB","IC","NG",2.2,0.016,{"v":305.005,"d":"305"},{"v":136.377,"d":"136"},"Distributed from 923 Generation And Fuel",1962]
[11103,2020,"KS","La Cygne",1241,"1",1,"OP","ST","SUB",{"v":873,"d":"873.0"},0.323,{"v":2467588,"d":"2,467,588"},{"v":1560611,"d":"1,560,611"},"EIA-923 Generator File",1973]
[11122,2020,"KS","Lincoln",1300,"7",0,"SB","IC","DFO",3.5,{"v":1E-3,"d":"0.001"},{"v":18.713,"d":"19"},{"v":7.624,"d":"8"},"Distributed from 923 Generation And Fuel",1974]
[11137,2020,"KS","Minneapolis City of",1307,"3",0,"OP","IC","NG",1.3,{"v":1E-3,"d":"0.001"},{"v":16.857,"d":"17"},{"v":7.429,"d":"7"},"Distributed from 923 Generation And Fuel",1961]
[11141,2020,"KS","Minneapolis City of",1307,"7",0,"OP","IC","DFO",{"v":2,"d":"2.0"},{"v":1E-3,"d":"0.001"},{"v":25.934,"d":"26"},{"v":11.429,"d":"11"},"Distributed from 923 Generation And Fuel",1989]
[11156,2020,"KS","Murray Gill",1242,"2",1,"RE","ST","NG",{"v":75,"d":"75.0"},{"$nulls":5},2014]
[11171,2020,"KS","Oberlin (KS)",1312,"5",0,"SB","IC","DFO",{"v":2,"d":"2.0"},{"v":0,"d":"0.000"},{"v":0.568,"d":"1"},0,"Data from EIA-923 Generator File overwritten with distributed data from EIA-923 Generation and Fuel",1973]
[11190,2020,"KS","Osawatomie",7928,"8",0,"CN","GT","NG",91.3]
[11205,2020,"KS","Osborne",1315,"7",0,"SB","IC","NG",0.5,{"v":0,"d":"0.000"},{"v":0.552,"d":"1"},{"v":0.092,"d":"0"},"Data from EIA-923 Generator File overwritten with distributed data from EIA-923 Generation and Fuel",1992]
[11210,2020,"KS","Ottawa",1316,"IC7",0,"OP","IC","NG",{"v":6,"d":"6.0"},{"v":0,"d":"0.000"},{"v":-19.062,"d":"(19)"},{"v":-8.438,"d":"(8)"},"Distributed from 923 Generation And Fuel",1981]
[11232,2020,"KS","Quindaro",1295,"GT2",0,"OP","GT","DFO",65.7,0.003,{"v":1540.5,"d":"1,541"},629,"Distributed from 923 Generation And Fuel",1974]
[11239,2020,"KS","Riverton",1239,"12-2",1,"OP","CA","NG",118.8,{"v":0.49,"d":"0.490"},{"v":510258,"d":"510,258"},{"v":178082,"d":"178,082"},"EIA-923 Generator File",2016]
[11258,2020,"KS","Russell Downtown",1319,"8",0,"OP","IC","DFO",2.5,{"v":0,"d":"0.000"},{"v":5.732,"d":"6"},{"v":2.548,"d":"3"},"Distributed from 923 Generation And Fuel",1978]
[11273,2020,"KS","Salt Springs Wind Farm",60807,"WT",0,"CN","WT","WND",{"v":200,"d":"200.0"}]
[11288,2020,"KS","Shooting Star",58018,"1",0,"OP","WT","WND",{"v":104,"d":"104.0"},0.482,{"v":439411,"d":"439,411"},{"v":174891,"d":"174,891"},"Distributed from 923 Generation And Fuel",2012]
[11293,2020,"KS","Solomon Forks Wind Project, LLC",61984,"WTGS",0,"OP","WT","WND",275.6,0.487,{"v":1175019,"d":"1,175,019"},{"v":482893,"d":"482,893"},"Distributed from 923 Generation And Fuel",2019]
[11308,2020,"KS","Stafford",1325,"2",0,"RE","IC","DFO",0.9,{"$nulls":5},2011]
[11327,2020,"KS","Wamego",1328,"1",0,"OP","IC","NG",1.3,{"v":-0.004,"d":"(0.004)"},{"v":-41.737,"d":"(42)"},{"v":-18.645,"d":"(19)"},"Distributed from 923 Generation And Fuel",1963]
[11341,2020,"KS","Washington",1329,"7",0,"OP","IC","DFO",1.1,{"v":0,"d":"0.000"},{"v":4.326,"d":"4"},{"v":1.854,"d":"2"},"Distributed from 923 Generation And Fuel",1976]
[11356,2020,"KS","Wellington 2",7339,"6",0,"OP","GT","NG",{"v":20,"d":"20.0"},0.005,901,406,"Distributed from 923 Generation And Fuel",1989]
[11361,2020,"KS","West Gardner",7929,"3",0,"OP","GT","NG",{"v":102,"d":"102.0"},0.023,{"v":20339.25,"d":"20,339"},{"v":9172,"d":"9,172"},"Distributed from 923 Generation And Fuel",2003]
[11376,2020,"KY","Bavarian LFGTE",56277,"1",0,"OP","IC","LFG",0.8,0.787,{"v":5517.667,"d":"5,518"},{"v":2286.333,"d":"2,286"},"Distributed from 923 Generation And Fuel",2003]
[11391,2020,"KY","Cane Run",1363,"7S",2,"OP","CA","NG",{"v":287,"d":"287.0"},0.654,{"v":1643161,"d":"1,643,161"},{"v":840458,"d":"840,458"},"EIA-923 Generator File",2015]
[11405,2020,"KY","D B Wilson",6823,"1",1,"OP","ST","BIT",509.4,0.519,{"v":2316612,"d":"2,316,612"},{"v":1086758,"d":"1,086,758"},"EIA-923 Generator File",1984]
[11424,2020,"KY","East Bend",6018,"2",1,"OP","ST","BIT",{"v":772,"d":"772.0"},0.336,{"v":2274040,"d":"2,274,040"},{"v":1216091,"d":"1,216,091"},"EIA-923 Generator File",1981]
[11429,2020,"KY","Evelyn Hydroelectric Project",62748,"1",0,"L","HY","WAT",0.6]
[11444,2020,"KY","Green Valley LFGTE",56278,"2",0,"OP","IC","LFG",0.8,0.775,{"v":5434,"d":"5,434"},{"v":2251.667,"d":"2,252"},"Distributed from 923 Generation And Fuel",2003]
[11459,2020,"KY","Heidelberg Hydroelectric Project",62749,"3",0,"T","HY","WAT",0.5]
[11478,2020,"KY","Kenneth C Coleman",1381,"2",1,"RE","ST","BIT",{"v":205,"d":"205.0"},{"$nulls":5},2020]
[11493,2020,"KY","Laurel Ridge LFGTE",56279,"2",0,"OP","IC","LFG",0.8,0.486,{"v":3405.2,"d":"3,405"},{"v":1411,"d":"1,411"},"Distributed from 923 Generation And Fuel",2003]
[11500,2020,"KY","Marshall Energy Facility",55232,"CT3",0,"OP","GT","NG",{"v":86,"d":"86.0"},0.004,{"v":2640.875,"d":"2,641"},{"v":2616.25,"d":"2,616"},"Distributed from 923 Generation And Fuel",2002]
[11512,2020,"KY","Mill Creek (KY)",1364,"3",1,"OP","ST","RC",462.6,0.427,{"v":1731372,"d":"1,731,372"},{"v":716579,"d":"716,579"},"EIA-923 Generator File",1978]
[11527,2020,"KY","Paddys Run",1366,"12",0,"OP","GT","NG",32.6,0.018,{"v":5013.149,"d":"5,013"},{"v":2756.901,"d":"2,757"},"Distributed from 923 Generation And Fuel",1968]
[11546,2020,"KY","Pendleton County LFGTE",56327,"4",0,"OP","IC","LFG",0.8,0.645,{"v":4523.25,"d":"4,523"},{"v":1874.25,"d":"1,874"},"Distributed from 923 Generation And Fuel",2007]
[11561,2020,"KY","Riverside Generating LLC",55198,"GTG5",0,"OP","GT","NG",{"v":230,"d":"230.0"},0.047,{"v":95220,"d":"95,220"},{"v":80871.6,"d":"80,872"},"Distributed from 923 Generation And Fuel",2002]
[11576,2020,"KY","Smithland Hydroelectric Plant",57400,"SG3",0,"OP","HY","WAT",25.3,0.499,{"v":110508.333,"d":"110,508"},{"v":63776.333,"d":"63,776"},"Distributed from 923 Generation And Fuel",2017]
[11595,2020,"KY","Unknown",7894,"6",0,"CN","GT","NG",{"v":185,"d":"185.0"}]
[11599,2020,"KY","Walton 2 Solar Facility",61312,"PV1",0,"OP","PV","SUN",{"v":2,"d":"2.0"},0.184,{"v":3222,"d":"3,222"},{"v":1645,"d":"1,645"},"Distributed from 923 Generation And Fuel",2017]
[11614,2020,"LA","Acadia Energy Center",55173,"CT24",0,"OP","CT","NG",215.1,{"v":0.38,"d":"0.380"},{"v":715816,"d":"715,816"},{"v":377771,"d":"377,771"},"EIA-923 Generator File",2002]
[11629,2020,"LA","Axiall Plaquemine",55051,"X775",0,"OP","GT","NG",{"v":102,"d":"102.0"},0.595,{"v":532029.333,"d":"532,029"},{"v":223524,"d":"223,524"},"Distributed from 923 Generation And Fuel",1997]
[11644,2020,"LA","Brame Energy Center",6190,"3",2,"OP","ST","PC",703.8,0.512,{"v":3155348,"d":"3,155,348"},{"v":1539035,"d":"1,539,035"},"EIA-923 Generator File",2010]
[11663,2020,"LA","Coughlin Power Station",1396,"U72",0,"OP","CT","NG",188.7,0.529,{"v":874721,"d":"874,721"},{"v":370255,"d":"370,255"},"EIA-923 Generator File",2000]
[11678,2020,"LA","Domino Sugar Arabi Plant",54512,"TG1",7,"OP","ST","NG",{"v":5,"d":"5.0"},{"v":0.6,"d":"0.600"},{"v":26294.76,"d":"26,295"},{"v":11671.04,"d":"11,671"},"EIA-923 Generator File",1949]
[11690,2020,"LA","ExxonMobil Garden City Gas Plant",50728,"1",0,"RE","ST","NG",0.6,{"$nulls":5},2002]
[11697,2020,"LA","Formosa Plastics",54518,"ST1",4,"OP","ST","NG",{"v":12,"d":"12.0"},0.345,{"v":36288,"d":"36,288"},{"v":11291,"d":"11,291"},"EIA-923 Generator File",1985]
[11712,2020,"LA","Gramercy Holdings LLC",50846,"ST1",4,"OP","ST","NG",18.7,0.257,{"v":42058.23,"d":"42,058"},{"v":19576.54,"d":"19,577"},"EIA-923 Generator File",1958]
[11731,2020,"LA","Houma",1439,"9",0,"RE","IC","NG",2.7,{"$nulls":5},2010]
[11746,2020,"LA","LaO Energy Systems",52006,"GEN5",0,"OP","CT","NG",76.5,0.611,{"v":409190,"d":"409,190"},{"v":141214,"d":"141,214"},"EIA-923 Generator File",1978]
[11761,2020,"LA","Louis Doc Bonin",1443,"3",1,"RE","ST","NG",{"v":187,"d":"187.0"},{"$nulls":5},2017]
[11766,2020,"LA","Louisiana 1",1391,"5A",0,"OP","GT","OG",173.3,0.805,{"v":1222161.573,"d":"1,222,162"},{"v":517378.439,"d":"517,378"},"Distributed from 923 Generation And Fuel",1999]
[11785,2020,"LA","Michoud",1409,"3",2,"RE","ST","NG",582.2,{"$nulls":5},2016]
[11799,2020,"LA","Nelson Industrial Steam Company",50030,"6",1,"OP","ST","SUB",614.6,0.172,{"v":924742,"d":"924,742"},{"v":657629,"d":"657,629"},"EIA-923 Generator File",1982]
[11814,2020,"LA","Nine Mile Point",1403,"5",3,"OP","ST","NG",895.1,0.279,{"v":2190324,"d":"2,190,324"},{"v":1326859,"d":"1,326,859"},"EIA-923 Generator File",1973,2033]
[11829,2020,"LA","NRG Sterlington Power",55099,"09",0,"RE","GT","NG",{"v":17,"d":"17.0"},{"v":1E-3,"d":"0.001"},{"v":163.966,"d":"164"},{"v":72.077,"d":"72"},"Distributed from 923 Generation And Fuel",null,2020]
[11834,2020,"LA","Oak Point Cogen",55857,"5151",0,"OP","GT","NG",4.7,0.455,{"v":18713.2,"d":"18,713"},{"v":8230.6,"d":"8,231"},"Distributed from 923 Generation And Fuel",1999]
[11849,2020,"LA","PCS Nitrogen Fertilizer LP",50341,"GEN3",0,"SB","IC","DFO",{"v":2,"d":"2.0"},{"v":0,"d":"0.000"},0,0,"Distributed from 923 Generation And Fuel",2010]
[11863,2020,"LA","Plaquemine",1455,"2",1,"RE","ST","NG",{"v":24,"d":"24.0"},{"$nulls":5},2015]
[11882,2020,"LA","PPG Powerhouse C",50489,"C4",0,"OP","GT","NG",77.2,0.513,{"v":346620.295,"d":"346,620"},{"v":115786.132,"d":"115,786"},"Distributed from 923 Generation And Fuel",1986]
[11897,2020,"LA","Sidney A Murray Jr Hydroelectric",54678,"01",0,"OP","HY","WAT",{"v":24,"d":"24.0"},0.716,{"v":150468,"d":"150,468"},{"v":64228.25,"d":"64,228"},"Distributed from 923 Generation And Fuel",1990]
[11902,2020,"LA","Sidney A Murray Jr Hydroelectric",54678,"06",0,"OP","HY","WAT",{"v":24,"d":"24.0"},0.716,{"v":150468,"d":"150,468"},{"v":64228.25,"d":"64,228"},"Distributed from 923 Generation And Fuel",1990]
[11917,2020,"LA","T J Labbe Electric Generating",56108,"U-2",0,"OP","GT","NG",50.4,{"v":0.02,"d":"0.020"},{"v":8813.5,"d":"8,814"},{"v":3876.5,"d":"3,877"},"Distributed from 923 Generation And Fuel",2005]
[11932,2020,"LA","Toca Plant",54705,"EG2A",0,"RE","IC","NG",0.5,{"$nulls":5},2019]
[11951,2020,"LA","Willow Glen",1394,"5",1,"RE","ST","NG",591.8,{"$nulls":5},2016]
[11958,2020,"MA","276 Federal Rd",64875,"276FB",0,"U","BA","MWH",3.3]
[11970,2020,"MA","Acushnet- High Hill",59128,"57449",0,"OP","PV","SUN",3.2,0.148,{"v":4153,"d":"4,153"},{"v":2323,"d":"2,323"},"Distributed from 923 Generation And Fuel",2013]
[11985,2020,"MA","Ameresco Chicopee Energy",56426,"Unit2",0,"OP","IC","LFG",1.9,0.466,{"v":7759.308,"d":"7,759"},{"v":3135,"d":"3,135"},"Distributed from 923 Generation And Fuel",2004]
[12000,2020,"MA","Ashburnham Energy Storage Project",62219,"AMLPB",0,"OP","BA","MWH",{"v":3,"d":"3.0"},{"v":0,"d":"0.000"},{"v":-5,"d":"(5)"},{"v":-2,"d":"(2)"},"Distributed from 923 Generation And Fuel",2019]
[12019,2020,"MA","Belchertown Renewables Community Solar",61295,"02675",0,"OP","PV","SUN",{"v":4,"d":"4.0"},0.188,{"v":6581,"d":"6,581"},{"v":3680,"d":"3,680"},"Distributed from 923 Generation And Fuel",2018]
[12034,2020,"MA","BJ's Wholesale Club, Inc- Uxbridge",60116,"PV1",0,"OP","PV","SUN",{"v":1,"d":"1.0"},0.105,924,517,"Distributed from 923 Generation And Fuel",2017]
[12049,2020,"MA","Bourne (MA) - Holliston I",59750,"1",0,"OP","PV","SUN",2.3,0.169,{"v":3401,"d":"3,401"},{"v":1902,"d":"1,902"},"Distributed from 923 Generation And Fuel",2014]
[12053,2020,"MA","Braley Road 2",58680,"PV1",0,"OP","PV","SUN",2.6,{"v":0.2,"d":"0.200"},{"v":4550,"d":"4,550"},{"v":2545,"d":"2,545"},"Distributed from 923 Generation And Fuel",2015]
[12068,2020,"MA","BWC Gibbs Brook",62369,"62595",0,"OP","PV","SUN",{"v":4,"d":"4.0"},0.195,{"v":6825,"d":"6,825"},{"v":3817,"d":"3,817"},"Distributed from 923 Generation And Fuel",2018]
[12087,2020,"MA","Cabot Holyoke",9864,"1",0,"OP","HY","WAT",0.8,0.139,{"v":975.077,"d":"975"},{"v":267.077,"d":"267"},"Distributed from 923 Generation And Fuel",1893]
[12102,2020,"MA","Carver",64115,"CPMA4",0,"OP","PV","SUN",1.5,0.154,{"v":2019,"d":"2,019"},{"v":1129,"d":"1,129"},"Distributed from 923 Generation And Fuel",2017]
[12117,2020,"MA","Charlton Solar I CSG",59636,"37021",0,"OP","PV","SUN",4.4,0.143,{"v":5502,"d":"5,502"},{"v":3077,"d":"3,077"},"Distributed from 923 Generation And Fuel",2014]
[12122,2020,"MA","Cherry Street",9038,"11",0,"OP","IC","DFO",2.2,{"v":2E-3,"d":"0.002"},{"v":32.936,"d":"33"},{"v":9.792,"d":"10"},"Distributed from 923 Generation And Fuel",1962]
[12144,2020,"MA","Cleary Flood Hybrid",1682,"BS1",0,"OP","BA","MWH",{"v":3,"d":"3.0"},{"v":-0.004,"d":"(0.004)"},{"v":-113,"d":"(113)"},{"v":-55,"d":"(55)"},"Distributed from 923 Generation And Fuel",2020]
[12151,2020,"MA","Collins Facility",52166,"2",0,"OP","HY","WAT",0.6,0.347,{"v":1826,"d":"1,826"},500,"Distributed from 923 Generation And Fuel",1985]
[12170,2020,"MA","Dartmouth Power Associates LP",52026,"GEN3",0,"OP","GT","NG",23.3,0.043,{"v":8700,"d":"8,700"},{"v":4229,"d":"4,229"},"Distributed from 923 Generation And Fuel",2009]
[12185,2020,"MA","Deerfield 2",6047,"GEN2",0,"OP","HY","WAT",1.6,0.744,{"v":10433.667,"d":"10,434"},{"v":2857,"d":"2,857"},"Distributed from 923 Generation And Fuel",1913]
[12204,2020,"MA","DG Tufts Knoll LLC CSG",61635,"KNOLL",0,"OP","PV","SUN",{"v":2,"d":"2.0"},0.174,{"v":3054,"d":"3,054"},{"v":1708,"d":"1,708"},"Distributed from 923 Generation And Fuel",2017]
[12205,2020,"MA","DG Tufts Science LLC CSG",61633,"SCIEN",0,"OP","PV","SUN",{"v":1,"d":"1.0"},{"v":0.17,"d":"0.170"},{"v":1490,"d":"1,490"},833,"Distributed from 923 Generation And Fuel",2017]
[12220,2020,"MA","Dwight",6378,"DW3",0,"OP","HY","WAT",0.4,0.406,{"v":1423.333,"d":"1,423"},{"v":389.667,"d":"390"},"Distributed from 923 Generation And Fuel",1920]
[12239,2020,"MA","EBZ Solar",59032,"0031",0,"OP","PV","SUN",2.5,0.175,{"v":3841,"d":"3,841"},{"v":2148,"d":"2,148"},"Distributed from 923 Generation And Fuel",2013]
[12253,2020,"MA","Exelon Edgar LLC",1585,"GT1",0,"RE","GT","DFO",14.2,{"$nulls":5},2001]
[12272,2020,"MA","Fife Brook",8004,"GEN1",0,"OP","HY","WAT",11.2,0.297,{"v":29093,"d":"29,093"},{"v":7967,"d":"7,967"},"Distributed from 923 Generation And Fuel",1974]
[12287,2020,"MA","Framingham State University Plant",59717,"OC",0,"SB","IC","DFO",0.1,{"v":1E-3,"d":"0.001"},{"v":0.458,"d":"0"},{"v":0.375,"d":"0"},"Distributed from 923 Generation And Fuel",2003]
[12288,2020,"MA","Framingham State University Plant",59717,"PP",0,"SB","IC","DFO",0.4,{"v":1E-3,"d":"0.001"},{"v":1.833,"d":"2"},{"v":1.5,"d":"2"},"Distributed from 923 Generation And Fuel",2009]
[12307,2020,"MA","General Electric Aircraft Engines",10029,"PV",0,"OP","PV","SUN",2.1,0.135,{"v":2480,"d":"2,480"},{"v":1443,"d":"1,443"},"Distributed from 923 Generation And Fuel",2017]
[12317,2020,"MA","Gillette SBMC",54225,"TG1",3,"RE","ST","NG",7.1,{"$nulls":5},2010]
[12336,2020,"MA","GSPP Terrawatt Westfield LLC CSG",62825,"WESTF",0,"OP","PV","SUN",3.6,0.191,{"v":6015,"d":"6,015"},{"v":3364,"d":"3,364"},"Distributed from 923 Generation And Fuel",2019]
[12355,2020,"MA","Happy Hollow CSG Hybrid",62652,"HHPV",0,"OP","PV","SUN",{"v":5,"d":"5.0"},0.188,{"v":8256,"d":"8,256"},{"v":4617,"d":"4,617"},"Distributed from 923 Generation And Fuel",2019]
[12370,2020,"MA","High Street Station",1670,"1",0,"OP","IC","NG",1.2,0.003,{"v":27.193,"d":"27"},{"v":12.661,"d":"13"},"Distributed from 923 Generation And Fuel",1986]
[12375,2020,"MA","High Street Station",1670,"6",0,"OP","IC","NG",1.1,0.003,{"v":24.927,"d":"25"},{"v":11.606,"d":"12"},"Distributed from 923 Generation And Fuel",1951]
[12390,2020,"MA","Hurteau Solar Project Hybrid",63468,"BATT",0,"OP","BA","MWH",1.3,{"v":0,"d":"0.000"},{"v":-4,"d":"(4)"},{"v":-2,"d":"(2)"},"Distributed from 923 Generation And Fuel",2020]
[12405,2020,"MA","Iron Horse Solar 4, LLC",60799,"PV1",0,"OP","PV","SUN",4.5,0.196,{"v":7730,"d":"7,730"},{"v":4323,"d":"4,323"},"Distributed from 923 Generation And Fuel",2017]
[12425,2020,"MA","Kearsarge Granby",61815,"KSG6",0,"OP","PV","SUN",0.5,0.178,{"v":780.8,"d":"781"},{"v":436.6,"d":"437"},"Distributed from 923 Generation And Fuel",2017]
[12438,2020,"MA","Kearsarge Wilmington",62559,"WILM1",0,"OP","PV","SUN",1.6,0.176,{"v":2463,"d":"2,463"},{"v":1377,"d":"1,377"},"Distributed from 923 Generation And Fuel",2017]
[12443,2020,"MA","Kendall Square Station",1595,"2",4,"RE","CA","NG",{"v":23,"d":"23.0"},{"$nulls":5},2018]
[12458,2020,"MA","Lowell Solar Landfill",59873,"PV",0,"OP","PV","SUN",1.3,0.146,{"v":1657,"d":"1,657"},927,"Distributed from 923 Generation And Fuel",2013]
[12473,2020,"MA","Martha's Vineyard Community Battery",62605,"MVESS",0,"L","BA","MWH",4.9]
[12492,2020,"MA","Medical Area Total Energy Plant",10883,"DEG1",0,"SB","IC","DFO",6.8,0.004,{"v":242.5,"d":"243"},{"v":50.5,"d":"51"},"Distributed from 923 Generation And Fuel",1985]
[12507,2020,"MA","Millbury Solar",58280,"1",0,"OP","PV","SUN",{"v":3,"d":"3.0"},0.149,{"v":3909,"d":"3,909"},{"v":2186,"d":"2,186"},"Distributed from 923 Generation And Fuel",2014]
[12511,2020,"MA","MM Taunton Energy",55093,"UNT1",0,"OP","IC","LFG",0.9,0.388,{"v":3058.25,"d":"3,058"},{"v":1235.5,"d":"1,236"},"Distributed from 923 Generation And Fuel",1997]
[12526,2020,"MA","Mt. Tom Solar Project Hybrid",60906,"PV1",0,"OP","PV","SUN",4.5,0.176,{"v":6939,"d":"6,939"},{"v":3881,"d":"3,881"},"Distributed from 923 Generation And Fuel",2017]
[12541,2020,"MA","Nantucket Hybrid",1615,"10",0,"RE","IC","DFO",1.2,{"$nulls":5},2006]
[12560,2020,"MA","Nextsun Energy Littleton",62842,"1-003",0,"OP","PV","SUN",{"v":5,"d":"5.0"},0.136,{"v":5963,"d":"5,963"},{"v":3335,"d":"3,335"},"Distributed from 923 Generation And Fuel",2013]
[12575,2020,"MA","Nunnepog",59080,"NUN1",0,"OP","PV","SUN",{"v":1,"d":"1.0"},0.125,{"v":1093,"d":"1,093"},611,"Distributed from 923 Generation And Fuel",2014]
[12590,2020,"MA","Outer Cape Community Battery",62604,"OCESS",0,"U","BA","MWH",{"v":25,"d":"25.0"}]
[12598,2020,"MA","Palombo Solar, LLC CSG",63588,"PALOA",0,"OP","PV","SUN",{"v":2,"d":"2.0"},0.194,{"v":3402,"d":"3,402"},{"v":1903,"d":"1,903"},"Distributed from 923 Generation And Fuel",2017]
[12609,2020,"MA","Pioneer Valley Resource Recovery",50273,"DLV1",0,"OP","ST","MSW",9.4,0.393,{"v":32326,"d":"32,326"},{"v":13108.841,"d":"13,109"},"EIA-923 Generator File",1988]
[12624,2020,"MA","Potter Station 2",1660,"IC2",0,"RE","IC","DFO",2.7,{"$nulls":5},2007]
[12643,2020,"MA","Renew Canal 1 CSG LLC",60625,"CANAL",0,"OP","PV","SUN",1.2,0.181,{"v":1906,"d":"1,906"},{"v":1066,"d":"1,066"},"Distributed from 923 Generation And Fuel",2017]
[12658,2020,"MA","Ryan Road Solar LLC Hybrid",63044,"ORCHA",0,"TS","PV","SUN",4.3,{"v":0,"d":"0.000"},0,0,"Distributed from 923 Generation And Fuel"]
[12663,2020,"MA","Salem Harbor Station NGCC",60903,"1",1,"OP","CA","NG",158.4,0.128,{"v":177571,"d":"177,571"},{"v":75053,"d":"75,053"},"EIA-923 Generator File",2018]
[12678,2020,"MA","Shrewsbury",6125,"1",0,"OP","IC","DFO",2.8,{"v":-2E-3,"d":"(0.002)"},{"v":-45.818,"d":"(46)"},{"v":-21.042,"d":"(21)"},"Distributed from 923 Generation And Fuel",1969]
[12697,2020,"MA","Solar Carver 3 Hybrid",63506,"BCRV3",0,"T","BA","MWH",{"v":1,"d":"1.0"}]
[12711,2020,"MA","St. Joseph's Solar, LLC CSG",63555,"STJOE",0,"OP","PV","SUN",{"v":1,"d":"1.0"},{"v":0.19,"d":"0.190"},{"v":1661,"d":"1,661"},929,"Distributed from 923 Generation And Fuel",2017]
[12726,2020,"MA","Stony Brook",6081,"CT3",0,"OP","CT","NG",{"v":85,"d":"85.0"},0.037,{"v":27300,"d":"27,300"},{"v":26332,"d":"26,332"},"EIA-923 Generator File",1981]
[12731,2020,"MA","Stow PV",59015,"STW",0,"OP","PV","SUN",{"v":2,"d":"2.0"},0.169,{"v":2957,"d":"2,957"},{"v":1654,"d":"1,654"},"Distributed from 923 Generation And Fuel",2013]
[12746,2020,"MA","Syncarpha Hancock I CSG",61769,"SYNH1",0,"OP","PV","SUN",{"v":2,"d":"2.0"},0.182,{"v":3188,"d":"3,188"},{"v":1783,"d":"1,783"},"Distributed from 923 Generation And Fuel",2017]
[12761,2020,"MA","Syncarpha Puddon I Hybrid CSG",62969,"SYP1S",0,"V","PV","SUN",{"v":5,"d":"5.0"}]
[12784,2020,"MA","Town of Needham VNEM CSG",60110,"PV1",0,"OP","PV","SUN",{"v":3,"d":"3.0"},0.127,{"v":3344,"d":"3,344"},{"v":1870,"d":"1,870"},"Distributed from 923 Generation And Fuel",2016]
[12794,2020,"MA","Turners Falls",6388,"7",0,"OP","HY","WAT",1.3,0.476,{"v":5423.965,"d":"5,424"},{"v":1485.193,"d":"1,485"},"Distributed from 923 Generation And Fuel",1910]
[12809,2020,"MA","Ware Palmer Road Solar LLC CSG",64128,"WPRS",0,"U","PV","SUN",{"v":3,"d":"3.0"}]
[12814,2020,"MA","Waters River",1678,"1",0,"OP","GT","NG",21.3,0.006,{"v":1084.035,"d":"1,084"},{"v":462.43,"d":"462"},"Distributed from 923 Generation And Fuel",1971]
[12829,2020,"MA","West Groton CHP",60276,"G1",0,"OP","GT","NG",4.1,0.628,{"v":22562,"d":"22,562"},{"v":10999,"d":"10,999"},"Distributed from 923 Generation And Fuel",2015]
[12848,2020,"MA","Wheelabrator Millbury Facility",50878,"GEN1",2,"OP","ST","MSW",47.6,0.751,{"v":313217,"d":"313,217"},{"v":136871,"d":"136,871"},"EIA-923 Generator File",1987]
[12863,2020,"MA","Williamsville Hybrid",63805,"WIL",0,"V","PV","SUN",{"v":5,"d":"5.0"}]
[12870,2020,"MA","Winsor Dam Power Station",10826,"WINS",0,"RE","HY","WAT",1.2,{"$nulls":5},1991]
[12896,2020,"MD","Archdiocese of Baltimore L",60663,"PV1",0,"OP","PV","SUN",{"v":2,"d":"2.0"},{"v":0.2,"d":"0.200"},{"v":3512,"d":"3,512"},{"v":1808,"d":"1,808"},"Distributed from 923 Generation And Fuel",2015]
[12897,2020,"MD","Back River Waste Water Treatment",59026,"CHP 1",0,"OP","IC","OBG",1.1,0.098,947,379,"Distributed from 923 Generation And Fuel",2009]
[12912,2020,"MD","Berlin",6565,"6A",0,"CN","IC","DFO",{"v":5,"d":"5.0"}]
[12931,2020,"MD","Bulldog Solar One, LLC",64647,"QAB",0,"OP","PV","SUN",{"v":2,"d":"2.0"},{"$nulls":4},2020]
[12946,2020,"MD","Central Utility Plant at White Oak",58207,"G7",0,"OP","CT","NG",7.5,0.242,{"v":15875.99,"d":"15,876"},{"v":5200.17,"d":"5,200"},"EIA-923 Generator File",2014]
[12965,2020,"MD","CNE at Cambridge MD",59842,"PV1",0,"OP","PV","SUN",3.2,0.206,{"v":5764,"d":"5,764"},{"v":2967,"d":"2,967"},"Distributed from 923 Generation And Fuel",2015]
[12978,2020,"MD","Cove Point LNG Terminal",59073,"111JB",0,"OP","GT","NG",9.4,{"v":0.18,"d":"0.180"},{"v":14836.607,"d":"14,837"},{"v":6686.622,"d":"6,687"},"Distributed from 923 Generation And Fuel",1978]
[12980,2020,"MD","Cove Point LNG Terminal",59073,"214JA",0,"OP","GT","NG",23.9,{"v":0.18,"d":"0.180"},{"v":37722.862,"d":"37,723"},{"v":17001.093,"d":"17,001"},"Distributed from 923 Generation And Fuel",2009]
[12999,2020,"MD","Dickerson",1572,"GT1",0,"OP","GT","DFO",{"v":19,"d":"19.0"},0.013,{"v":2111.423,"d":"2,111"},{"v":1755.986,"d":"1,756"},"Distributed from 923 Generation And Fuel",1967]
[13014,2020,"MD","Eastern Landfill Gas LLC",56571,"2",0,"OP","IC","LFG",{"v":1,"d":"1.0"},0.182,{"v":1592.333,"d":"1,592"},{"v":637.333,"d":"637"},"Distributed from 923 Generation And Fuel",2006]
[13033,2020,"MD","Easton 2",4257,"24",0,"OP","IC","RFO",6.3,{"v":-0.003,"d":"(0.003)"},{"v":-146.475,"d":"(146)"},9,"Distributed from 923 Generation And Fuel",1989]
[13048,2020,"MD","FirstEnergy R Paul Smith Power Station",1570,"9",1,"RE","ST","BIT",34.5,{"$nulls":5},2012]
[13056,2020,"MD","General Motors Corp at White Marsh MD",59841,"PV1",0,"OP","PV","SUN",{"v":1,"d":"1.0"},0.173,{"v":1515,"d":"1,515"},780,"Distributed from 923 Generation And Fuel",2011]
[13067,2020,"MD","Herbert A Wagner",1554,"2",1,"RE","ST","RC",{"v":136,"d":"136.0"},{"v":0,"d":"0.000"},{"v":-316,"d":"(316)"},0,"EIA-923 Generator File",null,2020]
[13082,2020,"MD","Kirby Road Solar, LLC",64602,"KBR",0,"V","PV","SUN",1.3]
[13097,2020,"MD","Millersville LFG",58246,"CAT1",0,"OP","IC","LFG",1.6,0.868,{"v":12165.5,"d":"12,166"},{"v":4870.5,"d":"4,871"},"Distributed from 923 Generation And Fuel",2012]
[13116,2020,"MD","Mount Saint Mary's",57758,"PV1",0,"OP","PV","SUN",13.7,0.173,{"v":20738,"d":"20,738"},{"v":10484,"d":"10,484"},"Distributed from 923 Generation And Fuel",2012]
[13131,2020,"MD","Old Court Rd Solar",63237,"OLDCT",0,"OP","PV","SUN",{"v":2,"d":"2.0"},0.193,{"v":3390,"d":"3,390"},{"v":1745,"d":"1,745"},"Distributed from 923 Generation And Fuel",2019]
[13136,2020,"MD","Perryman",1556,"GT1",0,"OP","GT","DFO",53.1,0.045,{"v":20876.185,"d":"20,876"},{"v":17534.433,"d":"17,534"},"Distributed from 923 Generation And Fuel",1972]
[13151,2020,"MD","Riverside (MD)",1559,"4",1,"RE","ST","NG",72.2,{"$nulls":5},2016]
[13165,2020,"MD","Sol Phoenix",62331,"SOLPH",0,"OP","PV","SUN",2.5,{"v":0.16,"d":"0.160"},{"v":3496,"d":"3,496"},{"v":1800,"d":"1,800"},"Distributed from 923 Generation And Fuel",2020]
[13184,2020,"MD","Vienna Operations",1564,"10",0,"OP","GT","DFO",18.6,{"v":0,"d":"0.000"},33,22,"Distributed from 923 Generation And Fuel",1968]
[13199,2020,"MD","Wicomico",56680,"17",0,"OP","IC","LFG",0.3,0.335,{"v":881.278,"d":"881"},{"v":363.722,"d":"364"},"Distributed from 923 Generation And Fuel",2007]
[13204,2020,"MD","Wicomico",56680,"5",0,"OP","IC","LFG",0.3,0.335,{"v":881.278,"d":"881"},{"v":363.722,"d":"364"},"Distributed from 923 Generation And Fuel",2007]
[13219,2020,"ME","Androscoggin Energy Center",55031,"CT03",0,"OP","GT","NG",54.5,0.257,{"v":122734,"d":"122,734"},{"v":78185.667,"d":"78,186"},"Distributed from 923 Generation And Fuel",2000]
[13242,2020,"ME","Bar Mills",1481,"2",0,"OP","HY","WAT",{"v":2,"d":"2.0"},{"v":0,"d":"0.000"},0,0,"Distributed from 923 Generation And Fuel",1956,2021]
[13252,2020,"ME","Bingham Wind",57531,"1",0,"OP","WT","WND",{"v":186,"d":"186.0"},0.301,{"v":490507,"d":"490,507"},{"v":162910,"d":"162,910"},"Distributed from 923 Generation And Fuel",2016]
[13267,2020,"ME","Bucksport Generation LLC",50243,"GEN5",5,"RE","ST","NG",{"v":24,"d":"24.0"},{"$nulls":5},2018]
[13282,2020,"ME","CED Denmark Solar Hybrid",63898,"DSPV",0,"L","PV","SUN",2.5]
[13287,2020,"ME","Continental Mills",1487,"CM3",0,"RE","HY","WAT",0.4,{"$nulls":5},2006]
[13302,2020,"ME","Fairfield PV - BD Solar Fairfield LLC",63896,"FAIPV",0,"TS","PV","SUN",{"v":5,"d":"5.0"}]
[13321,2020,"ME","Great Lakes Hydro America - ME",54134,"DOH8",0,"OP","HY","WAT",{"v":3,"d":"3.0"},0.548,{"v":14402.196,"d":"14,402"},{"v":3943.87,"d":"3,944"},"Distributed from 923 Generation And Fuel",1930]
[13337,2020,"ME","Great Lakes Hydro America - ME",54134,"MIH8",0,"OP","HY","WAT",5.4,0.548,{"v":25923.952,"d":"25,924"},{"v":7098.965,"d":"7,099"},"Distributed from 923 Generation And Fuel",1987]
[13350,2020,"ME","Harris Hydro",1492,"HA1",0,"OP","HY","WAT",{"v":15,"d":"15.0"},{"v":0.25,"d":"0.250"},{"v":32823.298,"d":"32,823"},{"v":8988.22,"d":"8,988"},"Distributed from 923 Generation And Fuel",1954]
[13355,2020,"ME","Hill Mill",7048,"HM2",0,"RE","HY","WAT",0.3,{"$nulls":5},2006]
[13370,2020,"ME","International Paper Jay Hydro",50047,"GEN2",0,"OP","HY","WAT",0.5,0.513,{"v":2245.806,"d":"2,246"},615,"Distributed from 923 Generation And Fuel",1912]
[13385,2020,"ME","International Paper Riley Hydro",50081,"GEN2",0,"OP","HY","WAT",1.1,0.473,{"v":4555.667,"d":"4,556"},{"v":1247.5,"d":"1,248"},"Distributed from 923 Generation And Fuel",1981]
[13404,2020,"ME","Maine Independence Station",55068,"GEN1",0,"OP","CT","NG",177.8,0.022,{"v":33925,"d":"33,925"},{"v":31392,"d":"31,392"},"EIA-923 Generator File",2000]
[13419,2020,"ME","Milford Hydro Station",1475,"MF01",0,"OP","HY","WAT",0.7,0.587,{"v":3598,"d":"3,598"},{"v":985.295,"d":"985"},"Distributed from 923 Generation And Fuel",2011]
[13432,2020,"ME","Orono B",59438,"ORB-1",0,"OP","HY","WAT",1.3,0.539,{"v":6141.333,"d":"6,141"},{"v":1681.667,"d":"1,682"},"Distributed from 923 Generation And Fuel",2013]
[13438,2020,"ME","Orono Hydro Station",57184,"4",0,"OP","HY","WAT",0.8,0.391,{"v":2741.333,"d":"2,741"},{"v":750.815,"d":"751"},"Distributed from 923 Generation And Fuel",2009]
[13453,2020,"ME","Pittsfield Hydro",54124,"GEN1",0,"OP","HY","WAT",0.4,0.345,{"v":1207.273,"d":"1,207"},{"v":330.545,"d":"331"},"Distributed from 923 Generation And Fuel",1986]
[13472,2020,"ME","Rumford Cogeneration",10495,"GEN1",3,"OP","ST","BLQ",102.6,0.603,{"v":542209,"d":"542,209"},{"v":214954,"d":"214,954"},"EIA-923 Generator File",1990]
[13487,2020,"ME","S D Warren Westbrook",50447,"GEN6",0,"OP","HY","WAT",0.8,0.455,{"v":3189.556,"d":"3,190"},{"v":873.444,"d":"873"},"Distributed from 923 Generation And Fuel",1913]
[13506,2020,"ME","Salmon Falls",50702,"GEN3",0,"OP","HY","WAT",0.4,0.277,{"v":971.333,"d":"971"},266,"Distributed from 923 Generation And Fuel",1986]
[13510,2020,"ME","Shawmut",1504,"SH1",0,"OP","HY","WAT",0.7,0.554,{"v":3398.182,"d":"3,398"},{"v":930.523,"d":"931"},"Distributed from 923 Generation And Fuel",1913]
[13521,2020,"ME","Somerset Plant",50406,"GEN1",3,"OP","ST","BLQ",45.9,0.666,{"v":267973,"d":"267,973"},{"v":111588,"d":"111,588"},"EIA-923 Generator File",1976]
[13540,2020,"ME","Upper Barker",52171,"GEN1",0,"OP","HY","WAT",{"v":1,"d":"1.0"},0.544,{"v":4765,"d":"4,765"},{"v":1305,"d":"1,305"},"Distributed from 923 Generation And Fuel",1987]
[13555,2020,"ME","Weston Hydro",1509,"WE1",0,"OP","HY","WAT",{"v":3,"d":"3.0"},0.688,{"v":18077.75,"d":"18,078"},{"v":4950.5,"d":"4,951"},"Distributed from 923 Generation And Fuel",1921]
[13570,2020,"ME","Woodland Pulp, LLC",10613,"HG3",0,"OP","HY","WAT",3.3,0.337,{"v":9753.373,"d":"9,753"},{"v":2670.859,"d":"2,671"},"Distributed from 923 Generation And Fuel",1929]
[13589,2020,"MI","A.J. Mihm Generating Station",61391,"M2",0,"OP","IC","NG",18.8,0.498,{"v":82011,"d":"82,011"},{"v":35294.667,"d":"35,295"},"Distributed from 923 Generation And Fuel",2019]
[13590,2020,"MI","A.J. Mihm Generating Station",61391,"M3",0,"OP","IC","NG",18.8,0.498,{"v":82011,"d":"82,011"},{"v":35294.667,"d":"35,295"},"Distributed from 923 Generation And Fuel",2019]
[13605,2020,"MI","Alpena Cement Plant",50305,"GEN8",5,"OP","ST","PC",{"v":11,"d":"11.0"},0.277,{"v":26690,"d":"26,690"},{"v":8844,"d":"8,844"},"EIA-923 Generator File",1991]
[13623,2020,"MI","B E Morrow",1696,"B",0,"RE","GT","NG",{"v":18,"d":"18.0"},{"$nulls":5},2014]
[13638,2020,"MI","Beebe 1A",58020,"1",0,"OP","WT","WND",81.6,0.309,{"v":220986,"d":"220,986"},{"v":64301,"d":"64,301"},"Distributed from 923 Generation And Fuel",2012]
[13657,2020,"MI","Berrien Springs",1753,"5",0,"OP","HY","WAT",0.6,0.518,{"v":2722.083,"d":"2,722"},{"v":1150,"d":"1,150"},"Distributed from 923 Generation And Fuel",1996]
[13672,2020,"MI","Blue Water Renewables Inc",57706,"1",0,"OP","IC","LFG",1.6,0.905,{"v":12681.5,"d":"12,682"},{"v":4870,"d":"4,870"},"Distributed from 923 Generation And Fuel",2011]
[13673,2020,"MI","Blue Water Renewables Inc",57706,"2",0,"OP","IC","LFG",1.6,0.905,{"v":12681.5,"d":"12,682"},{"v":4870,"d":"4,870"},"Distributed from 923 Generation And Fuel",2011]
[13696,2020,"MI","Cadillac Renewable Energy",54415,"GEN2",1,"OP","ST","WDS",{"v":44,"d":"44.0"},0.129,{"v":49639,"d":"49,639"},{"v":17993,"d":"17,993"},"EIA-923 Generator File",2020]
[13706,2020,"MI","Caro",1874,"1",0,"OP","IC","DFO",1.3,{"v":0,"d":"0.000"},0,0,"Distributed from 923 Generation And Fuel",1949]
[13725,2020,"MI","Cheboygan",50461,"GEN1",0,"OP","HY","WAT",1.5,0.331,{"v":4351,"d":"4,351"},{"v":1838,"d":"1,838"},"Distributed from 923 Generation And Fuel",1984]
[13740,2020,"MI","Conners Creek",1726,"16",4,"RE","ST","NG",{"v":135,"d":"135.0"},{"$nulls":5},2013]
[13755,2020,"MI","Coopersville",54756,"3-7",0,"OP","IC","LFG",1.6,0.682,{"v":9554.25,"d":"9,554"},{"v":3669,"d":"3,669"},"Distributed from 923 Generation And Fuel",2006]
[13760,2020,"MI","Croswell",7497,"1",0,"SB","IC","DFO",0.6,{"v":0,"d":"0.000"},0,0,"Distributed from 923 Generation And Fuel",1982]
[13775,2020,"MI","Dafter",1868,"5",0,"OP","IC","DFO",{"v":3,"d":"3.0"},{"v":-1E-3,"d":"(0.001)"},{"v":-13.5,"d":"(14)"},{"v":-7.5,"d":"(8)"},"Distributed from 923 Generation And Fuel",1960]
[13791,2020,"MI","Dean",55718,"GT4",0,"OP","GT","NG",89.4,0.236,{"v":184580,"d":"184,580"},{"v":79436.75,"d":"79,437"},"Distributed from 923 Generation And Fuel",2002]
[13808,2020,"MI","Delta Energy Park",63259,"DEPST",0,"U","CA","NG",89.2]
[13823,2020,"MI","Echo Wind Park",58121,"GEN1",0,"OP","WT","WND",49.6,0.276,{"v":120095.684,"d":"120,096"},{"v":35581.264,"d":"35,581"},"Distributed from 923 Generation And Fuel",2014]
[13828,2020,"MI","Eckert Station",1831,"2",1,"RE","ST","SUB",{"v":44,"d":"44.0"},{"$nulls":5},2014]
[13843,2020,"MI","Edison Sault",1751,"19",0,"OP","HY","WAT",0.6,{"v":0.61,"d":"0.610"},{"v":3207.301,"d":"3,207"},{"v":1354.967,"d":"1,355"},"Distributed from 923 Generation And Fuel",1963]
[13858,2020,"MI","Edison Sault",1751,"34",0,"OP","HY","WAT",0.6,{"v":0.61,"d":"0.610"},{"v":3207.301,"d":"3,207"},{"v":1354.967,"d":"1,355"},"Distributed from 923 Generation And Fuel",1963]
[13877,2020,"MI","Edison Sault",1751,"55",0,"OP","HY","WAT",0.6,{"v":0.61,"d":"0.610"},{"v":3207.301,"d":"3,207"},{"v":1354.967,"d":"1,355"},"Distributed from 923 Generation And Fuel",1963]
[13890,2020,"MI","Edison Sault",1751,"67",0,"OP","HY","WAT",0.5,{"v":0.61,"d":"0.610"},{"v":2672.751,"d":"2,673"},{"v":1129.139,"d":"1,129"},"Distributed from 923 Generation And Fuel",1916]
[13896,2020,"MI","Edison Sault",1751,"72",0,"OP","HY","WAT",0.5,{"v":0.61,"d":"0.610"},{"v":2672.751,"d":"2,673"},{"v":1129.139,"d":"1,129"},"Distributed from 923 Generation And Fuel",1916]
[13911,2020,"MI","Erickson Station",1832,"1",1,"OP","ST","SUB",154.7,0.418,{"v":566201,"d":"566,201"},{"v":255228,"d":"255,228"},"EIA-923 Generator File",1973,2025]
[13926,2020,"MI","Fermi",1729,"GT1",0,"OP","GT","DFO",{"v":16,"d":"16.0"},{"v":-1E-3,"d":"(0.001)"},{"v":-102.5,"d":"(103)"},{"v":-43,"d":"(43)"},"Distributed from 923 Generation And Fuel",1966]
[13945,2020,"MI","French Landing Dam",50437,"FRL1",0,"OP","HY","WAT",1.6,0.685,{"v":9597,"d":"9,597"},{"v":4054,"d":"4,054"},"Distributed from 923 Generation And Fuel",1988]
[13960,2020,"MI","Genesee Power Station LP",54751,"GEN1",1,"OP","ST","WDS",39.5,0.261,{"v":90238,"d":"90,238"},{"v":38930,"d":"38,930"},"EIA-923 Generator File",1995]
[13964,2020,"MI","George Johnson",1877,"1",0,"RE","IC","NG",0.7,{"$nulls":5},2002]
[13979,2020,"MI","Grand Blanc Generating Station",54757,"4-8",0,"OP","IC","LFG",1.6,0.798,{"v":11182.359,"d":"11,182"},{"v":4294.359,"d":"4,294"},"Distributed from 923 Generation And Fuel",2012]
[13994,2020,"MI","Grand River",10532,"2-5",0,"OP","IC","LFG",0.8,0.331,{"v":2320.5,"d":"2,321"},{"v":891.25,"d":"891"},"Distributed from 923 Generation And Fuel",1997]
[14013,2020,"MI","GRS Arbor Hills",55596,"0005",0,"OP","CT","LFG",5.3,{"v":0.6,"d":"0.600"},{"v":27838,"d":"27,838"},{"v":8418,"d":"8,418"},"EIA-923 Generator File",2005]
[14028,2020,"MI","Hancock",1730,"4",0,"RE","GT","NG",19.6,{"$nulls":5},2019]
[14043,2020,"MI","Hendershot Solar, LLC",64496,"FACHE",0,"TS","PV","SUN",{"v":2,"d":"2.0"}]
[14048,2020,"MI","Hillsdale",1829,"5",0,"OP","IC","NG",5.6,0.003,{"v":145.31,"d":"145"},{"v":64.69,"d":"65"},"Distributed from 923 Generation And Fuel",1973]
[14063,2020,"MI","Holland Energy Park",59093,"11",0,"OP","CT","NG",53.1,0.608,{"v":282624,"d":"282,624"},{"v":134609,"d":"134,609"},"EIA-923 Generator File",2017]
[14081,2020,"MI","J H Campbell",1710,"2",1,"OP","ST","SUB",378.8,0.245,{"v":812550,"d":"812,550"},{"v":466204,"d":"466,204"},"EIA-923 Generator File",1967,2025]
[14096,2020,"MI","Jackson Generating Station",55270,"ST1",7,"OP","CA","NG",{"v":105,"d":"105.0"},0.212,{"v":194993,"d":"194,993"},{"v":79788,"d":"79,788"},"EIA-923 Generator File",2002]
[14111,2020,"MI","Kleber",1871,"K2",0,"OP","HY","WAT",0.6,{"v":0.41,"d":"0.410"},{"v":2154.333,"d":"2,154"},910,"Distributed from 923 Generation And Fuel",1949]
[14116,2020,"MI","Lansing BWL REO Town Plant",58427,"CTG2",0,"OP","CT","NG",{"v":42,"d":"42.0"},{"v":0.75,"d":"0.750"},{"v":275941,"d":"275,941"},{"v":107395,"d":"107,395"},"EIA-923 Generator File",2013]
[14131,2020,"MI","Lorin Industries",60102,"1",0,"OP","IC","NG",0.8,0.278,{"v":1947.5,"d":"1,948"},{"v":838.25,"d":"838"},"Distributed from 923 Generation And Fuel",1990]
[14154,2020,"MI","Manistique",1750,"2",0,"OP","IC","DFO",2.8,0.009,{"v":225.75,"d":"226"},{"v":123.667,"d":"124"},"Distributed from 923 Generation And Fuel",1972]
[14164,2020,"MI","Marshall (MI)",1844,"IC6",0,"OP","IC","NG",5.7,{"v":0,"d":"0.000"},{"v":22.603,"d":"23"},{"v":9.828,"d":"10"},"Distributed from 923 Generation And Fuel",1978]
[14179,2020,"MI","Michigamme Falls",1780,"2",0,"OP","HY","WAT",4.8,0.653,{"v":27477.5,"d":"27,478"},{"v":11608,"d":"11,608"},"Distributed from 923 Generation And Fuel",1953]
[14198,2020,"MI","Midland Cogeneration Venture",10745,"ST1",12,"OP","CA","NG",{"v":410,"d":"410.0"},0.547,{"v":1964980.4,"d":"1,964,980"},{"v":912358.72,"d":"912,359"},"EIA-923 Generator File",1990]
[14199,2020,"MI","Midland Cogeneration Venture",10745,"ST2",12,"SB","CA","NG",{"v":380,"d":"380.0"},{"v":0,"d":"0.000"},0,0,"EIA-923 Generator File",1990]
[14214,2020,"MI","Monroe (MI)",1733,"3",1,"OP","ST","RC",822.6,0.511,{"v":3684260,"d":"3,684,260"},{"v":1788026,"d":"1,788,026"},"EIA-923 Generator File",1973]
[14233,2020,"MI","New Covert Generating Facility",55297,"2",0,"OP","CT","NG",{"v":245,"d":"245.0"},0.776,{"v":1666009,"d":"1,666,009"},{"v":684002,"d":"684,002"},"EIA-923 Generator File",2004]
[14249,2020,"MI","Northeast (MI)",1734,"6",0,"OP","GT","DFO",21.2,{"v":2E-3,"d":"0.002"},{"v":397.541,"d":"398"},{"v":185.378,"d":"185"},"Distributed from 923 Generation And Fuel",1971]
[14266,2020,"MI","Par Sterile Products",50318,"38-1",0,"RE","GT","NG",2.8,{"v":0,"d":"0.000"},0,0,"Distributed from 923 Generation And Fuel",null,2020]
[14281,2020,"MI","Pine Street",7806,"8",0,"OP","IC","NG",3.3,0.277,{"v":8004.857,"d":"8,005"},{"v":3824.571,"d":"3,825"},"Distributed from 923 Generation And Fuel",2020]
[14282,2020,"MI","Pine Street",7806,"1",0,"RE","IC","DFO",1.1,{"$nulls":5},2018]
[14301,2020,"MI","Pine Tree Acres WM LFGTE",57443,"GEN5",0,"OP","IC","LFG",1.6,0.561,{"v":7864.125,"d":"7,864"},{"v":2865.75,"d":"2,866"},"Distributed from 923 Generation And Fuel",2012]
[14316,2020,"MI","Presque Isle",1769,"3",1,"RE","ST","BIT",54.4,{"$nulls":5},2009]
[14331,2020,"MI","Renaissance Power Plant",55402,"CT1",0,"OP","GT","NG",195.5,0.167,{"v":286831.5,"d":"286,832"},{"v":209486.75,"d":"209,487"},"Distributed from 923 Generation And Fuel",2002]
[14344,2020,"MI","River Rouge",1740,"IC4",0,"OP","IC","DFO",2.7,{"v":-2E-3,"d":"(0.002)"},{"v":-47.25,"d":"(47)"},{"v":13.5,"d":"14"},"Distributed from 923 Generation And Fuel",1967]
[14364,2020,"MI","Secord",50159,"1",0,"RE","HY","WAT",1.2,0.251,{"v":2640,"d":"2,640"},589,"Distributed from 923 Generation And Fuel",null,2020]
[14369,2020,"MI","Sixth Street Gas Turbine",6356,"1",0,"OP","GT","DFO",{"v":24,"d":"24.0"},{"v":0,"d":"0.000"},{"v":-99,"d":"(99)"},{"v":-54,"d":"(54)"},"Distributed from 923 Generation And Fuel",1974]
[14384,2020,"MI","St Clair",1743,"7",1,"OP","ST","RC",544.5,0.145,{"v":691938,"d":"691,938"},{"v":449586,"d":"449,586"},"EIA-923 Generator File",1969,2022]
[14399,2020,"MI","State St Generating",7970,"4",0,"RE","IC","DFO",1.8,{"$nulls":5},2012]
[14418,2020,"MI","Sumpter Energy Associates",54536,"0203",0,"OP","IC","LFG",0.8,0.735,{"v":5151.071,"d":"5,151"},{"v":1978.143,"d":"1,978"},"Distributed from 923 Generation And Fuel",1998]
[14422,2020,"MI","Sumpter Energy Associates",54536,"0388",0,"OP","IC","LFG",0.8,0.735,{"v":5151.071,"d":"5,151"},{"v":1978.143,"d":"1,978"},"Distributed from 923 Generation And Fuel",1992]
[14437,2020,"MI","Superior Falls",1757,"2",0,"OP","HY","WAT",0.7,1.013,{"v":6214.5,"d":"6,215"},{"v":2625.5,"d":"2,626"},"Distributed from 923 Generation And Fuel",1917,2024]
[14452,2020,"MI","The Andersons Albion Ethanol LLC",58330,"CHP-1",0,"OP","GT","NG",8.1,0.793,{"v":56266,"d":"56,266"},{"v":24215,"d":"24,215"},"Distributed from 923 Generation And Fuel",2016]
[14467,2020,"MI","Trenton Channel",1745,"7",4,"RE","ST","SUB",{"v":120,"d":"120.0"},{"$nulls":5},2016]
[14486,2020,"MI","University of Michigan",50431,"TG1",8,"OP","CA","NG",12.5,0.279,{"v":30520,"d":"30,520"},{"v":3363,"d":"3,363"},"EIA-923 Generator File",1986]
[14501,2020,"MI","Vestaburg",1881,"7",0,"RE","IC","DFO",{"v":3,"d":"3.0"},{"$nulls":5},2017]
[14516,2020,"MI","Watervliet",58546,"GEN2",0,"OP","IC","LFG",1.6,0.919,{"v":12886,"d":"12,886"},{"v":4948.4,"d":"4,948"},"Distributed from 923 Generation And Fuel",2013]
[14530,2020,"MI","White Pine Electric Power",10148,"GEN2",2,"RE","ST","NG",{"v":20,"d":"20.0"},{"$nulls":5},2015]
[14535,2020,"MI","William Beaumont Hospital",50937,"GENA",0,"SB","IC","DFO",1.9,{"v":0,"d":"0.000"},0,0,"Distributed from 923 Generation And Fuel",1992]
[14554,2020,"MI","Wyandotte",1866,"DG3",0,"OP","IC","DFO",1.8,{"v":1E-3,"d":"0.001"},{"v":16.667,"d":"17"},{"v":6.667,"d":"7"},"Distributed from 923 Generation And Fuel",2007]
[14569,2020,"MI","Zeeland Generating Station",55087,"2B",0,"OP","CT","NG",188.7,0.654,{"v":1081704,"d":"1,081,704"},{"v":329693,"d":"329,693"},"EIA-923 Generator File",2002]
[14584,2020,"MN","Allen S King",1915,"1",1,"OP","ST","SUB",598.4,0.145,{"v":761300,"d":"761,300"},{"v":676222,"d":"676,222"},"EIA-923 Generator File",1958]
[14589,2020,"MN","American Crystal Sugar Crookston",54212,"G2",0,"OP","ST","SUB",{"v":3,"d":"3.0"},0.566,{"v":14868,"d":"14,868"},{"v":5987.936,"d":"5,988"},"EIA-923 Generator File",1975]
[14608,2020,"MN","Aquila Community Solar",61704,"AQUI",0,"OP","PV","SUN",{"v":1,"d":"1.0"},0.225,{"v":1973,"d":"1,973"},{"v":1113,"d":"1,113"},"Distributed from 923 Generation And Fuel",2019]
[14618,2020,"MN","Armstrong Solar",61138,"0000A",0,"OP","PV","SUN",{"v":3,"d":"3.0"},0.194,{"v":5103,"d":"5,103"},{"v":2878,"d":"2,878"},"Distributed from 923 Generation And Fuel",2018]
[14637,2020,"MN","B.R. Sauk Rapids CSG",61455,"42295",0,"OP","PV","SUN",{"v":1,"d":"1.0"},0.176,{"v":1537.6,"d":"1,538"},{"v":867.2,"d":"867"},"Distributed from 923 Generation And Fuel",2017]
[14652,2020,"MN","Benson City of",1964,"8",0,"OP","IC","DFO",1.8,{"v":1E-3,"d":"0.001"},16,{"v":9.8,"d":"10"},"Distributed from 923 Generation And Fuel",2002]
[14657,2020,"MN","BentonSun LLC",60695,"MLC17",0,"OP","PV","SUN",{"v":1,"d":"1.0"},0.192,{"v":1680.4,"d":"1,680"},{"v":947.6,"d":"948"},"Distributed from 923 Generation And Fuel",2016]
[14672,2020,"MN","Black Dog",1904,"3",1,"RE","ST","SUB",113.6,{"$nulls":5},2015]
[14687,2020,"MN","Blooming Prairie",1966,"1",0,"RE","IC","DFO",0.3,{"$nulls":5},2017]
[14703,2020,"MN","Blue Lake",8027,"7",0,"OP","GT","NG",166.3,0.031,{"v":45388.247,"d":"45,388"},{"v":18615.849,"d":"18,616"},"Distributed from 923 Generation And Fuel",2005]
[14720,2020,"MN","Brenda Luhman - CSG",63682,"BLCS",0,"OP","PV","SUN",{"v":1,"d":"1.0"},0.069,603,356,"Distributed from 923 Generation And Fuel",2020]
[14725,2020,"MN","Byllesby",50328,"1",0,"OP","HY","WAT",0.8,0.059,{"v":414.72,"d":"415"},{"v":157.12,"d":"157"},"Distributed from 923 Generation And Fuel",1988]
[14740,2020,"MN","Capella Community Solar",61178,"HCCS2",0,"OP","PV","SUN",0.9,0.209,{"v":1644.8,"d":"1,645"},{"v":927.6,"d":"928"},"Distributed from 923 Generation And Fuel",2017]
[14755,2020,"MN","Carver Gladden CSG",61495,"42254",0,"OP","PV","SUN",{"v":1,"d":"1.0"},0.181,{"v":1588.333,"d":"1,588"},{"v":895.667,"d":"896"},"Distributed from 923 Generation And Fuel",2018]
[14774,2020,"MN","Champepaden Wind Power",55980,"1",0,"OP","WT","WND",{"v":2,"d":"2.0"},{"v":0.09,"d":"0.090"},{"v":1584,"d":"1,584"},576,"Distributed from 923 Generation And Fuel",2001]
[14789,2020,"MN","Clay Boswell",1893,"1",1,"RE","ST","SUB",{"v":75,"d":"75.0"},{"$nulls":5},2018]
[14802,2020,"MN","Corcoran CSG",61971,"203",0,"OP","PV","SUN",{"v":1,"d":"1.0"},0.156,{"v":1370.2,"d":"1,370"},{"v":772.8,"d":"773"},"Distributed from 923 Generation And Fuel",2019]
[14808,2020,"MN","Corvus Community Solar",61177,"GCCS2",0,"OP","PV","SUN",0.9,0.211,{"v":1665.6,"d":"1,666"},{"v":939.4,"d":"939"},"Distributed from 923 Generation And Fuel",2018]
[14823,2020,"MN","Dakota Community Solar One LLC CSG",63116,"52838",0,"OP","PV","SUN",{"v":1,"d":"1.0"},0.209,{"v":1830,"d":"1,830"},{"v":1032,"d":"1,032"},"Distributed from 923 Generation And Fuel",2019]
[14842,2020,"MN","Dodge Center Solar",60523,"PV1",0,"OP","PV","SUN",6.5,0.215,{"v":12243,"d":"12,243"},{"v":6904,"d":"6,904"},"Distributed from 923 Generation And Fuel",2016]
[14857,2020,"MN","Eichtens II CSG",62137,"SO340",0,"OP","PV","SUN",{"v":1,"d":"1.0"},0.208,{"v":1823,"d":"1,823"},{"v":1028,"d":"1,028"},"Distributed from 923 Generation And Fuel",2018]
[14872,2020,"MN","Elk River City of",1971,"6",0,"OP","IC","LFG",0.8,0.228,{"v":1599.672,"d":"1,600"},{"v":708.918,"d":"709"},"Distributed from 923 Generation And Fuel",2002]
[14889,2020,"MN","Fairmont (MN)",1973,"10",0,"OP","IC","NG",6.5,0.043,{"v":2447.333,"d":"2,447"},{"v":998.167,"d":"998"},"Distributed from 923 Generation And Fuel",2014]
[14891,2020,"MN","Fairmont (MN)",1973,"12",0,"OP","IC","NG",6.5,0.043,{"v":2447.333,"d":"2,447"},{"v":998.167,"d":"998"},"Distributed from 923 Generation And Fuel",2014]
[14906,2020,"MN","FastSun 1 CSG",63046,"FS1",0,"OP","PV","SUN",{"v":1,"d":"1.0"},0.195,{"v":1711,"d":"1,711"},965,"Distributed from 923 Generation And Fuel",2019]
[14925,2020,"MN","Felton CSG PV1-5",62210,"FELT4",0,"OP","PV","SUN",{"v":1,"d":"1.0"},0.177,{"v":1554.8,"d":"1,555"},{"v":876.8,"d":"877"},"Distributed from 923 Generation And Fuel",2019]
[14940,2020,"MN","Fox CSG, LLC",61484,"FOX5",0,"OP","PV","SUN",{"v":1,"d":"1.0"},0.186,{"v":1633.6,"d":"1,634"},{"v":921.2,"d":"921"},"Distributed from 923 Generation And Fuel",2018]
[14959,2020,"MN","G McNeilus Wind Farm Dodge Center",56054,"GM1",0,"OP","WT","WND",{"v":32,"d":"32.0"},0.248,{"v":69531.535,"d":"69,532"},{"v":25289.674,"d":"25,290"},"Distributed from 923 Generation And Fuel",2002]
[14974,2020,"MN","Glencoe",1975,"5",0,"OP","IC","DFO",1.3,{"v":0,"d":"0.000"},{"v":5.167,"d":"5"},{"v":3.159,"d":"3"},"Distributed from 923 Generation And Fuel",1957]
[14975,2020,"MN","Glencoe",1975,"7",0,"OP","IC","DFO",4.1,{"v":0,"d":"0.000"},{"v":16.296,"d":"16"},{"v":9.965,"d":"10"},"Distributed from 923 Generation And Fuel",1966]
[14993,2020,"MN","Grand Marais",1976,"6",0,"RE","IC","DFO",1.2,{"$nulls":5},2003]
[15008,2020,"MN","Greenback Energy",56413,"1",0,"OP","WT","WND",1.7,0.215,{"v":3208,"d":"3,208"},{"v":1167,"d":"1,167"},"Distributed from 923 Generation And Fuel",2004]
[15027,2020,"MN","Hartmann Project CSG",63174,"TC3",0,"OP","PV","SUN",{"v":1,"d":"1.0"},{"v":0.2,"d":"0.200"},{"v":1748,"d":"1,748"},986,"Distributed from 923 Generation And Fuel",2019]
[15042,2020,"MN","Hertzberg Community (CSG)",63680,"HERTZ",0,"OP","PV","SUN",{"v":1,"d":"1.0"},0.079,696,481,"Distributed from 923 Generation And Fuel",2020]
[15057,2020,"MN","Honeysuckle Solar, LLC",63309,"HONEY",0,"V","PV","SUN",{"v":1,"d":"1.0"},0.005,47,27,"Distributed from 923 Generation And Fuel"]
[15062,2020,"MN","Hoot Lake",1943,"H1",0,"OP","HY","WAT",{"v":1,"d":"1.0"},0.585,{"v":5125,"d":"5,125"},{"v":1943,"d":"1,943"},"Distributed from 923 Generation And Fuel",1914]
[15076,2020,"MN","Hutchinson Plant #1",1980,"5",0,"RE","IC","DFO",2.1,{"$nulls":5},2011]
[15091,2020,"MN","International Falls Power",10487,"GEN3",0,"OP","HY","WAT",2.2,0.378,{"v":7292.845,"d":"7,293"},{"v":2710.493,"d":"2,710"},"Distributed from 923 Generation And Fuel",1946]
[15110,2020,"MN","Jeffers Wind 20 LLC",56750,"1",0,"OP","WT","WND",{"v":50,"d":"50.0"},0.227,{"v":99389,"d":"99,389"},{"v":36149,"d":"36,149"},"Distributed from 923 Generation And Fuel",2008]
[15125,2020,"MN","Kenyon Municipal",1983,"5",0,"SB","IC","DFO",1.8,{"v":1E-3,"d":"0.001"},{"v":12.667,"d":"13"},{"v":7.667,"d":"8"},"Distributed from 923 Generation And Fuel",1997]
[15130,2020,"MN","Key City",1914,"2",0,"RE","GT","NG",{"v":18,"d":"18.0"},{"$nulls":5},2015]
[15145,2020,"MN","Krause CSG",61506,"KRAUS",0,"OP","PV","SUN",{"v":1,"d":"1.0"},0.174,{"v":1522,"d":"1,522"},858,"Distributed from 923 Generation And Fuel",2018]
[15161,2020,"MN","Lakefield Junction",7925,"1",0,"OP","GT","NG",89.3,0.009,{"v":6899.667,"d":"6,900"},{"v":2824.5,"d":"2,825"},"Distributed from 923 Generation And Fuel",2001]
[15178,2020,"MN","Lanesboro",1987,"4",0,"OP","IC","DFO",2.3,{"v":0,"d":"0.000"},10,6,"Distributed from 923 Generation And Fuel",2004]
[15193,2020,"MN","Linden 01 CSG",63179,"KANE1",0,"OP","PV","SUN",{"v":1,"d":"1.0"},0.153,{"v":1337,"d":"1,337"},{"v":1069,"d":"1,069"},"Distributed from 923 Generation And Fuel",2020]
[15198,2020,"MN","Lindstrom Solar CSG",61382,"LIND3",0,"OP","PV","SUN",{"v":1,"d":"1.0"},0.208,{"v":1824.667,"d":"1,825"},{"v":1029,"d":"1,029"},"Distributed from 923 Generation And Fuel",2018]
[15213,2020,"MN","Lowry CSG2, LLC",63595,"SC",0,"OP","PV","SUN",{"v":1,"d":"1.0"},{"v":0,"d":"0.000"},0,0,"Distributed from 923 Generation And Fuel",2020]
[15228,2020,"MN","M L Hibbard",1897,"2",0,"RE","ST","RFO",{"v":25,"d":"25.0"},{"$nulls":5},2003]
[15247,2020,"MN","Marmas Solar CSG",61139,"MARM5",0,"OP","PV","SUN",{"v":1,"d":"1.0"},0.203,{"v":1779,"d":"1,779"},{"v":1003.25,"d":"1,003"},"Distributed from 923 Generation And Fuel",2018]
[15256,2020,"MN","Maston Garden Solar",63434,"CGS",0,"OP","PV","SUN",{"v":1,"d":"1.0"},0.124,{"v":1083,"d":"1,083"},866,"Distributed from 923 Generation And Fuel",2020]
[15276,2020,"MN","Montgomery",8025,"1",0,"RE","GT","DFO",28.8,{"$nulls":5},2012]
[15281,2020,"MN","Monticello Project CSG",62105,"MONTI",0,"OP","PV","SUN",{"v":5,"d":"5.0"},0.198,{"v":8658,"d":"8,658"},{"v":4883,"d":"4,883"},"Distributed from 923 Generation And Fuel",2018]
[15296,2020,"MN","Mora",1997,"6",0,"OP","IC","DFO",{"v":7,"d":"7.0"},{"v":0,"d":"0.000"},{"v":20.797,"d":"21"},{"v":11.159,"d":"11"},"Distributed from 923 Generation And Fuel",1975]
[15315,2020,"MN","MSC-Scandia01 CSG",62144,"52741",0,"OP","PV","SUN",{"v":1,"d":"1.0"},{"v":0.22,"d":"0.220"},{"v":1928,"d":"1,928"},{"v":1087,"d":"1,087"},"Distributed from 923 Generation And Fuel",2019]
[15330,2020,"MN","New Prague",1999,"4",0,"OP","IC","NG",3.5,{"v":-0.004,"d":"(0.004)"},{"v":-108.314,"d":"(108)"},{"v":-49.704,"d":"(50)"},"Distributed from 923 Generation And Fuel",1968]
[15347,2020,"MN","North Branch (MN)",2002,"6",0,"OP","IC","DFO",2.2,0.003,{"v":52.2,"d":"52"},32,"Distributed from 923 Generation And Fuel",2011]
[15349,2020,"MN","North Branch (MN)",2002,"1",0,"RE","IC","DFO",0.9,{"$nulls":5},2010]
[15364,2020,"MN","Novel Brooten Solar CSG",62961,"BROOT",0,"OP","PV","SUN",{"v":1,"d":"1.0"},0.215,{"v":1886,"d":"1,886"},{"v":1064,"d":"1,064"},"Distributed from 923 Generation And Fuel",2019]
[15379,2020,"MN","Novel Jewison Solar CSG",62984,"JEWI",0,"OP","PV","SUN",{"v":1,"d":"1.0"},0.021,187,0,"Distributed from 923 Generation And Fuel",2020]
[15398,2020,"MN","Novel Winegar Partnership Solar CSG",63008,"WINE",0,"TS","PV","SUN",{"v":1,"d":"1.0"}]
[15413,2020,"MN","Owatonna",2003,"5",1,"RE","ST","NG",{"v":6,"d":"6.0"},{"$nulls":5},2009]
[15418,2020,"MN","Owatonna Energy Station",60254,"UNIT4",0,"OP","IC","NG",9.7,0.071,{"v":6049,"d":"6,049"},{"v":2463.25,"d":"2,463"},"Distributed from 923 Generation And Fuel",2018]
[15442,2020,"MN","POET Biorefining Lake Crystal",58197,"1",0,"SB","IC","DFO",{"v":6,"d":"6.0"},0.006,340,204,"Distributed from 923 Generation And Fuel",2005]
[15447,2020,"MN","Prairie Island",1925,"1",1,"OP","ST","NUC",593.1,0.874,{"v":4541987,"d":"4,541,987"},{"v":1808587,"d":"1,808,587"},"Distributed from 923 Generation And Fuel",1974]
[15466,2020,"MN","Princeton (MN)",2005,"7",0,"OP","IC","DFO",{"v":5,"d":"5.0"},{"v":2E-3,"d":"0.002"},{"v":88.211,"d":"88"},{"v":54.065,"d":"54"},"Distributed from 923 Generation And Fuel",2003]
[15481,2020,"MN","Red Maple Solar",60962,"PV1",0,"OP","PV","SUN",{"v":1,"d":"1.0"},0.198,{"v":1733,"d":"1,733"},{"v":977.333,"d":"977"},"Distributed from 923 Generation And Fuel",2018]
[15500,2020,"MN","Rice Two Solar CSG",64480,"TC3",0,"V","PV","SUN",0.8]
[15501,2020,"MN","Richmond CSG",61427,"PV1",0,"OP","PV","SUN",{"v":5,"d":"5.0"},{"v":0.21,"d":"0.210"},{"v":9201,"d":"9,201"},{"v":5189,"d":"5,189"},"Distributed from 923 Generation And Fuel",2017]
[15520,2020,"MN","Rosemount Community Solar",60714,"RCS5",0,"OP","PV","SUN",{"v":1,"d":"1.0"},0.194,{"v":1702.4,"d":"1,702"},960,"Distributed from 923 Generation And Fuel",2016]
[15534,2020,"MN","SAF Hydroelectric LLC",57665,"4",0,"OP","HY","WAT",0.6,{"v":0.52,"d":"0.520"},{"v":2735.563,"d":"2,736"},{"v":1037.313,"d":"1,037"},"Distributed from 923 Generation And Fuel",2011]
[15549,2020,"MN","Sappi Cloquet Mill",50639,"GEN5",1,"OP","ST","BLQ",27.6,0.527,{"v":127464.08,"d":"127,464"},{"v":45502.334,"d":"45,502"},"EIA-923 Generator File",2001]
[15564,2020,"MN","Sartell Dam",50252,"HG8",0,"OP","HY","WAT",0.7,0.465,{"v":2854.043,"d":"2,854"},{"v":1082.215,"d":"1,082"},"Distributed from 923 Generation And Fuel",1985]
[15583,2020,"MN","Shakopee Energy Park",60647,"SQA01",0,"OP","IC","NG",9.3,0.077,{"v":6299.4,"d":"6,299"},{"v":2565.2,"d":"2,565"},"Distributed from 923 Generation And Fuel",2017]
[15584,2020,"MN","Shakopee Energy Park",60647,"SQA02",0,"OP","IC","NG",9.3,0.077,{"v":6299.4,"d":"6,299"},{"v":2565.2,"d":"2,565"},"Distributed from 923 Generation And Fuel",2017]
[15603,2020,"MN","Silver Lake",2008,"4",1,"RE","ST","BIT",{"v":54,"d":"54.0"},{"$nulls":5},2015]
[15615,2020,"MN","Sobania Community Solar LLC",63791,"SOB01",0,"OP","PV","SUN",{"v":1,"d":"1.0"},0.045,391,146,"Distributed from 923 Generation And Fuel",2020]
[15632,2020,"MN","Spring Valley",2013,"1",0,"RE","IC","DFO",0.8,{"$nulls":5},2007]
[15651,2020,"MN","St. Charles Power Plant",56100,"1",0,"OP","IC","DFO",2.2,{"v":1E-3,"d":"0.001"},17,{"v":10.5,"d":"11"},"Distributed from 923 Generation And Fuel",2004]
[15666,2020,"MN","St. Olaf Wind Turbine",58995,"OLFWT",0,"OP","WT","WND",1.6,0.202,{"v":2826,"d":"2,826"},{"v":1028,"d":"1,028"},"Distributed from 923 Generation And Fuel",2006]
[15671,2020,"MN","Star Garden",63395,"CGS",0,"OP","PV","SUN",{"v":1,"d":"1.0"},0.141,{"v":1236,"d":"1,236"},719,"Distributed from 923 Generation And Fuel",2020]
[15686,2020,"MN","SunE Feely 1 CSG, LLC",61478,"FELY5",0,"OP","PV","SUN",{"v":1,"d":"1.0"},0.195,{"v":1706.8,"d":"1,707"},{"v":962.6,"d":"963"},"Distributed from 923 Generation And Fuel",2018]
[15701,2020,"MN","Sylvan",1900,"2",0,"OP","HY","WAT",0.6,0.765,{"v":4021,"d":"4,021"},{"v":1524.667,"d":"1,525"},"Distributed from 923 Generation And Fuel",1913]
[15710,2020,"MN","Taconite Ridge 1 Wind Energy Center",56630,"1",0,"OP","WT","WND",{"v":25,"d":"25.0"},0.271,{"v":59419,"d":"59,419"},{"v":21611,"d":"21,611"},"Distributed from 923 Generation And Fuel",2008]
[15734,2020,"MN","Thomson Reuters Campus Bldg A-D",55133,"3090",0,"SB","IC","DFO",{"v":2,"d":"2.0"},{"v":1E-3,"d":"0.001"},{"v":25.429,"d":"25"},22,"Distributed from 923 Generation And Fuel",1999]
[15749,2020,"MN","Truman",2015,"7",0,"SB","IC","DFO",2.2,{"v":0,"d":"0.000"},{"v":4.968,"d":"5"},{"v":3.194,"d":"3"},"Distributed from 923 Generation And Fuel",2005]
[15754,2020,"MN","Tsar Nicholas LLC",55561,"TN30",0,"OP","WT","WND",1.9,{"v":0.33,"d":"0.330"},{"v":5498,"d":"5,498"},{"v":2000,"d":"2,000"},"Distributed from 923 Generation And Fuel",2001]
[15769,2020,"MN","United Hospital",7378,"2",0,"RE","IC","DFO",1.6,{"$nulls":5},2017]
[15788,2020,"MN","USS Christoffer Solar LLC CSG",63152,"CHRST",0,"OP","PV","SUN",{"v":1,"d":"1.0"},0.027,236,88,"Distributed from 923 Generation And Fuel",2020]
[15801,2020,"MN","USS Hockey Pad Solar CSG",62334,"USHP",0,"OP","PV","SUN",{"v":1,"d":"1.0"},0.088,775,437,"Distributed from 923 Generation And Fuel",2019]
[15817,2020,"MN","USS Nillie Corn Solar CSG",62046,"USSNC",0,"OP","PV","SUN",{"v":1,"d":"1.0"},0.236,{"v":2065,"d":"2,065"},{"v":1165,"d":"1,165"},"Distributed from 923 Generation And Fuel",2018]
[15822,2020,"MN","USS Reindeer Solar LLC CSG",63165,"RENDR",0,"OP","PV","SUN",{"v":1,"d":"1.0"},0.008,67,0,"Distributed from 923 Generation And Fuel",2020]
[15837,2020,"MN","USS Westeros Solar LLC CSG",63140,"USSWS",0,"OP","PV","SUN",{"v":1,"d":"1.0"},0.137,{"v":1203,"d":"1,203"},915,"Distributed from 923 Generation And Fuel",2020]
[15852,2020,"MN","Virginia",2018,"1A",4,"RE","ST","SUB",{"v":4,"d":"4.0"},{"$nulls":5},2006]
[15871,2020,"MN","WaveSun Community Solar",61587,"1",0,"OP","PV","SUN",{"v":5,"d":"5.0"},{"v":0.21,"d":"0.210"},{"v":9203,"d":"9,203"},{"v":5190,"d":"5,190"},"Distributed from 923 Generation And Fuel",2017]
[15886,2020,"MN","West Group Data Center",54294,"3",0,"SB","IC","DFO",{"v":2,"d":"2.0"},0.007,125,{"v":113.25,"d":"113"},"Distributed from 923 Generation And Fuel",2005]
[15896,2020,"MN","Westbrook",2021,"5",0,"OP","IC","DFO",2.3,{"v":2E-3,"d":"0.002"},34,21,"Distributed from 923 Generation And Fuel",2003]
[15905,2020,"MN","Westside Energy Station",60564,"WES5",0,"OP","IC","NG",9.3,0.086,{"v":6988.8,"d":"6,989"},{"v":2845.8,"d":"2,846"},"Distributed from 923 Generation And Fuel",2018]
[15920,2020,"MN","Windom",2023,"CAT2",0,"SB","IC","DFO",1.8,{"v":0,"d":"0.000"},{"v":2.667,"d":"3"},{"v":1.667,"d":"2"},"Distributed from 923 Generation And Fuel",2001]
[15939,2020,"MN","Worthington",2024,"12",0,"OP","WT","WND",{"v":1,"d":"1.0"},{"v":0.22,"d":"0.220"},{"v":1929.464,"d":"1,929"},{"v":701.786,"d":"702"},"Distributed from 923 Generation And Fuel",2003]
[15954,2020,"MN","Wright Kirby 1-5 CSG",62365,"WK2",0,"OP","PV","SUN",{"v":1,"d":"1.0"},0.208,{"v":1825.8,"d":"1,826"},{"v":1029.6,"d":"1,030"},"Distributed from 923 Generation And Fuel",2019]
[15959,2020,"MN","Wyoming 2 CSG, LLC",61486,"WY01",0,"OP","PV","SUN",{"v":1,"d":"1.0"},0.193,{"v":1693.6,"d":"1,694"},{"v":955.2,"d":"955"},"Distributed from 923 Generation And Fuel",2018]
[15974,2020,"MO","Audrain Generating Station",55234,"GT1",0,"OP","GT","NG",101.8,0.003,{"v":2891.75,"d":"2,892"},{"v":1447.375,"d":"1,447"},"Distributed from 923 Generation And Fuel",2001]
[15988,2020,"MO","Bluegrass Ridge",56555,"1",0,"OP","WT","WND",56.7,0.173,{"v":85932,"d":"85,932"},{"v":23191,"d":"23,191"},"Distributed from 923 Generation And Fuel",2007]
[16007,2020,"MO","Carrollton",2120,"4",0,"RE","IC","NG",0.8,{"$nulls":5},2005]
[16022,2020,"MO","Chillicothe",2122,"D4",0,"OP","IC","DFO",{"v":2,"d":"2.0"},{"v":1E-3,"d":"0.001"},{"v":11.6,"d":"12"},{"v":4.8,"d":"5"},"Distributed from 923 Generation And Fuel",2003]
[16037,2020,"MO","Coleman",2158,"IC2",0,"RE","IC","DFO",2.3,{"$nulls":5},2011]
[16042,2020,"MO","Columbia (MO)",2123,"LF2",0,"OP","IC","LFG",{"v":1,"d":"1.0"},0.123,{"v":1078.235,"d":"1,078"},{"v":472.868,"d":"473"},"Distributed from 923 Generation And Fuel",2008]
[16057,2020,"MO","Cow Branch",56536,"1",0,"OP","WT","WND",50.4,0.203,{"v":89797,"d":"89,797"},{"v":23476,"d":"23,476"},"Distributed from 923 Generation And Fuel",2008]
[16069,2020,"MO","Empire Energy Center",6223,"3",0,"OP","GT","NG",60.5,0.071,{"v":37678.091,"d":"37,678"},{"v":18820.449,"d":"18,820"},"Distributed from 923 Generation And Fuel",2003]
[16090,2020,"MO","Gallatin (MO)",2127,"IC4",0,"SB","IC","DFO",2.5,{"v":0,"d":"0.000"},0,0,"Distributed from 923 Generation And Fuel",1983]
[16105,2020,"MO","Hannibal - Oakwood Substation",63097,"EP-04",0,"SB","IC","DFO",{"v":2,"d":"2.0"},{"v":0,"d":"0.000"},3,{"v":1.25,"d":"1"},"Distributed from 923 Generation And Fuel",2018]
[16110,2020,"MO","Hannibal - Wastewater Treatment Plant",63099,"EP-10",0,"SB","IC","DFO",{"v":2,"d":"2.0"},{"v":0,"d":"0.000"},3,0,"Distributed from 923 Generation And Fuel",2018]
[16125,2020,"MO","Higginsville",2131,"3",0,"OS","IC","DFO",2.4,{"v":0,"d":"0.000"},{"v":1.448,"d":"1"},{"v":0.621,"d":"1"},"Distributed from 923 Generation And Fuel",1981]
[16140,2020,"MO","Independence Solar Farm",61092,"IPL1",0,"OP","PV","SUN",{"v":3,"d":"3.0"},0.195,{"v":5137,"d":"5,137"},{"v":2577,"d":"2,577"},"Distributed from 923 Generation And Fuel",2017]
[16159,2020,"MO","James River Power Station",2161,"3",1,"RE","ST","SUB",{"v":44,"d":"44.0"},{"$nulls":5},2017]
[16168,2020,"MO","John Twitty Energy Center",6195,"ST2",1,"OP","ST","SUB",{"v":300,"d":"300.0"},0.403,{"v":1059320,"d":"1,059,320"},{"v":597263,"d":"597,263"},"EIA-923 Generator File",2011]
[16192,2020,"MO","Kennett",2139,"8",0,"RE","IC","NG",3.1,{"$nulls":5},2019]
[16193,2020,"MO","Kings Point Wind Energy Center",62475,"KPW1",0,"V","WT","WND",149.4]
[16208,2020,"MO","Lake Road (MO)",2098,"3",6,"OP","ST","NG",12.5,{"v":0,"d":"0.000"},0,0,"EIA-923 Generator File",1962]
[16227,2020,"MO","Malden",2142,"7",0,"SB","IC","DFO",2.8,{"v":1E-3,"d":"0.001"},{"v":17.786,"d":"18"},{"v":7.22,"d":"7"},"Distributed from 923 Generation And Fuel",1973]
[16242,2020,"MO","Marshall (MO)",2144,"3",2,"RE","ST","NG",{"v":4,"d":"4.0"},{"$nulls":5},2014]
[16255,2020,"MO","Memphis",2145,"3",0,"OP","IC","DFO",0.2,{"$nulls":4},1945]
[16275,2020,"MO","Monroe (MO)",2146,"8",0,"OP","IC","DFO",1.6,{"v":0,"d":"0.000"},0,0,"Distributed from 923 Generation And Fuel",1988]
[16276,2020,"MO","Monroe (MO)",2146,"9",0,"OP","IC","DFO",1.6,{"v":0,"d":"0.000"},0,0,"Distributed from 923 Generation And Fuel",1988]
[16295,2020,"MO","MU Combined Heat and Power Plant",50969,"NTG1",0,"OP","GT","NG",17.3,0.276,{"v":41824.5,"d":"41,825"},{"v":20787,"d":"20,787"},"Distributed from 923 Generation And Fuel",2002]
[16310,2020,"MO","Northeast (MO)",2081,"14",0,"OP","GT","DFO",64.7,{"v":1E-3,"d":"0.001"},{"v":844.864,"d":"845"},{"v":344.837,"d":"345"},"Distributed from 923 Generation And Fuel",1975]
[16325,2020,"MO","Osborn Wind Energy",60672,"GEN1",0,"OP","WT","WND",200.9,0.393,{"v":692442,"d":"692,442"},{"v":239983,"d":"239,983"},"Distributed from 923 Generation And Fuel",2016]
[16344,2020,"MO","Prosperity Solar Farm CSG",64225,"PROS1",0,"U","PV","SUN",2.3]
[16354,2020,"MO","Salisbury City of",7400,"2",0,"OP","IC","DFO",{"v":1,"d":"1.0"},{"v":0,"d":"0.000"},0,0,"Distributed from 923 Generation And Fuel",1983]
[16363,2020,"MO","Shelbina Power #3",7860,"G7",0,"OP","IC","DFO",1.8,{"v":1E-3,"d":"0.001"},15,6,"Distributed from 923 Generation And Fuel",2002]
[16378,2020,"MO","Southwestern Bell Telephone",54858,"E/G5",0,"SB","IC","DFO",2.8,{"v":0,"d":"0.000"},{"v":8.628,"d":"9"},{"v":6.674,"d":"7"},"Distributed from 923 Generation And Fuel",2008]
[16393,2020,"MO","State Line Combined Cycle",7296,"2-2",0,"OP","CT","NG",{"v":180,"d":"180.0"},0.507,{"v":798657,"d":"798,657"},{"v":411696,"d":"411,696"},"EIA-923 Generator File",1997]
[16412,2020,"MO","Thomas Hill",2168,"1",1,"OP","ST","RC",171.7,{"v":0.74,"d":"0.740"},{"v":1112459,"d":"1,112,459"},{"v":451951,"d":"451,951"},"EIA-923 Generator File",1966]
[16427,2020,"MO","Trenton South",7935,"1",0,"OP","IC","DFO",{"v":2,"d":"2.0"},{"v":1E-3,"d":"0.001"},10,{"v":4.143,"d":"4"},"Distributed from 923 Generation And Fuel",2000]
[16441,2020,"MO","Unionville",6563,"2",0,"OS","GT","DFO",26.6,{"$nulls":4},1976]
[16446,2020,"MO","Unionville City of",2164,"5",0,"OP","IC","DFO",0.3,{"v":0,"d":"0.000"},{"v":0.034,"d":"0"},0,"Distributed from 923 Generation And Fuel",1955]
[16461,2020,"MS","Attala",55220,"A01",0,"OP","CT","NG",176.6,0.419,{"v":647812,"d":"647,812"},{"v":362019,"d":"362,019"},"EIA-923 Generator File",2001]
[16480,2020,"MS","Caledonia",55197,"STG2",1,"OP","CA","NG",{"v":106,"d":"106.0"},0.594,{"v":551392,"d":"551,392"},{"v":308273,"d":"308,273"},"EIA-923 Generator File",2003]
[16495,2020,"MS","Columbus MS",50184,"TG4",2,"SB","ST","BLQ",{"v":4,"d":"4.0"},{"v":0,"d":"0.000"},0,0,"EIA-923 Generator File",1987]
[16510,2020,"MS","Georgia-Pacific Monticello Paper",10610,"GEN1",4,"OP","ST","BLQ",49.3,0.676,{"v":291880,"d":"291,880"},{"v":119286,"d":"119,286"},"EIA-923 Generator File",1968]
[16515,2020,"MS","Grenada Lake Hydroelectric Project",62430,"NA1",0,"P","HY","WAT",{"v":5,"d":"5.0"}]
[16527,2020,"MS","Jack Watson",2049,"A",0,"OP","GT","NG",41.9,{"v":0.01,"d":"0.010"},{"v":3838,"d":"3,838"},830,"Distributed from 923 Generation And Fuel",1970]
[16548,2020,"MS","Meridian",7719,"2",0,"OP","IC","DFO",1.8,{"v":0,"d":"0.000"},2,{"v":0.8,"d":"1"},"Distributed from 923 Generation And Fuel",1998]
[16563,2020,"MS","Natchez",2052,"1",1,"RE","ST","NG",{"v":66,"d":"66.0"},{"$nulls":5},2011]
[16578,2020,"MS","Rex Brown",2053,"1",2,"RE","ST","NG",34.5,{"$nulls":5},2011]
[16583,2020,"MS","Sardis Lake Hydroelectric Project",62425,"NA2",0,"P","HY","WAT",7.5]
[16598,2020,"MS","Third Street",2060,"5",1,"RE","ST","NG",{"v":9,"d":"9.0"},{"$nulls":5},2007]
[16613,2020,"MS","Yazoo",2067,"2",2,"SB","CA","NG",{"v":5,"d":"5.0"},{"v":0,"d":"0.000"},0,0,"EIA-923 Generator File",1945]
[16635,2020,"MT","Cabin Creek Solar",64199,"CBCK1",0,"P","PV","SUN",{"v":75,"d":"75.0"}]
[16646,2020,"MT","Colstrip",6076,"1",1,"RE","ST","SUB",{"v":358,"d":"358.0"},{"v":2E-3,"d":"0.002"},{"v":5173,"d":"5,173"},0,"EIA-923 Generator File",null,2020]
[16651,2020,"MT","Dave Gates Generating Station",56908,"1",0,"OP","GT","NG",67.7,0.101,{"v":59774,"d":"59,774"},{"v":24373.667,"d":"24,374"},"Distributed from 923 Generation And Fuel",2011]
[16666,2020,"MT","Gordon Butte Wind LLC",57748,"DAW",0,"OP","WT","WND",2.7,0.498,{"v":11782.525,"d":"11,783"},{"v":3767.644,"d":"3,768"},"Distributed from 923 Generation And Fuel",2018]
[16681,2020,"MT","Hauser",2185,"HAU4",0,"RE","HY","WAT",2.8,{"$nulls":5},2017]
[16700,2020,"MT","Libby",6172,"1",0,"OP","HY","WAT",{"v":105,"d":"105.0"},0.502,{"v":462176.2,"d":"462,176"},{"v":214518.6,"d":"214,519"},"Distributed from 923 Generation And Fuel",1975]
[16713,2020,"MT","Milltown",2190,"2",0,"RE","HY","WAT",0.6,{"$nulls":5},2007]
[16719,2020,"MT","MTSUN",64032,"MTSUN",0,"T","PV","SUN",{"v":80,"d":"80.0"}]
[16734,2020,"MT","OREG 1 Inc",56833,"CS11",0,"OP","OT","WH",7.5,0.505,{"v":33211.25,"d":"33,211"},{"v":10608.75,"d":"10,609"},"Distributed from 923 Generation And Fuel",2006]
[16749,2020,"MT","Rainbow (MT)",2193,"RAI6",0,"RE","HY","WAT",{"v":4,"d":"4.0"},{"$nulls":5},2013]
[16768,2020,"MT","South Peak Wind",62939,"41001",0,"OP","WT","WND",{"v":80,"d":"80.0"},0.342,{"v":239455,"d":"239,455"},{"v":107300,"d":"107,300"},"Distributed from 923 Generation And Fuel",2020]
[16783,2020,"MT","Two Dot Wind Farm",59003,"1",0,"OP","WT","WND",9.7,0.475,{"v":40336,"d":"40,336"},{"v":12898,"d":"12,898"},"Distributed from 923 Generation And Fuel",2014]
[16798,2020,"NC","1073 Onslow Solar",63446,"1073",0,"P","PV","SUN",4.7]
[16808,2020,"NC","AGA TAG Solar IV LLC",63225,"PV1",0,"OP","PV","SUN",4.9,0.036,{"v":1545,"d":"1,545"},764,"Distributed from 923 Generation And Fuel",2019]
[16817,2020,"NC","Alexis Solar",60139,"PV1",0,"CN","PV","SUN",{"v":5,"d":"5.0"}]
[16836,2020,"NC","Apple Data Center - PV2",58701,"PV2",0,"OP","PV","SUN",{"v":20,"d":"20.0"},0.204,{"v":35748,"d":"35,748"},{"v":17680,"d":"17,680"},"Distributed from 923 Generation And Fuel",2013]
[16851,2020,"NC","Arndt Farm",58315,"1",0,"OP","PV","SUN",{"v":5,"d":"5.0"},0.191,{"v":8347,"d":"8,347"},{"v":4128,"d":"4,128"},"Distributed from 923 Generation And Fuel",2012]
[16866,2020,"NC","ATOOD Solar IV, LLC",63383,"NCATD",0,"OP","PV","SUN",{"v":5,"d":"5.0"},0.186,{"v":8146,"d":"8,146"},{"v":4029,"d":"4,029"},"Distributed from 923 Generation And Fuel",2019]
[16885,2020,"NC","Battleboro Farm",60369,"BFPV",0,"OP","PV","SUN",5.2,0.189,{"v":8604,"d":"8,604"},{"v":4255,"d":"4,255"},"Distributed from 923 Generation And Fuel",2016]
[16886,2020,"NC","Battleground",59038,"GEN1",0,"OP","PV","SUN",3.5,0.174,{"v":5325,"d":"5,325"},{"v":2634,"d":"2,634"},"Distributed from 923 Generation And Fuel",2013]
[16900,2020,"NC","Belwood Farm",58314,"1",0,"OP","PV","SUN",{"v":4,"d":"4.0"},0.193,{"v":6756,"d":"6,756"},{"v":3341,"d":"3,341"},"Distributed from 923 Generation And Fuel",2012]
[16919,2020,"NC","Bladenboro Farm",58868,"1",0,"OP","PV","SUN",{"v":5,"d":"5.0"},0.191,{"v":8356,"d":"8,356"},{"v":4133,"d":"4,133"},"Distributed from 923 Generation And Fuel",2013]
[16934,2020,"NC","Bo Biggs Solar",64192,"BB08",0,"OP","PV","SUN",4.9,0.211,{"v":9077,"d":"9,077"},{"v":4489,"d":"4,489"},"Distributed from 923 Generation And Fuel",2018]
[16953,2020,"NC","Broadridge Solar, LLC",61218,"BROAD",0,"OP","PV","SUN",{"v":5,"d":"5.0"},0.218,{"v":9537,"d":"9,537"},{"v":4717,"d":"4,717"},"Distributed from 923 Generation And Fuel",2017]
[16968,2020,"NC","Buck",2720,"9",0,"RE","GT","NG",34.8,{"$nulls":5},2012]
[16969,2020,"NC","Buckleberry Solar",61693,"GEN",0,"OP","PV","SUN",52.1,0.216,{"v":98410,"d":"98,410"},{"v":47855,"d":"47,855"},"Distributed from 923 Generation And Fuel",2018]
[16994,2020,"NC","Canton North Carolina",50244,"GEN8",9,"OP","ST","BLQ",7.5,0.723,{"v":47490,"d":"47,490"},{"v":15711,"d":"15,711"},"EIA-923 Generator File",1937]
[17002,2020,"NC","Cape Fear",2708,"1B",0,"RE","CT","DFO",{"v":18,"d":"18.0"},{"$nulls":5},2013]
[17021,2020,"NC","CB Bladen Solar, LLC",60402,"CBPV",0,"OP","PV","SUN",5.2,0.196,{"v":8936,"d":"8,936"},{"v":4419,"d":"4,419"},"Distributed from 923 Generation And Fuel",2016]
[17036,2020,"NC","Cheoah",54899,"2A",0,"OP","HY","WAT",27.5,0.625,{"v":150532.446,"d":"150,532"},{"v":48680.5,"d":"48,681"},"Distributed from 923 Generation And Fuel",2012]
[17051,2020,"NC","CII Methane Management IV, LLC",59711,"GEN1",0,"OP","IC","LFG",1.6,0.585,{"v":8197,"d":"8,197"},{"v":3282,"d":"3,282"},"Distributed from 923 Generation And Fuel",2014]
[17056,2020,"NC","Cleveland Cnty Generating Facility",57029,"3",0,"OP","GT","NG",{"v":184,"d":"184.0"},{"v":0.09,"d":"0.090"},{"v":145587.75,"d":"145,588"},{"v":62303,"d":"62,303"},"Distributed from 923 Generation And Fuel",2012]
[17071,2020,"NC","Concord Energy",57896,"UNT2",0,"OP","GT","LFG",4.8,0.719,{"v":30224.5,"d":"30,225"},{"v":12265,"d":"12,265"},"Distributed from 923 Generation And Fuel",2012]
[17080,2020,"NC","Cotten Farm, LLC",60965,"COT",0,"OP","PV","SUN",{"v":5,"d":"5.0"},0.209,{"v":9144,"d":"9,144"},{"v":4522,"d":"4,522"},"Distributed from 923 Generation And Fuel",2016]
[17104,2020,"NC","Dan River",2723,"CT9",0,"OP","CT","NG",185.3,0.799,{"v":1297690,"d":"1,297,690"},{"v":580558,"d":"580,558"},"EIA-923 Generator File",2012]
[17119,2020,"NC","DE Solar 657 Brigham Rd",57335,"PV01",0,"OP","PV","SUN",1.3,0.133,{"v":1510,"d":"1,510"},747,"Distributed from 923 Generation And Fuel",2010]
[17124,2020,"NC","Dessie Solar Center LLC",58952,"DESS",0,"OP","PV","SUN",4.8,0.184,{"v":7739,"d":"7,739"},{"v":3827,"d":"3,827"},"Distributed from 923 Generation And Fuel",2014]
[17139,2020,"NC","DSM Pharmaceuticals",54887,"GEN3",0,"SB","IC","DFO",1.1,0.016,{"v":155.058,"d":"155"},{"v":60.5,"d":"61"},"Distributed from 923 Generation And Fuel",1994]
[17154,2020,"NC","East Wayne Solar LLC",59189,"1",0,"OP","PV","SUN",{"v":2,"d":"2.0"},0.196,{"v":3434,"d":"3,434"},{"v":1698,"d":"1,698"},"Distributed from 923 Generation And Fuel",2014]
[17167,2020,"NC","Elm City Solar Facility",59164,"NSC 1",0,"OP","PV","SUN",{"v":40,"d":"40.0"},0.215,{"v":75356,"d":"75,356"},{"v":37268,"d":"37,268"},"Distributed from 923 Generation And Fuel",2016]
[17187,2020,"NC","Fairmont-FLS 100",59052,"GEN 1",0,"OP","PV","SUN",{"v":4,"d":"4.0"},0.184,{"v":6459,"d":"6,459"},{"v":3194,"d":"3,194"},"Distributed from 923 Generation And Fuel",2013]
[17192,2020,"NC","Farrington Farm",58318,"1",0,"OP","PV","SUN",{"v":1,"d":"1.0"},0.165,{"v":1445,"d":"1,445"},715,"Distributed from 923 Generation And Fuel",2012]
[17207,2020,"NC","Fontana Dam",2779,"1",0,"OP","HY","WAT",{"v":81,"d":"81.0"},0.828,{"v":587775.053,"d":"587,775"},{"v":190080.318,"d":"190,080"},"Distributed from 923 Generation And Fuel",1945]
[17222,2020,"NC","Freemont Solar Center LLC",59912,"FREE",0,"OP","PV","SUN",{"v":5,"d":"5.0"},0.193,{"v":8471,"d":"8,471"},{"v":4189,"d":"4,189"},"Distributed from 923 Generation And Fuel",2016]
[17241,2020,"NC","Gaston County Renewable Energy Center",61758,"GEN1",0,"OP","IC","LFG",1.4,0.694,{"v":8517.333,"d":"8,517"},{"v":3410,"d":"3,410"},"Distributed from 923 Generation And Fuel",2011]
[17256,2020,"NC","Gastonia, Tulip Drive",56262,"DG3",0,"OP","IC","DFO",1.8,{"v":1E-3,"d":"0.001"},{"v":19.667,"d":"20"},{"v":7.667,"d":"8"},"Distributed from 923 Generation And Fuel",2005]
[17266,2020,"NC","Granville Solar PV Power Project",58487,"1",0,"OP","PV","SUN",2.5,0.213,{"v":4659,"d":"4,659"},{"v":2304,"d":"2,304"},"Distributed from 923 Generation And Fuel",2012]
[17275,2020,"NC","H F Lee Steam Electric Plant",2709,"2",0,"OP","GT","NG",195.2,{"v":0.02,"d":"0.020"},{"v":34947.116,"d":"34,947"},{"v":14916.651,"d":"14,917"},"Distributed from 923 Generation And Fuel",2000]
[17290,2020,"NC","Halifax",58943,"1",0,"OP","PV","SUN",{"v":20,"d":"20.0"},0.207,{"v":36320,"d":"36,320"},{"v":17963,"d":"17,963"},"Distributed from 923 Generation And Fuel",2014]
[17309,2020,"NC","Haw River Hydro",10258,"1",0,"OP","HY","WAT",{"v":1,"d":"1.0"},0.671,{"v":5874,"d":"5,874"},{"v":1899.333,"d":"1,899"},"Distributed from 923 Generation And Fuel",1981]
[17324,2020,"NC","Hew Fulton Farm, LLC",60778,"1",0,"OP","PV","SUN",{"v":5,"d":"5.0"},0.191,{"v":8348,"d":"8,348"},{"v":4129,"d":"4,129"},"Distributed from 923 Generation And Fuel",2015]
[17339,2020,"NC","Highwater Solar I",59487,"HIGHW",0,"OP","PV","SUN",4.9,0.213,{"v":9145,"d":"9,145"},{"v":4523,"d":"4,523"},"Distributed from 923 Generation And Fuel",2015]
[17353,2020,"NC","Huntersville Delivery No 2",56550,"1",0,"OP","IC","DFO",2.2,{"v":-0.003,"d":"(0.003)"},{"v":-51,"d":"(51)"},0,"Distributed from 923 Generation And Fuel",2007]
[17358,2020,"NC","Icarus Solar",60169,"PV1",0,"CN","PV","SUN",{"v":3,"d":"3.0"}]
[17373,2020,"NC","Innovative Solar 43, LLC",60149,"FLS1",0,"OP","PV","SUN",50.8,0.144,{"v":64083,"d":"64,083"},{"v":30027,"d":"30,027"},"Distributed from 923 Generation And Fuel",2016]
[17392,2020,"NC","Iredell County LFG Facility",56962,"1",0,"OP","IC","LFG",1.6,0.893,{"v":12518,"d":"12,518"},{"v":5011.5,"d":"5,012"},"Distributed from 923 Generation And Fuel",2008]
[17407,2020,"NC","James E. Rogers Energy Complex",2721,"1",1,"RE","ST","BIT",{"v":40,"d":"40.0"},{"$nulls":5},2011]
[17412,2020,"NC","Jamesville Road Solar, LLC",62329,"JMVLR",0,"OP","PV","SUN",{"v":5,"d":"5.0"},0.248,{"v":10882,"d":"10,882"},{"v":5382,"d":"5,382"},"Distributed from 923 Generation And Fuel",2019]
[17427,2020,"NC","Kenansville Solar 2, LLC",58803,"INV1",0,"OP","PV","SUN",{"v":2,"d":"2.0"},0.184,{"v":3222,"d":"3,222"},{"v":1593,"d":"1,593"},"Distributed from 923 Generation And Fuel",2016]
[17452,2020,"NC","L V Sutton",2713,"CT2",0,"OP","CT","NG",{"v":221,"d":"221.0"},0.639,{"v":1237878,"d":"1,237,878"},{"v":488279,"d":"488,279"},"EIA-923 Generator File",2013]
[17460,2020,"NC","Lake Lure",2773,"1",0,"OA","HY","WAT",1.2,0.298,{"v":3131,"d":"3,131"},{"v":1012.667,"d":"1,013"},"Distributed from 923 Generation And Fuel",1927]
[17475,2020,"NC","Lewiston Solar",59174,"5MWPV",0,"OP","PV","SUN",{"v":5,"d":"5.0"},0.196,{"v":8600,"d":"8,600"},{"v":4253,"d":"4,253"},"Distributed from 923 Generation And Fuel",2014]
[17494,2020,"NC","Lincoln Combustion",7277,"6",0,"OP","GT","NG",109.6,{"v":1E-3,"d":"0.001"},{"v":754.613,"d":"755"},{"v":292.57,"d":"293"},"Distributed from 923 Generation And Fuel",1995]
[17495,2020,"NC","Lincoln Combustion",7277,"7",0,"OP","GT","NG",109.6,{"v":1E-3,"d":"0.001"},{"v":754.613,"d":"755"},{"v":292.57,"d":"293"},"Distributed from 923 Generation And Fuel",1995]
[17510,2020,"NC","Longleaf Solar",60173,"PV1",0,"CN","PV","SUN",{"v":5,"d":"5.0"}]
[17529,2020,"NC","Marshall (NC)",2727,"2",1,"OP","ST","BIT",348.5,0.313,{"v":956682,"d":"956,682"},{"v":568064,"d":"568,064"},"EIA-923 Generator File",1966,2034]
[17547,2020,"NC","McCallum Farm",58350,"1",0,"OP","PV","SUN",{"v":5,"d":"5.0"},0.187,{"v":8204,"d":"8,204"},{"v":4057,"d":"4,057"},"Distributed from 923 Generation And Fuel",2013]
[17558,2020,"NC","McGuire",6038,"1",1,"OP","ST","NUC",{"v":1220.3,"d":"1,220.3"},0.891,{"v":9523474.5,"d":"9,523,475"},{"v":4131520,"d":"4,131,520"},"Distributed from 923 Generation And Fuel",1981]
[17577,2020,"NC","Milo Solar",58739,"PV1",0,"OP","PV","SUN",{"v":3,"d":"3.0"},0.203,{"v":5327,"d":"5,327"},{"v":2635,"d":"2,635"},"Distributed from 923 Generation And Fuel",2016]
[17578,2020,"NC","Minnie Solar",58740,"PV1",0,"OP","PV","SUN",{"v":3,"d":"3.0"},0.192,{"v":5049,"d":"5,049"},{"v":2497,"d":"2,497"},"Distributed from 923 Generation And Fuel",2016]
[17597,2020,"NC","Morehead",2711,"GT1",0,"RE","GT","DFO",16.3,{"$nulls":5},2012]
[17612,2020,"NC","Murphy Farm Power, LLC",57677,"1",0,"OP","PV","SUN",{"v":1,"d":"1.0"},0.131,{"v":1149,"d":"1,149"},568,"Distributed from 923 Generation And Fuel",2011]
[17625,2020,"NC","NA 1 (NC)",7539,"CCW1",0,"CN","CC","NG",{"v":278,"d":"278.0"}]
[17645,2020,"NC","New Bern",56688,"1",0,"OP","IC","LFG",0.3,0.437,{"v":1148.222,"d":"1,148"},{"v":459.333,"d":"459"},"Distributed from 923 Generation And Fuel",2007]
[17660,2020,"NC","New Bern",56688,"7",0,"OP","IC","LFG",0.3,0.437,{"v":1148.222,"d":"1,148"},{"v":459.333,"d":"459"},"Distributed from 923 Generation And Fuel",2007]
[17665,2020,"NC","Nick Solar",58741,"NICK",0,"OP","PV","SUN",{"v":5,"d":"5.0"},0.186,{"v":8132,"d":"8,132"},{"v":4022,"d":"4,022"},"Distributed from 923 Generation And Fuel",2014]
[17680,2020,"NC","Old Caroleen Solar Farm",61534,"GEN1",0,"OP","PV","SUN",{"v":2,"d":"2.0"},0.197,{"v":3454,"d":"3,454"},{"v":1708,"d":"1,708"},"Distributed from 923 Generation And Fuel",2018]
[17695,2020,"NC","Oxford Dam",2729,"2",0,"OP","HY","WAT",{"v":18,"d":"18.0"},0.581,{"v":91639.5,"d":"91,640"},{"v":29635,"d":"29,635"},"Distributed from 923 Generation And Fuel",1928]
[17714,2020,"NC","PCSP3 Airport",58538,"3",0,"OP","PV","SUN",2.5,0.175,{"v":3837,"d":"3,837"},{"v":1898,"d":"1,898"},"Distributed from 923 Generation And Fuel",2011]
[17720,2020,"NC","Perquimans Solar LLC",63955,"PERQU",0,"T","PV","SUN",{"v":5,"d":"5.0"}]
[17743,2020,"NC","Queens Creek",6438,"1",0,"OP","HY","WAT",1.4,0.513,{"v":6292,"d":"6,292"},{"v":2035,"d":"2,035"},"Distributed from 923 Generation And Fuel",1949]
[17748,2020,"NC","Railroad Farm",58316,"1",0,"OP","PV","SUN",{"v":5,"d":"5.0"},0.179,{"v":7850,"d":"7,850"},{"v":3882,"d":"3,882"},"Distributed from 923 Generation And Fuel",2012]
[17763,2020,"NC","Reventure Park",58865,"RNG",0,"OP","IC","LFG",1.6,0.854,{"v":11964.8,"d":"11,965"},{"v":4789.943,"d":"4,790"},"Distributed from 923 Generation And Fuel",2015]
[17782,2020,"NC","Robeson County LFG to Energy",59763,"GEN01",0,"OP","IC","LFG",{"v":1,"d":"1.0"},0.063,{"v":549.5,"d":"550"},220,"Distributed from 923 Generation And Fuel",2012]
[17797,2020,"NC","Roper Farm, LLC",60761,"1",0,"OP","PV","SUN",{"v":5,"d":"5.0"},{"v":0.21,"d":"0.210"},{"v":9208,"d":"9,208"},{"v":4554,"d":"4,554"},"Distributed from 923 Generation And Fuel",2015]
[17811,2020,"NC","Rowan",7826,"STG",2,"OP","CA","NG",{"v":195,"d":"195.0"},0.829,{"v":1415399,"d":"1,415,399"},{"v":595623,"d":"595,623"},"EIA-923 Generator File",2003]
[17816,2020,"NC","Roxboro",2712,"GT1",0,"RE","GT","DFO",16.3,{"$nulls":5},2007]
[17831,2020,"NC","Samarcand Solar Farm, LLC",58805,"INV10",0,"OP","PV","SUN",0.5,0.172,{"v":752.1,"d":"752"},372,"Distributed from 923 Generation And Fuel",2014]
[17846,2020,"NC","Sampson County Disposal",57492,"GEN7",0,"T","IC","LFG",1.6]
[17865,2020,"NC","Shadow Solar",58744,"PV1",0,"CN","PV","SUN",{"v":3,"d":"3.0"}]
[17880,2020,"NC","Sherwood H Smith Jr Energy Complex",7805,"003",0,"OP","GT","NG",199.4,0.141,{"v":246173,"d":"246,173"},{"v":100079,"d":"100,079"},"Distributed from 923 Generation And Fuel",2001]
[17885,2020,"NC","Sherwood H Smith Jr Energy Complex",7805,"8",0,"OP","CT","NG",199.4,0.537,{"v":938673,"d":"938,673"},{"v":435156,"d":"435,156"},"EIA-923 Generator File",2002]
[17906,2020,"NC","Smithfield Farmland Corp Bladen",54823,"GEN9",0,"SB","IC","DFO",1.5,{"v":0,"d":"0.000"},{"v":2.684,"d":"3"},{"v":0.895,"d":"1"},"Distributed from 923 Generation And Fuel",1998]
[17914,2020,"NC","Smithfield Farmland Corp Bladen",54823,"GN17",0,"SB","IC","DFO",1.5,{"v":0,"d":"0.000"},{"v":2.684,"d":"3"},{"v":0.895,"d":"1"},"Distributed from 923 Generation And Fuel",1998]
[17933,2020,"NC","Soluga Farms 1",59191,"1",0,"OP","PV","SUN",{"v":5,"d":"5.0"},0.196,{"v":8583,"d":"8,583"},{"v":4245,"d":"4,245"},"Distributed from 923 Generation And Fuel",2014]
[17948,2020,"NC","Speedway Solar NC, LLC",62821,"GEN1",0,"V","PV","SUN",22.6]
[17953,2020,"NC","Spring Hope Solar 3, LLC",62997,"PGR09",0,"OP","PV","SUN",4.9,{"v":1E-3,"d":"0.001"},30,0,"Distributed from 923 Generation And Fuel",2020]
[17968,2020,"NC","Stout Farm",59581,"PV1",0,"OP","PV","SUN",{"v":5,"d":"5.0"},0.184,{"v":8040,"d":"8,040"},{"v":3976,"d":"3,976"},"Distributed from 923 Generation And Fuel",2014]
[17983,2020,"NC","Sweet Tea Solar, LLC",64273,"018",0,"P","PV","SUN",4.5]
[18001,2020,"NC","Tillery",2714,"3",0,"OP","HY","WAT",{"v":22,"d":"22.0"},{"v":0.43,"d":"0.430"},{"v":82959.905,"d":"82,960"},{"v":26828.476,"d":"26,828"},"Distributed from 923 Generation And Fuel",1928]
[18016,2020,"NC","Turner Shoals",2735,"1",0,"OP","HY","WAT",2.7,0.456,{"v":10790.5,"d":"10,791"},{"v":4195.5,"d":"4,196"},"Distributed from 923 Generation And Fuel",1996]
[18031,2020,"NC","Upchurch Solar Center LLC",58812,"USC1",0,"OP","PV","SUN",{"v":5,"d":"5.0"},0.188,{"v":8220,"d":"8,220"},{"v":4065,"d":"4,065"},"Distributed from 923 Generation And Fuel",2014]
[18036,2020,"NC","Uwharrie Mountain Renewable",58526,"5",0,"OP","IC","LFG",1.6,0.685,{"v":9598.167,"d":"9,598"},{"v":3842.667,"d":"3,843"},"Distributed from 923 Generation And Fuel",2014]
[18051,2020,"NC","W H Weatherspoon",2716,"1",1,"RE","ST","BIT",{"v":46,"d":"46.0"},{"$nulls":5},2011]
[18070,2020,"NC","Wake County LFG Facility",59688,"E18",0,"OP","IC","LFG",0.3,0.729,{"v":1916.833,"d":"1,917"},{"v":766.833,"d":"767"},"Distributed from 923 Generation And Fuel",2013]
[18079,2020,"NC","Wake County LFG Facility",59688,"E26",0,"OP","IC","LFG",0.3,0.729,{"v":1916.833,"d":"1,917"},{"v":766.833,"d":"767"},"Distributed from 923 Generation And Fuel",2019]
[18099,2020,"NC","Warbler Holdings",60393,"PV1",0,"V","PV","SUN",{"v":4,"d":"4.0"}]
[18104,2020,"NC","Warrenton I Solar",62100,"PGRI4",0,"OP","PV","SUN",4.9,0.185,{"v":7942,"d":"7,942"},{"v":3928,"d":"3,928"},"Distributed from 923 Generation And Fuel",2018]
[18119,2020,"NC","Wayne Solar I LLC",60602,"WYN1",0,"OP","PV","SUN",{"v":5,"d":"5.0"},0.156,{"v":6820,"d":"6,820"},{"v":3373,"d":"3,373"},"Distributed from 923 Generation And Fuel",2014]
[18134,2020,"NC","Whiteville Solar 2",60292,"PV1",0,"CN","PV","SUN",{"v":5,"d":"5.0"}]
[18153,2020,"NC","Windsor Solar",59171,"5MWPV",0,"OP","PV","SUN",{"v":5,"d":"5.0"},0.158,{"v":6923,"d":"6,923"},{"v":3424,"d":"3,424"},"Distributed from 923 Generation And Fuel",2014]
[18168,2020,"NC","Yanceyville Farm",58343,"1",0,"OP","PV","SUN",{"v":5,"d":"5.0"},0.187,{"v":8208,"d":"8,208"},{"v":4059,"d":"4,059"},"Distributed from 923 Generation And Fuel",2013]
[18174,2020,"NC","ZV Solar 2, LLC",61257,"ZV204",0,"OP","PV","SUN",4.9,0.211,{"v":9052,"d":"9,052"},{"v":4477,"d":"4,477"},"Distributed from 923 Generation And Fuel",2017]
[18187,2020,"ND","Bison 3 Wind Energy Center",57801,"BISO3",0,"OP","WT","WND",{"v":105,"d":"105.0"},0.349,{"v":320752,"d":"320,752"},{"v":121390,"d":"121,390"},"Distributed from 923 Generation And Fuel",2012]
[18202,2020,"ND","Coyote",8222,"1",1,"OP","ST","LIG",{"v":450,"d":"450.0"},0.605,{"v":2385725,"d":"2,385,725"},{"v":924612,"d":"924,612"},"EIA-923 Generator File",1981]
[18221,2020,"ND","Glen Ullin Station 6",57172,"1",0,"OP","ST","WH",5.3,{"v":0.64,"d":"0.640"},{"v":29701,"d":"29,701"},{"v":12886,"d":"12,886"},"Distributed from 923 Generation And Fuel",2009]
[18236,2020,"ND","Grand Forks",2821,"9",0,"RE","IC","DFO",1.1,{"$nulls":5},2012]
[18255,2020,"ND","Lonesome Creek Station",57943,"05",0,"OP","GT","NG",60.5,0.247,{"v":130675.5,"d":"130,676"},{"v":58927.5,"d":"58,928"},"Distributed from 923 Generation And Fuel",2017]
[18265,2020,"ND","Pembina Land Port of Entry Wind Turbine",62782,"PEMWT",0,"OA","WT","WND",{"v":1,"d":"1.0"},0.042,366,139,"Distributed from 923 Generation And Fuel",2012]
[18270,2020,"ND","Pioneer Generating Station",57881,"12",0,"OP","IC","NG",9.3,{"v":0.33,"d":"0.330"},{"v":26886.667,"d":"26,887"},{"v":12124.417,"d":"12,124"},"Distributed from 923 Generation And Fuel",2017]
[18289,2020,"ND","Rugby Wind Power Project",57097,"1",0,"OP","WT","WND",{"v":149,"d":"149.0"},0.278,{"v":363123,"d":"363,123"},{"v":137426,"d":"137,426"},"Distributed from 923 Generation And Fuel",2009]
[18304,2020,"ND","Wilton Wind II LLC",57120,"1",0,"OP","WT","WND",49.5,0.472,{"v":204659,"d":"204,659"},{"v":77454,"d":"77,454"},"Distributed from 923 Generation And Fuel",2009]
[18319,2020,"NE","Auburn",2215,"7",0,"OP","IC","NG",5.6,{"v":0,"d":"0.000"},{"v":13.176,"d":"13"},{"v":6.289,"d":"6"},"Distributed from 923 Generation And Fuel",1987]
[18338,2020,"NE","Burwell",2222,"1",0,"OP","IC","DFO",1.3,{"v":1E-3,"d":"0.001"},{"v":7.667,"d":"8"},3,"Distributed from 923 Generation And Fuel",1972]
[18353,2020,"NE","Campbell Village",2225,"IC4",0,"SB","IC","DFO",{"v":1,"d":"1.0"},{"v":0,"d":"0.000"},0,0,"Distributed from 923 Generation And Fuel",1983]
[18360,2020,"NE","CCC Hastings Wind Turbine",60931,"WT1",0,"OP","WT","WND",1.7,{"v":0.53,"d":"0.530"},{"v":7891,"d":"7,891"},{"v":3074,"d":"3,074"},"Distributed from 923 Generation And Fuel",2016]
[18372,2020,"NE","Creston Ridge II, LLC",61668,"CR2-2",0,"OP","WT","WND",2.3,0.525,{"v":10587.667,"d":"10,588"},{"v":4124.667,"d":"4,125"},"Distributed from 923 Generation And Fuel",2017]
[18387,2020,"NE","David City",2233,"1",0,"OP","IC","NG",1.5,{"v":0,"d":"0.000"},{"v":1.981,"d":"2"},{"v":0.849,"d":"1"},"Distributed from 923 Generation And Fuel",1960]
[18406,2020,"NE","Elk City Station",7955,"6",0,"OP","IC","LFG",0.8,0.864,{"v":6054.625,"d":"6,055"},{"v":2655.375,"d":"2,655"},"Distributed from 923 Generation And Fuel",2006]
[18421,2020,"NE","Falls City",2237,"8",0,"OP","IC","NG",{"v":6,"d":"6.0"},{"v":1E-3,"d":"0.001"},{"v":60.767,"d":"61"},{"v":31.246,"d":"31"},"Distributed from 923 Generation And Fuel",1982]
[18426,2020,"NE","Fort Calhoun Community Solar",63844,"FTCAL",0,"OP","PV","SUN",{"v":5,"d":"5.0"},0.208,{"v":9101,"d":"9,101"},{"v":5079,"d":"5,079"},"Distributed from 923 Generation And Fuel",2019]
[18441,2020,"NE","Holdrege Solar Center",59713,"HDSC",0,"OP","PV","SUN",{"v":4,"d":"4.0"},0.186,{"v":6507,"d":"6,507"},{"v":3656,"d":"3,656"},"Distributed from 923 Generation And Fuel",2016]
[18459,2020,"NE","Kimball Wind",56106,"1",0,"RE","WT","WND",10.5,{"$nulls":5},2017]
[18474,2020,"NE","Lon Wright",2240,"SLR1",0,"OP","PV","SUN",1.3,{"v":0.22,"d":"0.220"},{"v":2502.217,"d":"2,502"},{"v":1396.652,"d":"1,397"},"Distributed from 923 Generation And Fuel",2018]
[18489,2020,"NE","Milligan III Wind Farm",61159,"M3001",0,"T","WT","WND",73.4]
[18504,2020,"NE","Nebraska City # 1",2255,"2",0,"OP","IC","DFO",1.5,{"v":-0.005,"d":"(0.005)"},{"v":-63.218,"d":"(63)"},{"v":-31.667,"d":"(32)"},"Distributed from 923 Generation And Fuel",1953]
[18509,2020,"NE","Nebraska City # 1",2255,"9",0,"OP","IC","NG",6.4,{"v":-0.005,"d":"(0.005)"},{"v":-269.732,"d":"(270)"},{"v":-135.111,"d":"(135)"},"Distributed from 923 Generation And Fuel",1974]
[18524,2020,"NE","Ord",2294,"3",0,"OP","IC","DFO",2.5,{"v":1E-3,"d":"0.001"},{"v":18.125,"d":"18"},{"v":7.5,"d":"8"},"Distributed from 923 Generation And Fuel",1963]
[18546,2020,"NE","Platte",59,"1",1,"OP","ST","SUB",109.8,0.376,{"v":362024,"d":"362,024"},{"v":171579,"d":"171,579"},"EIA-923 Generator File",1982]
[18557,2020,"NE","Red Cloud",2299,"1",0,"RE","IC","DFO",0.5,{"$nulls":5},2002]
[18572,2020,"NE","Sarpy County",2292,"BSD",0,"SB","IC","DFO",3.5,{"v":0,"d":"0.000"},10,4,"Distributed from 923 Generation And Fuel",1996]
[18577,2020,"NE","Sheldon",2277,"2",1,"OP","ST","SUB",119.9,0.176,{"v":185006,"d":"185,006"},{"v":103313,"d":"103,313"},"EIA-923 Generator File",1965]
[18592,2020,"NE","Springview",7771,"3",0,"OP","WT","WND",1.5,0.383,{"v":5033,"d":"5,033"},{"v":1960.5,"d":"1,961"},"Distributed from 923 Generation And Fuel",2011]
[18607,2020,"NE","Stuart (NE)",2305,"5",0,"OP","IC","DFO",0.8,{"v":1E-3,"d":"0.001"},{"v":3.789,"d":"4"},{"v":1.263,"d":"1"},"Distributed from 923 Generation And Fuel",1997]
[18626,2020,"NE","Turtle Creek",64547,"2",0,"T","GT","NG",237.5]
[18632,2020,"NE","Wahoo",2310,"4",0,"OP","IC","NG",1.2,{"v":1E-3,"d":"0.001"},{"v":7.69,"d":"8"},{"v":3.803,"d":"4"},"Distributed from 923 Generation And Fuel",1947]
[18645,2020,"NE","Wayne IC",2312,"7",0,"OP","IC","DFO",3.5,{"v":0,"d":"0.000"},{"v":8.83,"d":"9"},{"v":3.532,"d":"4"},"Distributed from 923 Generation And Fuel",1998]
[18660,2020,"NE","Wisner",2316,"5",0,"OP","IC","DFO",1.5,{"v":1E-3,"d":"0.001"},{"v":12.632,"d":"13"},{"v":5.132,"d":"5"},"Distributed from 923 Generation And Fuel",2010]
[18675,2020,"NH","Berlin Gorham",54639,"GOR3",0,"OP","HY","WAT",1.2,0.522,{"v":5482.851,"d":"5,483"},{"v":1501.426,"d":"1,501"},"Distributed from 923 Generation And Fuel",1920]
[18694,2020,"NH","Claremont Solar",64474,"1",0,"P","PV","SUN",{"v":20,"d":"20.0"}]
[18709,2020,"NH","Eastman Falls",2356,"1",0,"OP","HY","WAT",1.8,{"v":0.44,"d":"0.440"},{"v":6932.25,"d":"6,932"},{"v":1898.438,"d":"1,898"},"Distributed from 923 Generation And Fuel",1937]
[18719,2020,"NH","Gorham",2358,"1",0,"OP","HY","WAT",0.4,0.651,{"v":2280.364,"d":"2,280"},{"v":624.364,"d":"624"},"Distributed from 923 Generation And Fuel",1917]
[18728,2020,"NH","Gregg Falls",50384,"2",0,"OP","HY","WAT",1.3,0.281,{"v":3196.143,"d":"3,196"},{"v":875.086,"d":"875"},"Distributed from 923 Generation And Fuel",1985]
[18743,2020,"NH","Lempster Wind LLC",56399,"1",0,"OP","WT","WND",{"v":24,"d":"24.0"},0.322,{"v":67678,"d":"67,678"},{"v":20547,"d":"20,547"},"Distributed from 923 Generation And Fuel",2008]
[18762,2020,"NH","Milton Hydro",10519,"4",0,"OP","HY","WAT",0.5,0.489,{"v":2141.071,"d":"2,141"},{"v":586.429,"d":"586"},"Distributed from 923 Generation And Fuel",1987]
[18777,2020,"NH","Plymouth State College Cogeneration",54803,"A",0,"SB","IC","DFO",1.2,{"v":0,"d":"0.000"},0,0,"Distributed from 923 Generation And Fuel",1994]
[18792,2020,"NH","Schiller",2367,"5",2,"OP","ST","WDS",{"v":50,"d":"50.0"},0.048,{"v":20998,"d":"20,998"},{"v":7036,"d":"7,036"},"EIA-923 Generator File",1955]
[18797,2020,"NH","Somersworth Lower Great Dam",50704,"GEN1",0,"OP","HY","WAT",1.3,0.183,{"v":2089,"d":"2,089"},572,"Distributed from 923 Generation And Fuel",1985]
[18818,2020,"NJ","145 Talmadge Solar",57458,"1",0,"OP","PV","SUN",3.8,0.146,{"v":4844,"d":"4,844"},{"v":2637,"d":"2,637"},"Distributed from 923 Generation And Fuel",2011]
[18830,2020,"NJ","AC Landfill Energy LLC",57845,"UNIT2",0,"OP","IC","LFG",1.9,0.497,{"v":8268.257,"d":"8,268"},{"v":3576.343,"d":"3,576"},"Distributed from 923 Generation And Fuel",2005,2021]
[18845,2020,"NJ","Anheuser-Busch Newark Brewery",54913,"GEN1",0,"RE","GT","NG",6.5,{"$nulls":5},2004]
[18860,2020,"NJ","Bayonne Energy Center",56964,"GT6",0,"OP","GT","NG",{"v":64,"d":"64.0"},0.062,{"v":34566.658,"d":"34,567"},{"v":24858.335,"d":"24,858"},"Distributed from 923 Generation And Fuel",2012]
[18879,2020,"NJ","BBB Corporate Headquarters",58093,"HQNJ",0,"OP","PV","SUN",{"v":1,"d":"1.0"},0.161,{"v":1410,"d":"1,410"},768,"Distributed from 923 Generation And Fuel",2010]
[18880,2020,"NJ","BC Landfill Energy LLC",57847,"UNIT1",0,"RE","IC","LFG",1.5,0.296,{"v":3883.6,"d":"3,884"},{"v":1338.6,"d":"1,339"},"Distributed from 923 Generation And Fuel",null,2020]
[18895,2020,"NJ","Bergen Generating Station",2398,"2201",0,"OP","CT","NG",183.6,0.226,{"v":362685,"d":"362,685"},{"v":233307,"d":"233,307"},"EIA-923 Generator File",2002]
[18913,2020,"NJ","Bristol Myers Squibb New Brunswick",54829,"GEN2",0,"SB","ST","NG",{"v":1,"d":"1.0"},0.004,39,39,"EIA-923 Generator File",1999]
[18928,2020,"NJ","CCG Marketing",62616,"CCGWC",0,"OP","PV","SUN",1.5,0.178,{"v":2334,"d":"2,334"},{"v":1270,"d":"1,270"},"Distributed from 923 Generation And Fuel",2018]
[18947,2020,"NJ","Community Foodbank of NJ",60776,"FDBNK",0,"OP","PV","SUN",1.1,0.097,939,511,"Distributed from 923 Generation And Fuel",2012]
[18962,2020,"NJ","Day Four Solar LLC",62905,"DAY04",0,"OP","PV","SUN",4.5,0.192,{"v":7587,"d":"7,587"},{"v":4130,"d":"4,130"},"Distributed from 923 Generation And Fuel",2016]
[18963,2020,"NJ","DCO Burlington",63492,"CTG-1",0,"OP","GT","NG",3.5,0.522,{"v":15997,"d":"15,997"},{"v":7861,"d":"7,861"},"Distributed from 923 Generation And Fuel",2012]
[18982,2020,"NJ","DSM Nutritional Products Solar",62713,"DSM",0,"OP","PV","SUN",{"v":10,"d":"10.0"},0.182,{"v":15929,"d":"15,929"},{"v":8671,"d":"8,671"},"Distributed from 923 Generation And Fuel",2018]
[18991,2020,"NJ","EDF Ph1 Toms River",64327,"GEN1",0,"U","PV","SUN",21.3]
[19015,2020,"NJ","Garfield Solar",62680,"GARFE",0,"OP","PV","SUN",0.4,0.121,{"v":422.667,"d":"423"},{"v":230.095,"d":"230"},"Distributed from 923 Generation And Fuel",2019]
[19030,2020,"NJ","Glopak Solar PV Power Plant",61248,"INV1R",0,"OP","PV","SUN",0.5,0.135,{"v":589.5,"d":"590"},321,"Distributed from 923 Generation And Fuel",2011]
[19045,2020,"NJ","Hanover",59628,"HNOVR",0,"OP","PV","SUN",{"v":5,"d":"5.0"},0.168,{"v":7363,"d":"7,363"},{"v":4008,"d":"4,008"},"Distributed from 923 Generation And Fuel",2015]
[19050,2020,"NJ","Haworth Water Treatment Plant",56701,"GEN2",0,"OP","IC","NG",{"v":2,"d":"2.0"},0.129,{"v":2253.875,"d":"2,254"},{"v":1107.5,"d":"1,108"},"Distributed from 923 Generation And Fuel",2004]
[19065,2020,"NJ","Hoffmann LaRoche",10123,"TG1",0,"RE","GT","NG",{"v":4,"d":"4.0"},{"$nulls":5},2003]
[19080,2020,"NJ","Howell Solar",60728,"PV1",0,"OP","PV","SUN",{"v":7,"d":"7.0"},0.189,{"v":11572,"d":"11,572"},{"v":6147,"d":"6,147"},"Distributed from 923 Generation And Fuel",2016]
[19099,2020,"NJ","Jersey Gardens Phase 1",58653,"1",0,"OP","PV","SUN",1.7,{"v":0.29,"d":"0.290"},{"v":4312,"d":"4,312"},{"v":2347,"d":"2,347"},"Distributed from 923 Generation And Fuel",2011]
[19113,2020,"NJ","LabCorp Engine",64142,"LCG",0,"OP","IC","NG",3.2,0.017,470,231,"Distributed from 923 Generation And Fuel",2019]
[19118,2020,"NJ","Lakewood Seven Solar LLC",59369,"PV1",0,"OP","PV","SUN",{"v":1,"d":"1.0"},0.121,{"v":1064,"d":"1,064"},579,"Distributed from 923 Generation And Fuel",2012]
[19133,2020,"NJ","L'Oreal Franklin",60765,"PV1",0,"OP","PV","SUN",{"v":1,"d":"1.0"},0.127,{"v":1113,"d":"1,113"},606,"Distributed from 923 Generation And Fuel",2012]
[19148,2020,"NJ","Matrix Stults Road Solar Facility",57588,"STULT",0,"OP","PV","SUN",2.6,0.163,{"v":3719,"d":"3,719"},{"v":2024,"d":"2,024"},"Distributed from 923 Generation And Fuel",2011]
[19167,2020,"NJ","Middlesex County Utilities Authority",56119,"200",0,"OP","CT","LFG",{"v":6,"d":"6.0"},0.568,{"v":29833,"d":"29,833"},{"v":14561,"d":"14,561"},"EIA-923 Generator File",2001]
[19177,2020,"NJ","Monroe Solar Farm, LLC",63451,"MONR1",0,"OP","PV","SUN",13.1,0.075,{"v":8594,"d":"8,594"},{"v":5542,"d":"5,542"},"Distributed from 923 Generation And Fuel",2020]
[19186,2020,"NJ","NAEA Lakewood LLC",54640,"GEN3",2,"SB","CA","NG",{"v":81,"d":"81.0"},{"v":0.11,"d":"0.110"},{"v":78140,"d":"78,140"},{"v":70303,"d":"70,303"},"EIA-923 Generator File",1994]
[19201,2020,"NJ","NJ TRANSITGRID",63631,"CTG-2",0,"CN","GT","NG",22.5]
[19216,2020,"NJ","Ocean County Landfill",54980,"UNT11",0,"OP","IC","LFG",1.6,0.802,{"v":11237.444,"d":"11,237"},{"v":4887.222,"d":"4,887"},"Distributed from 923 Generation And Fuel",2006]
[19235,2020,"NJ","Parlin Power Plant",50799,"GEN1",0,"OP","CT","NG",45.9,0.007,{"v":2809,"d":"2,809"},{"v":2809,"d":"2,809"},"EIA-923 Generator File",1991]
[19250,2020,"NJ","Pedricktown Cogeneration Company LP",10099,"GEN2",1,"OP","CA","NG",{"v":45,"d":"45.0"},0.048,{"v":18825,"d":"18,825"},{"v":12120,"d":"12,120"},"EIA-923 Generator File",1992]
[19265,2020,"NJ","Pennsauken Solar",56883,"GEN10",0,"OP","PV","SUN",2.4,0.064,{"v":1346.462,"d":"1,346"},{"v":732.923,"d":"733"},"Distributed from 923 Generation And Fuel",2018]
[19272,2020,"NJ","Pohatcong Solar Farm",63150,"POHAT",0,"OP","PV","SUN",{"v":8,"d":"8.0"},0.164,{"v":11485,"d":"11,485"},{"v":6252,"d":"6,252"},"Distributed from 923 Generation And Fuel",2020]
[19284,2020,"NJ","Prudential 80 Livingston Roseland Solar",60842,"PV1",0,"OP","PV","SUN",1.7,0.187,{"v":2789,"d":"2,789"},{"v":1518,"d":"1,518"},"Distributed from 923 Generation And Fuel",2013]
[19303,2020,"NJ","PSEG Burlington Generating Station",2399,"93",0,"RE","GT","DFO",41.8,{"$nulls":5},2014]
[19318,2020,"NJ","PSEG Essex Generating Station",2401,"101",0,"RE","GT","NG",41.8,{"$nulls":5},2015]
[19333,2020,"NJ","PSEG Hudson Generating Station",2403,"2",1,"RE","ST","NG",659.7,{"$nulls":5},2017]
[19338,2020,"NJ","PSEG Kearny Generating Station",2404,"134",0,"OP","GT","NG",60.5,0.017,{"v":9257.6,"d":"9,258"},{"v":4549,"d":"4,549"},"Distributed from 923 Generation And Fuel",2012]
[19353,2020,"NJ","PSEG Kearny Generating Station",2404,"9",0,"RE","GT","NG",18.5,{"$nulls":5},2014]
[19371,2020,"NJ","PSEG Salem Generating Station",2410,"1",1,"OP","ST","NUC",{"v":1170,"d":"1,170.0"},0.788,{"v":8072780.5,"d":"8,072,781"},{"v":3932345,"d":"3,932,345"},"Distributed from 923 Generation And Fuel",1977]
[19386,2020,"NJ","Rariton OMP",59055,"PV1",0,"OP","PV","SUN",2.4,0.045,955,520,"Distributed from 923 Generation And Fuel",2012]
[19401,2020,"NJ","Rock Solid",59319,"ROCK1",0,"OP","PV","SUN",8.2,0.172,{"v":12388,"d":"12,388"},{"v":6743,"d":"6,743"},"Distributed from 923 Generation And Fuel",2014]
[19406,2020,"NJ","Rutgers Biomedical and Health Cogen",50411,"GEN3",0,"OA","GT","NG",3.5,0.093,{"v":2864,"d":"2,864"},0,"Distributed from 923 Generation And Fuel",1989]
[19421,2020,"NJ","Seabrook Solar Plant",57667,"P21B",0,"OP","PV","SUN",1.5,0.088,{"v":1155,"d":"1,155"},{"v":628.676,"d":"629"},"Distributed from 923 Generation And Fuel",2014]
[19436,2020,"NJ","Solar Star New Jersey NJ LLC",58402,"1",0,"OP","PV","SUN",1.5,0.178,{"v":2344,"d":"2,344"},{"v":1276,"d":"1,276"},"Distributed from 923 Generation And Fuel",2012]
[19458,2020,"NJ","The City of Vineland at North Vineland",57746,"PV1",0,"OP","PV","SUN",2.3,0.292,{"v":5877,"d":"5,877"},{"v":3199,"d":"3,199"},"Distributed from 923 Generation And Fuel",2011]
[19469,2020,"NJ","Union County Resource Recovery",50960,"GEN1",3,"OP","ST","MSW",{"v":45,"d":"45.0"},0.753,{"v":296913,"d":"296,913"},{"v":123511,"d":"123,511"},"EIA-923 Generator File",1994]
[19488,2020,"NJ","Warren County Solar",56888,"GEN 8",0,"CN","PV","SUN",0.5]
[19489,2020,"NJ","Warren County Solar",56888,"GEN 9",0,"CN","PV","SUN",0.5]
[19504,2020,"NJ","Wilzig Associates, LLC",59751,"WILZG",0,"OP","PV","SUN",1.2,0.099,{"v":1042,"d":"1,042"},567,"Distributed from 923 Generation And Fuel",2013]
[19523,2020,"NM","Algodones",2475,"2",1,"OS","ST","NG",{"v":15,"d":"15.0"},{"$nulls":4},1954]
[19538,2020,"NM","Aragonne Wind LLC",56336,"1",0,"OP","WT","WND",{"v":90,"d":"90.0"},0.314,{"v":247884,"d":"247,884"},{"v":97054,"d":"97,054"},"Distributed from 923 Generation And Fuel",2006]
[19557,2020,"NM","Carlsbad",2453,"5",0,"RE","GT","NG",16.3,{"$nulls":5},2017]
[19571,2020,"NM","City of Truth or Consequences PV",59653,"COTC",0,"OP","PV","SUN",1.9,0.218,{"v":3630,"d":"3,630"},{"v":1812,"d":"1,812"},"Distributed from 923 Generation And Fuel",2015]
[19572,2020,"NM","Clean Path Energy Center",60289,"CPEC1",0,"P","CC","NG",{"v":680,"d":"680.0"}]
[19591,2020,"NM","Escalante",87,"1",1,"RE","ST","SUB",{"v":257,"d":"257.0"},0.265,{"v":596278,"d":"596,278"},{"v":332158,"d":"332,158"},"EIA-923 Generator File",null,2020]
[19606,2020,"NM","Four Peaks Camino Real",60696,"2",0,"OP","IC","LFG",1.6,0.675,{"v":9462.5,"d":"9,463"},{"v":3921,"d":"3,921"},"Distributed from 923 Generation And Fuel",2008]
[19621,2020,"NM","Freeport McMoRan",54734,"9",0,"RE","IC","DFO",{"v":3,"d":"3.0"},{"$nulls":5},2017]
[19631,2020,"NM","Hobbs Generating Station",56458,"ST3",2,"OP","CA","NG",280.5,0.581,{"v":1427855,"d":"1,427,855"},{"v":681348,"d":"681,348"},"EIA-923 Generator File",2008]
[19654,2020,"NM","Los Alamos PV Site",58256,"3",0,"RE","BA","MWH",0.8,{"$nulls":5},2019]
[19659,2020,"NM","Luna Energy Facility",55343,"CTG2",0,"OP","CT","NG",{"v":175,"d":"175.0"},0.692,{"v":1061229,"d":"1,061,229"},{"v":469457,"d":"469,457"},"EIA-923 Generator File",2006]
[19674,2020,"NM","Milo Wind Project LLC",59838,"GEN1",0,"OP","WT","WND",{"v":50,"d":"50.0"},0.495,{"v":216646,"d":"216,646"},{"v":84823,"d":"84,823"},"Distributed from 923 Generation And Fuel",2016]
[19689,2020,"NM","Pinon Energy Center",63281,"GT7",0,"CN","GT","NG",41.8]
[19708,2020,"NM","Rio Grande",2444,"7",1,"OP","ST","NG",{"v":50,"d":"50.0"},0.218,{"v":95652,"d":"95,652"},{"v":58825,"d":"58,825"},"EIA-923 Generator File",1958,2023]
[19723,2020,"NM","San Juan",2451,"3",1,"RE","ST","BIT",{"v":555,"d":"555.0"},{"v":0,"d":"0.000"},0,0,"EIA-923 Generator File",null,2017]
[19730,2020,"NM","SEV NM Phase 2",58479,"NMP2",0,"OP","PV","SUN",{"v":2,"d":"2.0"},0.258,{"v":4514,"d":"4,514"},{"v":2254,"d":"2,254"},"Distributed from 923 Generation And Fuel",2013]
[19742,2020,"NM","SPS4 Monument",57739,"1",0,"OP","PV","SUN",10.1,0.254,{"v":22474,"d":"22,474"},{"v":11221,"d":"11,221"},"Distributed from 923 Generation And Fuel",2011]
[19757,2020,"NM","Texico Wind Ranch LP",57258,"2",0,"OP","WT","WND",0.6,0.032,{"v":168.316,"d":"168"},66,"Distributed from 923 Generation And Fuel",1999]
[19776,2020,"NM","Wildcat Wind",57887,"1",0,"OP","WT","WND",27.3,0.348,{"v":83294,"d":"83,294"},{"v":32612,"d":"32,612"},"Distributed from 923 Generation And Fuel",2012]
[19791,2020,"NV","Battle Mountain Solar Project",61098,"BMBS",0,"U","BA","MWH",{"v":25,"d":"25.0"}]
[19806,2020,"NV","Chuck Lenzie Generating Station",55322,"CTG2",0,"OP","CT","NG",201.5,0.607,{"v":1072022,"d":"1,072,022"},{"v":481892,"d":"481,892"},"EIA-923 Generator File",2006]
[19811,2020,"NV","Chuckwalla Solar, LLC",64558,"CHW",0,"P","PV","SUN",{"v":200,"d":"200.0"}]
[19825,2020,"NV","Clark (NVE)",2322,"20",0,"OP","GT","NG",60.5,0.036,{"v":19229.554,"d":"19,230"},{"v":15044.06,"d":"15,044"},"Distributed from 923 Generation And Fuel",2008]
[19840,2020,"NV","CM48",57205,"PV04",0,"OP","PV","SUN",{"v":10,"d":"10.0"},0.239,{"v":20894.583,"d":"20,895"},{"v":10740.625,"d":"10,741"},"Distributed from 923 Generation And Fuel",2010]
[19859,2020,"NV","Copper Mountain Solar 4, LLC",59814,"PV02",0,"OP","PV","SUN",41.8,0.326,{"v":119459.13,"d":"119,459"},{"v":61406.701,"d":"61,407"},"Distributed from 923 Generation And Fuel",2016]
[19874,2020,"NV","Don A Campbell 1 Geothermal",58533,"1",0,"OP","BT","GEO",22.5,0.656,{"v":129369,"d":"129,369"},{"v":49084,"d":"49,084"},"Distributed from 923 Generation And Fuel",2014]
[19879,2020,"NV","EGP Stillwater Solar PV II, LLC",61809,"STWII",0,"OP","PV","SUN",{"v":20,"d":"20.0"},0.053,{"v":9284,"d":"9,284"},{"v":4772,"d":"4,772"},"Distributed from 923 Generation And Fuel",2018]
[19894,2020,"NV","Ft. Churchill PV",59472,"NVC7",0,"OP","PV","SUN",19.9,{"v":0.21,"d":"0.210"},{"v":36650,"d":"36,650"},{"v":18840,"d":"18,840"},"Distributed from 923 Generation And Fuel",2015]
[19916,2020,"NV","Hoover Dam (NV)",154,"N4",0,"OP","HY","WAT",{"v":130,"d":"130.0"},0.205,{"v":233518.472,"d":"233,518"},{"v":119733.327,"d":"119,733"},"Distributed from 923 Generation And Fuel",1936]
[19927,2020,"NV","Lahontan",6521,"IC1",0,"RE","IC","DFO",{"v":1,"d":"1.0"},{"$nulls":5},1992]
[19942,2020,"NV","McGinness Hills",57446,"3",0,"OP","BT","GEO",{"v":12,"d":"12.0"},0.821,{"v":86324.28,"d":"86,324"},{"v":32752.08,"d":"32,752"},"Distributed from 923 Generation And Fuel",2012]
[19947,2020,"NV","McGinness Hills 3",61912,"OEC32",0,"OP","BT","GEO",{"v":37,"d":"37.0"},0.693,{"v":224470.5,"d":"224,471"},{"v":83350.5,"d":"83,351"},"Distributed from 923 Generation And Fuel",2018]
[19962,2020,"NV","Nevada Cogen Assoc#1 GarnetVly",54350,"GTB",0,"OP","CT","NG",21.7,0.978,{"v":185996,"d":"185,996"},{"v":78678,"d":"78,678"},"EIA-923 Generator File",1992,2023]
[19977,2020,"NV","NVSS-II",62636,"NVSS2",0,"OP","PV","SUN",{"v":15,"d":"15.0"},0.249,{"v":32782,"d":"32,782"},{"v":16851,"d":"16,851"},"Distributed from 923 Generation And Fuel",2017]
[19996,2020,"NV","Saguaro Power",54271,"CTG2",0,"OP","CT","NG",45.1,0.684,{"v":270099,"d":"270,099"},{"v":120161,"d":"120,161"},"EIA-923 Generator File",1991]
[20011,2020,"NV","Silverhawk",55841,"ST1",2,"OP","CA","NG",270.3,0.403,{"v":953940,"d":"953,940"},{"v":503418,"d":"503,418"},"EIA-923 Generator File",2004]
[20025,2020,"NV","Solar Las Vegas MB-1",59430,"MB-1",0,"OP","PV","SUN",4.9,0.205,{"v":8789,"d":"8,789"},{"v":4518,"d":"4,518"},"Distributed from 923 Generation And Fuel",2015]
[20030,2020,"NV","Steamboat 1",50763,"OE11",0,"RE","BT","GEO",1.2,{"$nulls":5},2009]
[20045,2020,"NV","Steamboat III",54666,"T301",0,"OP","BT","GEO",9.1,0.359,{"v":28623,"d":"28,623"},{"v":10860,"d":"10,860"},"Distributed from 923 Generation And Fuel",1992]
[20064,2020,"NV","Stillwater Facility",50765,"OE26",0,"RE","BT","GEO",1.5,{"$nulls":5},2009]
[20079,2020,"NV","Tesla Reno GigaFactory",64098,"1",0,"OP","PV","SUN",0.4,0.095,332,{"v":170.588,"d":"171"},"Distributed from 923 Generation And Fuel",2019]
[20089,2020,"NV","Tracy",2336,"5",1,"OP","CA","NG",50.2,0.307,{"v":135187,"d":"135,187"},{"v":59723,"d":"59,723"},"EIA-923 Generator File",1996]
[20098,2020,"NV","TS Power Plant",56224,"001",1,"OP","ST","SUB",{"v":242,"d":"242.0"},0.485,{"v":1027271,"d":"1,027,271"},{"v":428209,"d":"428,209"},"Distributed from 923 Generation And Fuel",2008]
[20113,2020,"NV","Washoe",6532,"1",0,"OP","HY","WAT",1.3,0.142,{"v":1616.5,"d":"1,617"},{"v":750.5,"d":"751"},"Distributed from 923 Generation And Fuel",1904]
[20128,2020,"NV","Western 102 Power Plant",56500,"G202",0,"OP","IC","NG",8.4,0.315,{"v":23181.714,"d":"23,182"},{"v":12566.214,"d":"12,566"},"Distributed from 923 Generation And Fuel",2005]
[20147,2020,"NY","Adirondack Solar",63772,"1394",0,"OP","PV","SUN",1.1,0.182,{"v":1758,"d":"1,758"},942,"Distributed from 923 Generation And Fuel",2018]
[20162,2020,"NY","Albert Einstein College of Medicine",62398,"CP919",0,"SB","IC","DFO",0.1,{"v":0,"d":"0.000"},{"v":0.07,"d":"0"},{"v":0.023,"d":"0"},"Distributed from 923 Generation And Fuel",2002]
[20181,2020,"NY","Arkwright Summit Wind Farm LLC",61673,"WT",0,"OP","WT","WND",78.4,0.372,{"v":255805,"d":"255,805"},{"v":82655,"d":"82,655"},"Distributed from 923 Generation And Fuel",2018]
[20184,2020,"NY","Arthur Kill Generating Station",2490,"GT1",0,"OP","GT","NG",{"v":18,"d":"18.0"},0.003,526,200,"Distributed from 923 Generation And Fuel",1970]
[20196,2020,"NY","Astoria Gas Turbines",55243,"2-4",0,"OP","GT","NG",41.9,0.004,{"v":1649.75,"d":"1,650"},{"v":832.167,"d":"832"},"Distributed from 923 Generation And Fuel",1970,2023]
[20215,2020,"NY","Astoria Generating Station",8906,"2",1,"OP","ST","NG",{"v":180,"d":"180.0"},0.003,{"v":5209,"d":"5,209"},{"v":3113,"d":"3,113"},"EIA-923 Generator File",1954]
[20230,2020,"NY","Baer Road CSG",62034,"7",0,"OP","PV","SUN",{"v":2,"d":"2.0"},0.181,{"v":3174,"d":"3,174"},{"v":1701,"d":"1,701"},"Distributed from 923 Generation And Fuel",2018]
[20249,2020,"NY","Belfort",2544,"1",0,"OP","HY","WAT",0.4,0.372,{"v":1302.8,"d":"1,303"},547,"Distributed from 923 Generation And Fuel",1903]
[20264,2020,"NY","Bethlehem Energy Center",2539,"7",0,"OP","CT","NG",194.3,0.722,{"v":1228224,"d":"1,228,224"},{"v":568616,"d":"568,616"},"EIA-923 Generator File",2005]
[20265,2020,"NY","Bethlehem Energy Center",2539,"8",3,"OP","CA","NG",310.2,0.605,{"v":1644162,"d":"1,644,162"},{"v":769486,"d":"769,486"},"EIA-923 Generator File",2005]
[20279,2020,"NY","Binghamton Cogen",55600,"1",0,"OS","GT","NG",47.7,{"v":0,"d":"0.000"},0,0,"Distributed from 923 Generation And Fuel",1992]
[20298,2020,"NY","Boas Rd #2 Community Solar Farm",62531,"1010",0,"OP","PV","SUN",{"v":2,"d":"2.0"},0.191,{"v":3342,"d":"3,342"},{"v":1791,"d":"1,791"},"Distributed from 923 Generation And Fuel",2019]
[20313,2020,"NY","Bronx Zoo",50427,"GEN1",0,"SB","IC","NG",0.5,{"v":0.63,"d":"0.630"},{"v":2760.417,"d":"2,760"},{"v":1400.278,"d":"1,400"},"Distributed from 923 Generation And Fuel",1991]
[20332,2020,"NY","Browns Falls",2548,"2",0,"OP","HY","WAT",{"v":8,"d":"8.0"},{"v":0.28,"d":"0.280"},{"v":19602,"d":"19,602"},{"v":8229,"d":"8,229"},"Distributed from 923 Generation And Fuel",1923]
[20347,2020,"NY","Calverton",60452,"CALV",0,"OP","PV","SUN",3.9,{"v":0,"d":"0.000"},0,0,"Distributed from 923 Generation And Fuel",2015]
[20352,2020,"NY","Carr Street Generating Station",50978,"GEN1",0,"OP","CT","NG",48.8,0.083,{"v":35616,"d":"35,616"},{"v":24948,"d":"24,948"},"EIA-923 Generator File",1993]
[20370,2020,"NY","CH Resources Beaver Falls",10617,"GEN1",0,"OP","CT","NG",65.5,0.004,{"v":2056,"d":"2,056"},712,"EIA-923 Generator File",1995]
[20381,2020,"NY","Chaffee Gas Recovery",56526,"GEN8",0,"OP","IC","LFG",0.8,0.681,{"v":4771.375,"d":"4,771"},{"v":1981.625,"d":"1,982"},"Distributed from 923 Generation And Fuel",2009]
[20400,2020,"NY","Chautauqua LFGTE Facility",57186,"GEN2",0,"OP","IC","LFG",1.6,0.483,{"v":6770.667,"d":"6,771"},{"v":2811.833,"d":"2,812"},"Distributed from 923 Generation And Fuel",2010]
[20415,2020,"NY","Clifton Park Solar 2, LLC",64681,"CP2",0,"OP","PV","SUN",{"v":2,"d":"2.0"},{"$nulls":4},2020]
[20420,2020,"NY","Clinton LFGTE Facility",56986,"GEN4",0,"OP","IC","LFG",1.6,0.634,{"v":8882.25,"d":"8,882"},{"v":3688.75,"d":"3,689"},"Distributed from 923 Generation And Fuel",2009]
[20435,2020,"NY","Colton",2551,"2",0,"OP","HY","WAT",{"v":12,"d":"12.0"},0.498,{"v":52313,"d":"52,313"},{"v":21961.667,"d":"21,962"},"Distributed from 923 Generation And Fuel",1918]
[20450,2020,"NY","Cornell University Central Heat",50368,"EDG2",0,"SB","IC","DFO",{"v":1,"d":"1.0"},{"v":2E-3,"d":"0.002"},{"v":20.5,"d":"21"},{"v":7.5,"d":"8"},"Distributed from 923 Generation And Fuel",2009]
[20465,2020,"NY","CPV Valley Energy Center",56940,"CTG2",0,"OP","CT","NG",{"v":235,"d":"235.0"},0.688,{"v":1416572,"d":"1,416,572"},{"v":620848,"d":"620,848"},"EIA-923 Generator File",2018]
[20483,2020,"NY","Curtis Palmer Hydroelectric",54580,"P1",0,"OP","HY","WAT",24.6,{"v":0.58,"d":"0.580"},{"v":124958.41,"d":"124,958"},{"v":52459.292,"d":"52,459"},"Distributed from 923 Generation And Fuel",1986]
[20498,2020,"NY","Dashville",2481,"2",0,"OP","HY","WAT",2.4,0.347,{"v":7290,"d":"7,290"},{"v":3060.5,"d":"3,061"},"Distributed from 923 Generation And Fuel",1920]
[20503,2020,"NY","Deferiet",2552,"3",0,"OP","HY","WAT",{"v":4,"d":"4.0"},0.436,{"v":15269,"d":"15,269"},{"v":6410,"d":"6,410"},"Distributed from 923 Generation And Fuel",1925]
[20518,2020,"NY","Dover CSG",63106,"21",0,"OP","PV","SUN",{"v":2,"d":"2.0"},0.195,{"v":3414,"d":"3,414"},{"v":1830,"d":"1,830"},"Distributed from 923 Generation And Fuel",2019]
[20537,2020,"NY","E F Barrett",2511,"6",0,"OP","GT","NG",{"v":18,"d":"18.0"},0.038,{"v":6024.168,"d":"6,024"},{"v":3227.967,"d":"3,228"},"Distributed from 923 Generation And Fuel",1970]
[20543,2020,"NY","E F Barrett",2511,"ST2",1,"OP","ST","NG",{"v":188,"d":"188.0"},0.361,{"v":593703,"d":"593,703"},{"v":323019,"d":"323,019"},"EIA-923 Generator File",1963]
[20566,2020,"NY","Eel Weir",2556,"2",0,"OP","HY","WAT",{"v":1,"d":"1.0"},0.314,{"v":2753.6,"d":"2,754"},{"v":1156,"d":"1,156"},"Distributed from 923 Generation And Fuel",1928]
[20571,2020,"NY","Effley",2557,"4",0,"OP","HY","WAT",1.6,0.459,{"v":6432,"d":"6,432"},{"v":2700.267,"d":"2,700"},"Distributed from 923 Generation And Fuel",1923]
[20586,2020,"NY","Equus Freeport Power",56032,"001",0,"OP","GT","NG",{"v":60,"d":"60.0"},0.056,{"v":29398.5,"d":"29,399"},{"v":14912.5,"d":"14,913"},"Distributed from 923 Generation And Fuel",2004]
[20601,2020,"NY","Flat Rock",2563,"2",0,"OP","HY","WAT",{"v":3,"d":"3.0"},0.261,{"v":6850.2,"d":"6,850"},{"v":2875.8,"d":"2,876"},"Distributed from 923 Generation And Fuel",1924]
[20620,2020,"NY","Frey Rd #2 Community Solar Farm",62521,"1442",0,"OP","PV","SUN",1.4,{"v":0,"d":"0.000"},0,0,"Distributed from 923 Generation And Fuel",2020]
[20635,2020,"NY","Gifford CSG",63056,"131",0,"OP","PV","SUN",{"v":2,"d":"2.0"},0.195,{"v":3418,"d":"3,418"},{"v":1832,"d":"1,832"},"Distributed from 923 Generation And Fuel",2018]
[20651,2020,"NY","Gloversville Landfill Solar",62357,"08158",0,"P","PV","SUN",{"v":5,"d":"5.0"}]
[20654,2020,"NY","Good Samaritan Hospital",61551,"EGEN2",0,"SB","IC","DFO",0.7,{"v":2E-3,"d":"0.002"},{"v":9.579,"d":"10"},{"v":3.684,"d":"4"},"Distributed from 923 Generation And Fuel",2012]
[20669,2020,"NY","Gowanus Gas Turbines Generating",2494,"GT22",0,"OP","GT","NG",{"v":20,"d":"20.0"},0.003,{"v":533.75,"d":"534"},{"v":262.781,"d":"263"},"Distributed from 923 Generation And Fuel",1971]
[20688,2020,"NY","Gowanus Gas Turbines Generating",2494,"GT45",0,"OP","GT","DFO",{"v":20,"d":"20.0"},0.003,{"v":533.75,"d":"534"},{"v":262.781,"d":"263"},"Distributed from 923 Generation And Fuel",1971]
[20703,2020,"NY","Greene County Meter #1",60463,"PV1",0,"OP","PV","SUN",1.6,0.066,925,496,"Distributed from 923 Generation And Fuel",2018]
[20708,2020,"NY","Greenport",2681,"5",0,"OP","IC","DFO",1.8,{"v":0,"d":"0.000"},{"v":4.455,"d":"4"},{"v":1.604,"d":"2"},"Distributed from 923 Generation And Fuel",1965]
[20723,2020,"NY","Hannawa",2571,"2",0,"OP","HY","WAT",3.6,0.682,{"v":21501.5,"d":"21,502"},{"v":9026.5,"d":"9,027"},"Distributed from 923 Generation And Fuel",1920]
[20737,2020,"NY","Harris Lake",2528,"2",0,"OP","IC","DFO",2.5,{"v":0,"d":"0.000"},0,0,"Distributed from 923 Generation And Fuel",2017]
[20756,2020,"NY","HGS Solar I",61765,"SNWH1",0,"OP","PV","SUN",{"v":2,"d":"2.0"},0.188,{"v":3291,"d":"3,291"},{"v":1764,"d":"1,764"},"Distributed from 923 Generation And Fuel",2016]
[20771,2020,"NY","High Dam",2574,"4",0,"OP","HY","WAT",3.5,0.181,{"v":5555,"d":"5,555"},{"v":2332.059,"d":"2,332"},"Distributed from 923 Generation And Fuel",1949]
[20786,2020,"NY","Hillburn",2628,"GEN1",0,"OP","GT","NG",46.5,{"v":0,"d":"0.000"},202,102,"Distributed from 923 Generation And Fuel",1972]
[20791,2020,"NY","Hollow Dam Power Partnership",10124,"HY2",0,"OP","HY","WAT",0.5,0.258,{"v":1128.5,"d":"1,129"},474,"Distributed from 923 Generation And Fuel",1987]
[20806,2020,"NY","Hope Solar Farm LLC",63371,"BRUNS",0,"OP","PV","SUN",{"v":2,"d":"2.0"},0.189,{"v":3306,"d":"3,306"},{"v":1772,"d":"1,772"},"Distributed from 923 Generation And Fuel",2019]
[20824,2020,"NY","HVCC Cogen Plant",58186,"CG04",0,"OP","IC","NG",1.4,0.158,{"v":1934.593,"d":"1,935"},{"v":981.037,"d":"981"},"Distributed from 923 Generation And Fuel",2004]
[20839,2020,"NY","Indeck Silver Springs Energy Center",50449,"GEN2",1,"OP","CA","NG",17.2,0.074,{"v":11141.42,"d":"11,141"},{"v":8358.49,"d":"8,358"},"EIA-923 Generator File",1991]
[20854,2020,"NY","Jacobi Medical Center",63646,"CATD",0,"SB","IC","DFO",1.2,{"$nulls":4},1998]
[20873,2020,"NY","Johnstown Solar 1, LLC",63013,"STATE",0,"OP","PV","SUN",{"v":4,"d":"4.0"},0.122,{"v":4285,"d":"4,285"},{"v":2297,"d":"2,297"},"Distributed from 923 Generation And Fuel",2019]
[20874,2020,"NY","Jordanville Wind Farm",56398,"1",0,"CN","WT","WND",{"v":80,"d":"80.0"}]
[20893,2020,"NY","Kent Falls",2532,"1",0,"OP","HY","WAT",3.2,{"v":0,"d":"0.000"},0,0,"Distributed from 923 Generation And Fuel",1928]
[20908,2020,"NY","Knaggs Brothers Farm",63230,"KNAGG",0,"OP","PV","SUN",3.9,0.208,{"v":7123,"d":"7,123"},{"v":3818,"d":"3,818"},"Distributed from 923 Generation And Fuel",2018]
[20923,2020,"NY","Letchworth Solar Project",61389,"PV1",0,"OP","PV","SUN",1.2,0.183,{"v":1922,"d":"1,922"},{"v":1030,"d":"1,030"},"Distributed from 923 Generation And Fuel",2017]
[20941,2020,"NY","Lincoln Medical and Mental Health Center",64291,"A2",0,"OP","IC","DFO",{"v":1,"d":"1.0"},{"$nulls":4},1970]
[20956,2020,"NY","Lovett",2629,"4",1,"RE","ST","BIT",179.5,{"$nulls":5},2007]
[20957,2020,"NY","Lovett",2629,"5",1,"RE","ST","BIT",200.6,{"$nulls":5},2008]
[20976,2020,"NY","Maimonides Medical Center",62174,"CM500",0,"SB","IC","DFO",0.5,{"v":1E-3,"d":"0.001"},{"v":2.821,"d":"3"},{"v":1.026,"d":"1"},"Distributed from 923 Generation And Fuel",2006]
[20991,2020,"NY","Massena Energy Facility",54592,"GEN1",0,"OP","CT","NG",66.5,{"v":1E-3,"d":"0.001"},807,308,"EIA-923 Generator File",1992]
[21010,2020,"NY","Mereand CSG",63058,"199",0,"OP","PV","SUN",{"v":2,"d":"2.0"},0.191,{"v":3339,"d":"3,339"},{"v":1790,"d":"1,790"},"Distributed from 923 Generation And Fuel",2018]
[21024,2020,"NY","Mill Seat Renewable Energy Facility",61012,"GEN6",0,"OP","IC","LFG",0.8,0.958,{"v":6714.875,"d":"6,715"},{"v":2788.75,"d":"2,789"},"Distributed from 923 Generation And Fuel",2007]
[21039,2020,"NY","MM Albany Energy",55155,"UNT4",0,"OP","IC","LFG",1.6,{"v":0,"d":"0.000"},0,0,"Distributed from 923 Generation And Fuel",2012]
[21044,2020,"NY","Model City Energy Facility",55757,"GEN4",0,"OP","IC","LFG",0.8,0.747,{"v":5233.143,"d":"5,233"},{"v":2173.429,"d":"2,173"},"Distributed from 923 Generation And Fuel",2001]
[21059,2020,"NY","Mongaup Falls",2630,"GEN2",0,"OP","HY","WAT",1.1,0.199,{"v":1917.466,"d":"1,917"},{"v":804.959,"d":"805"},"Distributed from 923 Generation And Fuel",1923]
[21074,2020,"NY","Montauk",2515,"2",0,"RE","IC","DFO",{"v":2,"d":"2.0"},{"$nulls":5},2013]
[21093,2020,"NY","Montefiore Mount Vernon Hospital",62589,"CONP7",0,"SB","IC","DFO",0.4,{"v":0,"d":"0.000"},{"v":1.455,"d":"1"},{"v":0.364,"d":"0"},"Distributed from 923 Generation And Fuel",1976]
[21096,2020,"NY","Montefiore Nyack Hospital",63662,"DET",0,"SB","IC","DFO",0.5,{"$nulls":4},2001]
[21112,2020,"NY","Mount Sinai - Brooklyn",63581,"CM350",0,"SB","IC","DFO",0.4,{"$nulls":4},2010]
[21127,2020,"NY","Mount Sinai Hospital",61416,"AP4",0,"SB","IC","DFO",{"v":1,"d":"1.0"},{"v":1E-3,"d":"0.001"},{"v":8.824,"d":"9"},{"v":3.155,"d":"3"},"Distributed from 923 Generation And Fuel",1970]
[21142,2020,"NY","Mount Sinai South Nassau Hospital",62447,"2",0,"RE","IC","DFO",0.8,{"v":0,"d":"0.000"},0,0,"Distributed from 923 Generation And Fuel",null,2020]
[21161,2020,"NY","Narrows Gas Turbines Generating",2499,"NT14",0,"OP","GT","NG",{"v":22,"d":"22.0"},0.028,{"v":5407.5,"d":"5,408"},{"v":2727.75,"d":"2,728"},"Distributed from 923 Generation And Fuel",1972]
[21176,2020,"NY","Neversink",2483,"H1",0,"OP","HY","WAT",{"v":25,"d":"25.0"},0.106,{"v":23127,"d":"23,127"},{"v":9709,"d":"9,709"},"Distributed from 923 Generation And Fuel",1953]
[21181,2020,"NY","New York Methodist Hospital",52091,"05-6Z",0,"SB","IC","DFO",0.8,{"v":0,"d":"0.000"},{"v":2.712,"d":"3"},{"v":0.949,"d":"1"},"Distributed from 923 Generation And Fuel",2006]
[21204,2020,"NY","New York University Central Plant",54808,"D6",0,"RE","IC","DFO",0.8,{"v":0,"d":"0.000"},0,0,"Distributed from 923 Generation And Fuel",null,2020]
[21210,2020,"NY","Newport Hydro",50354,"3",0,"OP","HY","WAT",0.1,{"v":0.36,"d":"0.360"},{"v":315.647,"d":"316"},{"v":132.529,"d":"133"},"Distributed from 923 Generation And Fuel",1987]
[21229,2020,"NY","Northern Westchester Hospital",61378,"4",0,"SB","IC","DFO",0.8,{"v":0,"d":"0.000"},0,0,"Distributed from 923 Generation And Fuel",1971,2022]
[21244,2020,"NY","NY - Presbyt. Hospital - 525 E 68TH St",61238,"DHK1",0,"SB","IC","DFO",1.5,{"v":0,"d":"0.000"},{"v":4.836,"d":"5"},{"v":1.776,"d":"2"},"Distributed from 923 Generation And Fuel",2017]
[21259,2020,"NY","NY Times Daily Production Facility",61414,"GEN6",0,"OP","IC","DFO",{"v":2,"d":"2.0"},{"v":1E-3,"d":"0.001"},{"v":25.833,"d":"26"},{"v":9.333,"d":"9"},"Distributed from 923 Generation And Fuel",2008]
[21264,2020,"NY","NYC-HH - CONEY ISLAND HOSPITAL",61413,"GEN3",0,"SB","IC","DFO",0.3,{"v":2E-3,"d":"0.002"},{"v":5.464,"d":"5"},{"v":1.929,"d":"2"},"Distributed from 923 Generation And Fuel",2014]
[21282,2020,"NY","NYP-Hudson Valley Hospital Center",62421,"600CP",0,"SB","IC","DFO",0.6,{"v":1E-3,"d":"0.001"},6,{"v":2.069,"d":"2"},"Distributed from 923 Generation And Fuel",2012]
[21297,2020,"NY","NYU LANGONE HEALTH",61488,"SKB1",0,"SB","IC","DFO",1.3,{"v":1E-3,"d":"0.001"},{"v":10.468,"d":"10"},{"v":3.763,"d":"4"},"Distributed from 923 Generation And Fuel",1992]
[21312,2020,"NY","Ogdensburg",52058,"01",0,"OP","HY","WAT",0.7,0.246,{"v":1509.4,"d":"1,509"},{"v":633.6,"d":"634"},"Distributed from 923 Generation And Fuel",1987]
[21327,2020,"NY","Onondaga County- Clearwater",60462,"PV1",0,"OP","PV","SUN",{"v":2,"d":"2.0"},0.118,{"v":2059,"d":"2,059"},{"v":1104,"d":"1,104"},"Distributed from 923 Generation And Fuel",2017]
[21332,2020,"NY","Ontario LFGTE",56250,"GEN10",0,"OP","IC","LFG",1.6,{"v":0.87,"d":"0.870"},{"v":12200,"d":"12,200"},{"v":5066.714,"d":"5,067"},"Distributed from 923 Generation And Fuel",2013]
[21347,2020,"NY","Oswegatchie",58678,"1",0,"OP","HY","WAT",0.9,0.405,{"v":3189.5,"d":"3,190"},{"v":1339,"d":"1,339"},"Distributed from 923 Generation And Fuel",2002]
[21362,2020,"NY","Oswego Harbor Power",2594,"3",0,"RE","ST","NG",{"v":92,"d":"92.0"},{"$nulls":5},2003]
[21377,2020,"NY","Pearl CSG",63060,"29",0,"OP","PV","SUN",{"v":2,"d":"2.0"},0.093,{"v":1636.5,"d":"1,637"},877,"Distributed from 923 Generation And Fuel",2018]
[21395,2020,"NY","Plant No 2 Freeport",2679,"2",0,"RE","IC","DFO",9.6,{"$nulls":5},2004]
[21400,2020,"NY","Port Jefferson",2517,"4",1,"OP","ST","NG",{"v":188,"d":"188.0"},0.115,{"v":188799,"d":"188,799"},{"v":166419,"d":"166,419"},"EIA-923 Generator File",1960]
[21415,2020,"NY","R E Ginna Nuclear Power Plant",6122,"1",1,"OP","ST","NUC",{"v":614,"d":"614.0"},0.806,{"v":4332888,"d":"4,332,888"},{"v":1726259,"d":"1,726,259"},"Distributed from 923 Generation And Fuel",1970]
[21430,2020,"NY","Ravenswood",2500,"GT23",0,"OS","GT","NG",42.9,{"v":1E-3,"d":"0.001"},{"v":351.865,"d":"352"},{"v":183.467,"d":"183"},"Distributed from 923 Generation And Fuel",1969]
[21449,2020,"NY","RED-Rochester, LLC",10025,"41TG",7,"OP","ST","NG",25.6,0.032,{"v":7123,"d":"7,123"},0,"EIA-923 Generator File",1964]
[21468,2020,"NY","Regeneron Pharmaceuticals Inc.",62423,"771NG",0,"SB","IC","NG",0.8,{"v":2E-3,"d":"0.002"},{"v":17.455,"d":"17"},{"v":6.442,"d":"6"},"Distributed from 923 Generation And Fuel",2010]
[21482,2020,"NY","Richmond University Medical Center",63553,"CU750",0,"SB","IC","DFO",0.8,{"$nulls":4},1986]
[21483,2020,"NY","Riley Road LLC",63369,"RILE1",0,"OP","PV","SUN",{"v":2,"d":"2.0"},0.194,{"v":3403,"d":"3,403"},{"v":1824,"d":"1,824"},"Distributed from 923 Generation And Fuel",2019]
[21498,2020,"NY","Robert Moses Niagara",2693,"1",0,"OP","HY","WAT",193.5,0.821,{"v":1392299.533,"d":"1,392,300"},{"v":573903.905,"d":"573,904"},"Distributed from 923 Generation And Fuel",1961]
[21517,2020,"NY","Robert Moses Power Dam",2694,"23",0,"OP","HY","WAT",{"v":57,"d":"57.0"},0.975,{"v":486843.688,"d":"486,844"},{"v":214153.688,"d":"214,154"},"Distributed from 923 Generation And Fuel",1959]
[21532,2020,"NY","Rochester 5",2641,"HY3",0,"OS","HY","WAT",{"v":18,"d":"18.0"},{"v":0,"d":"0.000"},0,0,"Distributed from 923 Generation And Fuel",1927]
[21547,2020,"NY","Route 19 #1 Community Solar Farm",62500,"1258",0,"T","PV","SUN",{"v":2,"d":"2.0"}]
[21563,2020,"NY","Saint Catherine of Siena Medical Center",62003,"E4486",0,"SB","IC","DFO",0.4,{"v":1E-3,"d":"0.001"},{"v":3.636,"d":"4"},{"v":1.273,"d":"1"},"Distributed from 923 Generation And Fuel",2002]
[21566,2020,"NY","Saranac Facility",54574,"GEN2",0,"OP","CT","NG",95.2,{"v":0.01,"d":"0.010"},{"v":8071,"d":"8,071"},{"v":2673,"d":"2,673"},"EIA-923 Generator File",1994]
[21585,2020,"NY","Seneca Energy",54782,"GE10",0,"OP","IC","LFG",0.8,0.687,{"v":4812.591,"d":"4,813"},{"v":1833.091,"d":"1,833"},"Distributed from 923 Generation And Fuel",1998]
[21600,2020,"NY","Seneca Energy",54782,"GEN7",0,"OP","IC","LFG",0.8,0.687,{"v":4812.591,"d":"4,813"},{"v":1833.091,"d":"1,833"},"Distributed from 923 Generation And Fuel",1997]
[21615,2020,"NY","Sherman Island",2609,"1",0,"OP","HY","WAT",{"v":7,"d":"7.0"},0.501,{"v":30707.052,"d":"30,707"},{"v":12891.377,"d":"12,891"},"Distributed from 923 Generation And Fuel",2009]
[21634,2020,"NY","Skidmore College",60425,"SO049",0,"OP","PV","SUN",{"v":2,"d":"2.0"},0.149,{"v":2614,"d":"2,614"},{"v":1401,"d":"1,401"},"Distributed from 923 Generation And Fuel",2014]
[21649,2020,"NY","South Edwards",2604,"3",0,"OP","HY","WAT",{"v":1,"d":"1.0"},0.465,{"v":4071,"d":"4,071"},{"v":1709,"d":"1,709"},"Distributed from 923 Generation And Fuel",1921]
[21658,2020,"NY","South Oaks Hospital",50136,"CG5",0,"OP","IC","NG",0.2,0.644,{"v":1128,"d":"1,128"},{"v":572.2,"d":"572"},"Distributed from 923 Generation And Fuel",2008]
[21668,2020,"NY","St Johns Riverside Hospital",62051,"EG400",0,"SB","IC","DFO",0.4,{"v":1E-3,"d":"0.001"},{"v":2.667,"d":"3"},1,"Distributed from 923 Generation And Fuel",2001]
[21683,2020,"NY","Steel Sun 2: 2303-III-4 Hamburg Tpke",62722,"SS24",0,"OP","PV","SUN",{"v":2,"d":"2.0"},0.113,{"v":1980,"d":"1,980"},{"v":1061,"d":"1,061"},"Distributed from 923 Generation And Fuel",2019]
[21702,2020,"NY","Sturgeon",2486,"H3",0,"OP","HY","WAT",4.8,0.393,{"v":16536,"d":"16,536"},{"v":6942,"d":"6,942"},"Distributed from 923 Generation And Fuel",1924]
[21717,2020,"NY","SunEast Limestone Solar Project",63864,"Q#806",0,"P","PV","SUN",{"v":20,"d":"20.0"}]
[21732,2020,"NY","SWM Fuel Cell",63661,"SWM-2",0,"T","FC","NG",2.8]
[21736,2020,"NY","Talcville",7583,"2",0,"OP","HY","WAT",0.1,0.391,{"v":342.727,"d":"343"},{"v":143.909,"d":"144"},"Distributed from 923 Generation And Fuel",1986]
[21751,2020,"NY","The Allen Hospital",61568,"EGEN1",0,"SB","IC","DFO",{"v":1,"d":"1.0"},{"v":1E-3,"d":"0.001"},6,2,"Distributed from 923 Generation And Fuel",2009]
[21770,2020,"NY","Trenton Falls",2619,"5",0,"OP","HY","WAT",6.8,0.609,{"v":36282.192,"d":"36,282"},{"v":15231.689,"d":"15,232"},"Distributed from 923 Generation And Fuel",1919]
[21785,2020,"NY","Upper Newton Falls",58679,"2",0,"OP","HY","WAT",0.6,0.352,{"v":1852.4,"d":"1,852"},{"v":777.6,"d":"778"},"Distributed from 923 Generation And Fuel",1927]
[21800,2020,"NY","Vassar Brothers Medical Center",63550,"PG-01",0,"SB","IC","DFO",0.2,{"$nulls":4},2012]
[21805,2020,"NY","Vernon Boulevard",7909,"VG03",0,"OP","GT","NG",{"v":47,"d":"47.0"},0.078,{"v":32134.5,"d":"32,135"},{"v":16300,"d":"16,300"},"Distributed from 923 Generation And Fuel",2001]
[21820,2020,"NY","Wading River",7146,"1",0,"OP","GT","DFO",79.5,0.017,{"v":12161,"d":"12,161"},{"v":4357.333,"d":"4,357"},"Distributed from 923 Generation And Fuel",1989]
[21835,2020,"NY","Watchtower Educational Center",55619,"GEN2",0,"SB","IC","DFO",0.7,{"v":0,"d":"0.000"},0,0,"Distributed from 923 Generation And Fuel",1993]
[21853,2020,"NY","West Valley East",62738,"WVE",0,"L","PV","SUN",{"v":5,"d":"5.0"}]
[21868,2020,"NY","Westerlo NY 1",63858,"8175A",0,"OP","PV","SUN",{"v":2,"d":"2.0"},0.179,{"v":3143,"d":"3,143"},{"v":1684,"d":"1,684"},"Distributed from 923 Generation And Fuel",2020]
[21873,2020,"NY","Wheaton-STEU",63228,"11410",0,"P","PV","SUN",{"v":5,"d":"5.0"}]
[21888,2020,"NY","Wiscoy 170",2646,"1",0,"OS","HY","WAT",0.6,{"$nulls":4},1922]
[21903,2020,"NY","Zotos International WPGF",57648,"WT1",0,"OP","WT","WND",1.7,0.062,{"v":924.5,"d":"925"},{"v":259.5,"d":"260"},"Distributed from 923 Generation And Fuel",2012]
[21922,2020,"OH","Arcanum Peaking",7781,"1",0,"OP","IC","DFO",1.8,0.006,100,45,"Distributed from 923 Generation And Fuel",1999]
[21936,2020,"OH","Ashtabula",55990,"6",5,"OP","CA","NG",0.8,0.242,{"v":1693,"d":"1,693"},690,"EIA-923 Generator File",2001]
[21941,2020,"OH","Auglaize Hydro",7657,"4",0,"OP","HY","WAT",0.5,0.309,{"v":1353.333,"d":"1,353"},{"v":571.667,"d":"572"},"Distributed from 923 Generation And Fuel",1987]
[21956,2020,"OH","Bay View Cogeneration Facility",58263,"GTG",0,"OS","GT","LFG",5.5,{"$nulls":4},2010]
[21971,2020,"OH","Bowling Green Wind",56226,"4",0,"OP","WT","WND",1.8,0.147,{"v":2314.75,"d":"2,315"},{"v":717.5,"d":"718"},"Distributed from 923 Generation And Fuel",2004]
[21990,2020,"OH","Bryan Peaking",7779,"6",0,"OP","IC","DFO",1.8,0.006,{"v":99.167,"d":"99"},{"v":44.5,"d":"45"},"Distributed from 923 Generation And Fuel",1999]
[22005,2020,"OH","Carbon Limestone",56868,"2",0,"OP","IC","LFG",1.4,{"v":0.57,"d":"0.570"},{"v":6984.852,"d":"6,985"},{"v":2949.789,"d":"2,950"},"Distributed from 923 Generation And Fuel",2001]
[22021,2020,"OH","Central Utility Plant Cincinnati",57908,"CTG2",0,"OP","CT","NG",11.9,0.817,{"v":85208.68,"d":"85,209"},{"v":39335.44,"d":"39,335"},"EIA-923 Generator File",2004]
[22024,2020,"OH","City of Shelby Electric Distribution",61076,"PSG1",0,"RE","IC","DFO",1.8,{"$nulls":5},2019]
[22039,2020,"OH","Collinwood",2906,"3",0,"OS","GT","DFO",{"v":16,"d":"16.0"},0.004,517,232,"Distributed from 923 Generation And Fuel",1971]
[22058,2020,"OH","Cuyahoga Falls 1",62658,"P006",0,"OP","IC","DFO",1.5,0.006,{"v":78.229,"d":"78"},{"v":35.104,"d":"35"},"Distributed from 923 Generation And Fuel",2018]
[22073,2020,"OH","DG AMP Solar Jackson Center",61438,"AMPJC",0,"OP","PV","SUN",1.6,0.198,{"v":2780,"d":"2,780"},{"v":1687,"d":"1,687"},"Distributed from 923 Generation And Fuel",2018]
[22088,2020,"OH","Dover Peaking",7777,"1",0,"OP","IC","DFO",1.8,0.006,90,{"v":40.5,"d":"41"},"Distributed from 923 Generation And Fuel",1999]
[22093,2020,"OH","Dover Peaking",7777,"6",0,"OP","IC","DFO",1.8,0.006,90,{"v":40.5,"d":"41"},"Distributed from 923 Generation And Fuel",1999]
[22116,2020,"OH","FirstEnergy Bay Shore",2878,"4",1,"RE","ST","SUB",217.6,{"$nulls":5},2012]
[22122,2020,"OH","FirstEnergy Eastlake",2837,"6",0,"RE","GT","DFO",{"v":32,"d":"32.0"},{"v":0,"d":"0.000"},0,0,"Distributed from 923 Generation And Fuel",null,2020]
[22141,2020,"OH","FirstEnergy Toronto",2867,"7",0,"RE","ST","BIT",{"v":69,"d":"69.0"},{"$nulls":5},2003]
[22156,2020,"OH","Geneva",57410,"GEN5",0,"OP","IC","LFG",0.8,0.528,{"v":3702.8,"d":"3,703"},{"v":1481.4,"d":"1,481"},"Distributed from 923 Generation And Fuel",2013]
[22175,2020,"OH","Hamilton (OH)",2917,"GT2",0,"OP","GT","NG",16.3,0.008,{"v":1179,"d":"1,179"},495,"Distributed from 923 Generation And Fuel",1971]
[22176,2020,"OH","Hamilton (OH)",2917,"GT1",0,"RE","GT","NG",11.2,{"$nulls":5},2011]
[22194,2020,"OH","Hillcrest Solar",62200,"HILLC",0,"V","PV","SUN",{"v":200,"d":"200.0"}]
[22209,2020,"OH","Kyger Creek",2876,"4",1,"OP","ST","BIT",217.3,0.478,{"v":910665,"d":"910,665"},{"v":366189,"d":"366,189"},"EIA-923 Generator File",1955]
[22224,2020,"OH","Loraine County Project",56869,"13",0,"OP","IC","LFG",1.6,0.683,{"v":9577.353,"d":"9,577"},{"v":3940.706,"d":"3,941"},"Distributed from 923 Generation And Fuel",2012]
[22243,2020,"OH","Madison",55110,"CT3",0,"OP","GT","NG",86.5,{"v":0.05,"d":"0.050"},{"v":37760.375,"d":"37,760"},{"v":15839.5,"d":"15,840"},"Distributed from 923 Generation And Fuel",2000]
[22258,2020,"OH","Miami Fort",2832,"7",1,"OP","ST","BIT",557.1,0.705,{"v":3438162,"d":"3,438,162"},{"v":1438276,"d":"1,438,276"},"EIA-923 Generator File",1975,2027]
[22259,2020,"OH","Miami Fort",2832,"8",1,"OP","ST","BIT",557.7,0.665,{"v":3249103,"d":"3,249,103"},{"v":1419584,"d":"1,419,584"},"EIA-923 Generator File",1978,2027]
[22278,2020,"OH","Monument",2851,"1",0,"OP","IC","DFO",2.7,{"v":0,"d":"0.000"},{"v":9.2,"d":"9"},{"v":4.2,"d":"4"},"Distributed from 923 Generation And Fuel",1968]
[22289,2020,"OH","Muskingum River",2872,"5",1,"RE","ST","BIT",615.2,{"$nulls":5},2015]
[22307,2020,"OH","Niles Power Plant",2861,"2",1,"RE","ST","BIT",132.8,{"$nulls":5},2012]
[22326,2020,"OH","Oberlin (OH)",2933,"9",0,"OP","IC","NG",0.4,0.006,{"v":19.459,"d":"19"},{"v":8.259,"d":"8"},"Distributed from 923 Generation And Fuel",1990]
[22341,2020,"OH","Orrville",2935,"8",2,"OS","ST","BIT",7.5,{"v":0,"d":"0.000"},0,0,"Distributed from 923 Generation And Fuel",1955]
[22346,2020,"OH","O'Shaughnessy Hydro",7279,"1",0,"OS","HY","WAT",1.3,{"v":0,"d":"0.000"},0,0,"Distributed from 923 Generation And Fuel",1988]
[22361,2020,"OH","Philo L&D Hydroelectric Project",62427,"NA1",0,"P","HY","WAT",1.5]
[22380,2020,"OH","Progress Drive Generation Station",63457,"PSG1",0,"OP","IC","DFO",1.8,0.006,{"v":100.5,"d":"101"},45,"Distributed from 923 Generation And Fuel",2016]
[22394,2020,"OH","Richard Gorsuch",7286,"2",2,"RE","ST","BIT",{"v":50,"d":"50.0"},{"$nulls":5},2010]
[22409,2020,"OH","Rolling Hills Generating",55401,"CT2",0,"OP","GT","NG",195.5,0.031,{"v":53425.2,"d":"53,425"},{"v":22410.4,"d":"22,410"},"Distributed from 923 Generation And Fuel",2003]
[22414,2020,"OH","Sauder Power Plant",54974,"UNT1",0,"OP","ST","WDS",3.6,0.286,{"v":9009,"d":"9,009"},{"v":4904,"d":"4,904"},"EIA-923 Generator File",1993]
[22429,2020,"OH","Sidney (OH)",2852,"2",0,"OP","IC","DFO",2.7,{"v":0,"d":"0.000"},{"v":10.8,"d":"11"},{"v":4.8,"d":"5"},"Distributed from 923 Generation And Fuel",1968]
[22444,2020,"OH","Stryker",2881,"1",0,"OP","GT","DFO",{"v":19,"d":"19.0"},{"v":1E-3,"d":"0.001"},105,47,"Distributed from 923 Generation And Fuel",1968]
[22463,2020,"OH","Tait Electric Generating Station",2847,"IC3",0,"OP","IC","DFO",2.7,{"v":1E-3,"d":"0.001"},12,{"v":5.5,"d":"6"},"Distributed from 923 Generation And Fuel",1967]
[22475,2020,"OH","Versailles Peaking",7775,"3",0,"OP","IC","DFO",1.8,0.005,82,37,"Distributed from 923 Generation And Fuel",1999]
[22492,2020,"OH","Walter C Beckjord",2830,"1",1,"RE","ST","BIT",{"v":115,"d":"115.0"},{"$nulls":5},2012]
[22497,2020,"OH","Walter C Beckjord",2830,"6",1,"RE","ST","BIT",460.8,{"$nulls":5},2014]
[22512,2020,"OH","West 41st Street",2909,"2",0,"OP","GT","NG",{"v":16,"d":"16.0"},{"v":0,"d":"0.000"},0,0,"Distributed from 923 Generation And Fuel",1970]
[22531,2020,"OH","Woodsdale",7158,"GT3",0,"OP","GT","NG",95.3,0.011,{"v":9157.833,"d":"9,158"},{"v":6887.667,"d":"6,888"},"Distributed from 923 Generation And Fuel",1992]
[22546,2020,"OH","Zephyr Wind",60128,"Z1",0,"OP","WT","WND",1.5,0.282,{"v":3703.667,"d":"3,704"},{"v":1148.333,"d":"1,148"},"Distributed from 923 Generation And Fuel",2015]
[22561,2020,"OK","Arbuckle",2947,"1",0,"RE","ST","NG",{"v":73,"d":"73.0"},{"$nulls":5},2002]
[22570,2020,"OK","Boiling Springs Wind Farm",62871,"BGSPS",0,"OP","WT","WND",148.4,0.015,{"v":20031,"d":"20,031"},0,"Distributed from 923 Generation And Fuel",2020]
[22580,2020,"OK","Caddo Wind",64047,"46002",0,"L","WT","WND",303.6]
[22595,2020,"OK","Chouteau",7757,"4",0,"OP","CT","NG",{"v":176,"d":"176.0"},{"v":0.63,"d":"0.630"},{"v":971416,"d":"971,416"},{"v":445546,"d":"445,546"},"EIA-923 Generator File",2011]
[22614,2020,"OK","Cushing",2975,"6",0,"OP","IC","DFO",0.8,{"v":0,"d":"0.000"},{"v":2.602,"d":"3"},{"v":1.203,"d":"1"},"Distributed from 923 Generation And Fuel",1939]
[22629,2020,"OK","Eufaula Dam",6419,"1",0,"OP","HY","WAT",{"v":30,"d":"30.0"},0.452,{"v":118661.667,"d":"118,662"},{"v":50651.667,"d":"50,652"},"Distributed from 923 Generation And Fuel",1964]
[22634,2020,"OK","Fort Gibson",3003,"3",0,"OP","HY","WAT",11.2,0.631,{"v":61867.5,"d":"61,868"},{"v":26408.5,"d":"26,409"},"Distributed from 923 Generation And Fuel",1953]
[22648,2020,"OK","Great Western Wind Energy, LLC",60574,"GEN1",0,"OP","WT","WND",{"v":225,"d":"225.0"},0.505,{"v":994435,"d":"994,435"},{"v":387678,"d":"387,678"},"Distributed from 923 Generation And Fuel",2016]
[22663,2020,"OK","Horseshoe Lake",2951,"8",1,"OP","ST","NG",{"v":443,"d":"443.0"},0.092,{"v":355491,"d":"355,491"},{"v":270436,"d":"270,436"},"EIA-923 Generator File",1969]
[22682,2020,"OK","Kingfisher",2986,"3",0,"OP","IC","NG",2.8,{"v":0,"d":"0.000"},{"v":4.923,"d":"5"},{"v":2.154,"d":"2"},"Distributed from 923 Generation And Fuel",1965]
[22697,2020,"OK","Mangum",2991,"6",0,"OP","IC","DFO",2.1,{"v":0,"d":"0.000"},{"v":1.567,"d":"2"},{"v":0.313,"d":"0"},"Distributed from 923 Generation And Fuel",1969]
[22702,2020,"OK","Markham",2980,"2",0,"OP","HY","WAT",32.1,{"v":0.3,"d":"0.300"},{"v":84467.5,"d":"84,468"},{"v":36055.5,"d":"36,056"},"Distributed from 923 Generation And Fuel",1964]
[22717,2020,"OK","Muskogee",2952,"4",1,"OP","ST","NG",{"v":572,"d":"572.0"},0.136,{"v":681682,"d":"681,682"},{"v":361917,"d":"361,917"},"EIA-923 Generator File",1977]
[22732,2020,"OK","Mustang",2953,"1",1,"RE","ST","NG",{"v":82,"d":"82.0"},{"$nulls":5},2015]
[22756,2020,"OK","Pawhuska",2995,"1",0,"OS","IC","DFO",1.4,{"v":1E-3,"d":"0.001"},{"v":9.956,"d":"10"},{"v":4.2,"d":"4"},"Distributed from 923 Generation And Fuel",1949]
[22765,2020,"OK","Pensacola",2981,"6",0,"OP","HY","WAT",21.6,0.449,{"v":84908.421,"d":"84,908"},{"v":36243.671,"d":"36,244"},"Distributed from 923 Generation And Fuel",1946]
[22780,2020,"OK","Redbud Power Plant",55463,"CT04",0,"OP","CT","NG",198.9,0.506,{"v":881168,"d":"881,168"},{"v":449536,"d":"449,536"},"EIA-923 Generator File",2004]
[22785,2020,"OK","River Valley",10671,"GEN1",2,"OP","ST","SUB",{"v":175,"d":"175.0"},0.273,{"v":419058,"d":"419,058"},{"v":286577,"d":"286,577"},"EIA-923 Generator File",1990]
[22800,2020,"OK","Rush Springs Wind",60592,"WT1",0,"OP","WT","WND",249.9,0.436,{"v":953683,"d":"953,683"},{"v":320688,"d":"320,688"},"Distributed from 923 Generation And Fuel",2016]
[22819,2020,"OK","Sooner",6095,"RR1",0,"CN","ST","SUB",{"v":950,"d":"950.0"}]
[22834,2020,"OK","Sundance Wind Project, LLC",63489,"GEN1",0,"U","WT","WND",{"v":199,"d":"199.0"}]
[22848,2020,"OK","Tulsa LFG LLC",57828,"GEN4M",0,"OP","IC","LFG",1.6,{"v":0.45,"d":"0.450"},{"v":6307,"d":"6,307"},{"v":2747.333,"d":"2,747"},"Distributed from 923 Generation And Fuel",2020]
[22867,2020,"OK","Weleetka",2966,"IC1",0,"OP","IC","DFO",{"v":4,"d":"4.0"},{"v":0,"d":"0.000"},0,0,"Distributed from 923 Generation And Fuel",1963]
[22868,2020,"OK","Weleetka",2966,"6",0,"RE","GT","NG",{"v":53,"d":"53.0"},{"$nulls":5},2019]
[22887,2020,"OR","Ballston Solar LLC",62170,"BSPV1",0,"OP","PV","SUN",2.2,0.192,{"v":3709,"d":"3,709"},{"v":2124,"d":"2,124"},"Distributed from 923 Generation And Fuel",2018]
[22902,2020,"OR","Benson Creek Windfarm (Burnt River)",59491,"BCW",0,"OP","WT","WND",{"v":10,"d":"10.0"},0.322,{"v":28209,"d":"28,209"},{"v":12878,"d":"12,878"},"Distributed from 923 Generation And Fuel",2017]
[22917,2020,"OR","Blue Marmot VIII",62863,"PRMLE",0,"L","PV","SUN",{"v":10,"d":"10.0"}]
[22929,2020,"OR","Bonneville",3075,"18",0,"OP","HY","WAT",66.5,0.459,{"v":267245.645,"d":"267,246"},{"v":103214.524,"d":"103,215"},"Distributed from 923 Generation And Fuel",1981]
[22950,2020,"OR","Butter Creek Power LLC",56967,"1",0,"OP","WT","WND",{"v":5,"d":"5.0"},0.287,{"v":12562,"d":"12,562"},{"v":5735,"d":"5,735"},"Distributed from 923 Generation And Fuel",2009]
[22951,2020,"OR","Carmen Smith",3067,"1",0,"OP","HY","WAT",52.2,0.157,{"v":71876.157,"d":"71,876"},{"v":33963.795,"d":"33,964"},"Distributed from 923 Generation And Fuel",1963]
[22970,2020,"OR","Colton Solar",61831,"PGRC2",0,"OP","PV","SUN",2.2,0.192,{"v":3696,"d":"3,696"},{"v":2116,"d":"2,116"},"Distributed from 923 Generation And Fuel",2017]
[22985,2020,"OR","Day Hill Solar, LLC",63957,"221",0,"OP","PV","SUN",2.3,{"v":0.01,"d":"0.010"},195,0,"Distributed from 923 Generation And Fuel",2020]
[23004,2020,"OR","Durham AWTF",60263,"GEN1",0,"OP","IC","OBG",0.8,0.898,{"v":6293,"d":"6,293"},{"v":2488,"d":"2,488"},"Distributed from 923 Generation And Fuel",2015]
[23019,2020,"OR","Faraday",3045,"2",0,"RE","HY","WAT",3.1,{"$nulls":5},2019]
[23028,2020,"OR","Fort Rock I",63636,"FR1",0,"OP","PV","SUN",9.9,0.254,{"v":22034,"d":"22,034"},{"v":13894,"d":"13,894"},"Distributed from 923 Generation And Fuel",2020]
[23038,2020,"OR","Georgia-Pacific Toledo Mill",58109,"TG1",4,"OS","ST","BLQ",18.5,{"v":0,"d":"0.000"},0,0,"EIA-923 Generator File",2007]
[23053,2020,"OR","Grove Solar Center, LLC",60330,"GSC1",0,"OP","PV","SUN",{"v":6,"d":"6.0"},0.257,{"v":13523,"d":"13,523"},{"v":7798,"d":"7,798"},"Distributed from 923 Generation And Fuel",2016]
[23068,2020,"OR","Hyline Solar Center, LLC",60331,"HSC1",0,"OP","PV","SUN",{"v":9,"d":"9.0"},0.258,{"v":20354,"d":"20,354"},{"v":11763,"d":"11,763"},"Distributed from 923 Generation And Fuel",2016]
[23087,2020,"OR","John Day",3082,"4",0,"OP","HY","WAT",{"v":135,"d":"135.0"},0.447,{"v":528698.812,"d":"528,699"},{"v":224167.562,"d":"224,168"},"Distributed from 923 Generation And Fuel",1968]
[23102,2020,"OR","Klamath Falls Solar 2 CSG",61553,"1",0,"OP","PV","SUN",2.9,0.254,{"v":6452,"d":"6,452"},{"v":3695,"d":"3,695"},"Distributed from 923 Generation And Fuel",2017]
[23115,2020,"OR","Lemolo 1",3029,"1",0,"OP","HY","WAT",{"v":32,"d":"32.0"},0.295,{"v":82790,"d":"82,790"},{"v":39121,"d":"39,121"},"Distributed from 923 Generation And Fuel",1955]
[23121,2020,"OR","Lost Creek",6174,"1",0,"OP","HY","WAT",24.5,0.514,{"v":110239.5,"d":"110,240"},{"v":52092,"d":"52,092"},"Distributed from 923 Generation And Fuel",1977]
[23136,2020,"OR","McNary",3084,"9",0,"OP","HY","WAT",{"v":70,"d":"70.0"},0.576,{"v":353144.028,"d":"353,144"},{"v":166872.792,"d":"166,873"},"Distributed from 923 Generation And Fuel",1956]
[23155,2020,"OR","Nolin Hills",60070,"GEN2",0,"L","PV","SUN",{"v":250,"d":"250.0"}]
[23170,2020,"OR","OR Solar 2, LLC",61200,"ORSR2",0,"OP","PV","SUN",{"v":10,"d":"10.0"},{"v":0.02,"d":"0.020"},{"v":1782,"d":"1,782"},0,"Distributed from 923 Generation And Fuel",2020]
[23175,2020,"OR","Orchard Windfarm 1, LLC",62935,"OCHW",0,"OP","WT","WND",{"v":10,"d":"10.0"},{"v":2E-3,"d":"0.002"},172,0,"Distributed from 923 Generation And Fuel",2020]
[23190,2020,"OR","Oxbow (OR)",3014,"3",0,"OP","HY","WAT",47.5,0.537,{"v":223579.5,"d":"223,580"},{"v":105649,"d":"105,649"},"Distributed from 923 Generation And Fuel",1961]
[23201,2020,"OR","Perennial Wind Chaser Station",59721,"GT2",0,"U","GT","NG",{"v":106,"d":"106.0"}]
[23223,2020,"OR","POTB Digester",58591,"GEN1",0,"OA","IC","OBG",{"v":1,"d":"1.0"},{"v":0,"d":"0.000"},0,0,"Distributed from 923 Generation And Fuel",2013]
[23238,2020,"OR","River Mill",3049,"4",0,"OP","HY","WAT",3.9,0.513,{"v":17513.904,"d":"17,514"},{"v":8275.883,"d":"8,276"},"Distributed from 923 Generation And Fuel",1927]
[23253,2020,"OR","Sand Ranch Windfarm LLC",56973,"1",0,"OP","WT","WND",9.9,0.266,{"v":23087,"d":"23,087"},{"v":10539,"d":"10,539"},"Distributed from 923 Generation And Fuel",2009]
[23258,2020,"OR","Short Mountain",7413,"2",0,"OP","IC","LFG",0.8,0.683,{"v":4788.25,"d":"4,788"},{"v":2019.5,"d":"2,020"},"Distributed from 923 Generation And Fuel",1992]
[23273,2020,"OR","SSD Marion 3, LLC",63958,"1",0,"OP","PV","SUN",{"v":2,"d":"2.0"},0.003,61,0,"Distributed from 923 Generation And Fuel",2020]
[23288,2020,"OR","Sullivan",3053,"4",0,"OP","HY","WAT",1.2,{"v":0.79,"d":"0.790"},{"v":8303.766,"d":"8,304"},{"v":3923.844,"d":"3,924"},"Distributed from 923 Generation And Fuel",1952]
[23306,2020,"OR","The Dalles",3895,"12",0,"OP","HY","WAT",{"v":78,"d":"78.0"},0.421,{"v":287413.604,"d":"287,414"},{"v":118957.394,"d":"118,957"},"Distributed from 923 Generation And Fuel",1960]
[23321,2020,"OR","The Dalles",3895,"6",0,"OP","HY","WAT",{"v":78,"d":"78.0"},0.421,{"v":287413.604,"d":"287,414"},{"v":118957.394,"d":"118,957"},"Distributed from 923 Generation And Fuel",1958]
[23326,2020,"OR","The Dalles",3895,"F2",0,"OA","HY","WAT",{"v":14,"d":"14.0"},0.421,{"v":51587.057,"d":"51,587"},{"v":21351.327,"d":"21,351"},"Distributed from 923 Generation And Fuel",1957]
[23341,2020,"OR","Univ of Oregon Central Power Station",54950,"STG1",0,"OP","CA","NG",3.5,{"v":0,"d":"0.000"},0,0,"EIA-923 Generator File",2012]
[23356,2020,"OR","Waste Management Columbia Ridge LFGTE",57015,"GEN2",0,"OP","IC","LFG",0.8,0.905,{"v":6344.375,"d":"6,344"},{"v":2660.375,"d":"2,660"},"Distributed from 923 Generation And Fuel",2009]
[23375,2020,"OR","WyEast Solar",61345,"PV1",0,"OP","PV","SUN",{"v":10,"d":"10.0"},0.248,{"v":21768,"d":"21,768"},{"v":12465,"d":"12,465"},"Distributed from 923 Generation And Fuel",2018]
[23387,2020,"PA","Allegheny No 6 Hydro Station",50894,"GEN1",0,"OP","HY","WAT",4.6,0.436,{"v":17576.5,"d":"17,577"},{"v":7379,"d":"7,379"},"Distributed from 923 Generation And Fuel",1988]
[23394,2020,"PA","Alpaca",58813,"1",0,"OP","IC","NG",{"v":7,"d":"7.0"},0.168,{"v":10281.333,"d":"10,281"},{"v":4740.333,"d":"4,740"},"Distributed from 923 Generation And Fuel",2017]
[23409,2020,"PA","Amity Energy LLC",59418,"GEN5",0,"CN","IC","NG",4.4]
[23424,2020,"PA","Armstrong",55347,"4",0,"OP","GT","NG",{"v":172,"d":"172.0"},0.191,{"v":287640,"d":"287,640"},{"v":150055.75,"d":"150,056"},"Distributed from 923 Generation And Fuel",2002]
[23443,2020,"PA","Beaver Valley Patterson Dam",10546,"GEN3",0,"OP","HY","WAT",0.4,0.429,{"v":1504.667,"d":"1,505"},{"v":631.667,"d":"632"},"Distributed from 923 Generation And Fuel",1982]
[23458,2020,"PA","Blue Ridge Landfill",57466,"GEN4",0,"OP","IC","LFG",1.6,0.822,{"v":11526,"d":"11,526"},{"v":4946.25,"d":"4,946"},"Distributed from 923 Generation And Fuel",2013]
[23477,2020,"PA","Bucknell University",54333,"G502",0,"OP","CA","NG",1.2,0.117,{"v":1233,"d":"1,233"},196,"EIA-923 Generator File",1991]
[23482,2020,"PA","Chambersburg",55654,"UN12",0,"OP","GT","NG",43.8,0.298,{"v":114493.5,"d":"114,494"},{"v":52790,"d":"52,790"},"Distributed from 923 Generation And Fuel",2001]
[23492,2020,"PA","Chestnut Flats Wind Farm",57268,"1",0,"OP","WT","WND",{"v":38,"d":"38.0"},0.298,{"v":99032,"d":"99,032"},{"v":28781,"d":"28,781"},"Distributed from 923 Generation And Fuel",2011]
[23511,2020,"PA","Crayola Solar Project",57216,"1",0,"OP","PV","SUN",{"v":1,"d":"1.0"},0.109,{"v":952.143,"d":"952"},{"v":518.214,"d":"518"},"Distributed from 923 Generation And Fuel",2010]
[23526,2020,"PA","Cumberland County PA LFG Recovery",56887,"GEN 1",0,"OP","IC","LFG",1.6,0.885,{"v":12408.25,"d":"12,408"},{"v":5324.75,"d":"5,325"},"Distributed from 923 Generation And Fuel",2009]
[23541,2020,"PA","Ebensburg Power",10603,"GEN1",1,"OP","ST","WC",57.6,0.575,{"v":290154,"d":"290,154"},{"v":125994,"d":"125,994"},"EIA-923 Generator File",1990]
[23560,2020,"PA","Emsworth L&D Hydroelectric Project",62433,"NA1",0,"P","HY","WAT",6.8]
[23573,2020,"PA","Fairless Energy Center",55298,"CT2A",0,"OP","CT","NG",198.9,0.673,{"v":1172723,"d":"1,172,723"},{"v":521764,"d":"521,764"},"EIA-923 Generator File",2004]
[23579,2020,"PA","Falling Spring",7397,"5",0,"OP","IC","NG",{"v":2,"d":"2.0"},{"v":0.02,"d":"0.020"},{"v":346.111,"d":"346"},{"v":223.889,"d":"224"},"Distributed from 923 Generation And Fuel",1967]
[23594,2020,"PA","FirstEnergy Mitchell Power Station",3181,"2",3,"RE","ST","DFO",74.7,{"$nulls":5},2013]
[23609,2020,"PA","Frey Farm Landfill",56510,"GEN2",0,"OP","IC","LFG",1.6,0.939,{"v":13164,"d":"13,164"},{"v":5649,"d":"5,649"},"Distributed from 923 Generation And Fuel",2006]
[23628,2020,"PA","Green Mountain Storage, LLC",55370,"N60",0,"RE","WT","WND",10.4,{"$nulls":5},2015]
[23643,2020,"PA","Hatfields Ferry Power Station",3179,"2",1,"RE","ST","BIT",{"v":576,"d":"576.0"},{"$nulls":5},2013]
[23648,2020,"PA","Hazelton",10870,"GEN4",0,"SB","GT","NG",{"v":33,"d":"33.0"},0.006,{"v":1814.327,"d":"1,814"},{"v":830.869,"d":"831"},"Distributed from 923 Generation And Fuel",2002]
[23668,2020,"PA","Holtwood",3145,"HW4",0,"OP","HY","WAT",10.4,0.407,{"v":37080.773,"d":"37,081"},{"v":15567.072,"d":"15,567"},"Distributed from 923 Generation And Fuel",1911]
[23677,2020,"PA","Hop Bottom",58800,"1",0,"CN","IC","NG",{"v":7,"d":"7.0"}]
[23696,2020,"PA","Hunterstown",3110,"3",0,"OP","GT","NG",{"v":20,"d":"20.0"},0.005,945,{"v":434.667,"d":"435"},"Distributed from 923 Generation And Fuel",1971]
[23711,2020,"PA","John B Rich Memorial Power Station",10113,"GEN1",2,"OP","ST","WC",88.4,0.819,{"v":634279,"d":"634,279"},{"v":277276,"d":"277,276"},"EIA-923 Generator File",1988]
[23726,2020,"PA","Keystone Recovery",54934,"NO 5",0,"RE","IC","LFG",0.8,0.235,{"v":1644,"d":"1,644"},{"v":539.857,"d":"540"},"Distributed from 923 Generation And Fuel",null,2020]
[23731,2020,"PA","L&S Sweetners",58497,"GEN1",0,"OP","IC","LFG",1.6,0.726,{"v":10180.5,"d":"10,181"},{"v":4368.5,"d":"4,369"},"Distributed from 923 Generation And Fuel",2013]
[23746,2020,"PA","Liberty Electric Power Plant",55231,"GTG1",0,"OP","CT","NG",{"v":186,"d":"186.0"},0.742,{"v":1208872,"d":"1,208,872"},{"v":589636,"d":"589,636"},"EIA-923 Generator File",2002]
[23764,2020,"PA","Marcus Hook Energy LP",55801,"CT1A",0,"OP","CT","NG",188.2,0.706,{"v":1164699,"d":"1,164,699"},{"v":603800,"d":"603,800"},"EIA-923 Generator File",2004]
[23779,2020,"PA","Milan",58818,"1",0,"OP","IC","NG",{"v":7,"d":"7.0"},0.151,{"v":9286.333,"d":"9,286"},{"v":4281.667,"d":"4,282"},"Distributed from 923 Generation And Fuel",2017]
[23794,2020,"PA","Mon Valley Works",50732,"GEN2",3,"OP","ST","BFG",{"v":25,"d":"25.0"},1.069,{"v":234039,"d":"234,039"},{"v":95515,"d":"95,515"},"EIA-923 Generator File",1943]
[23799,2020,"PA","Montgomery L&D Hydroelectric Project",62400,"NA2",0,"P","HY","WAT",6.8]
[23814,2020,"PA","Mountain View",56687,"13",0,"OP","IC","LFG",0.3,0.298,{"v":783.146,"d":"783"},{"v":336.021,"d":"336"},"Distributed from 923 Generation And Fuel",2003]
[23829,2020,"PA","Mountain View",56687,"27",0,"OP","IC","LFG",0.3,0.298,{"v":783.146,"d":"783"},{"v":336.021,"d":"336"},"Distributed from 923 Generation And Fuel",2003]
[23841,2020,"PA","Mountain View",56687,"38",0,"OP","IC","LFG",0.3,0.298,{"v":783.146,"d":"783"},{"v":336.021,"d":"336"},"Distributed from 923 Generation And Fuel",2003]
[23862,2020,"PA","Muddy Run",3164,"3",0,"OP","PS","WAT",{"v":134,"d":"134.0"},{"v":-0.045,"d":"(0.045)"},{"v":-53046.625,"d":"(53,047)"},{"v":-24191.375,"d":"(24,191)"},"Distributed from 923 Generation And Fuel",1967]
[23867,2020,"PA","Muddy Run",3164,"8",0,"OP","PS","WAT",{"v":134,"d":"134.0"},{"v":-0.045,"d":"(0.045)"},{"v":-53046.625,"d":"(53,047)"},{"v":-24191.375,"d":"(24,191)"},"Distributed from 923 Generation And Fuel",1968]
[23882,2020,"PA","Niles Valley Energy LLC",61286,"GEN3",0,"CN","IC","NG",4.4]
[23897,2020,"PA","Oxbow Creek",58714,"GEN2",0,"OP","IC","NG",4.4,0.207,{"v":7976.8,"d":"7,977"},{"v":3677.8,"d":"3,678"},"Distributed from 923 Generation And Fuel",2019]
[23916,2020,"PA","Phoenix Contact - CCHP Plant",62901,"CCHP",0,"OP","GT","NG",{"v":1,"d":"1.0"},{"v":0.74,"d":"0.740"},{"v":6480,"d":"6,480"},{"v":2988,"d":"2,988"},"Distributed from 923 Generation And Fuel",2014]
[23931,2020,"PA","Pine Grove",56690,"5",0,"OP","IC","DFO",0.3,{"v":2E-3,"d":"0.002"},{"v":4.944,"d":"5"},{"v":2.111,"d":"2"},"Distributed from 923 Generation And Fuel",2008]
[23936,2020,"PA","Piney",3124,"1",0,"OP","HY","WAT",{"v":10,"d":"10.0"},0.264,{"v":23097.333,"d":"23,097"},{"v":9696.667,"d":"9,697"},"Distributed from 923 Generation And Fuel",1924]
[23950,2020,"PA","Pittsburgh Airport Gas Plant",64873,"GEN5",0,"T","IC","NG",4.4]
[23965,2020,"PA","PPG Monroeville Chemicals Center",58047,"2",0,"SB","IC","DFO",0.3,{"v":0,"d":"0.000"},{"v":0.273,"d":"0"},0,"Distributed from 923 Generation And Fuel",2000]
[23984,2020,"PA","Renovo Energy Center",60786,"RECPJ",1,"L","CS","NG",{"v":640,"d":"640.0"}]
[23999,2020,"PA","Safe Harbor",3175,"2",0,"OP","HY","WAT",{"v":33,"d":"33.0"},0.263,{"v":75929.087,"d":"75,929"},{"v":31876.182,"d":"31,876"},"Distributed from 923 Generation And Fuel",1934]
[24014,2020,"PA","Scrubgrass Generating Plant",50974,"GEN1",2,"OP","ST","WC",94.7,0.007,{"v":5893,"d":"5,893"},{"v":5577,"d":"5,577"},"EIA-923 Generator File",1993]
[24027,2020,"PA","Shawville",3131,"2",1,"OP","ST","NG",{"v":125,"d":"125.0"},0.169,{"v":185219,"d":"185,219"},{"v":124184,"d":"124,184"},"EIA-923 Generator File",1954]
[24033,2020,"PA","Shell Chemical Appalachia LLC",58933,"GTG1",0,"V","CT","NG",41.5]
[24052,2020,"PA","Stourbridge Energy",61301,"GEN4",0,"CN","IC","NG",4.4]
[24067,2020,"PA","TalenEnergy Martin Creek LLC Allentown",3139,"CTG4",0,"OP","GT","DFO",{"v":16,"d":"16.0"},{"v":1E-3,"d":"0.001"},109,{"v":46.75,"d":"47"},"Distributed from 923 Generation And Fuel",1967]
[24082,2020,"PA","TalenEnergy Martins Creek LLC Harrisburg",3143,"CTG3",0,"OP","GT","DFO",{"v":16,"d":"16.0"},{"v":1E-3,"d":"0.001"},205,{"v":87.667,"d":"88"},"Distributed from 923 Generation And Fuel",1967]
[24087,2020,"PA","TalenEnergy Martins Creek LLC Jenkins",3146,"CTG2",0,"OP","GT","DFO",{"v":16,"d":"16.0"},{"v":0,"d":"0.000"},43,{"v":18.5,"d":"19"},"Distributed from 923 Generation And Fuel",1969]
[24102,2020,"PA","Temple SEGF",58897,"19G01",0,"OP","IC","NG",1.6,0.006,{"v":87.6,"d":"88"},84,"Distributed from 923 Generation And Fuel",1993]
[24126,2020,"PA","TPE Pennsylvania Solar 1, LLC",62686,"PABOE",0,"OP","PV","SUN",3.6,0.151,{"v":4758,"d":"4,758"},{"v":2572,"d":"2,572"},"Distributed from 923 Generation And Fuel",2019]
[24135,2020,"PA","Wallenpaupack",3153,"WP1",0,"OP","HY","WAT",{"v":20,"d":"20.0"},0.212,{"v":37132.5,"d":"37,133"},{"v":15589,"d":"15,589"},"Distributed from 923 Generation And Fuel",1926]
[24150,2020,"PA","Waymart Wind",56001,"GE15",0,"OP","WT","WND",64.5,0.232,{"v":131175,"d":"131,175"},{"v":35688,"d":"35,688"},"Distributed from 923 Generation And Fuel",2003]
[24169,2020,"PA","West Point (PA)",52149,"GN11",0,"SB","IC","DFO",{"v":1,"d":"1.0"},{"v":0,"d":"0.000"},{"v":4.222,"d":"4"},{"v":1.855,"d":"2"},"Data from EIA-923 Generator File overwritten with distributed data from EIA-923 Generation and Fuel",2010]
[24170,2020,"PA","West Point (PA)",52149,"GN12",0,"SB","IC","DFO",{"v":2,"d":"2.0"},{"v":0,"d":"0.000"},{"v":8.445,"d":"8"},{"v":3.709,"d":"4"},"Data from EIA-923 Generator File overwritten with distributed data from EIA-923 Generation and Fuel",2015]
[24185,2020,"PA","Wolf Run Energy",61263,"GEN1",0,"OP","IC","NG",4.4,0.216,{"v":8344.2,"d":"8,344"},{"v":3847.2,"d":"3,847"},"Distributed from 923 Generation And Fuel",2019]
[24200,2020,"PA","York Energy Center",55524,"CTG6",0,"OP","CT","NG",234.9,0.796,{"v":1638540,"d":"1,638,540"},{"v":726727,"d":"726,727"},"EIA-923 Generator File",2019]
[24218,2020,"PR","Aguirre Plant",61146,"1",0,"OP","ST","RFO",{"v":450,"d":"450.0"},{"v":0.39,"d":"0.390"},{"v":1538697.5,"d":"1,538,698"},{"v":780907.5,"d":"780,908"},"Distributed from 923 Generation And Fuel",1975]
[24237,2020,"PR","Caonillas",61225,"1",0,"OP","HY","WAT",{"v":9,"d":"9.0"},{"v":0,"d":"0.000"},0,0,"Distributed from 923 Generation And Fuel",1949]
[24252,2020,"PR","Costa Sur Plant",61147,"5",0,"OP","ST","NG",{"v":410,"d":"410.0"},0.111,{"v":397079.616,"d":"397,080"},{"v":146520.747,"d":"146,521"},"Distributed from 923 Generation And Fuel",1972]
[24253,2020,"PR","Costa Sur Plant",61147,"6",0,"OP","ST","NG",{"v":410,"d":"410.0"},0.111,{"v":397079.616,"d":"397,080"},{"v":146520.747,"d":"146,521"},"Distributed from 923 Generation And Fuel",1973]
[24272,2020,"PR","Fajardo MSWL",61109,"PE558",0,"OP","IC","LFG",0.8,{"$nulls":4},2016]
[24287,2020,"PR","HIMA San Pablo Bayamon",62841,"BAY3",0,"SB","IC","DFO",1.5,0.003,{"v":33.333,"d":"33"},16,"Distributed from 923 Generation And Fuel",1996]
[24299,2020,"PR","Horizon Energy (PR) Hybrid",61136,"G001",0,"OP","PV","SUN",{"v":10,"d":"10.0"},0.265,{"v":23247,"d":"23,247"},{"v":10532,"d":"10,532"},"Distributed from 923 Generation And Fuel",2015]
[24320,2020,"PR","Mayaguez Plant",61151,"GT-4",0,"OP","GT","DFO",{"v":55,"d":"55.0"},0.144,{"v":69157.75,"d":"69,158"},{"v":39024,"d":"39,024"},"Distributed from 923 Generation And Fuel",2009]
[24335,2020,"PR","Patillas",61230,"2",0,"OP","HY","WAT",0.6,{"$nulls":4},1985]
[24340,2020,"PR","Rio Blanco",61236,"1",0,"OP","HY","WAT",2.5,{"$nulls":4},1929]
[24355,2020,"PR","Vieques",61233,"2",0,"OP","IC","RFO",3.3,{"v":0,"d":"0.000"},8,4,"Distributed from 923 Generation And Fuel",2004]
[24370,2020,"RI","Block Island",6567,"23",0,"SB","IC","DFO",1.2,{"v":0,"d":"0.000"},{"v":0.676,"d":"1"},{"v":0.676,"d":"1"},"Distributed from 923 Generation And Fuel",2001]
[24389,2020,"RI","Dry Bridge Solar (Brown University)",62771,"DBS2",0,"T","PV","SUN",{"v":10,"d":"10.0"}]
[24394,2020,"RI","GD Glocester White Oak I, LLC",64334,"GDWH",0,"OP","PV","SUN",1.8,{"v":0,"d":"0.000"},1,0,"Distributed from 923 Generation And Fuel",2020]
[24408,2020,"RI","Johnston LFG Turbine Plant",59254,"GENT2",0,"OP","CT","LFG",6.3,0.601,{"v":33168.18,"d":"33,168"},{"v":14627.6,"d":"14,628"},"EIA-923 Generator File",2013]
[24423,2020,"RI","Manchester Street",3236,"GE10",1,"OP","CA","NG",{"v":48,"d":"48.0"},0.405,{"v":170221,"d":"170,221"},{"v":105660,"d":"105,660"},"EIA-923 Generator File",1995]
[24438,2020,"RI","Orbit Energy RI",60831,"1",0,"OP","IC","OBG",3.2,{"v":-0.09,"d":"(0.090)"},{"v":-2527,"d":"(2,527)"},{"v":-1042,"d":"(1,042)"},"Distributed from 923 Generation And Fuel",2017]
[24457,2020,"RI","Ridgewood Providence Power",50365,"GEN3",0,"RE","IC","LFG",1.9,{"$nulls":5},2013]
[24472,2020,"RI","Tiverton Power Plant",55048,"UNT3",0,"CN","CT","NG",179.3]
[24485,2020,"RI","WED Coventry 3",59305,"WEDC3",0,"OP","WT","WND",1.5,0.251,{"v":3303,"d":"3,303"},{"v":1053,"d":"1,053"},"Distributed from 923 Generation And Fuel",2016]
[24491,2020,"RI","WED Coventry Seven, LLC",64333,"WED7",0,"OP","PV","SUN",{"v":3,"d":"3.0"},{"v":0,"d":"0.000"},1,0,"Distributed from 923 Generation And Fuel",2020]
[24506,2020,"RI","West Greenwich Solar",58214,"WGRI",0,"OP","PV","SUN",1.9,0.161,{"v":2685,"d":"2,685"},{"v":1481,"d":"1,481"},"Distributed from 923 Generation And Fuel",2013]
[24525,2020,"SC","Ashley Solar (SC)",62179,"21",0,"T","PV","SUN",{"v":2,"d":"2.0"}]
[24540,2020,"SC","Bell Solar",62183,"25",0,"T","PV","SUN",6.1]
[24555,2020,"SC","Boyds Mill Hydro",3253,"1",0,"OP","HY","WAT",0.7,0.403,{"v":2473.5,"d":"2,474"},{"v":842.5,"d":"843"},"Distributed from 923 Generation And Fuel",1996]
[24560,2020,"SC","Broad River Energy Center",55166,"CT03",0,"OP","GT","NG",{"v":197,"d":"197.0"},0.034,{"v":58867.4,"d":"58,867"},{"v":37479.4,"d":"37,479"},"Distributed from 923 Generation And Fuel",2000]
[24580,2020,"SC","Buzzard Roost GT",58212,"9",0,"RE","GT","NG",22.7,{"$nulls":5},2012]
[24589,2020,"SC","Cardinal Solar LLC",63973,"CARD",0,"OP","PV","SUN",{"v":7,"d":"7.0"},{"v":1E-3,"d":"0.001"},64,0,"Distributed from 923 Generation And Fuel",2020]
[24608,2020,"SC","Cherokee County Cogen",55043,"ST1",1,"OP","CA","NG",41.2,0.327,{"v":118044.15,"d":"118,044"},{"v":53776.8,"d":"53,777"},"EIA-923 Generator File",1998]
[24623,2020,"SC","Columbia Canal Hydro",3283,"1",0,"OS","HY","WAT",1.6,{"$nulls":4},1929]
[24628,2020,"SC","Columbia Canal Hydro",3283,"6",0,"OS","HY","WAT",1.6,{"$nulls":4},1928]
[24643,2020,"SC","Dadswell Solar",62222,"34",0,"T","PV","SUN",{"v":1,"d":"1.0"}]
[24658,2020,"SC","Davis Road Solar",64156,"2002",0,"T","PV","SUN",{"v":2,"d":"2.0"}]
[24676,2020,"SC","Fairfield Pumped Storage",6126,"3",0,"OP","PS","WAT",73.4,{"v":-0.033,"d":"(0.033)"},{"v":-21159.625,"d":"(21,160)"},{"v":-10908.875,"d":"(10,909)"},"Distributed from 923 Generation And Fuel",1978]
[24691,2020,"SC","Florence Mill",50806,"GEN2",3,"OP","ST","BLQ",{"v":15,"d":"15.0"},0.343,{"v":45098.57,"d":"45,099"},{"v":19858.044,"d":"19,858"},"EIA-923 Generator File",1974]
[24696,2020,"SC","Gary Solar",61942,"8",0,"OP","PV","SUN",{"v":2,"d":"2.0"},0.216,{"v":3791,"d":"3,791"},{"v":1883,"d":"1,883"},"Distributed from 923 Generation And Fuel",2018]
[24711,2020,"SC","Great Falls (SC)",3259,"6",0,"OP","HY","WAT",{"v":3,"d":"3.0"},{"v":-1E-3,"d":"(0.001)"},{"v":-17.75,"d":"(18)"},{"v":-6,"d":"(6)"},"Distributed from 923 Generation And Fuel",1907]
[24726,2020,"SC","Hardeeville",3286,"1",0,"OS","GT","DFO",16.3,{"v":0,"d":"0.000"},0,0,"Distributed from 923 Generation And Fuel",1968]
[24745,2020,"SC","Horry Land Fill Gas Site",7958,"HG4",0,"IP","IC","LFG",1.1,{"v":0.22,"d":"0.220"},{"v":2119.857,"d":"2,120"},{"v":848.571,"d":"849"},"Distributed from 923 Generation And Fuel"]
[24753,2020,"SC","J Strom Thurmond",3323,"1",0,"OP","HY","WAT",51.7,0.349,{"v":157994.857,"d":"157,995"},{"v":53823.714,"d":"53,824"},"Distributed from 923 Generation And Fuel",1953]
[24774,2020,"SC","Jefferies",3319,"4",1,"RE","ST","BIT",172.8,{"$nulls":5},2012]
[24779,2020,"SC","Jocassee",3262,"3",0,"OP","PS","WAT",193.5,{"v":-0.015,"d":"(0.015)"},{"v":-26125.75,"d":"(26,126)"},{"v":-20851.25,"d":"(20,851)"},"Distributed from 923 Generation And Fuel",1975]
[24794,2020,"SC","Keowee",6517,"1",0,"OP","HY","WAT",78.8,0.081,{"v":55631,"d":"55,631"},{"v":18951.5,"d":"18,952"},"Distributed from 923 Generation And Fuel",1971]
[24813,2020,"SC","Martin West Solar",62277,"55",0,"T","PV","SUN",{"v":2,"d":"2.0"}]
[24828,2020,"SC","Mill Creek (SC)",7981,"2",0,"OP","GT","NG",99.9,{"v":0.01,"d":"0.010"},{"v":8791.5,"d":"8,792"},{"v":3991,"d":"3,991"},"Distributed from 923 Generation And Fuel",2002]
[24843,2020,"SC","NA 5",7253,"NA5",0,"IP","GT","NG",{"v":170,"d":"170.0"}]
[24861,2020,"SC","Palmetto Plains",62679,"1405",0,"OP","PV","SUN",{"v":75,"d":"75.0"},0.241,{"v":158100,"d":"158,100"},{"v":80280,"d":"80,280"},"Distributed from 923 Generation And Fuel",2019]
[24862,2020,"SC","Parr GT",3291,"GT1",0,"OS","GT","NG",19.6,0.007,{"v":1229.327,"d":"1,229"},{"v":551.981,"d":"552"},"Distributed from 923 Generation And Fuel",1970]
[24881,2020,"SC","Pruger Solar I",62292,"63",0,"T","PV","SUN",{"v":2,"d":"2.0"}]
[24896,2020,"SC","Rocky Creek",3266,"3",0,"RE","HY","WAT",{"v":3,"d":"3.0"},{"$nulls":5},2018]
[24911,2020,"SC","Rowesville Rd Plant",7480,"4",0,"IP","GT","NG",4.8,{"v":0,"d":"0.000"},{"v":-13.25,"d":"(13)"},{"v":-6,"d":"(6)"},"Distributed from 923 Generation And Fuel"]
[24930,2020,"SC","SCE&G Nimitz CSG",61433,"SCNM1",0,"OP","PV","SUN",{"v":8,"d":"8.0"},0.231,{"v":16216,"d":"16,216"},{"v":8056,"d":"8,056"},"Distributed from 923 Generation And Fuel",2018]
[24939,2020,"SC","Seneca City of",56545,"PPG3",0,"OP","IC","DFO",{"v":2,"d":"2.0"},0.021,{"v":365.8,"d":"366"},{"v":152.2,"d":"152"},"Distributed from 923 Generation And Fuel",2004]
[24945,2020,"SC","Shorthorn Holdings",60028,"PV1",0,"L","PV","SUN",15.4]
[24964,2020,"SC","Stamey Solar",62313,"77",0,"T","PV","SUN",{"v":2,"d":"2.0"}]
[24979,2020,"SC","Urquhart",3295,"1",1,"OP","CA","NG",{"v":75,"d":"75.0"},{"v":0.49,"d":"0.490"},{"v":322244,"d":"322,244"},{"v":130653,"d":"130,653"},"EIA-923 Generator File",1953]
[24998,2020,"SC","W S Lee",3264,"ST10",2,"OP","CA","NG",362.1,{"v":0.77,"d":"0.770"},{"v":2443026,"d":"2,443,026"},{"v":985429,"d":"985,429"},"EIA-923 Generator File",2018]
[25013,2020,"SC","Wateree Hydro",3270,"3",0,"OP","HY","WAT",18.1,0.506,{"v":80248,"d":"80,248"},{"v":27337.8,"d":"27,338"},"Distributed from 923 Generation And Fuel",1919]
[25028,2020,"SC","Winyah",6249,"1",1,"OP","ST","RC",{"v":315,"d":"315.0"},0.321,{"v":885718,"d":"885,718"},{"v":459748,"d":"459,748"},"EIA-923 Generator File",1975,2028]
[25034,2020,"SC","Wylie",3271,"1",0,"OP","HY","WAT",{"v":15,"d":"15.0"},0.409,{"v":53749.5,"d":"53,750"},{"v":18310.75,"d":"18,311"},"Distributed from 923 Generation And Fuel",1925]
[25047,2020,"SD","Aurora County Wind",61745,"ACSD",0,"OP","WT","WND",{"v":20,"d":"20.0"},0.464,{"v":81278,"d":"81,278"},{"v":31016,"d":"31,016"},"Distributed from 923 Generation And Fuel",2018]
[25062,2020,"SD","Big Bend Dam",3375,"4",0,"OP","HY","WAT",67.3,0.217,{"v":127785.859,"d":"127,786"},{"v":48455.125,"d":"48,455"},"Distributed from 923 Generation And Fuel",1965]
[25081,2020,"SD","Day County Wind LLC",57194,"GE15",0,"OP","WT","WND",{"v":99,"d":"99.0"},0.403,{"v":349522,"d":"349,522"},{"v":120819,"d":"120,819"},"Distributed from 923 Generation And Fuel",2010]
[25096,2020,"SD","Ft. Pierre",56148,"7",0,"OP","IC","DFO",{"v":2,"d":"2.0"},{"v":1E-3,"d":"0.001"},{"v":14.047,"d":"14"},{"v":5.734,"d":"6"},"Data from EIA-923 Generator File overwritten with distributed data from EIA-923 Generation and Fuel",2004]
[25101,2020,"SD","Highmore",3343,"1",0,"RE","IC","DFO",0.6,{"$nulls":5},2014]
[25112,2020,"SD","Oahe",3356,"1",0,"OP","HY","WAT",112.3,0.406,{"v":399719.714,"d":"399,720"},{"v":151569.571,"d":"151,570"},"Distributed from 923 Generation And Fuel",1962]
[25130,2020,"SD","Redfield",3347,"3",0,"RE","IC","NG",1.3,{"$nulls":5},2014]
[25149,2020,"SD","Yankton",8034,"1",0,"SB","IC","NG",2.2,{"v":-0.003,"d":"(0.003)"},{"v":-55,"d":"(55)"},{"v":-22.493,"d":"(22)"},"Distributed from 923 Generation And Fuel",1974]
[25164,2020,"TN","Allen",3393,"G19",0,"OP","GT","NG",59.6,{"v":0,"d":"0.000"},{"v":-153.8,"d":"(154)"},{"v":-59.331,"d":"(59)"},"Distributed from 923 Generation And Fuel",1972]
[25169,2020,"TN","Allen",3393,"GT4",0,"OP","GT","NG",23.9,{"v":0,"d":"0.000"},{"v":-61.675,"d":"(62)"},{"v":-23.792,"d":"(24)"},"Distributed from 923 Generation And Fuel",1971]
[25184,2020,"TN","Boone Dam",3395,"2",0,"OP","HY","WAT",38.3,0.304,{"v":102082.339,"d":"102,082"},{"v":46454.03,"d":"46,454"},"Distributed from 923 Generation And Fuel",1953]
[25199,2020,"TN","Calderwood",54900,"2",0,"OP","HY","WAT",52.2,0.647,{"v":296080,"d":"296,080"},{"v":134735.333,"d":"134,735"},"Distributed from 923 Generation And Fuel",1930]
[25220,2020,"TN","Chickamauga",3398,"2",0,"OP","HY","WAT",39.9,0.668,{"v":233456.5,"d":"233,457"},{"v":106237.5,"d":"106,238"},"Distributed from 923 Generation And Fuel",1940]
[25232,2020,"TN","Dale Hollow",3424,"2",0,"OP","HY","WAT",{"v":18,"d":"18.0"},0.384,{"v":60516,"d":"60,516"},{"v":27538.667,"d":"27,539"},"Distributed from 923 Generation And Fuel",1949]
[25247,2020,"TN","Fort Patrick Henry",3401,"1",0,"OP","HY","WAT",29.7,0.404,{"v":105038,"d":"105,038"},{"v":47799,"d":"47,799"},"Distributed from 923 Generation And Fuel",1954]
[25252,2020,"TN","Gallatin (TN)",3403,"1",1,"OP","ST","SUB",{"v":300,"d":"300.0"},0.255,{"v":670356,"d":"670,356"},{"v":301304,"d":"301,304"},"EIA-923 Generator File",1956,2031]
[25267,2020,"TN","Great Falls (TN)",3404,"1",0,"OP","HY","WAT",15.3,0.628,{"v":84207.659,"d":"84,208"},{"v":38319.917,"d":"38,320"},"Distributed from 923 Generation And Fuel",1916]
[25286,2020,"TN","Johnsonville",3406,"G16",0,"OP","GT","NG",{"v":68,"d":"68.0"},0.046,{"v":27266.283,"d":"27,266"},{"v":12172.906,"d":"12,173"},"Distributed from 923 Generation And Fuel",1975]
[25301,2020,"TN","Johnsonville",3406,"10",1,"RE","ST","SUB",172.8,{"$nulls":5},2015]
[25306,2020,"TN","Johnsonville",3406,"6",1,"RE","ST","SUB",{"v":147,"d":"147.0"},{"$nulls":5},2015]
[25320,2020,"TN","Lagoon Creek",7845,"CTG2",0,"OP","CT","NG",173.4,0.709,{"v":1077581,"d":"1,077,581"},{"v":459213,"d":"459,213"},"EIA-923 Generator File",2010]
[25335,2020,"TN","McMinnville",55928,"1",0,"OP","IC","DFO",{"v":2,"d":"2.0"},{"v":1E-3,"d":"0.001"},{"v":9.5,"d":"10"},{"v":4.083,"d":"4"},"Distributed from 923 Generation And Fuel",2001]
[25350,2020,"TN","Middle Point Landfill Gas Recovery",56866,"2",0,"RE","IC","LFG",1.4,{"$nulls":5},2011]
[25369,2020,"TN","Ocoee 1",3412,"1",0,"OP","HY","WAT",3.8,0.822,{"v":27370.4,"d":"27,370"},{"v":12455.2,"d":"12,455"},"Distributed from 923 Generation And Fuel",1912]
[25384,2020,"TN","Packaging Corp of America",50296,"GEN2",4,"OP","ST","BLQ",22.5,0.462,{"v":91083.497,"d":"91,083"},{"v":38467.699,"d":"38,468"},"EIA-923 Generator File",2010]
[25393,2020,"TN","Powell Valley",7883,"11",0,"OP","IC","DFO",{"v":2,"d":"2.0"},{"v":0,"d":"0.000"},{"v":0.273,"d":"0"},{"v":0.091,"d":"0"},"Distributed from 923 Generation And Fuel",2000]
[25403,2020,"TN","Raccoon Mountain",6151,"1",0,"OP","PS","WAT",428.4,{"v":-0.048,"d":"(0.048)"},{"v":-180243.25,"d":"(180,243)"},{"v":-100415.5,"d":"(100,416)"},"Distributed from 923 Generation And Fuel",1979]
[25418,2020,"TN","Tate & Lyle Loudon Plant",63632,"Y9121",0,"OP","GT","NG",30.7,0.612,{"v":164495.5,"d":"164,496"},{"v":70403.5,"d":"70,404"},"Distributed from 923 Generation And Fuel",2016]
[25437,2020,"TN","Tennessee Eastman Operations",50481,"TGO9",10,"OP","ST","BIT",{"v":6,"d":"6.0"},0.421,{"v":22117,"d":"22,117"},{"v":7755,"d":"7,755"},"EIA-923 Generator File",1941]
[25452,2020,"TN","Watts Bar Fossil",3419,"ST2",1,"RE","ST","BIT",{"v":60,"d":"60.0"},{"$nulls":5},2011]
[25471,2020,"TN","Yum Yum Solar LLC",63026,"GEN1",0,"U","PV","SUN",{"v":147,"d":"147.0"}]
[25472,2020,"TX","2W Permian Solar Project Hybrid",63255,"2WPBA",0,"U","BA","MWH",{"v":40,"d":"40.0"}]
[25492,2020,"TX","Amistad Dam & Power",6128,"2",0,"OP","HY","WAT",{"v":33,"d":"33.0"},0.182,{"v":52622.5,"d":"52,623"},{"v":22462.5,"d":"22,463"},"Distributed from 923 Generation And Fuel",1983]
[25505,2020,"TX","Antelope Station",57865,"E10",0,"OP","IC","NG",9.3,0.165,{"v":13447.611,"d":"13,448"},{"v":6610.111,"d":"6,610"},"Distributed from 923 Generation And Fuel",2011]
[25520,2020,"TX","Ascend Performance Materials Texas Inc.",10418,"GEN4",4,"OP","ST","OG",46.1,0.479,{"v":193256.98,"d":"193,257"},{"v":51833.89,"d":"51,834"},"EIA-923 Generator File",2000]
[25535,2020,"TX","Aviator Wind",63209,"AVTOR",0,"V","WT","WND",{"v":525,"d":"525.0"}]
[25554,2020,"TX","BASF Freeport Works",55311,"GEN1",0,"OP","GT","NG",{"v":81,"d":"81.0"},0.792,{"v":561624,"d":"561,624"},{"v":276065,"d":"276,065"},"Distributed from 923 Generation And Fuel",1999]
[25555,2020,"TX","BASF Freeport Works",55311,"GEN2",1,"OP","ST","WH",11.7,0.572,{"v":58640,"d":"58,640"},{"v":28143,"d":"28,143"},"EIA-923 Generator File",1999]
[25579,2020,"TX","Bearkat",59972,"BRKA2",0,"CN","WT","WND",103.4]
[25588,2020,"TX","Black Hawk Station",55064,"UNT1",0,"OP","GT","NG",126.9,0.692,{"v":769662.808,"d":"769,663"},{"v":326571.089,"d":"326,571"},"Distributed from 923 Generation And Fuel",1999]
[25603,2020,"TX","Bluebonnet",55552,"UNT2",0,"RE","IC","LFG",{"v":1,"d":"1.0"},{"$nulls":5},2016]
[25622,2020,"TX","Braes Bayou Plant",64383,"CTG-6",0,"T","GT","NG",60.5]
[25637,2020,"TX","Bridgeport Gas Processing Plant",55053,"658",0,"OP","IC","NG",0.8,0.482,{"v":3378.692,"d":"3,379"},{"v":1660.769,"d":"1,661"},"Distributed from 923 Generation And Fuel",2001]
[25642,2020,"TX","Bridgeport Gas Processing Plant",55053,"325",0,"RE","IC","NG",0.3,{"$nulls":5},2000]
[25657,2020,"TX","Buchanan Dam (TX)",3595,"1",0,"OP","HY","WAT",18.3,0.036,{"v":5739.333,"d":"5,739"},{"v":2450,"d":"2,450"},"Distributed from 923 Generation And Fuel",1938]
[25678,2020,"TX","Calpine Hidalgo Energy Center",7762,"CTG2",0,"OP","CT","NG",176.6,0.519,{"v":802257,"d":"802,257"},{"v":388578,"d":"388,578"},"EIA-923 Generator File",2000]
[25690,2020,"TX","Castle Gap Solar Hybrid",60123,"BAT1",0,"OP","BA","MWH",9.9,{"v":-0.164,"d":"(0.164)"},{"v":-14204,"d":"(14,204)"},{"v":-5656,"d":"(5,656)"},"Distributed from 923 Generation And Fuel",2019]
[25705,2020,"TX","Central Utility Plant",10184,"TG1",0,"OP","ST","NG",2.3,{"v":0,"d":"0.000"},0,0,"EIA-923 Generator File",1988]
[25720,2020,"TX","Channelview Cogeneration Plant",55187,"GT2",0,"OP","CT","NG",192.1,0.723,{"v":1216896,"d":"1,216,896"},{"v":524874,"d":"524,874"},"EIA-923 Generator File",2002]
[25725,2020,"TX","Chisholm Grid Energy Storage System",63737,"CHS01",0,"U","BA","MWH",{"v":100,"d":"100.0"}]
[25740,2020,"TX","Colorado Bend Energy Center",56350,"CT2B",0,"OP","CT","NG",{"v":90,"d":"90.0"},0.406,{"v":320335,"d":"320,335"},{"v":189344,"d":"189,344"},"EIA-923 Generator File",2002]
[25759,2020,"TX","Corpus Christi Energy Center",55206,"CT2",0,"OP","CT","NG",198.9,0.435,{"v":757134,"d":"757,134"},{"v":380138,"d":"380,138"},"EIA-923 Generator File",2002]
[25773,2020,"TX","Covel Gardens Gas Recovery",56864,"2",0,"OP","IC","LFG",1.6,0.697,{"v":9770.167,"d":"9,770"},{"v":4255.833,"d":"4,256"},"Distributed from 923 Generation And Fuel",2005]
[25788,2020,"TX","Decker Creek",3548,"GT3",0,"OP","GT","NG",51.5,0.014,{"v":6420,"d":"6,420"},{"v":3155.75,"d":"3,156"},"Distributed from 923 Generation And Fuel",1988]
[25793,2020,"TX","DeCordova Steam Electric Station",8063,"CT2",0,"OP","GT","NG",89.4,0.007,{"v":5498.25,"d":"5,498"},{"v":2701.75,"d":"2,702"},"Distributed from 923 Generation And Fuel",1990]
[25808,2020,"TX","Deer Park Plant",50471,"GEN3",0,"RE","CA","NG",{"v":10,"d":"10.0"},{"$nulls":5},2004]
[25823,2020,"TX","Denton Energy Center",61643,"DEC7",0,"OP","IC","NG",18.8,0.087,{"v":14362.417,"d":"14,362"},{"v":6683.667,"d":"6,684"},"Distributed from 923 Generation And Fuel",2018]
[25842,2020,"TX","Eagle Mountain",3489,"3",1,"RE","ST","NG",396.1,{"$nulls":5},2012]
[25851,2020,"TX","Easter",59971,"ESTR1",0,"P","WT","WND",{"v":300,"d":"300.0"}]
[25861,2020,"TX","EG178 Facility",56233,"STG",2,"OP","CA","NG",32.9,0.407,{"v":117177,"d":"117,177"},{"v":56724,"d":"56,724"},"EIA-923 Generator File",2005]
[25876,2020,"TX","Ennis Power Company LLC",55223,"ST1",1,"OP","CA","NG",{"v":133,"d":"133.0"},0.213,{"v":248649,"d":"248,649"},{"v":10930,"d":"10,930"},"EIA-923 Generator File",2002]
[25891,2020,"TX","ExxonMobil Baytown Refinery",10436,"GT38",0,"OP","GT","NG",36.5,0.672,{"v":214719.096,"d":"214,719"},{"v":105544.544,"d":"105,545"},"Distributed from 923 Generation And Fuel",1989]
[25910,2020,"TX","ExxonMobil Beaumont Refinery",50625,"TG24",0,"OP","GT","NG",38.6,0.711,{"v":240519.409,"d":"240,519"},{"v":86175.89,"d":"86,176"},"Distributed from 923 Generation And Fuel",1993]
[25925,2020,"TX","ExxonMobil Hawkins Gas Plant",54962,"UN79",0,"RE","IC","NG",0.5,{"$nulls":5},2007]
[25930,2020,"TX","Farmers Branch Renewable Energy Facility",57165,"GEN2",0,"OP","IC","LFG",1.6,0.961,{"v":13463,"d":"13,463"},{"v":5864.5,"d":"5,865"},"Distributed from 923 Generation And Fuel",2011]
[25946,2020,"TX","FGE Texas II",58930,"GT2",0,"T","CT","NG",238.9]
[25959,2020,"TX","Formosa Utility Venture Ltd",10554,"ST3",6,"OP","CA","NG",{"v":55,"d":"55.0"},0.336,{"v":161871.66,"d":"161,872"},{"v":88632.78,"d":"88,633"},"EIA-923 Generator File",2002]
[25978,2020,"TX","Fort Bliss (DEA EPIC)",61887,"DEPIC",0,"OP","PV","SUN",{"v":2,"d":"2.0"},0.268,{"v":4695,"d":"4,695"},{"v":2585,"d":"2,585"},"Distributed from 923 Generation And Fuel",2018]
[25993,2020,"TX","Freeport Energy",52120,"G-45",0,"RE","CT","NG",{"v":119,"d":"119.0"},{"$nulls":5},2003]
[26008,2020,"TX","Galloway 1 Solar Farm",61920,"GSM01",0,"U","PV","SUN",{"v":250,"d":"250.0"}]
[26013,2020,"TX","Gerdau",63797,"GER01",0,"P","PV","SUN",{"v":80,"d":"80.0"}]
[26037,2020,"TX","Great Prairie  Wind",64665,"GR01",0,"L","WT","WND",{"v":358,"d":"358.0"}]
[26046,2020,"TX","Green Power 2",55470,"TR3",0,"OP","CT","NG",{"v":167,"d":"167.0"},0.733,{"v":1071774,"d":"1,071,774"},{"v":305582,"d":"305,582"},"EIA-923 Generator File",2003]
[26061,2020,"TX","GRS Sunset Farms",55588,"3",0,"RE","IC","LFG",{"v":1,"d":"1.0"},{"$nulls":5},2016]
[26076,2020,"TX","Hal C Weaver Power Plant",50118,"GEN7",6,"SB","CA","NG",28.8,0.046,{"v":11514.87,"d":"11,515"},0,"EIA-923 Generator File",1979]
[26081,2020,"TX","Hal C Weaver Power Plant",50118,"GEN3",0,"RE","ST","NG",2.5,{"$nulls":5},2001]
[26096,2020,"TX","Hardin County Peaking Facility",56604,"HC1",0,"OP","GT","NG",86.5,{"v":0.06,"d":"0.060"},{"v":45649,"d":"45,649"},{"v":22438.5,"d":"22,439"},"Distributed from 923 Generation And Fuel",2001]
[26115,2020,"TX","High Lonesome Wind Power, LLC Hybrid",62562,"BA",0,"T","BA","MWH",{"v":50,"d":"50.0"}]
[26132,2020,"TX","Holly Street",3549,"1",1,"RE","ST","NG",{"v":100,"d":"100.0"},{"$nulls":5},2004]
[26144,2020,"TX","Houston Chemical Complex Battleground",50043,"ST",3,"OP","CA","NG",87.4,0.601,{"v":460206,"d":"460,206"},{"v":202422,"d":"202,422"},"EIA-923 Generator File",1982]
[26163,2020,"TX","J K Spruce",7097,"1",1,"OP","ST","SUB",{"v":566,"d":"566.0"},0.449,{"v":2225390,"d":"2,225,390"},{"v":980778,"d":"980,778"},"EIA-923 Generator File",1992]
[26164,2020,"TX","J K Spruce",7097,"2",1,"OP","ST","SUB",{"v":878,"d":"878.0"},0.406,{"v":3119068,"d":"3,119,068"},{"v":1771975,"d":"1,771,975"},"EIA-923 Generator File",2010]
[26179,2020,"TX","Jack Fusco Energy Center",55357,"CTG2",0,"OP","CT","NG",{"v":200,"d":"200.0"},0.596,{"v":1044192,"d":"1,044,192"},{"v":489913,"d":"489,913"},"EIA-923 Generator File",2003]
[26198,2020,"TX","Jones",3482,"3",0,"OP","GT","NG",182.7,0.211,{"v":337579.5,"d":"337,580"},{"v":265880,"d":"265,880"},"Distributed from 923 Generation And Fuel",2011,2056]
[26213,2020,"TX","La Chalupa, LLC",63624,"LC",0,"V","WT","WND",198.5]
[26227,2020,"TX","Lamar Power Project",55097,"CTG2",0,"OP","CT","NG",{"v":176,"d":"176.0"},0.716,{"v":1103610,"d":"1,103,610"},{"v":457298,"d":"457,298"},"EIA-923 Generator File",2000]
[26246,2020,"TX","Leon Creek",3609,"CGT2",0,"OP","GT","NG",57.4,{"v":0.06,"d":"0.060"},{"v":30306,"d":"30,306"},{"v":14896.75,"d":"14,897"},"Distributed from 923 Generation And Fuel",2004]
[26247,2020,"TX","Leon Creek",3609,"CGT3",0,"OP","GT","NG",57.4,{"v":0.06,"d":"0.060"},{"v":30306,"d":"30,306"},{"v":14896.75,"d":"14,897"},"Distributed from 923 Generation And Fuel",2004]
[26266,2020,"TX","Longhorn Wind",58772,"GEN1",0,"OP","WT","WND",{"v":200,"d":"200.0"},0.405,{"v":708998,"d":"708,998"},{"v":283078,"d":"283,078"},"Distributed from 923 Generation And Fuel",2015]
[26281,2020,"TX","M&G Resins USA",60642,"2",0,"P","OT","WH",14.3]
[26296,2020,"TX","Mariah del Norte",59005,"MAR1",0,"OP","WT","WND",230.4,0.359,{"v":724436,"d":"724,436"},{"v":286123,"d":"286,123"},"Distributed from 923 Generation And Fuel",2016]
[26305,2020,"TX","Martin Lake",6146,"2",1,"OP","ST","SUB",793.2,0.582,{"v":4043324,"d":"4,043,324"},{"v":1856901,"d":"1,856,901"},"EIA-923 Generator File",1978]
[26329,2020,"TX","Mont Belvieu Cogeneration Unit",57322,"GT01",0,"OP","GT","NG",{"v":15,"d":"15.0"},0.776,{"v":101943,"d":"101,943"},{"v":50110,"d":"50,110"},"Distributed from 923 Generation And Fuel",2009]
[26334,2020,"TX","Montana Solar Facility",60300,"IMPV1",0,"OP","PV","SUN",{"v":3,"d":"3.0"},0.312,{"v":8208,"d":"8,208"},{"v":4519,"d":"4,519"},"Distributed from 923 Generation And Fuel",2017]
[26349,2020,"TX","Morgan Creek",3492,"CT6",0,"OP","GT","NG",89.4,{"v":2E-3,"d":"0.002"},{"v":1572.833,"d":"1,573"},{"v":770.667,"d":"771"},"Distributed from 923 Generation And Fuel",1988]
[26364,2020,"TX","Motiva Enterprises Port Arthur Refinery",50973,"GN44",0,"OP","CT","NG",41.6,0.296,{"v":107803.86,"d":"107,804"},0,"EIA-923 Generator File",2011]
[26383,2020,"TX","Nacogdoches Power",55708,"STG2",0,"CN","CA","NG",{"v":114,"d":"114.0"}]
[26398,2020,"TX","Newman",3456,"3",1,"OP","ST","NG",121.8,0.275,{"v":292899,"d":"292,899"},{"v":144760,"d":"144,760"},"EIA-923 Generator File",1966,2026]
[26400,2020,"TX","Newman",3456,"5CA1",2,"OP","CA","NG",{"v":134,"d":"134.0"},0.563,{"v":660834,"d":"660,834"},{"v":304326,"d":"304,326"},"EIA-923 Generator File",2011]
[26417,2020,"TX","North Lake",3454,"3",1,"RE","ST","NG",361.3,{"$nulls":5},2009]
[26432,2020,"TX","NWP Indian Mesa Wind Farm",55747,"NWP2",0,"OP","WT","WND",82.5,0.329,{"v":237991,"d":"237,991"},{"v":93997,"d":"93,997"},"Distributed from 923 Generation And Fuel",2001]
[26451,2020,"TX","Odessa",64294,"ODSA",0,"OP","BA","MWH",9.9,{"v":-1E-3,"d":"(0.001)"},{"v":-53,"d":"(53)"},0,"Distributed from 923 Generation And Fuel",2020]
[26466,2020,"TX","Optim Energy Altura Cogen LLC",50815,"GEN5",0,"OP","CT","NG",84.9,0.613,{"v":455850,"d":"455,850"},{"v":206534,"d":"206,534"},"EIA-923 Generator File",1986]
[26481,2020,"TX","Palestine Power Peaking Facility",62684,"PP-4",0,"P","GT","NG",{"v":50,"d":"50.0"}]
[26491,2020,"TX","Panda Temple Power Station",58001,"STG-1",2,"OP","CA","NG",339.2,0.418,{"v":1242947,"d":"1,242,947"},{"v":851002,"d":"851,002"},"EIA-923 Generator File",2014]
[26500,2020,"TX","Paris Energy Center",50109,"GEN2",0,"OP","CT","NG",87.8,0.167,{"v":128650,"d":"128,650"},{"v":73705,"d":"73,705"},"EIA-923 Generator File",1989]
[26519,2020,"TX","Pearsall",3630,"13A",0,"OP","IC","NG",8.4,0.119,{"v":8758.542,"d":"8,759"},{"v":4305.25,"d":"4,305"},"Distributed from 923 Generation And Fuel",2010]
[26534,2020,"TX","Pearsall",3630,"4A",0,"OP","IC","NG",8.4,0.119,{"v":8758.542,"d":"8,759"},{"v":4305.25,"d":"4,305"},"Distributed from 923 Generation And Fuel",2010]
[26549,2020,"TX","Permian Basin",3494,"CT5",0,"OP","GT","NG",89.4,0.088,{"v":69292.6,"d":"69,293"},{"v":34053.8,"d":"34,054"},"Distributed from 923 Generation And Fuel",1990]
[26554,2020,"TX","Phelps Dodge Refining",54628,"2607",0,"OS","GT","NG",3.5,0.246,{"v":7546.964,"d":"7,547"},{"v":3709.643,"d":"3,710"},"Distributed from 923 Generation And Fuel",1986]
[26569,2020,"TX","Port Arthur Texas Refinery",10568,"GEN1",0,"OP","GT","NG",38.4,0.571,{"v":191909,"d":"191,909"},{"v":94332,"d":"94,332"},"Distributed from 923 Generation And Fuel",1988]
[26590,2020,"TX","Powerlane Plant",4195,"EP2",0,"OP","IC","NG",8.4,0.115,{"v":8435.333,"d":"8,435"},{"v":4146.333,"d":"4,146"},"Distributed from 923 Generation And Fuel",2010]
[26602,2020,"TX","Pueblo BA",64318,"PBL2",0,"T","BA","MWH",9.9]
[26617,2020,"TX","Rabbit Hill Energy Storage Project",60649,"1",0,"OP","BA","MWH",9.9,{"v":-0.007,"d":"(0.007)"},{"v":-641,"d":"(641)"},{"v":-335,"d":"(335)"},"Distributed from 923 Generation And Fuel",2020]
[26622,2020,"TX","Ranchland Wind Project II",64544,"WT2",0,"T","WT","WND",{"v":148,"d":"148.0"}]
[26637,2020,"TX","RE Bravepost LLC",63730,"BVPST",0,"P","PV","SUN",{"v":200,"d":"200.0"}]
[26652,2020,"TX","Red Gate Power Plant",59391,"ENG09",0,"OP","IC","NG",18.7,{"v":0.11,"d":"0.110"},{"v":17950,"d":"17,950"},{"v":6402.5,"d":"6,403"},"Distributed from 923 Generation And Fuel",2016]
[26671,2020,"TX","Rippey Solar",62773,"BTCOO",0,"OP","PV","SUN",{"v":59,"d":"59.0"},0.011,{"v":5831,"d":"5,831"},0,"Distributed from 923 Generation And Fuel",2020]
[26685,2020,"TX","Sabine",3459,"3",1,"OP","ST","NG",473.4,0.207,{"v":856874,"d":"856,874"},{"v":565048,"d":"565,048"},"EIA-923 Generator File",1966,2026]
[26690,2020,"TX","Sabine Cogen",55104,"CTG2",0,"RE","CT","NG",37.4,0.161,{"v":52853,"d":"52,853"},0,"EIA-923 Generator File",null,2020]
[26705,2020,"TX","Sam Rayburn",3631,"7",0,"OP","CT","NG",49.2,0.046,{"v":19726,"d":"19,726"},{"v":20399,"d":"20,399"},"EIA-923 Generator File",2003]
[26720,2020,"TX","Sand Bluff Wind Farm",56479,"2",0,"OP","WT","WND",{"v":90,"d":"90.0"},0.182,{"v":143104,"d":"143,104"},{"v":56520,"d":"56,520"},"Distributed from 923 Generation And Fuel",2007]
[26739,2020,"TX","Seadrift Coke LP",10167,"GEN1",0,"OP","ST","PC",7.6,0.619,{"v":41182,"d":"41,182"},{"v":16056,"d":"16,056"},"EIA-923 Generator File",1983]
[26754,2020,"TX","Shell Deer Park",50304,"GEN4",0,"OP","GT","NG",88.2,0.788,{"v":609120.721,"d":"609,121"},{"v":253984.535,"d":"253,985"},"Distributed from 923 Generation And Fuel",1995]
[26763,2020,"TX","Silas Ray",3559,"10",0,"OP","GT","NG",{"v":61,"d":"61.0"},0.088,{"v":46758,"d":"46,758"},{"v":22984,"d":"22,984"},"Distributed from 923 Generation And Fuel",2004]
[26773,2020,"TX","Silas Ray",3559,"DG-7a",0,"RE","IC","DFO",1.3,{"$nulls":5},2019]
[26788,2020,"TX","Sky Global Power One",59938,"UNIT6",0,"OP","IC","NG",8.5,0.034,{"v":2527.167,"d":"2,527"},{"v":1242.167,"d":"1,242"},"Distributed from 923 Generation And Fuel",2016]
[26807,2020,"TX","Spencer",4266,"2",1,"RE","ST","NG",12.6,{"$nulls":5},2005]
[26822,2020,"TX","State Farm Insur Support Center Central",55390,"3A",0,"SB","IC","DFO",1.8,{"v":0,"d":"0.000"},{"v":2.333,"d":"2"},{"v":1.167,"d":"1"},"Distributed from 923 Generation And Fuel",1998]
[26837,2020,"TX","Stryker Creek",3504,"ST2",1,"OP","ST","NG",526.6,0.042,{"v":193155,"d":"193,155"},{"v":179766,"d":"179,766"},"EIA-923 Generator File",1965]
[26856,2020,"TX","Sweetwater Wind 5",56372,"SW5",0,"OP","WT","WND",80.5,0.276,{"v":194772,"d":"194,772"},{"v":76927,"d":"76,927"},"Distributed from 923 Generation And Fuel",2007]
[26858,2020,"TX","System Control Center",61742,"GEN2",0,"SB","FW","MWH",2.5,{"v":0,"d":"0.000"},0,0,"Distributed from 923 Generation And Fuel",2012]
[26875,2020,"TX","T H Wharton",3469,"GT1",0,"OP","GT","NG",16.3,0.029,{"v":4099.002,"d":"4,099"},{"v":2251.587,"d":"2,252"},"Distributed from 923 Generation And Fuel",1967,2035]
[26890,2020,"TX","Tenderloin Wind (6) LLC",56562,"JDW6",0,"OP","WT","WND",{"v":10,"d":"10.0"},0.067,{"v":5873,"d":"5,873"},{"v":2320,"d":"2,320"},"Distributed from 923 Generation And Fuel",2007]
[26905,2020,"TX","Texas City Power Plant",52088,"GEN4",0,"OP","CT","NG",{"v":103,"d":"103.0"},{"v":0.41,"d":"0.410"},{"v":369924,"d":"369,924"},{"v":209602,"d":"209,602"},"EIA-923 Generator File",1987]
[26924,2020,"TX","Toledo Bend",6595,"1",0,"OP","HY","WAT",40.5,0.376,{"v":133236,"d":"133,236"},{"v":56872.5,"d":"56,873"},"Distributed from 923 Generation And Fuel",1969]
[26939,2020,"TX","Toyota HQ Plan",61895,"TOYHQ",0,"OP","PV","SUN",7.7,{"v":0.17,"d":"0.170"},{"v":11481,"d":"11,481"},{"v":6321,"d":"6,321"},"Distributed from 923 Generation And Fuel",2017]
[26949,2020,"TX","Trinidad (TX)",3507,"6",1,"OP","ST","NG",239.3,0.022,{"v":45224,"d":"45,224"},{"v":37175,"d":"37,175"},"EIA-923 Generator File",1965]
[26958,2020,"TX","TX17 Nickel Prairie Storage",63880,"TX17",0,"P","BA","MWH",{"v":100,"d":"100.0"}]
[26973,2020,"TX","UL Advanced Wind Turbine Test Facility",61589,"MT-1",0,"OP","WT","WND",0.1,0.347,{"v":303.6,"d":"304"},{"v":119.914,"d":"120"},"Distributed from 923 Generation And Fuel",2016]
[26992,2020,"TX","Upton County BESS",64811,"UPT7",0,"U","BA","MWH",3.1]
[27007,2020,"TX","Valero Refinery Corpus Christi West",50121,"PRU",1,"OP","ST","WH",{"v":12,"d":"12.0"},{"v":0,"d":"0.000"},14,4,"Distributed from 923 Generation And Fuel",1983]
[27022,2020,"TX","Victoria Port Power LLC",61242,"VP-1",0,"OP","GT","NG",{"v":50,"d":"50.0"},0.084,{"v":36658,"d":"36,658"},{"v":18019,"d":"18,019"},"Distributed from 923 Generation And Fuel",2019]
[27027,2020,"TX","Village Creek Water Reclamation Facility",54520,"TG1",0,"OP","GT","NG",5.3,0.366,{"v":16981,"d":"16,981"},{"v":6621,"d":"6,621"},"Distributed from 923 Generation And Fuel",2001]
[27044,2020,"TX","Wagyu",63273,"1215",0,"OP","PV","SUN",{"v":120,"d":"120.0"},0.114,{"v":119941,"d":"119,941"},{"v":67750,"d":"67,750"},"Distributed from 923 Generation And Fuel",2020]
[27056,2020,"TX","WAL1103",64815,"GEN3",0,"OP","IC","NG",0.4,{"$nulls":4},2019]
[27075,2020,"TX","WAL407",64773,"GEN3",0,"U","IC","NG",0.4]
[27090,2020,"TX","WAL461",64778,"GEN3",0,"U","IC","NG",0.4]
[27095,2020,"TX","WAL522",64793,"GEN1",0,"OP","IC","NG",0.4,{"$nulls":4},2020]
[27110,2020,"TX","WAL565",64798,"GEN3",0,"P","IC","NG",0.4]
[27125,2020,"TX","WAL772",64803,"GEN3",0,"P","IC","NG",0.4]
[27139,2020,"TX","WAL940",64809,"GEN1",0,"OP","IC","NG",0.4,{"$nulls":4},2020]
[27158,2020,"TX","West Moore Solar II",61625,"GEN1",0,"OP","PV","SUN",{"v":5,"d":"5.0"},0.222,{"v":9723,"d":"9,723"},{"v":5353,"d":"5,353"},"Distributed from 923 Generation And Fuel",2018]
[27163,2020,"TX","WestRock (TX)",50101,"GEN1",7,"OP","ST","BLQ",7.5,0.994,{"v":65285,"d":"65,285"},{"v":26290,"d":"26,290"},"EIA-923 Generator File",1954]
[27178,2020,"TX","Wildcat Creek Wind Farm LLC",62715,"WCCWF",0,"V","WT","WND",180.1]
[27193,2020,"TX","Wise County Power LLC",55320,"ST1",2,"OP","CA","NG",299.7,0.336,{"v":883071,"d":"883,071"},{"v":328856,"d":"328,856"},"EIA-923 Generator File",2004]
[27212,2020,"TX","Yates Gas Plant",55025,"GEN2",0,"RE","GT","NG",2.8,{"$nulls":5},2019]
[27217,2020,"UT","Bartholomew",3688,"1",0,"RE","HY","WAT",0.5,{"$nulls":5},2010]
[27241,2020,"UT","Bountiful City",3665,"3",0,"RE","IC","NG",1.2,{"$nulls":5},2011]
[27246,2020,"UT","Bountiful City",3665,"IC8",0,"RE","IC","NG",{"v":7,"d":"7.0"},{"$nulls":5},2014]
[27261,2020,"UT","Cove Mountain Solar",62469,"GEN01",0,"OP","PV","SUN",{"v":58,"d":"58.0"},0.097,{"v":49062,"d":"49,062"},{"v":19978,"d":"19,978"},"Distributed from 923 Generation And Fuel",2020]
[27280,2020,"UT","Escalante Solar II, LLC",59388,"ESCS2",0,"OP","PV","SUN",{"v":80,"d":"80.0"},0.312,{"v":218376,"d":"218,376"},{"v":116917,"d":"116,917"},"Distributed from 923 Generation And Fuel",2016]
[27295,2020,"UT","Gateway",3697,"1",0,"OP","HY","WAT",{"v":2,"d":"2.0"},0.299,{"v":5236.5,"d":"5,237"},{"v":2430.5,"d":"2,431"},"Distributed from 923 Generation And Fuel",1958]
[27310,2020,"UT","Heber City",7111,"NA6",0,"OP","IC","NG",0.7,0.125,{"v":764.191,"d":"764"},{"v":356.057,"d":"356"},"Distributed from 923 Generation And Fuel",2001]
[27325,2020,"UT","Hunter",6165,"3",1,"OP","ST","RC",527.2,{"v":0.49,"d":"0.490"},{"v":2263496,"d":"2,263,496"},{"v":970692,"d":"970,692"},"EIA-923 Generator File",1983]
[27329,2020,"UT","Hurricane City Power",57899,"1",0,"SB","IC","DFO",1.7,0.037,{"v":544.113,"d":"544"},{"v":251.96,"d":"252"},"Distributed from 923 Generation And Fuel",2001]
[27344,2020,"UT","Hydro III",3675,"IC1",0,"RE","IC","DFO",0.6,{"$nulls":5},2002]
[27363,2020,"UT","Kennecott Power Plant",56163,"5CTG",0,"CN","CT","NG",207.9]
[27378,2020,"UT","Little Cottonwood",6537,"2",0,"OP","HY","WAT",2.4,0.092,{"v":1939.5,"d":"1,940"},900,"Distributed from 923 Generation And Fuel",1983]
[27383,2020,"UT","Logan City",4251,"IC2",0,"RE","IC","DFO",0.1,{"$nulls":5},2002]
[27403,2020,"UT","Murray City",3683,"5",0,"RE","IC","NG",{"v":1,"d":"1.0"},{"$nulls":5},2002]
[27412,2020,"UT","Olmstead",3655,"2",0,"RE","HY","WAT",2.4,{"$nulls":5},2015]
[27431,2020,"UT","Quichapa 2",61120,"W5520",0,"OP","PV","SUN",{"v":3,"d":"3.0"},0.305,{"v":8027,"d":"8,027"},{"v":4312,"d":"4,312"},"Distributed from 923 Generation And Fuel",2016]
[27446,2020,"UT","Snowbird Power Plant",10215,"1138",0,"U","IC","NG",1.5,{"v":0.17,"d":"0.170"},{"v":2235.904,"d":"2,236"},{"v":1041.687,"d":"1,042"},"Distributed from 923 Generation And Fuel"]
[27465,2020,"UT","Tooele Army Depot",59817,"GEN03",0,"OP","WT","WND",1.7,0.097,{"v":1447.125,"d":"1,447"},{"v":558.344,"d":"558"},"Distributed from 923 Generation And Fuel",2016]
[27466,2020,"UT","Tooele Army Depot",59817,"PV1",0,"V","PV","SUN",1.5]
[27481,2020,"UT","Wanship",3698,"1",0,"OP","HY","WAT",1.9,0.396,{"v":6595,"d":"6,595"},{"v":3061,"d":"3,061"},"Distributed from 923 Generation And Fuel",1958]
[27498,2020,"VA","Altavista Power Station",10773,"1",2,"OP","ST","WDS",71.1,0.478,{"v":297903,"d":"297,903"},{"v":157826,"d":"157,826"},"EIA-923 Generator File",1992,2028]
[27514,2020,"VA","Amelia",56681,"22",0,"OP","IC","LFG",0.3,0.364,{"v":957.083,"d":"957"},{"v":402.958,"d":"403"},"Distributed from 923 Generation And Fuel",2001]
[27529,2020,"VA","Amelia",56681,"36",0,"OP","IC","LFG",0.3,0.364,{"v":957.083,"d":"957"},{"v":402.958,"d":"403"},"Distributed from 923 Generation And Fuel",2001]
[27548,2020,"VA","Ameresco Stafford",56894,"1",0,"OP","IC","LFG",1.1,0.373,{"v":3594,"d":"3,594"},{"v":1498.5,"d":"1,499"},"Distributed from 923 Generation And Fuel",2009]
[27549,2020,"VA","Ameresco Stafford",56894,"2",0,"OP","IC","LFG",1.1,0.373,{"v":3594,"d":"3,594"},{"v":1498.5,"d":"1,499"},"Distributed from 923 Generation And Fuel",2009]
[27568,2020,"VA","Bellmeade Power Station",50966,"1",0,"RE","CT","NG",{"v":110,"d":"110.0"},{"$nulls":5},2019]
[27583,2020,"VA","Boydton Plank Road Cogen Plant",54766,"GEN19",0,"OP","IC","DFO",0.3,{"v":0,"d":"0.000"},{"v":0.971,"d":"1"},{"v":0.5,"d":"1"},"Distributed from 923 Generation And Fuel",2000]
[27597,2020,"VA","Boydton Plank Road Cogen Plant",54766,"GEN31",0,"OP","IC","DFO",0.3,{"v":0,"d":"0.000"},{"v":0.971,"d":"1"},{"v":0.5,"d":"1"},"Distributed from 923 Generation And Fuel",2000]
[27616,2020,"VA","Bristol Plant",60222,"C1",0,"OP","IC","LFG",0.3,0.143,{"v":374.833,"d":"375"},{"v":157.833,"d":"158"},"Distributed from 923 Generation And Fuel",2015]
[27631,2020,"VA","Brunswick County Power Station",58260,"ST01",3,"OP","CA","NG",579.7,{"v":0,"d":"0.000"},0,0,"EIA-923 Generator File",2016]
[27636,2020,"VA","Brunswick Landfill Gas",56682,"14",0,"OP","IC","LFG",0.3,0.486,{"v":1276.714,"d":"1,277"},{"v":537.429,"d":"537"},"Distributed from 923 Generation And Fuel",2007]
[27651,2020,"VA","Brunswick Landfill Gas",56682,"28",0,"OP","IC","LFG",0.3,0.486,{"v":1276.714,"d":"1,277"},{"v":537.429,"d":"537"},"Distributed from 923 Generation And Fuel",2007]
[27666,2020,"VA","Brunswick Landfill Gas",56682,"9",0,"OP","IC","LFG",0.3,0.486,{"v":1276.714,"d":"1,277"},{"v":537.429,"d":"537"},"Distributed from 923 Generation And Fuel",2007]
[27684,2020,"VA","Celanese Acetate LLC",52089,"GEN1",14,"OP","ST","NG",{"v":6,"d":"6.0"},0.898,{"v":47189,"d":"47,189"},{"v":20056,"d":"20,056"},"EIA-923 Generator File",1942]
[27699,2020,"VA","Charles City",56683,"19",0,"OP","IC","LFG",0.3,0.516,{"v":1356.042,"d":"1,356"},{"v":572.083,"d":"572"},"Distributed from 923 Generation And Fuel",2003]
[27714,2020,"VA","Charles City",56683,"32",0,"OP","IC","LFG",0.3,0.516,{"v":1356.042,"d":"1,356"},{"v":572.083,"d":"572"},"Distributed from 923 Generation And Fuel",2003]
[27719,2020,"VA","Charles City",56683,"37",0,"OP","IC","LFG",0.3,0.516,{"v":1356.042,"d":"1,356"},{"v":572.083,"d":"572"},"Distributed from 923 Generation And Fuel",2003]
[27734,2020,"VA","Charles City",56683,"7",0,"OP","IC","LFG",0.3,0.516,{"v":1356.042,"d":"1,356"},{"v":572.083,"d":"572"},"Distributed from 923 Generation And Fuel",2003]
[27753,2020,"VA","Chesterfield",3797,"CW7",1,"OP","CA","NG",74.4,{"v":0,"d":"0.000"},0,0,"EIA-923 Generator File",1990]
[27768,2020,"VA","Chesterfield Landfill Gas",56684,"2",0,"OP","IC","LFG",0.3,0.585,{"v":1537.625,"d":"1,538"},{"v":650.021,"d":"650"},"Distributed from 923 Generation And Fuel",2004]
[27783,2020,"VA","Chesterfield Landfill Gas",56684,"33",0,"OP","IC","LFG",0.3,0.585,{"v":1537.625,"d":"1,538"},{"v":650.021,"d":"650"},"Distributed from 923 Generation And Fuel",2004]
[27787,2020,"VA","Chesterfield Landfill Gas",56684,"37",0,"OP","IC","LFG",0.3,0.585,{"v":1537.625,"d":"1,538"},{"v":650.021,"d":"650"},"Distributed from 923 Generation And Fuel",2004]
[27802,2020,"VA","Chesterfield Landfill Gas",56684,"7",0,"OP","IC","LFG",0.3,0.585,{"v":1537.625,"d":"1,538"},{"v":650.021,"d":"650"},"Distributed from 923 Generation And Fuel",2004]
[27817,2020,"VA","Claytor",3774,"4",0,"OP","HY","WAT",18.7,0.551,{"v":90329.5,"d":"90,330"},{"v":30772.25,"d":"30,772"},"Distributed from 923 Generation And Fuel",1939]
[27836,2020,"VA","Correctional Solar LLC",60915,"PV1",0,"OP","PV","SUN",{"v":20,"d":"20.0"},0.154,{"v":27065,"d":"27,065"},{"v":14282,"d":"14,282"},"Distributed from 923 Generation And Fuel",2017]
[27851,2020,"VA","Cushaw",3798,"4",0,"OP","HY","WAT",1.5,{"v":0.44,"d":"0.440"},{"v":5780.8,"d":"5,781"},{"v":1969.4,"d":"1,969"},"Distributed from 923 Generation And Fuel",1930]
[27857,2020,"VA","Danville Westover Plant",56365,"GEN1",0,"RE","IC","DFO",1.8,{"v":2E-3,"d":"0.002"},33,20,"Distributed from 923 Generation And Fuel",null,2020]
[27870,2020,"VA","Dominion/Lo Mar",7797,"LOM2",0,"OP","IC","DFO",1.8,0.004,{"v":60.714,"d":"61"},32,"Distributed from 923 Generation And Fuel",1997]
[27885,2020,"VA","Downtown",55954,"2",0,"OP","IC","DFO",1.6,0.003,45,{"v":23.5,"d":"24"},"Distributed from 923 Generation And Fuel",1992]
[27904,2020,"VA","Energix Hollyfield, LLC",64010,"ENX06",0,"V","PV","SUN",{"v":13,"d":"13.0"}]
[27919,2020,"VA","Gateway Gen",7798,"2",0,"OP","IC","DFO",1.8,0.006,{"v":93.5,"d":"94"},{"v":49.5,"d":"50"},"Distributed from 923 Generation And Fuel",2009]
[27924,2020,"VA","Glen Lyn",3776,"6",1,"RE","ST","BIT",237.5,{"$nulls":5},2015]
[27939,2020,"VA","Gravel Neck",7032,"4",0,"OP","GT","NG",91.9,0.041,{"v":33246.07,"d":"33,246"},{"v":14891.316,"d":"14,891"},"Distributed from 923 Generation And Fuel",1989]
[27956,2020,"VA","Henrico",57356,"11",0,"OP","IC","LFG",0.3,0.347,911,{"v":382.333,"d":"382"},"Distributed from 923 Generation And Fuel",2010]
[27972,2020,"VA","Hopewell Cogeneration",10633,"GT2",0,"OP","CT","NG",{"v":101,"d":"101.0"},0.496,{"v":438494,"d":"438,494"},{"v":212023,"d":"212,023"},"EIA-923 Generator File",1990]
[27987,2020,"VA","International Paper Franklin Mill",52152,"GE10",0,"OP","GT","NG",46.4,{"v":0,"d":"0.000"},0,0,"Distributed from 923 Generation And Fuel",1997]
[28002,2020,"VA","John H Kerr",3833,"A",0,"OP","HY","WAT",1.1,0.335,{"v":3227.481,"d":"3,227"},{"v":1099.496,"d":"1,099"},"Distributed from 923 Generation And Fuel",2008]
[28007,2020,"VA","King & Queen",56686,"12",0,"OP","IC","LFG",0.3,0.621,{"v":1633.25,"d":"1,633"},{"v":686.75,"d":"687"},"Distributed from 923 Generation And Fuel",2008]
[28022,2020,"VA","King & Queen",56686,"26",0,"OP","IC","LFG",0.3,0.621,{"v":1633.25,"d":"1,633"},{"v":686.75,"d":"687"},"Distributed from 923 Generation And Fuel",2008]
[28041,2020,"VA","Ladysmith",7839,"1",0,"OP","GT","NG",178.5,0.148,{"v":230694,"d":"230,694"},{"v":145737.6,"d":"145,738"},"Distributed from 923 Generation And Fuel",2001]
[28051,2020,"VA","Louisa Generation Facility",7837,"3",0,"OP","GT","NG",84.5,0.079,{"v":58564.923,"d":"58,565"},{"v":26171.431,"d":"26,171"},"Distributed from 923 Generation And Fuel",2003]
[28070,2020,"VA","Mas Suffolk RNG, LLC",54781,"SU2",0,"OP","IC","LFG",0.8,0.544,{"v":3809.75,"d":"3,810"},{"v":1588.25,"d":"1,588"},"Distributed from 923 Generation And Fuel",1994,2021]
[28075,2020,"VA","Mecklenburg Power Station",52007,"GEN2",1,"RE","ST","BIT",69.9,{"$nulls":5},2019]
[28090,2020,"VA","Monterey Diesel Generation Facility",59614,"MDG6",0,"OP","IC","DFO",0.6,0.004,{"v":20.4,"d":"20"},{"v":10.8,"d":"11"},"Distributed from 923 Generation And Fuel",2016]
[28109,2020,"VA","New River",59845,"E10",0,"OP","IC","LFG",0.3,0.414,{"v":1088.889,"d":"1,089"},458,"Distributed from 923 Generation And Fuel",2013]
[28124,2020,"VA","New River",59845,"E8",0,"OP","IC","LFG",0.3,0.414,{"v":1088.889,"d":"1,089"},458,"Distributed from 923 Generation And Fuel",2013]
[28142,2020,"VA","Onancock Diesel Generation Facility",60236,"ODG7",0,"SB","IC","DFO",{"v":2,"d":"2.0"},0.007,122,{"v":64.5,"d":"65"},"Distributed from 923 Generation And Fuel",2002]
[28157,2020,"VA","Pinnacles",3825,"1",0,"OP","HY","WAT",3.7,0.395,{"v":12793,"d":"12,793"},{"v":4358,"d":"4,358"},"Distributed from 923 Generation And Fuel",1938]
[28158,2020,"VA","Pinnacles",3825,"2",0,"OP","HY","WAT",3.7,0.395,{"v":12793,"d":"12,793"},{"v":4358,"d":"4,358"},"Distributed from 923 Generation And Fuel",1938]
[28173,2020,"VA","Possum Point",3804,"GT3",0,"OP","GT","DFO",{"v":16,"d":"16.0"},{"v":0,"d":"0.000"},{"v":67.167,"d":"67"},{"v":42.333,"d":"42"},"Distributed from 923 Generation And Fuel",1968]
[28192,2020,"VA","Remington",7838,"2",0,"OP","GT","NG",{"v":170,"d":"170.0"},0.113,{"v":168026.988,"d":"168,027"},{"v":75114.458,"d":"75,114"},"Distributed from 923 Generation And Fuel",2000]
[28207,2020,"VA","Rockville 1 & 2",56692,"1B",0,"OP","IC","DFO",0.3,{"v":1E-3,"d":"0.001"},{"v":1.5,"d":"2"},{"v":0.778,"d":"1"},"Distributed from 923 Generation And Fuel",1995]
[28226,2020,"VA","Rockville 1 & 2",56692,"2F",0,"OP","IC","DFO",0.3,{"v":1E-3,"d":"0.001"},{"v":1.5,"d":"2"},{"v":0.778,"d":"1"},"Distributed from 923 Generation And Fuel",2000]
[28237,2020,"VA","Rockville 1 & 2",56692,"2Q",0,"OP","IC","DFO",0.3,{"v":1E-3,"d":"0.001"},{"v":1.5,"d":"2"},{"v":0.778,"d":"1"},"Distributed from 923 Generation And Fuel",2000]
[28241,2020,"VA","Rockville 1 & 2",56692,"2U",0,"OP","IC","DFO",0.3,{"v":1E-3,"d":"0.001"},{"v":1.5,"d":"2"},{"v":0.778,"d":"1"},"Distributed from 923 Generation And Fuel",2000]
[28260,2020,"VA","Snowden",3821,"5",0,"OP","HY","WAT",2.5,0.249,{"v":5456,"d":"5,456"},{"v":1858.5,"d":"1,859"},"Distributed from 923 Generation And Fuel",1987]
[28275,2020,"VA","Tangier",6390,"5",0,"OP","IC","DFO",1.2,0.016,169,89,"Distributed from 923 Generation And Fuel",1993]
[28290,2020,"VA","Virginia Beach",56693,"13",0,"OP","IC","LFG",0.3,{"v":0.01,"d":"0.010"},{"v":25.306,"d":"25"},{"v":11.278,"d":"11"},"Distributed from 923 Generation And Fuel",2001]
[28309,2020,"VA","Virginia Beach",56693,"30",0,"OP","IC","LFG",0.3,{"v":0.01,"d":"0.010"},{"v":25.306,"d":"25"},{"v":11.278,"d":"11"},"Distributed from 923 Generation And Fuel",2001]
[28315,2020,"VA","Virginia Beach",56693,"36",0,"OP","IC","LFG",0.3,{"v":0.01,"d":"0.010"},{"v":25.306,"d":"25"},{"v":11.278,"d":"11"},"Distributed from 923 Generation And Fuel",2001]
[28328,2020,"VA","VMEA 1 Credit Gen",7440,"V6",0,"OP","IC","DFO",1.6,0.005,{"v":64.606,"d":"65"},{"v":34.061,"d":"34"},"Distributed from 923 Generation And Fuel",1990]
[28343,2020,"VA","Waste Management Bethel LFGTE",56531,"GEN3",0,"OP","IC","LFG",0.8,0.908,{"v":6363.167,"d":"6,363"},{"v":2653,"d":"2,653"},"Distributed from 923 Generation And Fuel",2008]
[28358,2020,"VA","Waste Management Middle Peninsula LFGTE",57018,"GEN8",0,"OP","IC","LFG",0.8,0.906,{"v":6348.125,"d":"6,348"},{"v":2646.625,"d":"2,647"},"Distributed from 923 Generation And Fuel",2009]
[28377,2020,"VA","Wolf Hills Energy",55285,"WHG1",0,"OP","GT","NG",{"v":57,"d":"57.0"},0.039,{"v":19299,"d":"19,299"},{"v":8623,"d":"8,623"},"Distributed from 923 Generation And Fuel",2001]
[28392,2020,"VT","Ball Mountain Hydro",59040,"GEN 3",0,"OA","HY","WAT",0.2,{"v":0.11,"d":"0.110"},{"v":192.75,"d":"193"},{"v":52.75,"d":"53"},"Distributed from 923 Generation And Fuel",2016]
[28397,2020,"VT","Ball Mountain Hydro",59040,"GEN 9",0,"OP","HY","WAT",0.2,{"v":0.11,"d":"0.110"},{"v":192.75,"d":"193"},{"v":52.75,"d":"53"},"Distributed from 923 Generation And Fuel",2016]
[28410,2020,"VT","Berlin 5",3734,"GT1",0,"OP","GT","KER",41.8,{"v":1E-3,"d":"0.001"},219,174,"Distributed from 923 Generation And Fuel",1972]
[28426,2020,"VT","Chace Mill Winooski One",54355,"GEN3",0,"OP","HY","WAT",2.5,{"v":0.38,"d":"0.380"},{"v":8311.333,"d":"8,311"},{"v":2276,"d":"2,276"},"Distributed from 923 Generation And Fuel",1993]
[28445,2020,"VT","East Barnet",788,"1",0,"OP","HY","WAT",2.2,0.294,{"v":5662,"d":"5,662"},{"v":1550,"d":"1,550"},"Distributed from 923 Generation And Fuel",1984]
[28460,2020,"VT","Essex Junction 19",3737,"IC8",0,"RE","IC","DFO",{"v":1,"d":"1.0"},{"$nulls":5},2007]
[28475,2020,"VT","GMP Solar - Panton Hybrid",60562,"GMPSP",0,"OP","PV","SUN",4.9,0.193,{"v":8294,"d":"8,294"},{"v":5366,"d":"5,366"},"Distributed from 923 Generation And Fuel",2016]
[28480,2020,"VT","GMP Solar/Storage-Essex Hybrid",62383,"GMPSE",0,"OP","PV","SUN",4.5,0.181,{"v":7136,"d":"7,136"},{"v":4368,"d":"4,368"},"Distributed from 923 Generation And Fuel",2019]
[28495,2020,"VT","Highgate Falls",6618,"2",0,"OP","HY","WAT",{"v":1,"d":"1.0"},0.401,{"v":3515.086,"d":"3,515"},{"v":962.586,"d":"963"},"Distributed from 923 Generation And Fuel",1923]
[28505,2020,"VT","Lawrence Brook",64268,"280",0,"OP","PV","SUN",2.2,{"v":2E-3,"d":"0.002"},43,0,"Distributed from 923 Generation And Fuel",2020]
[28528,2020,"VT","Morrisville",3764,"2",0,"OP","HY","WAT",1.2,0.212,{"v":2226,"d":"2,226"},{"v":609.333,"d":"609"},"Distributed from 923 Generation And Fuel",1924]
[28543,2020,"VT","Ottauquechee Hydro",50126,"2",0,"OP","HY","WAT",0.6,0.106,{"v":556.667,"d":"557"},{"v":152.333,"d":"152"},"Distributed from 923 Generation And Fuel",1983]
[28548,2020,"VT","Proctor",6450,"1",0,"OP","HY","WAT",1.6,0.449,{"v":6300.058,"d":"6,300"},{"v":1725.217,"d":"1,725"},"Distributed from 923 Generation And Fuel",1927]
[28563,2020,"VT","Sheldon Springs Hydroelectric",10494,"IG-2",0,"OP","HY","WAT",1.8,0.219,{"v":3455.071,"d":"3,455"},{"v":946.143,"d":"946"},"Distributed from 923 Generation And Fuel",1988]
[28578,2020,"VT","VEC Alburgh Array",60860,"PV1",0,"OP","PV","SUN",{"v":1,"d":"1.0"},0.162,{"v":1423,"d":"1,423"},898,"Distributed from 923 Generation And Fuel",2016]
[28596,2020,"VT","Vernon Dam",2352,"7",0,"RE","HY","WAT",4.5,{"$nulls":5},2004]
[28611,2020,"VT","Wilder",2353,"GEN1",0,"OP","HY","WAT",16.2,0.486,{"v":68974.23,"d":"68,974"},{"v":18887.562,"d":"18,888"},"Distributed from 923 Generation And Fuel",1950]
[28616,2020,"VT","Wrightsville Hydro Plant",7051,"2",0,"OP","HY","WAT",0.3,0.246,{"v":646.8,"d":"647"},177,"Distributed from 923 Generation And Fuel",1985]
[28631,2020,"WA","Boulder Park",8022,"4",0,"OP","IC","NG",4.1,0.223,{"v":8023.333,"d":"8,023"},{"v":2803.833,"d":"2,804"},"Distributed from 923 Generation And Fuel",2002]
[28646,2020,"WA","Cedar Falls (WA)",6430,"5",0,"OP","HY","WAT",{"v":15,"d":"15.0"},0.307,{"v":40311.5,"d":"40,312"},{"v":19132,"d":"19,132"},"Distributed from 923 Generation And Fuel",1921]
[28665,2020,"WA","Cedar Hills",57298,"9",0,"OP","IC","LFG",0.3,{"v":0,"d":"0.000"},0,0,"Distributed from 923 Generation And Fuel",2009]
[28680,2020,"WA","Chief Joseph",3921,"16",0,"OP","HY","WAT",88.2,0.551,{"v":425997.274,"d":"425,997"},{"v":208718.323,"d":"208,718"},"Distributed from 923 Generation And Fuel",1957]
[28691,2020,"WA","Chief Joseph",3921,"26",0,"OA","HY","WAT",{"v":95,"d":"95.0"},0.551,{"v":458840.601,"d":"458,841"},{"v":224809.985,"d":"224,810"},"Distributed from 923 Generation And Fuel",1979]
[28699,2020,"WA","Chief Joseph",3921,"9",0,"OP","HY","WAT",88.2,0.551,{"v":425997.274,"d":"425,997"},{"v":208718.323,"d":"208,718"},"Distributed from 923 Generation And Fuel",1955]
[28714,2020,"WA","Cushman 2",3915,"32",0,"OP","HY","WAT",{"v":27,"d":"27.0"},0.205,{"v":48521.809,"d":"48,522"},{"v":23028.511,"d":"23,029"},"Distributed from 923 Generation And Fuel",1931]
[28733,2020,"WA","Diesel Generator Farm",8021,"E-19",0,"RE","IC","DFO",1.8,{"$nulls":5},2001]
[28748,2020,"WA","Diesel Generator Farm",8021,"E-9",0,"RE","IC","DFO",1.8,{"$nulls":5},2001]
[28763,2020,"WA","Encogen",7870,"CTG3",0,"OP","CT","NG",39.4,0.246,{"v":84997,"d":"84,997"},{"v":32224,"d":"32,224"},"EIA-923 Generator File",1993]
[28769,2020,"WA","FPL Energy Vansycle LLC (WA)",55560,"V-47",0,"OP","WT","WND",176.9,0.281,{"v":436102,"d":"436,102"},{"v":160885,"d":"160,885"},"Distributed from 923 Generation And Fuel",2001]
[28782,2020,"WA","Goldendale Generating Station",55482,"G2",1,"OP","CA","NG",114.3,0.678,{"v":678761,"d":"678,761"},{"v":214463,"d":"214,463"},"EIA-923 Generator File",2004]
[28801,2020,"WA","Grand Coulee",6163,"21",0,"OP","HY","WAT",{"v":600,"d":"600.0"},0.356,{"v":1873118.245,"d":"1,873,118"},{"v":951306.236,"d":"951,306"},"Distributed from 923 Generation And Fuel",1976]
[28816,2020,"WA","Grand Coulee",6163,"PG11",0,"OP","PS","WAT",53.5,0.005,{"v":2328.613,"d":"2,329"},{"v":1865.514,"d":"1,866"},"Distributed from 923 Generation And Fuel",1983]
[28831,2020,"WA","Hancock Creek Hydroelectric Project",60517,"HY1",0,"OP","HY","WAT",{"v":6,"d":"6.0"},0.411,{"v":21620,"d":"21,620"},{"v":10261,"d":"10,261"},"Distributed from 923 Generation And Fuel",2018]
[28850,2020,"WA","LaGrande",3916,"4",0,"OP","HY","WAT",{"v":6,"d":"6.0"},0.619,{"v":32532.094,"d":"32,532"},{"v":15439.781,"d":"15,440"},"Distributed from 923 Generation And Fuel",1912]
[28851,2020,"WA","LaGrande",3916,"5",0,"OP","HY","WAT",{"v":40,"d":"40.0"},0.619,{"v":216880.625,"d":"216,881"},{"v":102931.875,"d":"102,932"},"Distributed from 923 Generation And Fuel",1945]
[28877,2020,"WA","Longview Fibre",54562,"3",8,"RE","ST","BLQ",3.5,{"$nulls":5},2007]
[28884,2020,"WA","Lower Granite",6175,"2",0,"OP","HY","WAT",{"v":135,"d":"135.0"},0.241,{"v":285033.167,"d":"285,033"},{"v":134554.333,"d":"134,554"},"Distributed from 923 Generation And Fuel",1975]
[28899,2020,"WA","Lund Hill",61045,"WT1",0,"U","WT","WND",{"v":60,"d":"60.0"}]
[28918,2020,"WA","MESA 1",60016,"A",0,"OP","BA","MWH",{"v":1,"d":"1.0"},{"v":0,"d":"0.000"},0,0,"Distributed from 923 Generation And Fuel",2015]
[28933,2020,"WA","Nine Mile",3869,"2",0,"OP","HY","WAT",8.8,0.358,{"v":27599.936,"d":"27,600"},{"v":13098.894,"d":"13,099"},"Distributed from 923 Generation And Fuel",1908]
[28934,2020,"WA","Nine Mile",3869,"3N",0,"OP","HY","WAT",{"v":10,"d":"10.0"},0.358,{"v":31363.564,"d":"31,364"},{"v":14885.106,"d":"14,885"},"Distributed from 923 Generation And Fuel",1994]
[28953,2020,"WA","Priest Rapids",3887,"1",0,"OP","HY","WAT",{"v":95,"d":"95.0"},0.571,{"v":475378.071,"d":"475,378"},{"v":212289.112,"d":"212,289"},"Distributed from 923 Generation And Fuel",1961]
[28963,2020,"WA","Quincy Chute",917,"1",0,"OP","HY","WAT",9.4,0.409,{"v":33638,"d":"33,638"},{"v":15965,"d":"15,965"},"Distributed from 923 Generation And Fuel",1985]
[28986,2020,"WA","Rock Island",6200,"A",0,"OP","HY","WAT",1.2,0.454,{"v":4767.31,"d":"4,767"},{"v":2023.317,"d":"2,023"},"Distributed from 923 Generation And Fuel",1931]
[29001,2020,"WA","Rock Island",6200,"U-5",0,"OP","HY","WAT",51.3,0.454,{"v":203802.495,"d":"203,802"},{"v":86496.821,"d":"86,497"},"Distributed from 923 Generation And Fuel",1978]
[29016,2020,"WA","Rocky Reach",3883,"C-9",0,"OP","HY","WAT",125.4,0.518,{"v":568928.395,"d":"568,928"},{"v":267499.737,"d":"267,500"},"Distributed from 923 Generation And Fuel",1973]
[29021,2020,"WA","Roosevelt Biogas 1",7832,"5",0,"OP","IC","LFG",2.1,{"v":0,"d":"0.000"},0,0,"Distributed from 923 Generation And Fuel",2000]
[29036,2020,"WA","SDS Lumber Gorge Energy Division",50231,"TG1",0,"RE","ST","WDS",3.5,{"$nulls":5},2001]
[29054,2020,"WA","Spokane Waste to Energy",50886,"GEN1",2,"OP","ST","MSW",{"v":26,"d":"26.0"},{"v":0.55,"d":"0.550"},{"v":125280,"d":"125,280"},{"v":51495,"d":"51,495"},"EIA-923 Generator File",1991]
[29069,2020,"WA","Tieton Dam Hydro Electric Project",57496,"UNIT1",0,"OP","HY","WAT",6.9,0.309,{"v":18684,"d":"18,684"},{"v":8867.5,"d":"8,868"},"Distributed from 923 Generation And Fuel",2006]
[29084,2020,"WA","Twin Reservoirs",50382,"GEN1",0,"OP","HY","WAT",2.2,0.438,{"v":8442,"d":"8,442"},{"v":4007,"d":"4,007"},"Distributed from 923 Generation And Fuel",1988]
[29089,2020,"WA","University of Washington Power Plant",54809,"DG6",0,"SB","IC","DFO",{"v":2,"d":"2.0"},{"v":1E-3,"d":"0.001"},{"v":22.736,"d":"23"},{"v":6.468,"d":"6"},"Data from EIA-923 Generator File overwritten with distributed data from EIA-923 Generation and Fuel",2003]
[29104,2020,"WA","Wanapum",3888,"2A",0,"OP","HY","WAT",{"v":122,"d":"122.0"},{"v":0.48,"d":"0.480"},{"v":513131.5,"d":"513,132"},{"v":230742.1,"d":"230,742"},"Distributed from 923 Generation And Fuel",2012]
[29119,2020,"WA","Wanapum",3888,"7",0,"RE","HY","WAT",103.8,{"$nulls":5},2010]
[29138,2020,"WA","White River (WA)",3862,"1",0,"RE","HY","WAT",{"v":15,"d":"15.0"},{"$nulls":5},2004]
[29149,2020,"WA","Yale",3852,"1",0,"OP","HY","WAT",{"v":67,"d":"67.0"},0.429,{"v":251597,"d":"251,597"},{"v":119408,"d":"119,408"},"Distributed from 923 Generation And Fuel",1953]
[29157,2020,"WI","Alexander",4060,"3",0,"OP","HY","WAT",1.4,0.823,{"v":10098.667,"d":"10,099"},{"v":4161.333,"d":"4,161"},"Distributed from 923 Generation And Fuel",1925]
[29172,2020,"WI","Appleton",4043,"4",0,"OP","HY","WAT",1.2,0.558,{"v":5862.545,"d":"5,863"},{"v":2415.818,"d":"2,416"},"Distributed from 923 Generation And Fuel",1980]
[29187,2020,"WI","Argyle",7810,"5",0,"SB","IC","DFO",2.2,{"v":1E-3,"d":"0.001"},18,8,"Distributed from 923 Generation And Fuel",2004]
[29206,2020,"WI","Beloit Memorial Hospital Power Plant",62117,"GEN-1",0,"OP","IC","NG",1.5,{"v":1E-3,"d":"0.001"},18,8,"Distributed from 923 Generation And Fuel",2000]
[29221,2020,"WI","Biron",3971,"9",0,"OP","HY","WAT",0.8,0.707,{"v":4953.571,"d":"4,954"},{"v":2041.143,"d":"2,041"},"Distributed from 923 Generation And Fuel",1896]
[29227,2020,"WI","Blackhawk",4048,"3",2,"RE","ST","NG",{"v":25,"d":"25.0"},{"$nulls":5},2010]
[29240,2020,"WI","Butler Ridge",56647,"1",0,"OP","WT","WND",{"v":54,"d":"54.0"},0.316,{"v":149647,"d":"149,647"},{"v":46335,"d":"46,335"},"Distributed from 923 Generation And Fuel",2009]
[29255,2020,"WI","Castle Rock",4079,"1",0,"OP","HY","WAT",{"v":3,"d":"3.0"},0.724,{"v":19030.4,"d":"19,030"},{"v":7841.6,"d":"7,842"},"Distributed from 923 Generation And Fuel",1951]
[29274,2020,"WI","Clean Fuel Dane Community Digester",59559,"GEN#2",0,"RE","IC","OBG",{"v":1,"d":"1.0"},0.222,{"v":1946,"d":"1,946"},{"v":357.5,"d":"358"},"Distributed from 923 Generation And Fuel",null,2020]
[29289,2020,"WI","Consumer Operations LLC",10360,"GEN1",0,"RE","ST","BIT",1.5,{"$nulls":5},2002]
[29304,2020,"WI","Cumberland (WI)",4112,"5",0,"OP","IC","NG",{"v":2,"d":"2.0"},{"v":1E-3,"d":"0.001"},{"v":18.174,"d":"18"},{"v":8.219,"d":"8"},"Distributed from 923 Generation And Fuel",1966]
[29309,2020,"WI","Custer Energy Center",7795,"1",0,"OP","GT","NG",24.5,0.003,555,240,"Distributed from 923 Generation And Fuel",1999]
[29322,2020,"WI","Deertrack Park Gas Recovery",56520,"GEN1",0,"OP","IC","LFG",0.8,0.609,{"v":4269.75,"d":"4,270"},{"v":1690.875,"d":"1,691"},"Distributed from 923 Generation And Fuel",2006]
[29342,2020,"WI","Domtar Paper Company Rothschild",50190,"HG5",0,"OP","HY","WAT",{"v":1,"d":"1.0"},0.233,{"v":2037.045,"d":"2,037"},{"v":839.318,"d":"839"},"Distributed from 923 Generation And Fuel",1910]
[29357,2020,"WI","Elk Mound",7863,"2",0,"OP","GT","NG",35.5,0.006,{"v":1969,"d":"1,969"},852,"Distributed from 923 Generation And Fuel",2001]
[29372,2020,"WI","Epic Verona",62676,"G203",0,"SB","IC","DFO",2.3,{"v":1E-3,"d":"0.001"},{"v":19.611,"d":"20"},{"v":9.167,"d":"9"},"Distributed from 923 Generation And Fuel",2013]
[29377,2020,"WI","Epic Verona",62676,"G208",0,"SB","IC","DFO",2.3,{"v":1E-3,"d":"0.001"},{"v":19.611,"d":"20"},{"v":9.167,"d":"9"},"Distributed from 923 Generation And Fuel",2013]
[29392,2020,"WI","Fennimore",4114,"7",0,"SB","IC","DFO",1.8,{"v":1E-3,"d":"0.001"},{"v":13.865,"d":"14"},{"v":6.568,"d":"7"},"Distributed from 923 Generation And Fuel",1999]
[29407,2020,"WI","Flambeau Lower Project",55685,"GEN3",0,"OP","HY","WAT",0.4,{"v":0.66,"d":"0.660"},{"v":2313.667,"d":"2,314"},{"v":953.333,"d":"953"},"Distributed from 923 Generation And Fuel",1923]
[29430,2020,"WI","Georgia-Pacific Corp - Nekoosa Mill",50395,"HY2",0,"OP","HY","WAT",0.8,0.711,{"v":4980.923,"d":"4,981"},{"v":2060.103,"d":"2,060"},"Distributed from 923 Generation And Fuel",1917]
[29440,2020,"WI","Germantown",6253,"3",0,"OP","GT","DFO",61.2,0.003,{"v":1658.07,"d":"1,658"},{"v":729.04,"d":"729"},"Distributed from 923 Generation And Fuel",1978]
[29459,2020,"WI","Grimh",3996,"3",0,"RE","HY","WAT",0.2,{"$nulls":5},2006]
[29460,2020,"WI","Grimh",3996,"IC1",0,"RE","IC","DFO",0.8,{"$nulls":5},2006]
[29475,2020,"WI","Holsum Elm Dairy",58663,"GEN1",0,"RE","IC","OBG",0.6,{"$nulls":5},2019]
[29494,2020,"WI","Kaukauna Paper Mill",54098,"GEN2",5,"OP","ST","BLQ",{"v":11,"d":"11.0"},0.535,{"v":51557,"d":"51,557"},{"v":15947,"d":"15,947"},"EIA-923 Generator File",1977]
[29508,2020,"WI","LAC Courte Oreilles Hydroelect",10453,"U2",0,"OP","HY","WAT",1.6,0.443,{"v":6206.118,"d":"6,206"},{"v":2557.176,"d":"2,557"},"Distributed from 923 Generation And Fuel",1986]
[29523,2020,"WI","Little Quinnesec Falls Hydro Project",57190,"UNIT1",0,"OP","HY","WAT",1.9,0.941,{"v":15657.689,"d":"15,658"},{"v":6451.978,"d":"6,452"},"Distributed from 923 Generation And Fuel",1909]
[29542,2020,"WI","Marathon Electric",50990,"P1-1",0,"RE","IC","DFO",0.4,{"$nulls":5},2018]
[29543,2020,"WI","Marathon Electric",50990,"P1-2",0,"RE","IC","DFO",0.4,{"$nulls":5},2018]
[29562,2020,"WI","MMSD Jones Island Wastewater",54851,"SOL2",0,"OP","GT","LFG",4.6,{"v":0.33,"d":"0.330"},{"v":13284.594,"d":"13,285"},{"v":5767.636,"d":"5,768"},"Distributed from 923 Generation And Fuel",2013]
[29577,2020,"WI","Nelson Dewey Generating Station",4054,"1",1,"RE","ST","SUB",113.6,{"$nulls":5},2015]
[29592,2020,"WI","Niagara Mill",54857,"1ST",4,"RE","ST","BIT",2.5,{"$nulls":5},2008]
[29603,2020,"WI","Oconto Falls Upper",4044,"3",0,"OP","HY","WAT",0.3,{"v":1.01,"d":"1.010"},{"v":2655.545,"d":"2,656"},{"v":1094.182,"d":"1,094"},"Distributed from 923 Generation And Fuel",1918]
[29625,2020,"WI","Packaging of America Tomahawk Mill",50476,"GEN5",0,"OP","HY","WAT",{"v":1,"d":"1.0"},0.733,{"v":6419,"d":"6,419"},{"v":2645,"d":"2,645"},"Distributed from 923 Generation And Fuel",1920]
[29630,2020,"WI","Park Falls Industrial Management",50620,"GEN1",0,"OP","ST","WDS",5.7,{"$nulls":4},1982]
[29645,2020,"WI","Pheasant Run Landfill Gas Recovery",54661,"GEN3",0,"OP","IC","LFG",0.8,{"v":0.58,"d":"0.580"},{"v":4066.091,"d":"4,066"},{"v":1610.273,"d":"1,610"},"Distributed from 923 Generation And Fuel",1996]
[29660,2020,"WI","Point Beach Solar",64431,"PBS",0,"U","PV","SUN",{"v":100,"d":"100.0"}]
[29679,2020,"WI","Port Washington Generating Station",4040,"ST2",2,"OP","CA","NG",268.6,0.631,{"v":1484870,"d":"1,484,870"},{"v":644052,"d":"644,052"},"EIA-923 Generator File",2005]
[29694,2020,"WI","Prairie Du Sac",4056,"7",0,"OP","HY","WAT",{"v":4,"d":"4.0"},0.611,{"v":21407.066,"d":"21,407"},{"v":8820.958,"d":"8,821"},"Distributed from 923 Generation And Fuel",1940]
[29696,2020,"WI","Pulliam",4072,"31",0,"OP","GT","NG",{"v":91,"d":"91.0"},0.055,{"v":43578,"d":"43,578"},{"v":16717,"d":"16,717"},"Distributed from 923 Generation And Fuel",2003]
[29697,2020,"WI","Pulliam",4072,"3",1,"RE","ST","SUB",{"v":30,"d":"30.0"},{"$nulls":5},2007]
[29698,2020,"WI","Pulliam",4072,"4",1,"RE","ST","SUB",{"v":30,"d":"30.0"},{"$nulls":5},2007]
[29699,2020,"WI","Pulliam",4072,"5",1,"RE","ST","SUB",{"v":50,"d":"50.0"},{"$nulls":5},2015]
[29700,2020,"WI","Pulliam",4072,"6",1,"RE","ST","SUB",{"v":69,"d":"69.0"},{"$nulls":5},2015]
[29701,2020,"WI","Pulliam",4072,"7",1,"RE","ST","SUB",81.6,{"$nulls":5},2018]
[29702,2020,"WI","Pulliam",4072,"8",1,"RE","ST","SUB",149.6,{"$nulls":5},2018]
[29703,2020,"WI","Pulliam",4072,"GT1",0,"CN","GT","NG",{"v":85,"d":"85.0"}]
[29704,2020,"WI","Pulliam",4072,"GT2",0,"CN","GT","NG",{"v":85,"d":"85.0"}]
[29705,2020,"WI","Quilt Block Wind Farm LLC",57116,"GEN 1",0,"OP","WT","WND",{"v":98,"d":"98.0"},0.444,{"v":381453,"d":"381,453"},{"v":133431,"d":"133,431"},"Distributed from 923 Generation And Fuel",2017]
[29706,2020,"WI","Rapide Croche",4122,"1",0,"OP","HY","WAT",0.6,0.869,{"v":4566.25,"d":"4,566"},{"v":1881.5,"d":"1,882"},"Distributed from 923 Generation And Fuel",1926]
[29707,2020,"WI","Rapide Croche",4122,"2",0,"OP","HY","WAT",0.6,0.869,{"v":4566.25,"d":"4,566"},{"v":1881.5,"d":"1,882"},"Distributed from 923 Generation And Fuel",1926]
[29708,2020,"WI","Rapide Croche",4122,"3",0,"OP","HY","WAT",0.6,0.869,{"v":4566.25,"d":"4,566"},{"v":1881.5,"d":"1,882"},"Distributed from 923 Generation And Fuel",1926]
[29709,2020,"WI","Rapide Croche",4122,"4",0,"OP","HY","WAT",0.6,0.869,{"v":4566.25,"d":"4,566"},{"v":1881.5,"d":"1,882"},"Distributed from 923 Generation And Fuel",1926]
[29710,2020,"WI","Rhinelander Mill",50933,"GEN5",6,"SB","ST","NG",{"v":10,"d":"10.0"},{"v":0,"d":"0.000"},0,0,"EIA-923 Generator File",1951]
[29711,2020,"WI","Rhinelander Mill",50933,"GEN6",1,"OP","ST","BIT",9.3,{"v":-0.119,"d":"(0.119)"},{"v":-9681,"d":"(9,681)"},{"v":-2612,"d":"(2,612)"},"EIA-923 Generator File",1958]
[29712,2020,"WI","Rhinelander Mill",50933,"HYD1",0,"OP","HY","WAT",0.5,0.726,{"v":3181.5,"d":"3,182"},{"v":1284,"d":"1,284"},"Distributed from 923 Generation And Fuel",1917]
[29713,2020,"WI","Rhinelander Mill",50933,"HYD2",0,"OP","HY","WAT",0.5,0.726,{"v":3181.5,"d":"3,182"},{"v":1284,"d":"1,284"},"Distributed from 923 Generation And Fuel",1917]
[29714,2020,"WI","Rhinelander Mill",50933,"HYD3",0,"OP","HY","WAT",{"v":1,"d":"1.0"},0.726,{"v":6363,"d":"6,363"},{"v":2568,"d":"2,568"},"Distributed from 923 Generation And Fuel",1926]
[29715,2020,"WI","Rhinelander Mill",50933,"GEN3",7,"RE","ST","NG",{"v":4,"d":"4.0"},{"$nulls":5},2012]
[29716,2020,"WI","Rice Lake Solar Array",64714,"RLK01",0,"OP","PV","SUN",3.8,{"$nulls":4},2019]
[29717,2020,"WI","Richland Center Renewable Energy LLC",58834,"UNIT1",0,"OP","IC","OBG",0.9,0.475,{"v":3742.5,"d":"3,743"},{"v":1482,"d":"1,482"},"Distributed from 923 Generation And Fuel",2013]
[29718,2020,"WI","Richland Center Renewable Energy LLC",58834,"UNIT2",0,"OP","IC","OBG",0.9,0.475,{"v":3742.5,"d":"3,743"},{"v":1482,"d":"1,482"},"Distributed from 923 Generation And Fuel",2013]
[29719,2020,"WI","Ridgeview",55925,"GEN1",0,"OP","IC","LFG",0.8,0.571,{"v":3998.5,"d":"3,999"},{"v":1583.5,"d":"1,584"},"Distributed from 923 Generation And Fuel",2002]
[29720,2020,"WI","Ridgeview",55925,"GEN2",0,"OP","IC","LFG",0.8,0.571,{"v":3998.5,"d":"3,999"},{"v":1583.5,"d":"1,584"},"Distributed from 923 Generation And Fuel",2002]
[29721,2020,"WI","Ridgeview",55925,"GEN3",0,"OP","IC","LFG",0.8,0.571,{"v":3998.5,"d":"3,999"},{"v":1583.5,"d":"1,584"},"Distributed from 923 Generation And Fuel",2002]
[29722,2020,"WI","Ridgeview",55925,"GEN4",0,"OP","IC","LFG",0.8,0.571,{"v":3998.5,"d":"3,999"},{"v":1583.5,"d":"1,584"},"Distributed from 923 Generation And Fuel",2003]
[29723,2020,"WI","Ridgeview",55925,"GEN5",0,"OP","IC","LFG",0.8,0.571,{"v":3998.5,"d":"3,999"},{"v":1583.5,"d":"1,584"},"Distributed from 923 Generation And Fuel",2006]
[29724,2020,"WI","Ridgeview",55925,"GEN6",0,"OP","IC","LFG",0.8,0.571,{"v":3998.5,"d":"3,999"},{"v":1583.5,"d":"1,584"},"Distributed from 923 Generation And Fuel",2006]
[29725,2020,"WI","Ridgeview",55925,"GEN7",0,"OP","IC","LFG",0.8,0.571,{"v":3998.5,"d":"3,999"},{"v":1583.5,"d":"1,584"},"Distributed from 923 Generation And Fuel",2006]
[29726,2020,"WI","Ridgeview",55925,"GEN8",0,"OP","IC","LFG",0.8,0.571,{"v":3998.5,"d":"3,999"},{"v":1583.5,"d":"1,584"},"Distributed from 923 Generation And Fuel",2006]
[29727,2020,"WI","Ridgeview",55925,"GEN10",0,"RE","IC","LFG",0.8,{"$nulls":5},2010]
[29728,2020,"WI","Ridgeview",55925,"GEN9",0,"RE","IC","LFG",0.8,{"$nulls":5},2013]
[29729,2020,"WI","Riverside Energy Center",55641,"CTG1",0,"OP","CT","NG",198.9,{"v":0.44,"d":"0.440"},{"v":795790,"d":"795,790"},{"v":318978,"d":"318,978"},"Data from EIA-923 Generator File overwritten with distributed data from EIA-923 Generation and Fuel",2004]
[29730,2020,"WI","Riverside Energy Center",55641,"CTG2",0,"OP","CT","NG",198.9,0.342,{"v":795790,"d":"795,790"},{"v":318978,"d":"318,978"},"Data from EIA-923 Generator File overwritten with distributed data from EIA-923 Generation and Fuel",2004]
[29731,2020,"WI","Riverside Energy Center",55641,"STG1",2,"OP","CA","NG",277.1,0.386,{"v":1070760,"d":"1,070,760"},{"v":448318,"d":"448,318"},"Data from EIA-923 Generator File overwritten with distributed data from EIA-923 Generation and Fuel",2004]
[29732,2020,"WI","Rock River",4057,"1",1,"RE","ST","NG",{"v":75,"d":"75.0"},{"$nulls":5},2010]
[29733,2020,"WI","Rock River",4057,"2",1,"RE","ST","NG",{"v":75,"d":"75.0"},{"$nulls":5},2010]
[29734,2020,"WI","Rock River",4057,"3",0,"RE","GT","NG",37.5,{"v":0,"d":"0.000"},{"v":-69.494,"d":"(69)"},{"v":-22.425,"d":"(22)"},"Distributed from 923 Generation And Fuel",null,2020]
[29735,2020,"WI","Rock River",4057,"4",0,"RE","GT","NG",{"v":18,"d":"18.0"},{"v":0,"d":"0.000"},{"v":-33.357,"d":"(33)"},{"v":-10.764,"d":"(11)"},"Distributed from 923 Generation And Fuel",null,2020]
[29736,2020,"WI","Rock River",4057,"5",0,"RE","GT","NG",56.7,{"v":0,"d":"0.000"},{"v":-105.075,"d":"(105)"},{"v":-33.906,"d":"(34)"},"Distributed from 923 Generation And Fuel",null,2020]
[29737,2020,"WI","Rock River",4057,"6",0,"RE","GT","NG",56.7,{"v":0,"d":"0.000"},{"v":-105.075,"d":"(105)"},{"v":-33.906,"d":"(34)"},"Distributed from 923 Generation And Fuel",null,2020]
[29738,2020,"WI","RockGen Energy Center",55391,"01",0,"OP","GT","NG",{"v":187,"d":"187.0"},0.088,{"v":144971.333,"d":"144,971"},{"v":97962,"d":"97,962"},"Distributed from 923 Generation And Fuel",2001]
[29739,2020,"WI","RockGen Energy Center",55391,"02",0,"OP","GT","NG",{"v":187,"d":"187.0"},0.088,{"v":144971.333,"d":"144,971"},{"v":97962,"d":"97,962"},"Distributed from 923 Generation And Fuel",2001]
[29740,2020,"WI","RockGen Energy Center",55391,"03",0,"OP","GT","NG",{"v":187,"d":"187.0"},0.088,{"v":144971.333,"d":"144,971"},{"v":97962,"d":"97,962"},"Distributed from 923 Generation And Fuel",2001]
[29741,2020,"WI","Rothschild Biomass Cogen Facility",58124,"1",1,"OP","ST","WDS",57.5,0.136,{"v":68325,"d":"68,325"},{"v":14535,"d":"14,535"},"EIA-923 Generator File",2013]
[29742,2020,"WI","Sand Lake DPC Solar",60957,"PV1",0,"OP","PV","SUN",{"v":1,"d":"1.0"},0.258,{"v":2257,"d":"2,257"},{"v":1315,"d":"1,315"},"Distributed from 923 Generation And Fuel",2017]
[29743,2020,"WI","Sandstone Rapids",4074,"1",0,"OP","HY","WAT",1.9,0.541,{"v":9002,"d":"9,002"},{"v":3709.5,"d":"3,710"},"Distributed from 923 Generation And Fuel",1925]
[29744,2020,"WI","Sandstone Rapids",4074,"2",0,"OP","HY","WAT",1.9,0.541,{"v":9002,"d":"9,002"},{"v":3709.5,"d":"3,710"},"Distributed from 923 Generation And Fuel",1925]
[29745,2020,"WI","Sauk DPC Solar",60887,"PV1",0,"OP","PV","SUN",{"v":1,"d":"1.0"},0.188,{"v":1644,"d":"1,644"},958,"Distributed from 923 Generation And Fuel",2017]
[29746,2020,"WI","Saxon Falls",1756,"1",0,"OP","HY","WAT",0.8,0.901,{"v":6311,"d":"6,311"},{"v":2600.5,"d":"2,601"},"Distributed from 923 Generation And Fuel",1913,2024]
[29747,2020,"WI","Saxon Falls",1756,"2",0,"OP","HY","WAT",0.8,0.901,{"v":6311,"d":"6,311"},{"v":2600.5,"d":"2,601"},"Distributed from 923 Generation And Fuel",1913,2024]
[29748,2020,"WI","Seven Mile Creek LFG",56149,"1",0,"RE","IC","LFG",{"v":1,"d":"1.0"},{"$nulls":5},2017]
[29749,2020,"WI","Seven Mile Creek LFG",56149,"2",0,"RE","IC","LFG",{"v":1,"d":"1.0"},{"$nulls":5},2017]
[29750,2020,"WI","Seven Mile Creek LFG",56149,"3",0,"RE","IC","LFG",{"v":1,"d":"1.0"},{"$nulls":5},2017]
[29751,2020,"WI","Seven Mile Creek LFG",56149,"4",0,"RE","IC","LFG",{"v":1,"d":"1.0"},{"$nulls":5},2017]
[29752,2020,"WI","Seven Mile Creek LFG",56149,"5",0,"CN","IC","LFG",0.8]
[29753,2020,"WI","Sheboygan Falls",56166,"1",0,"OP","GT","NG",173.4,0.191,{"v":290258,"d":"290,258"},{"v":125605,"d":"125,605"},"Distributed from 923 Generation And Fuel",2005]
[29754,2020,"WI","Sheboygan Falls",56166,"2",0,"OP","GT","NG",173.4,0.191,{"v":290258,"d":"290,258"},{"v":125605,"d":"125,605"},"Distributed from 923 Generation And Fuel",2005]
[29755,2020,"WI","Sheepskin",4059,"1",0,"RE","GT","NG",41.7,{"v":0,"d":"0.000"},{"v":-31,"d":"(31)"},{"v":-10,"d":"(10)"},"Distributed from 923 Generation And Fuel",null,2020]
[29756,2020,"WI","Shirley Wind",57553,"1",0,"OP","WT","WND",{"v":20,"d":"20.0"},0.348,{"v":60955,"d":"60,955"},{"v":19116,"d":"19,116"},"Distributed from 923 Generation And Fuel",2010]
[29757,2020,"WI","Solon Diesel",7058,"1",0,"SB","IC","DFO",{"v":1,"d":"1.0"},{"v":0,"d":"0.000"},0,0,"Distributed from 923 Generation And Fuel",1988]
[29758,2020,"WI","Solon Diesel",7058,"2",0,"SB","IC","DFO",{"v":1,"d":"1.0"},{"v":0,"d":"0.000"},0,0,"Distributed from 923 Generation And Fuel",1988]
[29759,2020,"WI","Solon Diesel",7058,"3",0,"SB","IC","DFO",{"v":1,"d":"1.0"},{"v":0,"d":"0.000"},0,0,"Distributed from 923 Generation And Fuel",1989]
[29760,2020,"WI","Solon Diesel",7058,"4",0,"SB","IC","DFO",{"v":1,"d":"1.0"},{"v":0,"d":"0.000"},0,0,"Distributed from 923 Generation And Fuel",1989]
[29761,2020,"WI","Solon Diesel",7058,"5",0,"SB","IC","DFO",{"v":1,"d":"1.0"},{"v":0,"d":"0.000"},0,0,"Distributed from 923 Generation And Fuel",1989]
[29762,2020,"WI","Solon Diesel",7058,"6",0,"SB","IC","DFO",{"v":1,"d":"1.0"},{"v":0,"d":"0.000"},0,0,"Distributed from 923 Generation And Fuel",1995]
[29763,2020,"WI","Solon Diesel",7058,"7",0,"SB","IC","DFO",{"v":1,"d":"1.0"},{"v":0,"d":"0.000"},0,0,"Distributed from 923 Generation And Fuel",1995]
[29764,2020,"WI","Solon Diesel",7058,"8",0,"SB","IC","DFO",{"v":1,"d":"1.0"},{"v":0,"d":"0.000"},0,0,"Distributed from 923 Generation And Fuel",1995]
[29765,2020,"WI","South Fond Du Lac",7203,"CT1",0,"OP","GT","NG",95.4,0.008,{"v":6875.25,"d":"6,875"},{"v":2975.75,"d":"2,976"},"Distributed from 923 Generation And Fuel",1993]
[29766,2020,"WI","South Fond Du Lac",7203,"CT2",0,"OP","GT","NG",95.4,0.008,{"v":6875.25,"d":"6,875"},{"v":2975.75,"d":"2,976"},"Distributed from 923 Generation And Fuel",1994]
[29767,2020,"WI","South Fond Du Lac",7203,"CT3",0,"OP","GT","NG",95.4,0.008,{"v":6875.25,"d":"6,875"},{"v":2975.75,"d":"2,976"},"Distributed from 923 Generation And Fuel",1994]
[29768,2020,"WI","South Fond Du Lac",7203,"CT4",0,"OP","GT","NG",95.4,0.008,{"v":6875.25,"d":"6,875"},{"v":2975.75,"d":"2,976"},"Distributed from 923 Generation And Fuel",1996]
[29769,2020,"WI","South Oak Creek",4041,"5",1,"OP","ST","RC",299.2,0.031,{"v":81372,"d":"81,372"},{"v":-47,"d":"(47)"},"EIA-923 Generator File",1959]
[29770,2020,"WI","South Oak Creek",4041,"6",1,"OP","ST","RC",299.2,0.122,{"v":320608,"d":"320,608"},{"v":231957,"d":"231,957"},"EIA-923 Generator File",1961]
[29771,2020,"WI","South Oak Creek",4041,"7",1,"OP","ST","RC",317.6,0.551,{"v":1533771,"d":"1,533,771"},{"v":692528,"d":"692,528"},"EIA-923 Generator File",1965]
[29772,2020,"WI","South Oak Creek",4041,"8",1,"OP","ST","RC",{"v":324,"d":"324.0"},0.387,{"v":1099774,"d":"1,099,774"},{"v":560457,"d":"560,457"},"EIA-923 Generator File",1967]
[29773,2020,"WI","South Oak Creek",4041,"9",0,"RE","GT","NG",19.6,{"$nulls":5},2008]
[29774,2020,"WI","St Croix Falls",4011,"1",0,"OP","HY","WAT",2.5,0.643,{"v":14075.647,"d":"14,076"},{"v":5800,"d":"5,800"},"Distributed from 923 Generation And Fuel",1917,2027]
[29775,2020,"WI","St Croix Falls",4011,"2",0,"OP","HY","WAT",2.5,0.643,{"v":14075.647,"d":"14,076"},{"v":5800,"d":"5,800"},"Distributed from 923 Generation And Fuel",1917,2027]
[29776,2020,"WI","St Croix Falls",4011,"3",0,"OP","HY","WAT",2.5,0.643,{"v":14075.647,"d":"14,076"},{"v":5800,"d":"5,800"},"Distributed from 923 Generation And Fuel",1917,2027]
[29777,2020,"WI","St Croix Falls",4011,"4",0,"OP","HY","WAT",2.5,0.643,{"v":14075.647,"d":"14,076"},{"v":5800,"d":"5,800"},"Distributed from 923 Generation And Fuel",1917,2027]
[29778,2020,"WI","St Croix Falls",4011,"5",0,"OP","HY","WAT",3.4,0.643,{"v":19142.879,"d":"19,143"},{"v":7888,"d":"7,888"},"Distributed from 923 Generation And Fuel",1910,2027]
[29779,2020,"WI","St Croix Falls",4011,"6",0,"OP","HY","WAT",3.4,0.643,{"v":19142.879,"d":"19,143"},{"v":7888,"d":"7,888"},"Distributed from 923 Generation And Fuel",1910,2027]
[29780,2020,"WI","St Croix Falls",4011,"7",0,"OP","HY","WAT",3.2,0.643,{"v":18016.828,"d":"18,017"},{"v":7424,"d":"7,424"},"Distributed from 923 Generation And Fuel",1923,2027]
[29781,2020,"WI","St Croix Falls",4011,"8",0,"OP","HY","WAT",3.2,0.643,{"v":18016.828,"d":"18,017"},{"v":7424,"d":"7,424"},"Distributed from 923 Generation And Fuel",1923,2027]
[29782,2020,"WI","Stevens Point",3973,"1",0,"OP","HY","WAT",0.8,0.755,{"v":5291.667,"d":"5,292"},{"v":2180.5,"d":"2,181"},"Distributed from 923 Generation And Fuel",1918]
[29783,2020,"WI","Stevens Point",3973,"2",0,"OP","HY","WAT",0.8,0.755,{"v":5291.667,"d":"5,292"},{"v":2180.5,"d":"2,181"},"Distributed from 923 Generation And Fuel",1918]
[29784,2020,"WI","Stevens Point",3973,"3",0,"OP","HY","WAT",0.8,0.755,{"v":5291.667,"d":"5,292"},{"v":2180.5,"d":"2,181"},"Distributed from 923 Generation And Fuel",1918]
[29785,2020,"WI","Stevens Point",3973,"4",0,"OP","HY","WAT",0.8,0.755,{"v":5291.667,"d":"5,292"},{"v":2180.5,"d":"2,181"},"Distributed from 923 Generation And Fuel",1918]
[29786,2020,"WI","Stevens Point",3973,"5",0,"OP","HY","WAT",0.8,0.755,{"v":5291.667,"d":"5,292"},{"v":2180.5,"d":"2,181"},"Distributed from 923 Generation And Fuel",1918]
[29787,2020,"WI","Stevens Point",3973,"6",0,"OS","HY","WAT",0.8,0.755,{"v":5291.667,"d":"5,292"},{"v":2180.5,"d":"2,181"},"Distributed from 923 Generation And Fuel",1918]
[29788,2020,"WI","Stevens Point Mill",55861,"SP",0,"OP","ST","NG",7.6,0.259,{"v":17237,"d":"17,237"},{"v":7459.052,"d":"7,459"},"EIA-923 Generator File",2002]
[29789,2020,"WI","Stiles",4147,"1",0,"OP","HY","WAT",0.5,0.947,{"v":4148,"d":"4,148"},{"v":1709,"d":"1,709"},"Distributed from 923 Generation And Fuel",1949]
[29790,2020,"WI","Stiles",4147,"2",0,"OP","HY","WAT",0.5,0.947,{"v":4148,"d":"4,148"},{"v":1709,"d":"1,709"},"Distributed from 923 Generation And Fuel",1949]
[29791,2020,"WI","Strobus",64862,"515",0,"U","PV","SUN",1.5]
[29792,2020,"WI","Superior Generation Energy Center",8057,"GEN1",0,"CN","GT","NG",{"v":170,"d":"170.0"}]
[29793,2020,"WI","Sycamore (WI)",3993,"1",0,"OP","GT","NG",{"v":18,"d":"18.0"},{"v":-1E-3,"d":"(0.001)"},{"v":-96.49,"d":"(96)"},{"v":-41.538,"d":"(42)"},"Distributed from 923 Generation And Fuel",1967]
[29794,2020,"WI","Sycamore (WI)",3993,"2",0,"OP","GT","NG",23.6,{"v":-1E-3,"d":"(0.001)"},{"v":-126.51,"d":"(127)"},{"v":-54.462,"d":"(54)"},"Distributed from 923 Generation And Fuel",1971]
[29795,2020,"WI","Thornapple",3988,"1",0,"OP","HY","WAT",0.7,0.826,{"v":5065.5,"d":"5,066"},{"v":2087.5,"d":"2,088"},"Distributed from 923 Generation And Fuel",1927]
[29796,2020,"WI","Thornapple",3988,"2",0,"OP","HY","WAT",0.7,0.826,{"v":5065.5,"d":"5,066"},{"v":2087.5,"d":"2,088"},"Distributed from 923 Generation And Fuel",1929]
[29797,2020,"WI","Timberline Trail Gas Recovery",56525,"GEN1",0,"OP","IC","LFG",0.8,0.555,{"v":3886.8,"d":"3,887"},{"v":1539.2,"d":"1,539"},"Distributed from 923 Generation And Fuel",2006]
[29798,2020,"WI","Timberline Trail Gas Recovery",56525,"GEN2",0,"OP","IC","LFG",0.8,0.555,{"v":3886.8,"d":"3,887"},{"v":1539.2,"d":"1,539"},"Distributed from 923 Generation And Fuel",2006]
[29799,2020,"WI","Timberline Trail Gas Recovery",56525,"GEN3",0,"OP","IC","LFG",0.8,0.555,{"v":3886.8,"d":"3,887"},{"v":1539.2,"d":"1,539"},"Distributed from 923 Generation And Fuel",2006]
[29800,2020,"WI","Timberline Trail Gas Recovery",56525,"GEN4",0,"OP","IC","LFG",0.8,0.555,{"v":3886.8,"d":"3,887"},{"v":1539.2,"d":"1,539"},"Distributed from 923 Generation And Fuel",2006]
[29801,2020,"WI","Timberline Trail Gas Recovery",56525,"GEN5",0,"OP","IC","LFG",0.8,0.555,{"v":3886.8,"d":"3,887"},{"v":1539.2,"d":"1,539"},"Distributed from 923 Generation And Fuel",2007]
[29802,2020,"WI","Timberline Trail Gas Recovery",56525,"GEN6",0,"RE","IC","LFG",0.8,{"$nulls":5},2011]
[29803,2020,"WI","Timberline Trail Gas Recovery",56525,"GEN7",0,"RE","IC","LFG",0.8,{"$nulls":5},2011]
[29804,2020,"WI","Tisch Mills Wind",60674,"TISCH",0,"CN","WT","WND",{"v":150,"d":"150.0"}]
[29805,2020,"WI","Tomahawk",4075,"1",0,"OP","HY","WAT",1.3,0.663,{"v":7545,"d":"7,545"},{"v":3109,"d":"3,109"},"Distributed from 923 Generation And Fuel",1938]
[29806,2020,"WI","Tomahawk",4075,"2",0,"OP","HY","WAT",1.3,0.663,{"v":7545,"d":"7,545"},{"v":3109,"d":"3,109"},"Distributed from 923 Generation And Fuel",1938]
[29807,2020,"WI","Trego",4012,"1",0,"OP","HY","WAT",0.7,0.882,{"v":5410.417,"d":"5,410"},{"v":2229.5,"d":"2,230"},"Distributed from 923 Generation And Fuel",1927,2025]
[29808,2020,"WI","Trego",4012,"2",0,"OP","HY","WAT",0.5,0.882,{"v":3864.583,"d":"3,865"},{"v":1592.5,"d":"1,593"},"Distributed from 923 Generation And Fuel",1927,2025]
[29809,2020,"WI","Twin Falls (WI)",59836,"11",0,"OP","HY","WAT",4.6,0.708,{"v":28516.5,"d":"28,517"},{"v":11750.5,"d":"11,751"},"Distributed from 923 Generation And Fuel",2016]
[29810,2020,"WI","Twin Falls (WI)",59836,"12",0,"OP","HY","WAT",4.6,0.708,{"v":28516.5,"d":"28,517"},{"v":11750.5,"d":"11,751"},"Distributed from 923 Generation And Fuel",2016]
[29811,2020,"WI","Two Creeks Solar",63105,"1",0,"OP","PV","SUN",{"v":150,"d":"150.0"},{"v":0.01,"d":"0.010"},{"v":13405,"d":"13,405"},0,"Distributed from 923 Generation And Fuel",2020]
[29812,2020,"WI","UW Madison Charter Street Plant",54408,"1",10,"OP","ST","NG",9.7,{"v":0,"d":"0.000"},0,0,"EIA-923 Generator File",1965]
[29813,2020,"WI","UW Madison Charter Street Plant",54408,"3",0,"SB","IC","DFO",1.3,{"v":0,"d":"0.000"},0,0,"Distributed from 923 Generation And Fuel",1965]
[29814,2020,"WI","UW Madison Charter Street Plant",54408,"2",5,"CN","ST","WDS",{"v":22,"d":"22.0"}]
[29815,2020,"WI","Valley (WI)",4042,"1",2,"OP","ST","NG",{"v":136,"d":"136.0"},0.182,{"v":216632,"d":"216,632"},{"v":124880,"d":"124,880"},"EIA-923 Generator File",1968]
[29816,2020,"WI","Valley (WI)",4042,"2",2,"OP","ST","NG",{"v":136,"d":"136.0"},{"v":0.19,"d":"0.190"},{"v":226513,"d":"226,513"},{"v":109136,"d":"109,136"},"EIA-923 Generator File",1969]
[29817,2020,"WI","Valley (WI)",4042,"3",0,"SB","IC","DFO",2.7,{"v":0,"d":"0.000"},0,0,"Distributed from 923 Generation And Fuel",1969]
[29818,2020,"WI","Viola",4139,"3",0,"OP","IC","DFO",1.8,{"v":1E-3,"d":"0.001"},20,9,"Distributed from 923 Generation And Fuel",2002]
[29819,2020,"WI","Viola",4139,"1",0,"RE","IC","DFO",0.4,{"$nulls":5},2001]
[29820,2020,"WI","Viola",4139,"2",0,"RE","IC","DFO",0.7,{"$nulls":5},2001]
[29821,2020,"WI","Viresco Turtle Lake",58747,"GEN1",0,"OP","IC","OBG",1.6,0.329,{"v":4604.5,"d":"4,605"},{"v":1823.5,"d":"1,824"},"Distributed from 923 Generation And Fuel",2013]
[29822,2020,"WI","Viresco Turtle Lake",58747,"GEN2",0,"OP","IC","OBG",1.6,0.329,{"v":4604.5,"d":"4,605"},{"v":1823.5,"d":"1,824"},"Distributed from 923 Generation And Fuel",2013]
[29823,2020,"WI","Warren DPC Solar",60890,"PV1",0,"OP","PV","SUN",2.2,0.211,{"v":4061,"d":"4,061"},{"v":2343,"d":"2,343"},"Distributed from 923 Generation And Fuel",2017]
[29824,2020,"WI","Washington Island",4148,"2",0,"OP","IC","DFO",0.1,{"v":0,"d":"0.000"},{"v":0.18,"d":"0"},{"v":0.08,"d":"0"},"Distributed from 923 Generation And Fuel",1952]
[29825,2020,"WI","Washington Island",4148,"3",0,"OP","IC","DFO",0.1,{"v":0,"d":"0.000"},{"v":0.18,"d":"0"},{"v":0.08,"d":"0"},"Distributed from 923 Generation And Fuel",1945]
[29826,2020,"WI","Washington Island",4148,"4",0,"OP","IC","DFO",0.2,{"v":0,"d":"0.000"},{"v":0.36,"d":"0"},{"v":0.16,"d":"0"},"Distributed from 923 Generation And Fuel",1951]
[29827,2020,"WI","Washington Island",4148,"5",0,"OP","IC","DFO",0.5,{"v":0,"d":"0.000"},{"v":0.9,"d":"1"},{"v":0.4,"d":"0"},"Distributed from 923 Generation And Fuel",1968]
[29828,2020,"WI","Washington Island",4148,"6",0,"OP","IC","DFO",0.9,{"v":0,"d":"0.000"},{"v":1.62,"d":"2"},{"v":0.72,"d":"1"},"Distributed from 923 Generation And Fuel",1972]
[29829,2020,"WI","Washington Island",4148,"7",0,"OP","IC","DFO",1.6,{"v":0,"d":"0.000"},{"v":2.88,"d":"3"},{"v":1.28,"d":"1"},"Distributed from 923 Generation And Fuel",1997]
[29830,2020,"WI","Washington Island",4148,"8",0,"OP","IC","DFO",1.6,{"v":0,"d":"0.000"},{"v":2.88,"d":"3"},{"v":1.28,"d":"1"},"Distributed from 923 Generation And Fuel",1997]
[29831,2020,"WI","Waupun Correctional Central Heating Plt",54407,"1",0,"OP","ST","NG",{"v":1,"d":"1.0"},{"v":0,"d":"0.000"},0,0,"EIA-923 Generator File",1951]
[29832,2020,"WI","Waupun Correctional Central Heating Plt",54407,"2",0,"OP","ST","NG",{"v":1,"d":"1.0"},{"v":0,"d":"0.000"},0,0,"EIA-923 Generator File",1951]
[29833,2020,"WI","Waupun Correctional Central Heating Plt",54407,"3",0,"SB","IC","DFO",0.8,{"v":0,"d":"0.000"},0,0,"Distributed from 923 Generation And Fuel",1991]
[29834,2020,"WI","Waupun Correctional Central Heating Plt",54407,"4",0,"SB","IC","DFO",1.5,{"v":0,"d":"0.000"},0,0,"Distributed from 923 Generation And Fuel",1998]
[29835,2020,"WI","Wausau",4077,"1",0,"OP","HY","WAT",1.8,0.874,{"v":13784.667,"d":"13,785"},{"v":5680,"d":"5,680"},"Distributed from 923 Generation And Fuel",1921]
[29836,2020,"WI","Wausau",4077,"2",0,"OP","HY","WAT",1.8,0.874,{"v":13784.667,"d":"13,785"},{"v":5680,"d":"5,680"},"Distributed from 923 Generation And Fuel",1921]
[29837,2020,"WI","Wausau",4077,"3",0,"OP","HY","WAT",1.8,0.874,{"v":13784.667,"d":"13,785"},{"v":5680,"d":"5,680"},"Distributed from 923 Generation And Fuel",1924]
[29838,2020,"WI","Waxdale",59448,"CGEN1",0,"OP","GT","LFG",3.5,0.661,{"v":20276.5,"d":"20,277"},{"v":7583.5,"d":"7,584"},"Distributed from 923 Generation And Fuel",2003]
[29839,2020,"WI","Waxdale",59448,"CGEN2",0,"OP","GT","NG",3.5,0.661,{"v":20276.5,"d":"20,277"},{"v":7583.5,"d":"7,584"},"Distributed from 923 Generation And Fuel",2005]
[29840,2020,"WI","Waxdale",59448,"WEC01",0,"OP","WT","WND",1.5,0.271,{"v":3560.5,"d":"3,561"},{"v":1069.5,"d":"1,070"},"Distributed from 923 Generation And Fuel",2012]
[29841,2020,"WI","Waxdale",59448,"WEC02",0,"OP","WT","WND",1.5,0.271,{"v":3560.5,"d":"3,561"},{"v":1069.5,"d":"1,070"},"Distributed from 923 Generation And Fuel",2012]
[29842,2020,"WI","West Campus Cogeneration Facility",7991,"1",0,"OP","CT","NG",{"v":54,"d":"54.0"},0.315,{"v":149116,"d":"149,116"},{"v":49114,"d":"49,114"},"EIA-923 Generator File",2005]
[29843,2020,"WI","West Campus Cogeneration Facility",7991,"CT2",0,"OP","CT","NG",{"v":54,"d":"54.0"},0.254,{"v":120182,"d":"120,182"},{"v":50069,"d":"50,069"},"EIA-923 Generator File",2005]
[29844,2020,"WI","West Campus Cogeneration Facility",7991,"STG1",2,"OP","CA","NG",61.3,0.207,{"v":111238,"d":"111,238"},{"v":71513,"d":"71,513"},"EIA-923 Generator File",2005]
[29845,2020,"WI","West Marinette",4076,"31",0,"OP","GT","NG",41.8,0.011,{"v":4110.966,"d":"4,111"},{"v":1779.013,"d":"1,779"},"Distributed from 923 Generation And Fuel",1971]
[29846,2020,"WI","West Marinette",4076,"32",0,"OP","GT","NG",41.8,0.011,{"v":4110.966,"d":"4,111"},{"v":1779.013,"d":"1,779"},"Distributed from 923 Generation And Fuel",1973]
[29847,2020,"WI","West Marinette",4076,"33",0,"OP","GT","NG",103.5,0.011,{"v":10179.067,"d":"10,179"},{"v":4404.973,"d":"4,405"},"Distributed from 923 Generation And Fuel",1993]
[29848,2020,"WI","West Marinette",4076,"34",0,"OP","GT","NG",{"v":83,"d":"83.0"},0.127,{"v":92138,"d":"92,138"},{"v":39871,"d":"39,871"},"Distributed from 923 Generation And Fuel",2000]
[29849,2020,"WI","West Riverside Energy Center",64020,"CTG3",0,"OP","CT","NG",232.9,0.274,{"v":558704,"d":"558,704"},{"v":316223,"d":"316,223"},"EIA-923 Generator File",2020]
[29850,2020,"WI","West Riverside Energy Center",64020,"CTG4",0,"OP","CT","NG",232.9,0.341,{"v":695650,"d":"695,650"},{"v":386824,"d":"386,824"},"EIA-923 Generator File",2020]
[29851,2020,"WI","West Riverside Energy Center",64020,"STG2",2,"OP","CA","NG",257.4,0.303,{"v":682113,"d":"682,113"},{"v":376904,"d":"376,904"},"EIA-923 Generator File",2020]
[29852,2020,"WI","West Riverside Energy Center",64020,"PV1",0,"U","PV","SUN",4.4]
[29853,2020,"WI","Weston",4078,"2",1,"OP","ST","NG",81.6,{"v":0,"d":"0.000"},0,0,"EIA-923 Generator File",1960]
[29854,2020,"WI","Weston",4078,"3",1,"OP","ST","SUB",350.5,0.326,{"v":1002261,"d":"1,002,261"},{"v":426518,"d":"426,518"},"EIA-923 Generator File",1981]
[29855,2020,"WI","Weston",4078,"31",0,"OP","GT","NG",19.6,{"v":1E-3,"d":"0.001"},{"v":115.083,"d":"115"},{"v":75.78,"d":"76"},"Distributed from 923 Generation And Fuel",1969]
[29856,2020,"WI","Weston",4078,"32",0,"OP","GT","NG",56.7,{"v":1E-3,"d":"0.001"},{"v":332.917,"d":"333"},{"v":219.22,"d":"219"},"Distributed from 923 Generation And Fuel",1973]
[29857,2020,"WI","Weston",4078,"4",1,"OP","ST","SUB",{"v":595,"d":"595.0"},0.594,{"v":3094571,"d":"3,094,571"},{"v":1609157,"d":"1,609,157"},"EIA-923 Generator File",2008]
[29858,2020,"WI","Weston",4078,"1",1,"RE","ST","SUB",{"v":60,"d":"60.0"},{"$nulls":5},2015]
[29859,2020,"WI","Wheaton",4014,"1",0,"OP","GT","NG",48.5,0.016,{"v":6668.112,"d":"6,668"},{"v":2888.802,"d":"2,889"},"Distributed from 923 Generation And Fuel",1973,2025]
[29860,2020,"WI","Wheaton",4014,"2",0,"OP","GT","NG",48.5,0.016,{"v":6668.112,"d":"6,668"},{"v":2888.802,"d":"2,889"},"Distributed from 923 Generation And Fuel",1973,2025]
[29861,2020,"WI","Wheaton",4014,"3",0,"OP","GT","NG",48.5,0.016,{"v":6668.112,"d":"6,668"},{"v":2888.802,"d":"2,889"},"Distributed from 923 Generation And Fuel",1973,2025]
[29862,2020,"WI","Wheaton",4014,"4",0,"OP","GT","NG",48.5,0.016,{"v":6668.112,"d":"6,668"},{"v":2888.802,"d":"2,889"},"Distributed from 923 Generation And Fuel",1973,2025]
[29863,2020,"WI","Wheaton",4014,"6",0,"OP","GT","DFO",53.1,0.016,{"v":7300.552,"d":"7,301"},{"v":3162.792,"d":"3,163"},"Distributed from 923 Generation And Fuel",1973,2025]
[29864,2020,"WI","Wheaton",4014,"5",0,"RE","GT","DFO",53.1,{"$nulls":5},2018]
[29865,2020,"WI","Wheaton Solar",60203,"1",0,"CN","PV","SUN",3.8]
[29866,2020,"WI","Whistling Winds DPC Solar",60895,"PV1",0,"OP","PV","SUN",1.5,0.228,{"v":3001,"d":"3,001"},{"v":1796,"d":"1,796"},"Distributed from 923 Generation And Fuel",2017]
[29867,2020,"WI","White River (WI)",3989,"1",0,"OP","HY","WAT",0.5,0.705,{"v":3086.5,"d":"3,087"},{"v":1272,"d":"1,272"},"Distributed from 923 Generation And Fuel",1907,2025]
[29868,2020,"WI","White River (WI)",3989,"2",0,"OP","HY","WAT",0.5,0.705,{"v":3086.5,"d":"3,087"},{"v":1272,"d":"1,272"},"Distributed from 923 Generation And Fuel",1907,2025]
[29869,2020,"WI","Whiting",3975,"1",0,"OS","HY","WAT",1.2,0.638,{"v":6705.882,"d":"6,706"},{"v":2763.294,"d":"2,763"},"Distributed from 923 Generation And Fuel",1963]
[29870,2020,"WI","Whiting",3975,"10",0,"OP","HY","WAT",0.3,0.638,{"v":1676.471,"d":"1,676"},{"v":690.824,"d":"691"},"Distributed from 923 Generation And Fuel",1891]
[29871,2020,"WI","Whiting",3975,"2",0,"OP","HY","WAT",0.5,0.638,{"v":2794.118,"d":"2,794"},{"v":1151.373,"d":"1,151"},"Distributed from 923 Generation And Fuel",1891]
[29872,2020,"WI","Whiting",3975,"3",0,"OS","HY","WAT",0.5,0.638,{"v":2794.118,"d":"2,794"},{"v":1151.373,"d":"1,151"},"Distributed from 923 Generation And Fuel",1891]
[29873,2020,"WI","Whiting",3975,"4",0,"OP","HY","WAT",0.5,0.638,{"v":2794.118,"d":"2,794"},{"v":1151.373,"d":"1,151"},"Distributed from 923 Generation And Fuel",1891]
[29874,2020,"WI","Whiting",3975,"5",0,"OP","HY","WAT",0.5,0.638,{"v":2794.118,"d":"2,794"},{"v":1151.373,"d":"1,151"},"Distributed from 923 Generation And Fuel",1891]
[29875,2020,"WI","Whiting",3975,"6",0,"OP","HY","WAT",0.5,0.638,{"v":2794.118,"d":"2,794"},{"v":1151.373,"d":"1,151"},"Distributed from 923 Generation And Fuel",1891]
[29876,2020,"WI","Whiting",3975,"7",0,"OP","HY","WAT",0.5,0.638,{"v":2794.118,"d":"2,794"},{"v":1151.373,"d":"1,151"},"Distributed from 923 Generation And Fuel",1891]
[29877,2020,"WI","Whiting",3975,"8",0,"OP","HY","WAT",0.3,0.638,{"v":1676.471,"d":"1,676"},{"v":690.824,"d":"691"},"Distributed from 923 Generation And Fuel",1891]
[29878,2020,"WI","Whiting",3975,"9",0,"OP","HY","WAT",0.3,0.638,{"v":1676.471,"d":"1,676"},{"v":690.824,"d":"691"},"Distributed from 923 Generation And Fuel",1891]
[29879,2020,"WI","Whiting Mill",10476,"GEN4",0,"RE","ST","SUB",4.1,{"$nulls":5},2014]
[29880,2020,"WI","Wind Turbine",7886,"1",0,"OP","WT","WND",{"v":11,"d":"11.0"},0.182,{"v":17543,"d":"17,543"},{"v":5502,"d":"5,502"},"Distributed from 923 Generation And Fuel",1999]
[29881,2020,"WI","Winnebago County Landfill Gas",50936,"EG2R",0,"OP","IC","LFG",0.6,{"v":0.5,"d":"0.500"},{"v":2626.615,"d":"2,627"},{"v":1040.154,"d":"1,040"},"Distributed from 923 Generation And Fuel",2020]
[29882,2020,"WI","Winnebago County Landfill Gas",50936,"EG3",0,"OP","IC","LFG",0.9,{"v":0.5,"d":"0.500"},{"v":3939.923,"d":"3,940"},{"v":1560.231,"d":"1,560"},"Distributed from 923 Generation And Fuel",2000]
[29883,2020,"WI","Winnebago County Landfill Gas",50936,"EG4",0,"OP","IC","LFG",{"v":1,"d":"1.0"},{"v":0.5,"d":"0.500"},{"v":4377.692,"d":"4,378"},{"v":1733.59,"d":"1,734"},"Distributed from 923 Generation And Fuel",2007]
[29884,2020,"WI","Winnebago County Landfill Gas",50936,"EG5",0,"OP","IC","LFG",1.4,{"v":0.5,"d":"0.500"},{"v":6128.769,"d":"6,129"},{"v":2427.026,"d":"2,427"},"Distributed from 923 Generation And Fuel",2010]
[29885,2020,"WI","Winnebago County Landfill Gas",50936,"EG1",0,"RE","IC","LFG",0.9,{"$nulls":5},2016]
[29886,2020,"WI","Winnebago County Landfill Gas",50936,"EG2",0,"RE","IC","LFG",0.9,{"$nulls":5},2019]
[29887,2020,"WI","Winnebago County Landfill Gas",50936,"EG6",0,"CN","IC","LFG",1.4]
[29888,2020,"WI","Winter",8013,"IC 1",0,"OP","IC","DFO",2.8,{"v":-2E-3,"d":"(0.002)"},{"v":-40.5,"d":"(41)"},{"v":-19,"d":"(19)"},"Distributed from 923 Generation And Fuel",2002]
[29889,2020,"WI","Winter",8013,"IC 2",0,"OP","IC","DFO",2.8,{"v":-2E-3,"d":"(0.002)"},{"v":-40.5,"d":"(41)"},{"v":-19,"d":"(19)"},"Distributed from 923 Generation And Fuel",2002]
[29890,2020,"WI","Wisconsin Rapids",3974,"1",0,"OP","HY","WAT",2.3,0.748,{"v":15070.75,"d":"15,071"},{"v":6210,"d":"6,210"},"Distributed from 923 Generation And Fuel",1920]
[29891,2020,"WI","Wisconsin Rapids",3974,"10",0,"OP","HY","WAT",0.6,0.748,{"v":3931.5,"d":"3,932"},{"v":1620,"d":"1,620"},"Distributed from 923 Generation And Fuel",1903]
[29892,2020,"WI","Wisconsin Rapids",3974,"2",0,"OP","HY","WAT",2.3,0.748,{"v":15070.75,"d":"15,071"},{"v":6210,"d":"6,210"},"Distributed from 923 Generation And Fuel",1920]
[29893,2020,"WI","Wisconsin Rapids",3974,"3",0,"OP","HY","WAT",0.6,0.748,{"v":3931.5,"d":"3,932"},{"v":1620,"d":"1,620"},"Distributed from 923 Generation And Fuel",1903]
[29894,2020,"WI","Wisconsin Rapids",3974,"4",0,"OP","HY","WAT",0.6,0.748,{"v":3931.5,"d":"3,932"},{"v":1620,"d":"1,620"},"Distributed from 923 Generation And Fuel",1903]
[29895,2020,"WI","Wisconsin Rapids",3974,"5",0,"OP","HY","WAT",0.6,0.748,{"v":3931.5,"d":"3,932"},{"v":1620,"d":"1,620"},"Distributed from 923 Generation And Fuel",1903]
[29896,2020,"WI","Wisconsin Rapids",3974,"6",0,"OP","HY","WAT",0.3,0.748,{"v":1965.75,"d":"1,966"},810,"Distributed from 923 Generation And Fuel",1903]
[29897,2020,"WI","Wisconsin Rapids",3974,"7",0,"OP","HY","WAT",0.6,0.748,{"v":3931.5,"d":"3,932"},{"v":1620,"d":"1,620"},"Distributed from 923 Generation And Fuel",1903]
[29898,2020,"WI","Wisconsin Rapids",3974,"8",0,"OP","HY","WAT",0.3,0.748,{"v":1965.75,"d":"1,966"},810,"Distributed from 923 Generation And Fuel",1903]
[29899,2020,"WI","Wisconsin Rapids",3974,"9",0,"OP","HY","WAT",0.6,0.748,{"v":3931.5,"d":"3,932"},{"v":1620,"d":"1,620"},"Distributed from 923 Generation And Fuel",1903]
[29900,2020,"WI","Wisconsin Rapids Paper Mill",10466,"GEN2",0,"OS","ST","PUR",8.3,0.086,{"v":6276,"d":"6,276"},{"v":2645,"d":"2,645"},"Distributed from 923 Generation And Fuel",1995]
[29901,2020,"WI","Wisconsin Rapids Paper Mill",10466,"GEN1",0,"RE","ST","PUR",7.5,{"$nulls":5},2004]
[29902,2020,"WI","Wisconsin Rapids Paper Mill",10466,"GEN3",0,"RE","ST","PUR",{"v":5,"d":"5.0"},{"$nulls":5},1999]
[29903,2020,"WI","Wisconsin Rapids Pulp Mill",10477,"GEN1",6,"OA","ST","BLQ",{"v":32,"d":"32.0"},0.336,{"v":94146.853,"d":"94,147"},{"v":35971.879,"d":"35,972"},"EIA-923 Generator File",1968]
[29904,2020,"WI","Wisconsin Rapids Pulp Mill",10477,"GEN2",6,"OA","ST","BLQ",40.3,0.195,{"v":68919.771,"d":"68,920"},{"v":21096.831,"d":"21,097"},"EIA-923 Generator File",1991]
[29905,2020,"WI","Wissota",4015,"1",0,"OP","HY","WAT",{"v":6,"d":"6.0"},0.577,{"v":30304.416,"d":"30,304"},{"v":12487.157,"d":"12,487"},"Distributed from 923 Generation And Fuel",1917]
[29906,2020,"WI","Wissota",4015,"2",0,"OP","HY","WAT",7.7,0.577,{"v":38890.668,"d":"38,891"},{"v":16025.185,"d":"16,025"},"Distributed from 923 Generation And Fuel",1917]
[29907,2020,"WI","Wissota",4015,"3",0,"OP","HY","WAT",{"v":6,"d":"6.0"},0.577,{"v":30304.416,"d":"30,304"},{"v":12487.157,"d":"12,487"},"Distributed from 923 Generation And Fuel",1917]
[29908,2020,"WI","Wissota",4015,"4",0,"OP","HY","WAT",7.7,0.577,{"v":38890.668,"d":"38,891"},{"v":16025.185,"d":"16,025"},"Distributed from 923 Generation And Fuel",1917]
[29909,2020,"WI","Wissota",4015,"5",0,"OP","HY","WAT",{"v":6,"d":"6.0"},0.577,{"v":30304.416,"d":"30,304"},{"v":12487.157,"d":"12,487"},"Distributed from 923 Generation And Fuel",1917]
[29910,2020,"WI","Wissota",4015,"6",0,"OP","HY","WAT",{"v":6,"d":"6.0"},0.577,{"v":30304.416,"d":"30,304"},{"v":12487.157,"d":"12,487"},"Distributed from 923 Generation And Fuel",1917]
[29911,2020,"WI","WPPI Hartford DG",56266,"1",0,"RE","IC","DFO",1.1,{"v":0,"d":"0.000"},3,0,"Distributed from 923 Generation And Fuel",null,2020]
[29912,2020,"WV","AEP Milton NaS",59995,"1",0,"OP","BA","MWH",{"v":2,"d":"2.0"},{"v":-0.012,"d":"(0.012)"},{"v":-205,"d":"(205)"},{"v":-86,"d":"(86)"},"Distributed from 923 Generation And Fuel",2009]
[29913,2020,"WV","Axiall Natrium Plant",50491,"GEN4",4,"OP","ST","NG",7.5,0.154,{"v":10093.714,"d":"10,094"},{"v":1583.535,"d":"1,584"},"EIA-923 Generator File",1943]
[29914,2020,"WV","Axiall Natrium Plant",50491,"GEN6",4,"OP","ST","NG",{"v":26,"d":"26.0"},{"v":0.75,"d":"0.750"},{"v":170894.03,"d":"170,894"},{"v":75492.064,"d":"75,492"},"EIA-923 Generator File",1954]
[29915,2020,"WV","Axiall Natrium Plant",50491,"GEN7",1,"OP","ST","NG",{"v":82,"d":"82.0"},{"v":0.75,"d":"0.750"},{"v":538509.35,"d":"538,509"},{"v":235933.226,"d":"235,933"},"EIA-923 Generator File",1966]
[29916,2020,"WV","Axiall Natrium Plant",50491,"GEN3",4,"RE","ST","NG",7.5,{"v":0,"d":"0.000"},0,0,"EIA-923 Generator File",null,2018]
[29917,2020,"WV","Bedington Energy Facility, LLC",64848,"BEF1",0,"L","PV","SUN",{"v":50,"d":"50.0"}]
[29918,2020,"WV","Beech Ridge Energy LLC",57151,"GEN1",0,"OP","WT","WND",100.5,0.317,{"v":278723,"d":"278,723"},{"v":80871,"d":"80,871"},"Distributed from 923 Generation And Fuel",2010]
[29919,2020,"WV","Beech Ridge Energy Storage",60390,"BRES",0,"OP","BA","MWH",31.5,{"v":-0.044,"d":"(0.044)"},{"v":-12260,"d":"(12,260)"},{"v":-5265,"d":"(5,265)"},"Distributed from 923 Generation And Fuel",2015]
[29920,2020,"WV","Beech Ridge II Wind Energy Center",62482,"GEN1",0,"OP","WT","WND",56.2,0.223,{"v":109774,"d":"109,774"},{"v":53341,"d":"53,341"},"Distributed from 923 Generation And Fuel",2020]
[29921,2020,"WV","Belleville Dam",7594,"1",0,"OP","HY","WAT",{"v":21,"d":"21.0"},0.584,{"v":107491,"d":"107,491"},{"v":36618.5,"d":"36,619"},"Distributed from 923 Generation And Fuel",1999]
[29922,2020,"WV","Belleville Dam",7594,"2",0,"OP","HY","WAT",{"v":21,"d":"21.0"},0.584,{"v":107491,"d":"107,491"},{"v":36618.5,"d":"36,619"},"Distributed from 923 Generation And Fuel",1999]
[29923,2020,"WV","Big Sandy Peaker Plant",55284,"BSG1",0,"OP","GT","NG",58.9,0.078,{"v":40406.333,"d":"40,406"},{"v":18493.833,"d":"18,494"},"Distributed from 923 Generation And Fuel",2001]
[29924,2020,"WV","Big Sandy Peaker Plant",55284,"BSG2",0,"OP","GT","NG",58.9,0.078,{"v":40406.333,"d":"40,406"},{"v":18493.833,"d":"18,494"},"Distributed from 923 Generation And Fuel",2001]
[29925,2020,"WV","Big Sandy Peaker Plant",55284,"BSG3",0,"OP","GT","NG",58.9,0.078,{"v":40406.333,"d":"40,406"},{"v":18493.833,"d":"18,494"},"Distributed from 923 Generation And Fuel",2001]
[29926,2020,"WV","Big Sandy Peaker Plant",55284,"BSG4",0,"OP","GT","NG",58.9,0.078,{"v":40406.333,"d":"40,406"},{"v":18493.833,"d":"18,494"},"Distributed from 923 Generation And Fuel",2001]
[29927,2020,"WV","Big Sandy Peaker Plant",55284,"BSG5",0,"OP","GT","NG",58.9,0.078,{"v":40406.333,"d":"40,406"},{"v":18493.833,"d":"18,494"},"Distributed from 923 Generation And Fuel",2001]
[29928,2020,"WV","Big Sandy Peaker Plant",55284,"BSG6",0,"OP","GT","NG",58.9,0.078,{"v":40406.333,"d":"40,406"},{"v":18493.833,"d":"18,494"},"Distributed from 923 Generation And Fuel",2001]
[29929,2020,"WV","Black Rock Wind",64433,"BRW",0,"U","WT","WND",{"v":115,"d":"115.0"}]
[29930,2020,"WV","Ceredo Generating Station",55276,"01",0,"OP","GT","NG",86.5,0.024,{"v":18391.333,"d":"18,391"},{"v":9924.667,"d":"9,925"},"Distributed from 923 Generation And Fuel",2001]
[29931,2020,"WV","Ceredo Generating Station",55276,"02",0,"OP","GT","NG",86.5,0.024,{"v":18391.333,"d":"18,391"},{"v":9924.667,"d":"9,925"},"Distributed from 923 Generation And Fuel",2001]
[29932,2020,"WV","Ceredo Generating Station",55276,"03",0,"OP","GT","NG",86.5,0.024,{"v":18391.333,"d":"18,391"},{"v":9924.667,"d":"9,925"},"Distributed from 923 Generation And Fuel",2001]
[29933,2020,"WV","Ceredo Generating Station",55276,"04",0,"OP","GT","NG",86.5,0.024,{"v":18391.333,"d":"18,391"},{"v":9924.667,"d":"9,925"},"Distributed from 923 Generation And Fuel",2001]
[29934,2020,"WV","Ceredo Generating Station",55276,"05",0,"OP","GT","NG",86.5,0.024,{"v":18391.333,"d":"18,391"},{"v":9924.667,"d":"9,925"},"Distributed from 923 Generation And Fuel",2001]
[29935,2020,"WV","Ceredo Generating Station",55276,"06",0,"OP","GT","NG",86.5,0.024,{"v":18391.333,"d":"18,391"},{"v":9924.667,"d":"9,925"},"Distributed from 923 Generation And Fuel",2001]
[29936,2020,"WV","Dam No. 4 Hydro Station",6543,"1",0,"OP","HY","WAT",0.5,0.559,{"v":2448.684,"d":"2,449"},{"v":834.211,"d":"834"},"Distributed from 923 Generation And Fuel",1909]
[29937,2020,"WV","Dam No. 4 Hydro Station",6543,"2",0,"OP","HY","WAT",0.5,0.559,{"v":2448.684,"d":"2,449"},{"v":834.211,"d":"834"},"Distributed from 923 Generation And Fuel",1909]
[29938,2020,"WV","Dam No. 4 Hydro Station",6543,"3",0,"OP","HY","WAT",0.9,0.559,{"v":4407.632,"d":"4,408"},{"v":1501.579,"d":"1,502"},"Distributed from 923 Generation And Fuel",1991]
[29939,2020,"WV","Dam No. 5 Hydro Station",6544,"1",0,"OP","HY","WAT",0.5,0.669,{"v":2932,"d":"2,932"},999,"Distributed from 923 Generation And Fuel",1919]
[29940,2020,"WV","Dam No. 5 Hydro Station",6544,"2",0,"OP","HY","WAT",0.5,0.669,{"v":2932,"d":"2,932"},999,"Distributed from 923 Generation And Fuel",1919]
[29941,2020,"WV","ESC Brooke County Power I",60202,"BCCA1",1,"IP","CA","NG",280.5]
[29942,2020,"WV","ESC Brooke County Power I",60202,"BCCT1",0,"IP","CT","NG",280.5]
[29943,2020,"WV","ESC Brooke County Power I",60202,"BCCT2",0,"IP","CT","NG",280.5]
[29944,2020,"WV","ESC Harrison County Power",60206,"HCCA1",1,"P","CA","NG",207.4]
[29945,2020,"WV","ESC Harrison County Power",60206,"HCCT1",0,"P","CT","NG",371.5]
[29946,2020,"WV","FirstEnergy Albright",3942,"1",1,"RE","ST","BIT",{"v":69,"d":"69.0"},{"$nulls":5},2012]
[29947,2020,"WV","FirstEnergy Albright",3942,"2",1,"RE","ST","BIT",{"v":69,"d":"69.0"},{"$nulls":5},2012]
[29948,2020,"WV","FirstEnergy Albright",3942,"3",1,"RE","ST","BIT",140.2,{"$nulls":5},2012]
[29949,2020,"WV","FirstEnergy Fort Martin Power Station",3943,"1",1,"OP","ST","BIT",{"v":576,"d":"576.0"},0.472,{"v":2380262,"d":"2,380,262"},{"v":1159095,"d":"1,159,095"},"EIA-923 Generator File",1967]
[29950,2020,"WV","FirstEnergy Fort Martin Power Station",3943,"2",1,"OP","ST","BIT",{"v":576,"d":"576.0"},0.534,{"v":2693670,"d":"2,693,670"},{"v":1280524,"d":"1,280,524"},"EIA-923 Generator File",1968]
[29951,2020,"WV","FirstEnergy Harrison Power Station",3944,"1",1,"OP","ST","RC",{"v":684,"d":"684.0"},0.669,{"v":4008103,"d":"4,008,103"},{"v":1603238,"d":"1,603,238"},"EIA-923 Generator File",1972]
[29952,2020,"WV","FirstEnergy Harrison Power Station",3944,"2",1,"OP","ST","RC",{"v":684,"d":"684.0"},0.606,{"v":3628698,"d":"3,628,698"},{"v":1401704,"d":"1,401,704"},"EIA-923 Generator File",1973]
[29953,2020,"WV","FirstEnergy Harrison Power Station",3944,"3",1,"OP","ST","RC",{"v":684,"d":"684.0"},0.541,{"v":3242914,"d":"3,242,914"},{"v":1505528,"d":"1,505,528"},"EIA-923 Generator File",1974]
[29954,2020,"WV","FirstEnergy Rivesville",3945,"5",1,"RE","ST","BIT",{"v":35,"d":"35.0"},{"$nulls":5},2012]
[29955,2020,"WV","FirstEnergy Rivesville",3945,"6",1,"RE","ST","BIT",74.7,{"$nulls":5},2012]
[29956,2020,"WV","FirstEnergy Willow Island",3946,"1",1,"RE","ST","BIT",{"v":50,"d":"50.0"},{"$nulls":5},2012]
[29957,2020,"WV","FirstEnergy Willow Island",3946,"2",1,"RE","ST","BIT",163.2,{"$nulls":5},2012]
[29958,2020,"WV","Gauley River Power Partners",56333,"GEN1",0,"OP","HY","WAT",{"v":40,"d":"40.0"},0.211,{"v":73775,"d":"73,775"},{"v":25132.5,"d":"25,133"},"Distributed from 923 Generation And Fuel",2001]
[29959,2020,"WV","Gauley River Power Partners",56333,"GEN2",0,"OP","HY","WAT",{"v":40,"d":"40.0"},0.211,{"v":73775,"d":"73,775"},{"v":25132.5,"d":"25,133"},"Distributed from 923 Generation And Fuel",2001]
[29960,2020,"WV","Glen Ferris Hydro",50010,"GEN1",0,"OP","HY","WAT",0.4,0.364,{"v":1276.452,"d":"1,276"},{"v":434.839,"d":"435"},"Distributed from 923 Generation And Fuel",1912]
[29961,2020,"WV","Glen Ferris Hydro",50010,"GEN2",0,"OP","HY","WAT",0.4,0.364,{"v":1276.452,"d":"1,276"},{"v":434.839,"d":"435"},"Distributed from 923 Generation And Fuel",1912]
[29962,2020,"WV","Glen Ferris Hydro",50010,"GEN3",0,"OP","HY","WAT",0.4,0.364,{"v":1276.452,"d":"1,276"},{"v":434.839,"d":"435"},"Distributed from 923 Generation And Fuel",1912]
[29963,2020,"WV","Glen Ferris Hydro",50010,"GEN4",0,"OP","HY","WAT",0.4,0.364,{"v":1276.452,"d":"1,276"},{"v":434.839,"d":"435"},"Distributed from 923 Generation And Fuel",1912]
[29964,2020,"WV","Glen Ferris Hydro",50010,"GEN5",0,"OP","HY","WAT",0.4,0.364,{"v":1276.452,"d":"1,276"},{"v":434.839,"d":"435"},"Distributed from 923 Generation And Fuel",1912]
[29965,2020,"WV","Glen Ferris Hydro",50010,"GEN6",0,"OP","HY","WAT",0.4,0.364,{"v":1276.452,"d":"1,276"},{"v":434.839,"d":"435"},"Distributed from 923 Generation And Fuel",1912]
[29966,2020,"WV","Glen Ferris Hydro",50010,"GEN7",0,"OP","HY","WAT",1.9,0.364,{"v":6063.145,"d":"6,063"},{"v":2065.484,"d":"2,065"},"Distributed from 923 Generation And Fuel",1917]
[29967,2020,"WV","Glen Ferris Hydro",50010,"GEN8",0,"OP","HY","WAT",1.9,0.364,{"v":6063.145,"d":"6,063"},{"v":2065.484,"d":"2,065"},"Distributed from 923 Generation And Fuel",1917]
[29968,2020,"WV","Grant Town Power Plant",10151,"GEN1",2,"OP","ST","WC",95.7,0.737,{"v":617730,"d":"617,730"},{"v":260252,"d":"260,252"},"EIA-923 Generator File",1992]
[29969,2020,"WV","Hawks Nest Hydro",50011,"GEN1",0,"OP","HY","WAT",25.5,{"v":0.61,"d":"0.610"},{"v":136329,"d":"136,329"},{"v":46442.75,"d":"46,443"},"Distributed from 923 Generation And Fuel",1936]
[29970,2020,"WV","Hawks Nest Hydro",50011,"GEN2",0,"OP","HY","WAT",25.5,{"v":0.61,"d":"0.610"},{"v":136329,"d":"136,329"},{"v":46442.75,"d":"46,443"},"Distributed from 923 Generation And Fuel",1936]
[29971,2020,"WV","Hawks Nest Hydro",50011,"GEN3",0,"OP","HY","WAT",25.5,{"v":0.61,"d":"0.610"},{"v":136329,"d":"136,329"},{"v":46442.75,"d":"46,443"},"Distributed from 923 Generation And Fuel",1936]
[29972,2020,"WV","Hawks Nest Hydro",50011,"GEN4",0,"OP","HY","WAT",25.5,{"v":0.61,"d":"0.610"},{"v":136329,"d":"136,329"},{"v":46442.75,"d":"46,443"},"Distributed from 923 Generation And Fuel",1936]
[29973,2020,"WV","John E Amos",3935,"1",1,"OP","ST","BIT",816.3,0.307,{"v":2193649,"d":"2,193,649"},{"v":831658,"d":"831,658"},"EIA-923 Generator File",1971]
[29974,2020,"WV","John E Amos",3935,"2",1,"OP","ST","BIT",816.3,0.411,{"v":2941322,"d":"2,941,322"},{"v":1601138,"d":"1,601,138"},"EIA-923 Generator File",1972]
[29975,2020,"WV","John E Amos",3935,"3",1,"OP","ST","BIT",{"v":1300,"d":"1,300.0"},0.467,{"v":5315868,"d":"5,315,868"},{"v":2945165,"d":"2,945,165"},"EIA-923 Generator File",1973]
[29976,2020,"WV","Kammer",3947,"1",1,"RE","ST","BIT",237.5,{"$nulls":5},2015]
[29977,2020,"WV","Kammer",3947,"2",1,"RE","ST","BIT",237.5,{"$nulls":5},2015]
[29978,2020,"WV","Kammer",3947,"3",1,"RE","ST","BIT",237.5,{"$nulls":5},2015]
[29979,2020,"WV","Kanawha River",3936,"1",1,"RE","ST","BIT",219.6,{"$nulls":5},2017]
[29980,2020,"WV","Kanawha River",3936,"2",1,"RE","ST","BIT",219.6,{"$nulls":5},2017]
[29981,2020,"WV","Laurel Mountain Hybrid",57447,"1",0,"OP","WT","WND",97.6,0.269,{"v":229922,"d":"229,922"},{"v":67215,"d":"67,215"},"Distributed from 923 Generation And Fuel",2011]
[29982,2020,"WV","Laurel Mountain Hybrid",57447,"2",0,"OP","BA","MWH",{"v":16,"d":"16.0"},{"v":-0.031,"d":"(0.031)"},{"v":-4326,"d":"(4,326)"},{"v":-1874,"d":"(1,874)"},"Distributed from 923 Generation And Fuel",2011]
[29983,2020,"WV","London",6560,"1",0,"OP","HY","WAT",4.8,0.539,{"v":22670,"d":"22,670"},{"v":7723,"d":"7,723"},"Distributed from 923 Generation And Fuel",1935]
[29984,2020,"WV","London",6560,"2",0,"OP","HY","WAT",4.8,0.539,{"v":22670,"d":"22,670"},{"v":7723,"d":"7,723"},"Distributed from 923 Generation And Fuel",1935]
[29985,2020,"WV","London",6560,"3",0,"OP","HY","WAT",4.8,0.539,{"v":22670,"d":"22,670"},{"v":7723,"d":"7,723"},"Distributed from 923 Generation And Fuel",1935]
[29986,2020,"WV","Longview Power Plant",56671,"MKA01",1,"OP","ST","BIT",807.5,{"v":0.7,"d":"0.700"},{"v":4949857,"d":"4,949,857"},{"v":2089082,"d":"2,089,082"},"EIA-923 Generator File",2011]
[29987,2020,"WV","Marmet",6561,"1",0,"OP","HY","WAT",4.8,0.598,{"v":25135.667,"d":"25,136"},{"v":8563,"d":"8,563"},"Distributed from 923 Generation And Fuel",1935]
[29988,2020,"WV","Marmet",6561,"2",0,"OP","HY","WAT",4.8,0.598,{"v":25135.667,"d":"25,136"},{"v":8563,"d":"8,563"},"Distributed from 923 Generation And Fuel",1935]
[29989,2020,"WV","Marmet",6561,"3",0,"OP","HY","WAT",4.8,0.598,{"v":25135.667,"d":"25,136"},{"v":8563,"d":"8,563"},"Distributed from 923 Generation And Fuel",1935]
[29990,2020,"WV","Millville Hydro Station",6546,"1",0,"OP","HY","WAT",0.8,0.449,{"v":3144.571,"d":"3,145"},{"v":1071.143,"d":"1,071"},"Distributed from 923 Generation And Fuel",1913]
[29991,2020,"WV","Millville Hydro Station",6546,"2",0,"OP","HY","WAT",{"v":1,"d":"1.0"},0.449,{"v":3930.714,"d":"3,931"},{"v":1338.929,"d":"1,339"},"Distributed from 923 Generation And Fuel",1939]
[29992,2020,"WV","Millville Hydro Station",6546,"3",0,"OP","HY","WAT",{"v":1,"d":"1.0"},0.449,{"v":3930.714,"d":"3,931"},{"v":1338.929,"d":"1,339"},"Distributed from 923 Generation And Fuel",1938]
[29993,2020,"WV","Mitchell (WV)",3948,"1",1,"OP","ST","BIT",816.3,0.212,{"v":1516511,"d":"1,516,511"},{"v":814743,"d":"814,743"},"EIA-923 Generator File",1971]
[29994,2020,"WV","Mitchell (WV)",3948,"2",1,"OP","ST","BIT",816.3,0.293,{"v":2095209,"d":"2,095,209"},{"v":704069,"d":"704,069"},"EIA-923 Generator File",1971]
[29995,2020,"WV","Morgantown Energy Facility",10743,"GEN1",2,"OS","ST","WC",68.9,{"v":0,"d":"0.000"},0,0,"EIA-923 Generator File",1991]
[29996,2020,"WV","Morgantown L&D Hydroelectric Project",62387,"NA1",0,"P","HY","WAT",2.5]
[29997,2020,"WV","Morgantown L&D Hydroelectric Project",62387,"NA2",0,"P","HY","WAT",2.5]
[29998,2020,"WV","Moundsville Power",59720,"MPCA1",0,"CN","CA","NG",321.6]
[29999,2020,"WV","Moundsville Power",59720,"MPCT1",0,"CN","CT","NG",195.5]
[30000,2020,"WV","Moundsville Power",59720,"MPCT2",0,"CN","CT","NG",195.5]
[30001,2020,"WV","Mountaineer",6264,"1",1,"OP","ST","BIT",{"v":1300,"d":"1,300.0"},0.463,{"v":5275013,"d":"5,275,013"},{"v":3209987,"d":"3,209,987"},"EIA-923 Generator File",1980]
[30002,2020,"WV","Mountaineer Wind Energy Center",55986,"WT1",0,"OP","WT","WND",{"v":66,"d":"66.0"},0.231,{"v":133768,"d":"133,768"},{"v":41249,"d":"41,249"},"Distributed from 923 Generation And Fuel",2002]
[30003,2020,"WV","Mt Storm",3954,"1",1,"OP","ST","BIT",570.2,0.453,{"v":2264066,"d":"2,264,066"},{"v":998914,"d":"998,914"},"EIA-923 Generator File",1965]
[30004,2020,"WV","Mt Storm",3954,"2",1,"OP","ST","BIT",570.2,0.281,{"v":1403923,"d":"1,403,923"},{"v":782691,"d":"782,691"},"EIA-923 Generator File",1966]
[30005,2020,"WV","Mt Storm",3954,"3",1,"OP","ST","BIT",{"v":522,"d":"522.0"},0.229,{"v":1046177,"d":"1,046,177"},{"v":841484,"d":"841,484"},"EIA-923 Generator File",1973]
[30006,2020,"WV","Mt Storm",3954,"JF1",0,"OP","GT","JF",18.5,{"v":0,"d":"0.000"},62,37,"Distributed from 923 Generation And Fuel",1967]
[30007,2020,"WV","NedPower Mount Storm",56495,"MS1",0,"OP","WT","WND",{"v":164,"d":"164.0"},0.282,{"v":405627.288,"d":"405,627"},{"v":117131.409,"d":"117,131"},"Distributed from 923 Generation And Fuel",2008]
[30008,2020,"WV","NedPower Mount Storm",56495,"MS2",0,"OP","WT","WND",{"v":100,"d":"100.0"},0.282,{"v":247333.712,"d":"247,334"},{"v":71421.591,"d":"71,422"},"Distributed from 923 Generation And Fuel",2008]
[30009,2020,"WV","New Creek Wind",60132,"NCG01",0,"OP","WT","WND",{"v":103,"d":"103.0"},0.359,{"v":323582,"d":"323,582"},{"v":95873,"d":"95,873"},"Distributed from 923 Generation And Fuel",2016]
[30010,2020,"WV","New Martinsville Hannibal Hydro",50036,"UNT1",0,"OP","HY","WAT",18.7,0.566,{"v":92798,"d":"92,798"},{"v":31613.5,"d":"31,614"},"Distributed from 923 Generation And Fuel",1988]
[30011,2020,"WV","New Martinsville Hannibal Hydro",50036,"UNT2",0,"OP","HY","WAT",18.7,0.566,{"v":92798,"d":"92,798"},{"v":31613.5,"d":"31,614"},"Distributed from 923 Generation And Fuel",1988]
[30012,2020,"WV","New River Clean Energy",63246,"NEW2",0,"OP","IC","LFG",1.6,{"v":0.23,"d":"0.230"},{"v":3228.5,"d":"3,229"},{"v":1292.5,"d":"1,293"},"Distributed from 923 Generation And Fuel",2017]
[30013,2020,"WV","New River Clean Energy",63246,"NEWR1",0,"OP","IC","LFG",1.6,{"v":0.23,"d":"0.230"},{"v":3228.5,"d":"3,229"},{"v":1292.5,"d":"1,293"},"Distributed from 923 Generation And Fuel",2017]
[30014,2020,"WV","North Branch (WV)",7537,"1",2,"RE","ST","WC",{"v":80,"d":"80.0"},{"$nulls":5},2012]
[30015,2020,"WV","Opekiska L&D Hydroelectric Project",62386,"NA1",0,"P","HY","WAT",{"v":3,"d":"3.0"}]
[30016,2020,"WV","Opekiska L&D Hydroelectric Project",62386,"NA2",0,"P","HY","WAT",{"v":3,"d":"3.0"}]
[30017,2020,"WV","Philip Sporn",3938,"1",1,"RE","ST","BIT",152.5,{"$nulls":5},2015]
[30018,2020,"WV","Philip Sporn",3938,"2",1,"RE","ST","BIT",152.5,{"$nulls":5},2015]
[30019,2020,"WV","Philip Sporn",3938,"3",1,"RE","ST","BIT",152.5,{"$nulls":5},2015]
[30020,2020,"WV","Philip Sporn",3938,"4",1,"RE","ST","BIT",152.5,{"$nulls":5},2015]
[30021,2020,"WV","Philip Sporn",3938,"5",1,"RE","ST","BIT",495.5,{"$nulls":5},2012]
[30022,2020,"WV","Pinnacle Wind Force LLC",57595,"1",0,"OP","WT","WND",55.2,{"v":0.35,"d":"0.350"},{"v":169073,"d":"169,073"},{"v":50421,"d":"50,421"},"Distributed from 923 Generation And Fuel",2011]
[30023,2020,"WV","Pleasants Energy LLC",55349,"1",0,"OP","GT","NG",{"v":172,"d":"172.0"},0.549,{"v":827254,"d":"827,254"},{"v":445206,"d":"445,206"},"Distributed from 923 Generation And Fuel",2002]
[30024,2020,"WV","Pleasants Energy LLC",55349,"2",0,"OP","GT","NG",{"v":172,"d":"172.0"},0.549,{"v":827254,"d":"827,254"},{"v":445206,"d":"445,206"},"Distributed from 923 Generation And Fuel",2002]
[30025,2020,"WV","Pleasants Power Station",6004,"1",1,"OP","ST","RC",{"v":684,"d":"684.0"},0.434,{"v":2602675,"d":"2,602,675"},{"v":1291701,"d":"1,291,701"},"EIA-923 Generator File",1979,2022]
[30026,2020,"WV","Pleasants Power Station",6004,"2",1,"OP","ST","RC",{"v":684,"d":"684.0"},{"v":0.38,"d":"0.380"},{"v":2279539,"d":"2,279,539"},{"v":1152291,"d":"1,152,291"},"EIA-923 Generator File",1980,2022]
[30027,2020,"WV","Tygart Hydropower",64171,"1",0,"L","HY","WAT",{"v":10,"d":"10.0"}]
[30028,2020,"WV","Tygart Hydropower",64171,"2",0,"L","HY","WAT",{"v":10,"d":"10.0"}]
[30029,2020,"WV","Tygart Hydropower",64171,"3",0,"L","HY","WAT",{"v":10,"d":"10.0"}]
[30030,2020,"WV","Willow Island Hydroelectric Plant",57401,"WIG1",0,"OP","HY","WAT",{"v":22,"d":"22.0"},0.538,{"v":103725,"d":"103,725"},{"v":35335.5,"d":"35,336"},"Distributed from 923 Generation And Fuel",2016]
[30031,2020,"WV","Willow Island Hydroelectric Plant",57401,"WIG2",0,"OP","HY","WAT",{"v":22,"d":"22.0"},0.538,{"v":103725,"d":"103,725"},{"v":35335.5,"d":"35,336"},"Distributed from 923 Generation And Fuel",2016]
[30032,2020,"WV","Winfield",6562,"1",0,"OP","HY","WAT",14.7,0.474,{"v":61052.4,"d":"61,052"},{"v":20798.4,"d":"20,798"},"Distributed from 923 Generation And Fuel",1938]
[30033,2020,"WV","Winfield",6562,"2",0,"OP","HY","WAT",4.9,0.474,{"v":20350.8,"d":"20,351"},{"v":6932.8,"d":"6,933"},"Distributed from 923 Generation And Fuel",1938]
[30034,2020,"WV","Winfield",6562,"3",0,"OP","HY","WAT",4.9,0.474,{"v":20350.8,"d":"20,351"},{"v":6932.8,"d":"6,933"},"Distributed from 923 Generation And Fuel",1938]
[30035,2020,"WY","Alcova",6409,"1",0,"OP","HY","WAT",20.7,0.384,{"v":69551.5,"d":"69,552"},{"v":32282,"d":"32,282"},"Distributed from 923 Generation And Fuel",1955]
[30036,2020,"WY","Alcova",6409,"2",0,"OP","HY","WAT",20.7,0.384,{"v":69551.5,"d":"69,552"},{"v":32282,"d":"32,282"},"Distributed from 923 Generation And Fuel",1955]
[30037,2020,"WY","Arvada",8028,"1",0,"OP","GT","NG",7.5,0.003,208,97,"Distributed from 923 Generation And Fuel",2002]
[30038,2020,"WY","Arvada",8028,"2",0,"OP","GT","NG",7.5,0.003,208,97,"Distributed from 923 Generation And Fuel",2002]
[30039,2020,"WY","Arvada",8028,"3",0,"OP","GT","NG",7.5,0.003,208,97,"Distributed from 923 Generation And Fuel",2002]
[30040,2020,"WY","Barber Creek",8030,"1",0,"OP","GT","NG",7.5,0.004,{"v":250.333,"d":"250"},{"v":116.667,"d":"117"},"Distributed from 923 Generation And Fuel",2002]
[30041,2020,"WY","Barber Creek",8030,"2",0,"OP","GT","NG",7.5,0.004,{"v":250.333,"d":"250"},{"v":116.667,"d":"117"},"Distributed from 923 Generation And Fuel",2002]
[30042,2020,"WY","Barber Creek",8030,"3",0,"OP","GT","NG",7.5,0.004,{"v":250.333,"d":"250"},{"v":116.667,"d":"117"},"Distributed from 923 Generation And Fuel",2002]
[30043,2020,"WY","Beaver Creek Gas Plant",55278,"1",0,"OP","GT","NG",2.5,0.602,{"v":13179,"d":"13,179"},{"v":6144.5,"d":"6,145"},"Distributed from 923 Generation And Fuel",1983]
[30044,2020,"WY","Beaver Creek Gas Plant",55278,"2",0,"OP","GT","NG",2.5,0.602,{"v":13179,"d":"13,179"},{"v":6144.5,"d":"6,145"},"Distributed from 923 Generation And Fuel",1992]
[30045,2020,"WY","Beaver Creek Gas Plant",55278,"STG-1",0,"OP","ST","WH",0.9,{"v":0,"d":"0.000"},0,0,"Distributed from 923 Generation And Fuel",2018]
[30046,2020,"WY","Big Sand Draw Plant",60130,"1",0,"OP","IC","NG",1.6,0.389,{"v":5450.8,"d":"5,451"},{"v":2176.2,"d":"2,176"},"Distributed from 923 Generation And Fuel",2015]
[30047,2020,"WY","Big Sand Draw Plant",60130,"2",0,"OP","IC","NG",1.6,0.389,{"v":5450.8,"d":"5,451"},{"v":2176.2,"d":"2,176"},"Distributed from 923 Generation And Fuel",2015]
[30048,2020,"WY","Big Sand Draw Plant",60130,"4",0,"OP","IC","NG",1.6,0.389,{"v":5450.8,"d":"5,451"},{"v":2176.2,"d":"2,176"},"Distributed from 923 Generation And Fuel",2015]
[30049,2020,"WY","Big Sand Draw Plant",60130,"5",0,"OP","IC","NG",1.6,0.389,{"v":5450.8,"d":"5,451"},{"v":2176.2,"d":"2,176"},"Distributed from 923 Generation And Fuel",2015]
[30050,2020,"WY","Big Sand Draw Plant",60130,"6",0,"OP","IC","NG",1.6,0.389,{"v":5450.8,"d":"5,451"},{"v":2176.2,"d":"2,176"},"Distributed from 923 Generation And Fuel",2015]
[30051,2020,"WY","Boswell Wind I",61393,"BOSW1",0,"CN","WT","WND",{"v":80,"d":"80.0"}]
[30052,2020,"WY","Boswell Wind II",61394,"BOSW2",0,"CN","WT","WND",{"v":80,"d":"80.0"}]
[30053,2020,"WY","Boswell Wind III",61395,"BOSW3",0,"CN","WT","WND",{"v":80,"d":"80.0"}]
[30054,2020,"WY","Boswell Wind IV",61396,"BOSW4",0,"CN","WT","WND",{"v":80,"d":"80.0"}]
[30055,2020,"WY","Boysen",505,"1",0,"OP","HY","WAT",7.5,0.502,{"v":33011.5,"d":"33,012"},{"v":15322,"d":"15,322"},"Distributed from 923 Generation And Fuel",1952]
[30056,2020,"WY","Boysen",505,"2",0,"OP","HY","WAT",7.5,0.502,{"v":33011.5,"d":"33,012"},{"v":15322,"d":"15,322"},"Distributed from 923 Generation And Fuel",1952]
[30057,2020,"WY","Buffalo Bill",7317,"1",0,"OP","HY","WAT",{"v":6,"d":"6.0"},0.478,{"v":25106,"d":"25,106"},{"v":11653,"d":"11,653"},"Distributed from 923 Generation And Fuel",1992]
[30058,2020,"WY","Buffalo Bill",7317,"2",0,"OP","HY","WAT",{"v":6,"d":"6.0"},0.478,{"v":25106,"d":"25,106"},{"v":11653,"d":"11,653"},"Distributed from 923 Generation And Fuel",1992]
[30059,2020,"WY","Buffalo Bill",7317,"3",0,"OP","HY","WAT",{"v":6,"d":"6.0"},0.478,{"v":25106,"d":"25,106"},{"v":11653,"d":"11,653"},"Distributed from 923 Generation And Fuel",1992]
[30060,2020,"WY","Campbell Hill Windpower",57090,"CHWF",0,"OP","WT","WND",{"v":99,"d":"99.0"},0.379,{"v":328719,"d":"328,719"},{"v":83962,"d":"83,962"},"Distributed from 923 Generation And Fuel",2009]
[30061,2020,"WY","Casper Wind Farm",57093,"CWGT",0,"OP","WT","WND",{"v":17,"d":"17.0"},0.139,{"v":20687,"d":"20,687"},{"v":5893,"d":"5,893"},"Distributed from 923 Generation And Fuel",2009]
[30062,2020,"WY","Cedar Springs I",63914,"82633",0,"OP","WT","WND",{"v":200,"d":"200.0"},0.084,{"v":146407,"d":"146,407"},{"v":1866,"d":"1,866"},"Distributed from 923 Generation And Fuel",2020]
[30063,2020,"WY","Cedar Springs II",63915,"82634",0,"OP","WT","WND",{"v":200,"d":"200.0"},0.066,{"v":116063,"d":"116,063"},0,"Distributed from 923 Generation And Fuel",2020]
[30064,2020,"WY","Cedar Springs III",63916,"82635",0,"OP","WT","WND",{"v":133,"d":"133.0"},{"v":0.04,"d":"0.040"},{"v":46215,"d":"46,215"},0,"Distributed from 923 Generation And Fuel",2020]
[30065,2020,"WY","Cheyenne Prairie Generating Station",57703,"01A",0,"OP","CT","NG",{"v":40,"d":"40.0"},0.315,{"v":110426,"d":"110,426"},{"v":43473,"d":"43,473"},"EIA-923 Generator File",2014]
[30066,2020,"WY","Cheyenne Prairie Generating Station",57703,"01B",0,"OP","CT","NG",{"v":40,"d":"40.0"},0.409,{"v":143296,"d":"143,296"},{"v":56022,"d":"56,022"},"EIA-923 Generator File",2014]
[30067,2020,"WY","Cheyenne Prairie Generating Station",57703,"01C",1,"OP","CA","NG",{"v":20,"d":"20.0"},0.456,{"v":79836,"d":"79,836"},{"v":29712,"d":"29,712"},"EIA-923 Generator File",2014]
[30068,2020,"WY","Cheyenne Prairie Generating Station",57703,"02A",0,"OP","GT","NG",{"v":40,"d":"40.0"},{"v":0.02,"d":"0.020"},{"v":6913.333,"d":"6,913"},{"v":1905.333,"d":"1,905"},"Distributed from 923 Generation And Fuel",2014]
[30069,2020,"WY","Cheyenne Prairie Generating Station",57703,"02B",0,"IP","GT","NG",{"v":40,"d":"40.0"},{"v":0.02,"d":"0.020"},{"v":6913.333,"d":"6,913"},{"v":1905.333,"d":"1,905"},"Distributed from 923 Generation And Fuel"]
[30070,2020,"WY","Cheyenne Prairie Generating Station",57703,"03A",0,"IP","GT","NG",{"v":40,"d":"40.0"},{"v":0.02,"d":"0.020"},{"v":6913.333,"d":"6,913"},{"v":1905.333,"d":"1,905"},"Distributed from 923 Generation And Fuel"]
[30071,2020,"WY","Chokecherry and Sierra Madre Wind",58987,"I-A",0,"U","WT","WND",{"v":500,"d":"500.0"}]
[30072,2020,"WY","Chokecherry and Sierra Madre Wind",58987,"I-B",0,"U","WT","WND",{"v":500,"d":"500.0"}]
[30073,2020,"WY","Chokecherry and Sierra Madre Wind",58987,"I-C",0,"U","WT","WND",{"v":500,"d":"500.0"}]
[30074,2020,"WY","Chokecherry and Sierra Madre Wind",58987,"II-A",0,"U","WT","WND",{"v":750,"d":"750.0"}]
[30075,2020,"WY","Chokecherry and Sierra Madre Wind",58987,"II-B",0,"U","WT","WND",{"v":750,"d":"750.0"}]
[30076,2020,"WY","Corriedale Wind Energy",63436,"WTG",0,"OP","WT","WND",52.5,0.081,{"v":37079,"d":"37,079"},0,"Distributed from 923 Generation And Fuel",2020]
[30077,2020,"WY","Dave Johnston",4158,"1",1,"OP","ST","RC",133.6,0.544,{"v":636156,"d":"636,156"},{"v":272794,"d":"272,794"},"EIA-923 Generator File",1959]
[30078,2020,"WY","Dave Johnston",4158,"2",1,"OP","ST","RC",133.6,0.549,{"v":642147,"d":"642,147"},{"v":286411,"d":"286,411"},"EIA-923 Generator File",1961]
[30079,2020,"WY","Dave Johnston",4158,"3",1,"OP","ST","RC",{"v":255,"d":"255.0"},0.556,{"v":1241011,"d":"1,241,011"},{"v":548165,"d":"548,165"},"EIA-923 Generator File",1964,2027]
[30080,2020,"WY","Dave Johnston",4158,"4",1,"OP","ST","RC",{"v":400,"d":"400.0"},0.515,{"v":1806290,"d":"1,806,290"},{"v":660619,"d":"660,619"},"EIA-923 Generator File",1972]
[30081,2020,"WY","Dry Fork Station",56609,"01",1,"OP","ST","SUB",483.7,0.756,{"v":3205370,"d":"3,205,370"},{"v":1272261,"d":"1,272,261"},"Distributed from 923 Generation And Fuel",2011]
[30082,2020,"WY","Dunlap",57299,"1",0,"OP","WT","WND",{"v":111,"d":"111.0"},0.399,{"v":388242,"d":"388,242"},{"v":110598,"d":"110,598"},"Distributed from 923 Generation And Fuel",2010]
[30083,2020,"WY","Ekola Flats",62591,"1",0,"OP","WT","WND",250.9,{"v":0.03,"d":"0.030"},{"v":65569,"d":"65,569"},0,"Distributed from 923 Generation And Fuel",2020]
[30084,2020,"WY","Elk Basin Gasoline Plant",52127,"GEN1",0,"OP","ST","OG",{"v":1,"d":"1.0"},0.529,{"v":4631.75,"d":"4,632"},{"v":1596.728,"d":"1,597"},"EIA-923 Generator File",1948]
[30085,2020,"WY","Elk Basin Gasoline Plant",52127,"GEN2",0,"OP","ST","OG",{"v":1,"d":"1.0"},0.526,{"v":4606.53,"d":"4,607"},{"v":1596.728,"d":"1,597"},"EIA-923 Generator File",1948]
[30086,2020,"WY","Elk Basin Gasoline Plant",52127,"GEN3",0,"RE","ST","OG",0.5,{"$nulls":5},2007]
[30087,2020,"WY","Fontenelle",4185,"1",0,"OP","HY","WAT",{"v":10,"d":"10.0"},{"v":0.74,"d":"0.740"},{"v":64801,"d":"64,801"},{"v":30077,"d":"30,077"},"Distributed from 923 Generation And Fuel",1968]
[30088,2020,"WY","Foote Creek I",55607,"GEN1",0,"OP","WT","WND",41.4,0.136,{"v":49196,"d":"49,196"},{"v":14014,"d":"14,014"},"Distributed from 923 Generation And Fuel",1999]
[30089,2020,"WY","Foote Creek II",55608,"GEN1",0,"RE","WT","WND",1.8,{"v":0,"d":"0.000"},0,0,"Distributed from 923 Generation And Fuel",null,2020]
[30090,2020,"WY","Foote Creek III",55609,"GEN1",0,"RE","WT","WND",24.8,{"v":0,"d":"0.000"},0,0,"Distributed from 923 Generation And Fuel",null,2020]
[30091,2020,"WY","Foote Creek IV",55610,"GEN1",0,"RE","WT","WND",16.8,{"v":0.26,"d":"0.260"},{"v":38219,"d":"38,219"},{"v":16239,"d":"16,239"},"Distributed from 923 Generation And Fuel",null,2020]
[30092,2020,"WY","Fremont Canyon",4176,"1",0,"OP","HY","WAT",33.4,0.404,{"v":118122,"d":"118,122"},{"v":54826,"d":"54,826"},"Distributed from 923 Generation And Fuel",1961]
[30093,2020,"WY","Fremont Canyon",4176,"2",0,"OP","HY","WAT",33.4,0.404,{"v":118122,"d":"118,122"},{"v":54826,"d":"54,826"},"Distributed from 923 Generation And Fuel",1960]
[30094,2020,"WY","Garland Canal Power Plant",57551,"MAIN",0,"OP","HY","WAT",2.9,0.399,{"v":10135,"d":"10,135"},{"v":8695,"d":"8,695"},"Distributed from 923 Generation And Fuel",1983]
[30095,2020,"WY","General Chemical",54318,"TG1",3,"OP","ST","BIT",{"v":15,"d":"15.0"},0.641,{"v":84287,"d":"84,287"},{"v":30997,"d":"30,997"},"EIA-923 Generator File",1968]
[30096,2020,"WY","General Chemical",54318,"TG2",3,"OP","ST","BIT",{"v":15,"d":"15.0"},0.953,{"v":125218,"d":"125,218"},{"v":46467,"d":"46,467"},"EIA-923 Generator File",1977]
[30097,2020,"WY","Genesis Alkali",57915,"1",7,"OP","ST","SUB",3.5,0.714,{"v":21896,"d":"21,896"},{"v":7740,"d":"7,740"},"EIA-923 Generator File",1953]
[30098,2020,"WY","Genesis Alkali",57915,"2",7,"OP","ST","SUB",3.5,0.665,{"v":20403,"d":"20,403"},{"v":7358,"d":"7,358"},"EIA-923 Generator File",1953]
[30099,2020,"WY","Genesis Alkali",57915,"3",7,"OP","ST","SUB",{"v":4,"d":"4.0"},0.686,{"v":24030,"d":"24,030"},{"v":8156,"d":"8,156"},"EIA-923 Generator File",1964]
[30100,2020,"WY","Genesis Alkali",57915,"4",7,"OA","ST","SUB",{"v":10,"d":"10.0"},0.088,{"v":7667,"d":"7,667"},0,"EIA-923 Generator File",1972]
[30101,2020,"WY","Genesis Alkali",57915,"5",7,"OP","ST","SUB",{"v":10,"d":"10.0"},0.742,{"v":65013,"d":"65,013"},{"v":23899,"d":"23,899"},"EIA-923 Generator File",1975]
[30102,2020,"WY","Genesis Alkali",57915,"6",7,"OP","ST","SUB",{"v":10,"d":"10.0"},0.841,{"v":73632,"d":"73,632"},{"v":29522,"d":"29,522"},"EIA-923 Generator File",1975]
[30103,2020,"WY","Glendo",4177,"1",0,"OP","HY","WAT",{"v":19,"d":"19.0"},{"v":0.32,"d":"0.320"},{"v":53314,"d":"53,314"},{"v":24745.5,"d":"24,746"},"Distributed from 923 Generation And Fuel",1958]
[30104,2020,"WY","Glendo",4177,"2",0,"OP","HY","WAT",{"v":19,"d":"19.0"},{"v":0.32,"d":"0.320"},{"v":53314,"d":"53,314"},{"v":24745.5,"d":"24,746"},"Distributed from 923 Generation And Fuel",1959]
[30105,2020,"WY","Glenrock",56841,"1",0,"OP","WT","WND",119.6,0.384,{"v":402564.5,"d":"402,565"},{"v":114677.333,"d":"114,677"},"Distributed from 923 Generation And Fuel",2008]
[30106,2020,"WY","Glenrock",56841,"2",0,"OP","WT","WND",{"v":46,"d":"46.0"},0.384,{"v":154832.5,"d":"154,833"},{"v":44106.667,"d":"44,107"},"Distributed from 923 Generation And Fuel",2009]
[30107,2020,"WY","Guernsey",4178,"1",0,"OP","HY","WAT",3.2,0.367,{"v":10286,"d":"10,286"},{"v":4774,"d":"4,774"},"Distributed from 923 Generation And Fuel",1927]
[30108,2020,"WY","Guernsey",4178,"2",0,"OP","HY","WAT",3.2,0.367,{"v":10286,"d":"10,286"},{"v":4774,"d":"4,774"},"Distributed from 923 Generation And Fuel",1928]
[30109,2020,"WY","Happy Jack Windpower Project",56960,"HJW01",0,"OP","WT","WND",29.4,0.336,{"v":86605,"d":"86,605"},{"v":25360,"d":"25,360"},"Distributed from 923 Generation And Fuel",2008]
[30110,2020,"WY","Hartzog",8026,"1",0,"OP","GT","NG",7.5,0.003,{"v":205.333,"d":"205"},{"v":95.667,"d":"96"},"Distributed from 923 Generation And Fuel",2002]
[30111,2020,"WY","Hartzog",8026,"2",0,"OP","GT","NG",7.5,0.003,{"v":205.333,"d":"205"},{"v":95.667,"d":"96"},"Distributed from 923 Generation And Fuel",2002]
[30112,2020,"WY","Hartzog",8026,"3",0,"OP","GT","NG",7.5,0.003,{"v":205.333,"d":"205"},{"v":95.667,"d":"96"},"Distributed from 923 Generation And Fuel",2002]
[30113,2020,"WY","Heart Mountain",6408,"1",0,"OP","HY","WAT",{"v":5,"d":"5.0"},0.483,{"v":21146,"d":"21,146"},{"v":9815,"d":"9,815"},"Distributed from 923 Generation And Fuel",1948]
[30114,2020,"WY","High Plains",57040,"1",0,"OP","WT","WND",122.1,0.335,{"v":358815,"d":"358,815"},{"v":102215,"d":"102,215"},"Distributed from 923 Generation And Fuel",2009]
[30115,2020,"WY","Jim Bridger",8066,"1",1,"OP","ST","SUB",608.3,0.472,{"v":2516923,"d":"2,516,923"},{"v":1077092,"d":"1,077,092"},"EIA-923 Generator File",1974]
[30116,2020,"WY","Jim Bridger",8066,"2",1,"OP","ST","SUB",{"v":617,"d":"617.0"},0.547,{"v":2956511,"d":"2,956,511"},{"v":1275766,"d":"1,275,766"},"EIA-923 Generator File",1975]
[30117,2020,"WY","Jim Bridger",8066,"3",1,"OP","ST","SUB",608.3,{"v":0.45,"d":"0.450"},{"v":2396061,"d":"2,396,061"},{"v":1007267,"d":"1,007,267"},"EIA-923 Generator File",1976]
[30118,2020,"WY","Jim Bridger",8066,"4",1,"OP","ST","SUB",608.3,0.486,{"v":2589080,"d":"2,589,080"},{"v":1077846,"d":"1,077,846"},"EIA-923 Generator File",1979]
[30119,2020,"WY","Kortes",4180,"1",0,"OP","HY","WAT",{"v":12,"d":"12.0"},0.499,{"v":52484.667,"d":"52,485"},{"v":24360.667,"d":"24,361"},"Distributed from 923 Generation And Fuel",1951]
[30120,2020,"WY","Kortes",4180,"2",0,"OP","HY","WAT",{"v":12,"d":"12.0"},0.499,{"v":52484.667,"d":"52,485"},{"v":24360.667,"d":"24,361"},"Distributed from 923 Generation And Fuel",1950]
[30121,2020,"WY","Kortes",4180,"3",0,"OP","HY","WAT",{"v":12,"d":"12.0"},0.499,{"v":52484.667,"d":"52,485"},{"v":24360.667,"d":"24,361"},"Distributed from 923 Generation And Fuel",1950]
[30122,2020,"WY","Lake (WY)",7039,"1",0,"SB","IC","DFO",2.7,0.004,100,39,"Distributed from 923 Generation And Fuel",1967]
[30123,2020,"WY","Laramie River Station",6204,"1",1,"OP","ST","RC",{"v":570,"d":"570.0"},0.273,{"v":1362069,"d":"1,362,069"},{"v":898807,"d":"898,807"},"EIA-923 Generator File",1981]
[30124,2020,"WY","Laramie River Station",6204,"2",1,"OP","ST","RC",{"v":570,"d":"570.0"},0.692,{"v":3456867,"d":"3,456,867"},{"v":1363556,"d":"1,363,556"},"EIA-923 Generator File",1981]
[30125,2020,"WY","Laramie River Station",6204,"3",1,"OP","ST","RC",{"v":570,"d":"570.0"},0.641,{"v":3198406,"d":"3,198,406"},{"v":1169002,"d":"1,169,002"},"EIA-923 Generator File",1982]
[30126,2020,"WY","McFadden Ridge",57039,"1",0,"OP","WT","WND",35.2,0.354,{"v":109272,"d":"109,272"},{"v":31128,"d":"31,128"},"Distributed from 923 Generation And Fuel",2009]
[30127,2020,"WY","Medicine Bow",692,"10",0,"OP","WT","WND",4.9,0.297,{"v":12740.79,"d":"12,741"},{"v":3629.161,"d":"3,629"},"Distributed from 923 Generation And Fuel",2000]
[30128,2020,"WY","Medicine Bow",692,"11",0,"OP","WT","WND",1.3,0.297,{"v":3380.21,"d":"3,380"},{"v":962.839,"d":"963"},"Distributed from 923 Generation And Fuel",2000]
[30129,2020,"WY","Medicine Bow",692,"12",0,"CN","WT","WND",0.7]
[30130,2020,"WY","Medicine Bow",692,"13",0,"CN","WT","WND",0.7]
[30131,2020,"WY","Medicine Bow",692,"3",0,"RE","WT","WND",0.1,{"$nulls":5},2005]
[30132,2020,"WY","Medicine Bow",692,"CLIP",0,"RE","WT","WND",2.5,{"$nulls":5},2011]
[30133,2020,"WY","Mountain Wind Power II LLC",56753,"1",0,"OP","WT","WND",{"v":80,"d":"80.0"},0.223,{"v":156303,"d":"156,303"},{"v":44378,"d":"44,378"},"Distributed from 923 Generation And Fuel",2008]
[30134,2020,"WY","Mountain Wind Power LLC",56752,"1",0,"OP","WT","WND",{"v":61,"d":"61.0"},0.207,{"v":110374,"d":"110,374"},{"v":30249,"d":"30,249"},"Distributed from 923 Generation And Fuel",2008]
[30135,2020,"WY","Naughton",4162,"1",1,"OP","ST","SUB",{"v":192,"d":"192.0"},0.712,{"v":1198247,"d":"1,198,247"},{"v":485634,"d":"485,634"},"EIA-923 Generator File",1963]
[30136,2020,"WY","Naughton",4162,"2",1,"OP","ST","SUB",{"v":256,"d":"256.0"},0.584,{"v":1308970,"d":"1,308,970"},{"v":423954,"d":"423,954"},"EIA-923 Generator File",1968]
[30137,2020,"WY","Naughton",4162,"3",1,"OP","ST","NG",{"v":384,"d":"384.0"},0.045,{"v":151816,"d":"151,816"},{"v":130309,"d":"130,309"},"EIA-923 Generator File",1971]
[30138,2020,"WY","Neil Simpson",4150,"5",1,"RE","ST","SUB",21.7,{"$nulls":5},2014]
[30139,2020,"WY","Neil Simpson Gas Turbine #2",55477,"GT2",0,"OP","GT","NG",{"v":40,"d":"40.0"},0.046,{"v":15983,"d":"15,983"},{"v":7452,"d":"7,452"},"Distributed from 923 Generation And Fuel",2001]
[30140,2020,"WY","Neil Simpson II",7504,"2",1,"OP","ST","SUB",{"v":90,"d":"90.0"},0.826,{"v":651314,"d":"651,314"},{"v":285031,"d":"285,031"},"EIA-923 Generator File",1995]
[30141,2020,"WY","Neil Simpson II",7504,"GT1",0,"OP","GT","NG",{"v":40,"d":"40.0"},0.211,{"v":73862,"d":"73,862"},{"v":34437,"d":"34,437"},"Distributed from 923 Generation And Fuel",2000]
[30142,2020,"WY","Old Faithful",2196,"1",0,"SB","IC","DFO",{"v":1,"d":"1.0"},0.005,{"v":42.5,"d":"43"},{"v":16.5,"d":"17"},"Distributed from 923 Generation And Fuel",1979]
[30143,2020,"WY","Old Faithful",2196,"2",0,"SB","IC","DFO",{"v":1,"d":"1.0"},0.005,{"v":42.5,"d":"43"},{"v":16.5,"d":"17"},"Distributed from 923 Generation And Fuel",1979]
[30144,2020,"WY","Osage (WY)",4151,"1",1,"RE","ST","SUB",11.5,{"$nulls":5},2014]
[30145,2020,"WY","Osage (WY)",4151,"2",1,"RE","ST","SUB",11.5,{"$nulls":5},2014]
[30146,2020,"WY","Osage (WY)",4151,"3",1,"RE","ST","SUB",11.5,{"$nulls":5},2014]
[30147,2020,"WY","Pilot Butte",674,"1",0,"OS","HY","WAT",0.8,{"$nulls":4},1925]
[30148,2020,"WY","Pilot Butte",674,"2",0,"OS","HY","WAT",0.8,{"$nulls":4},1929]
[30149,2020,"WY","Pioneer Wind Park, LLC",60259,"PWP1",0,"OP","WT","WND",{"v":80,"d":"80.0"},0.417,{"v":292235,"d":"292,235"},{"v":83248,"d":"83,248"},"Distributed from 923 Generation And Fuel",2016]
[30150,2020,"WY","Rail Tie Wind",64847,"CRTW1",0,"L","WT","WND",{"v":504,"d":"504.0"}]
[30151,2020,"WY","Rock River I LLC",55740,"GEN1",0,"OP","WT","WND",{"v":50,"d":"50.0"},0.345,{"v":151174,"d":"151,174"},{"v":43065,"d":"43,065"},"Distributed from 923 Generation And Fuel",2001]
[30152,2020,"WY","Rolling Hills",56842,"1",0,"OP","WT","WND",115.8,0.358,{"v":363221,"d":"363,221"},{"v":103470,"d":"103,470"},"Distributed from 923 Generation And Fuel",2009]
[30153,2020,"WY","Roundhouse Wind Energy Project",63133,"82059",0,"OP","WT","WND",{"v":124,"d":"124.0"},0.259,{"v":281659.416,"d":"281,659"},{"v":126836.637,"d":"126,837"},"Distributed from 923 Generation And Fuel",2020]
[30154,2020,"WY","Roundhouse Wind Energy Project",63133,"82060",0,"OP","WT","WND",{"v":79,"d":"79.0"},0.259,{"v":179444.305,"d":"179,444"},{"v":80807.212,"d":"80,807"},"Distributed from 923 Generation And Fuel",2020]
[30155,2020,"WY","Roundhouse Wind Energy Project",63133,"82061",0,"OP","WT","WND",{"v":23,"d":"23.0"},0.259,{"v":52243.279,"d":"52,243"},{"v":23526.15,"d":"23,526"},"Distributed from 923 Generation And Fuel",2020]
[30156,2020,"WY","Seminoe",4182,"1",0,"OP","HY","WAT",17.2,{"v":0.3,"d":"0.300"},{"v":45217.667,"d":"45,218"},{"v":20987.667,"d":"20,988"},"Distributed from 923 Generation And Fuel",1939]
[30157,2020,"WY","Seminoe",4182,"2",0,"OP","HY","WAT",17.2,{"v":0.3,"d":"0.300"},{"v":45217.667,"d":"45,218"},{"v":20987.667,"d":"20,988"},"Distributed from 923 Generation And Fuel",1939]
[30158,2020,"WY","Seminoe",4182,"3",0,"OP","HY","WAT",17.2,{"v":0.3,"d":"0.300"},{"v":45217.667,"d":"45,218"},{"v":20987.667,"d":"20,988"},"Distributed from 923 Generation And Fuel",1939]
[30159,2020,"WY","Seven Mile Hill",56843,"1",0,"OP","WT","WND",122.1,0.405,{"v":433156.014,"d":"433,156"},{"v":123391.988,"d":"123,392"},"Distributed from 923 Generation And Fuel",2008]
[30160,2020,"WY","Seven Mile Hill",56843,"2",0,"OP","WT","WND",24.1,0.405,{"v":85495.986,"d":"85,496"},{"v":24355.012,"d":"24,355"},"Distributed from 923 Generation And Fuel",2008]
[30161,2020,"WY","Shoshone (WY)",4183,"1",0,"OP","HY","WAT",{"v":3,"d":"3.0"},0.719,{"v":18885,"d":"18,885"},{"v":8765,"d":"8,765"},"Distributed from 923 Generation And Fuel",1922]
[30162,2020,"WY","Shute Creek Facility",56312,"021A",0,"OP","GT","NG",{"v":48,"d":"48.0"},0.725,{"v":304649.667,"d":"304,650"},{"v":125014.333,"d":"125,014"},"Distributed from 923 Generation And Fuel",2005]
[30163,2020,"WY","Shute Creek Facility",56312,"021B",0,"OP","GT","NG",{"v":48,"d":"48.0"},0.725,{"v":304649.667,"d":"304,650"},{"v":125014.333,"d":"125,014"},"Distributed from 923 Generation And Fuel",2005]
[30164,2020,"WY","Shute Creek Facility",56312,"021C",0,"OP","GT","NG",{"v":48,"d":"48.0"},0.725,{"v":304649.667,"d":"304,650"},{"v":125014.333,"d":"125,014"},"Distributed from 923 Generation And Fuel",2005]
[30165,2020,"WY","Silver Sage Windpower",57091,"SSW01",0,"OP","WT","WND",{"v":42,"d":"42.0"},0.342,{"v":125813,"d":"125,813"},{"v":37276,"d":"37,276"},"Distributed from 923 Generation And Fuel",2009]
[30166,2020,"WY","Simplot Phosphates",54472,"GEN1",4,"OP","ST","OTH",11.5,0.828,{"v":83387.8,"d":"83,388"},{"v":31945.79,"d":"31,946"},"EIA-923 Generator File",1986]
[30167,2020,"WY","Sinclair Oil Refinery",54374,"2004",0,"OP","IC","NG",1.3,0.188,{"v":2143.44,"d":"2,143"},{"v":821.86,"d":"822"},"Distributed from 923 Generation And Fuel",2012,2021]
[30168,2020,"WY","Sinclair Oil Refinery",54374,"2006",0,"OP","IC","NG",1.3,0.188,{"v":2143.44,"d":"2,143"},{"v":821.86,"d":"822"},"Distributed from 923 Generation And Fuel",2012,2021]
[30169,2020,"WY","Sinclair Oil Refinery",54374,"2008",0,"OP","IC","NG",1.3,0.188,{"v":2143.44,"d":"2,143"},{"v":821.86,"d":"822"},"Distributed from 923 Generation And Fuel",2012,2021]
[30170,2020,"WY","Sinclair Oil Refinery",54374,"NO2",0,"SB","ST","OG",0.4,{"v":0,"d":"0.000"},0,0,"EIA-923 Generator File",1925]
[30171,2020,"WY","Sinclair Oil Refinery",54374,"NO3",0,"OP","ST","OG",1.3,0.314,{"v":3570.57,"d":"3,571"},{"v":2091.32,"d":"2,091"},"EIA-923 Generator File",1954]
[30172,2020,"WY","Sinclair Oil Refinery",54374,"NO5",0,"SB","IC","DFO",1.1,0.188,{"v":1813.68,"d":"1,814"},{"v":695.42,"d":"695"},"Distributed from 923 Generation And Fuel",1955]
[30173,2020,"WY","Sinclair Oil Refinery",54374,"2002",0,"RE","IC","NG",1.3,{"$nulls":5},2012]
[30174,2020,"WY","Sinclair Oil Refinery",54374,"NO1",0,"RE","ST","NG",0.4,{"$nulls":5},2014]
[30175,2020,"WY","Spirit Mountain",7541,"1",0,"OP","HY","WAT",4.5,0.417,{"v":16419,"d":"16,419"},{"v":7621,"d":"7,621"},"Distributed from 923 Generation And Fuel",1994]
[30176,2020,"WY","Strawberry Creek",6393,"1",0,"OP","HY","WAT",0.5,0.771,{"v":3376.333,"d":"3,376"},{"v":1567,"d":"1,567"},"Distributed from 923 Generation And Fuel",1940]
[30177,2020,"WY","Strawberry Creek",6393,"2",0,"OP","HY","WAT",0.5,0.771,{"v":3376.333,"d":"3,376"},{"v":1567,"d":"1,567"},"Distributed from 923 Generation And Fuel",1940]
[30178,2020,"WY","Strawberry Creek",6393,"3",0,"OP","HY","WAT",0.5,0.771,{"v":3376.333,"d":"3,376"},{"v":1567,"d":"1,567"},"Distributed from 923 Generation And Fuel",1951]
[30179,2020,"WY","Sweetwater Solar",61369,"PV1",0,"OP","PV","SUN",{"v":92,"d":"92.0"},0.205,{"v":165364,"d":"165,364"},{"v":82963,"d":"82,963"},"Distributed from 923 Generation And Fuel",2018]
[30180,2020,"WY","Swift Creek",6394,"3",0,"OP","HY","WAT",0.8,0.503,{"v":3523.765,"d":"3,524"},{"v":1635.765,"d":"1,636"},"Distributed from 923 Generation And Fuel",2009]
[30181,2020,"WY","Swift Creek",6394,"4",0,"OP","HY","WAT",0.6,0.503,{"v":2642.824,"d":"2,643"},{"v":1226.824,"d":"1,227"},"Distributed from 923 Generation And Fuel",2010]
[30182,2020,"WY","Swift Creek",6394,"5",0,"OP","HY","WAT",0.3,0.503,{"v":1321.412,"d":"1,321"},{"v":613.412,"d":"613"},"Distributed from 923 Generation And Fuel",2010]
[30183,2020,"WY","Swift Creek",6394,"1",0,"RE","HY","WAT",0.4,{"$nulls":5},1988]
[30184,2020,"WY","Swift Creek",6394,"2",0,"RE","HY","WAT",0.4,{"$nulls":5},1988]
[30185,2020,"WY","TB Flats",62516,"1",0,"U","WT","WND",503.2]
[30186,2020,"WY","Top of the World Windpower Project",57327,"TOTW1",0,"OP","WT","WND",{"v":200,"d":"200.0"},0.308,{"v":539770,"d":"539,770"},{"v":161481,"d":"161,481"},"Distributed from 923 Generation And Fuel",2010]
[30187,2020,"WY","TransAlta Wyoming Wind",56093,"GE15",0,"OP","WT","WND",{"v":144,"d":"144.0"},0.299,{"v":377140,"d":"377,140"},{"v":107435,"d":"107,435"},"Distributed from 923 Generation And Fuel",2003]
[30188,2020,"WY","Two Rivers Wind Facility",63972,"TR1",0,"L","WT","WND",{"v":290,"d":"290.0"}]
[30189,2020,"WY","Western Sugar Coop - Torrington",57967,"GEGEN",0,"RE","ST","NG",{"v":2,"d":"2.0"},{"$nulls":5},2019]
[30190,2020,"WY","Wygen 1",55479,"0001",1,"OP","ST","SUB",{"v":90,"d":"90.0"},0.887,{"v":699014,"d":"699,014"},{"v":298791,"d":"298,791"},"EIA-923 Generator File",2003]
[30191,2020,"WY","Wygen 2",56319,"0001",1,"OP","ST","SUB",{"v":95,"d":"95.0"},0.861,{"v":716789,"d":"716,789"},{"v":326426,"d":"326,426"},"EIA-923 Generator File",2008]
[30192,2020,"WY","Wygen III",56596,"5",1,"OP","ST","SUB",{"v":116,"d":"116.0"},{"v":0.83,"d":"0.830"},{"v":843013,"d":"843,013"},{"v":357268,"d":"357,268"},"EIA-923 Generator File",2010]
[30193,2020,"WY","Wyodak",6101,"1",1,"OP","ST","SUB",402.3,0.491,{"v":1730472,"d":"1,730,472"},{"v":759406,"d":"759,406"},"EIA-923 Generator File",1978]
[0,{"$nulls":5},0]
[0,{"$nulls":5},0]

{"sheet":"PLNT20","index":3,"n_rows":12670,"n_cols":140,"rows_kept":1125,"cut":true,"bounds":{"rows_first":500,"rows_last":125,"rows_between":500,"halvings":2}}
["eGRID2020 Plant file sequence number","Data Year","Plant state abbreviation","Plant name","DOE/EIA ORIS plant or facility code","Plant transmission or distribution system owner name","Plant transmission or distribution system owner ID","Utility name","Utility ID","Plant-level sector","Balancing Authority Name","Balancing Authority Code","NERC region acronym","eGRID subregion acronym","eGRID subregion name","Plant associated ISO/RTO Territory ","Plant FIPS state code","Plant FIPS county code","Plant county name","Plant latitude","Plant longitude","Number of units","Number of generators","Plant primary fuel","Plant primary fuel category","Flag indicating if the plant burned or generated any amount of coal","Plant capacity factor","Plant nameplate capacity (MW)","Nonbaseload Factor","Biogas/ biomass plant adjustment flag","Combined heat and power (CHP) plant adjustment flag","CHP plant useful thermal output (MMBtu)","CHP plant power to heat ratio","CHP plant electric allocation factor","Plant pumped storage flag","Plant annual heat input from combustion (MMBtu)","Plant ozone season heat input from combustion (MMBtu)","Plant total annual heat input (MMBtu)","Plant total ozone season heat input (MMBtu)","Plant annual net generation (MWh)","Plant ozone season net generation (MWh)","Plant annual NOx emissions (tons)","Plant ozone season NOx emissions (tons)","Plant annual SO2 emissions (tons)","Plant annual CO2 emissions (tons)","Plant annual CH4 emissions (lbs)","Plant annual N2O emissions (lbs)","Plant annual CO2 equivalent emissions (tons)","Plant annual Hg emissions (lbs)","Plant annual NOx total output emission rate (lb/MWh)","Plant ozone season NOx total output emission rate (lb/MWh)","Plant annual SO2 total output emission rate (lb/MWh)","Plant annual CO2 total output emission rate (lb/MWh)","Plant annual CH4 total output emission rate (lb/MWh)","Plant annual N2O total output emission rate (lb/MWh)","Plant annual CO2 equivalent total output emission rate (lb/MWh)","Plant annual Hg total output emission rate (lb/MWh)","Plant annual NOx input emission rate (lb/MMBtu)","Plant ozone season NOx input emission rate (lb/MMBtu)","Plant annual SO2 input emission rate (lb/MMBtu)","Plant annual CO2 input emission rate (lb/MMBtu)","Plant annual CH4 input emission rate (lb/MMBtu)","Plant annual N2O input emission rate (lb/MMBtu)","Plant annual CO2 equivalent input emission rate (lb/MMBtu)","Plant annual Hg input emission rate (lb/MMBtu)","Plant annual NOx combustion output emission rate (lb/MWh)","Plant ozone season NOx combustion output emission rate (lb/MWh)","Plant annual SO2 combustion output emission rate (lb/MWh)","Plant annual CO2 combustion output emission rate (lb/MWh)","Plant annual CH4 combustion output emission rate (lb/MWh)","Plant annual N2O combustion output emission rate (lb/MWh)","Plant annual CO2 equivalent combustion output emission rate (lb/MWh)","Plant annual Hg combustion output emission rate (lb/MWh)","Plant unadjusted annual NOx emissions (tons)","Plant unadjusted ozone season NOx emissions (tons)","Plant unadjusted annual SO2 emissions (tons)","Plant unadjusted annual CO2 emissions (tons)","Plant unadjusted annual CH4 emissions (lbs)","Plant unadjusted annual N2O emissions (lbs)","Plant unadjusted annual Hg emissions (lbs)","Plant unadjusted annual heat input from combustion (MMBtu)","Plant unadjusted ozone season heat input from combustion (MMBtu)","Plant unadjusted total annual heat input (MMBtu)","Plant unadjusted total ozone season heat input (MMBtu)","Plant unadjusted annual NOx emissions source","Plant unadjusted ozone season NOx emissions source","Plant unadjusted annual SO2 emissions source","Plant unadjusted annual CO2 emissions source","Plant unadjusted annual CH4 emissions source","Plant unadjusted annual N2O emissions source","Plant unadjusted annual Hg emissions source","Plant unadjusted annual heat input source","Plant unadjusted ozone season heat input source","Plant annual NOx biomass emissions (tons)","Plant ozone season NOx biomass emissions (tons)","Plant annual SO2 biomass emissions (tons)","Plant annual CO2 biomass emissions (tons)","Plant annual CH4 biomass emissions (lbs)","Plant annual N2O biomass emissions (lbs)","Plant combustion heat input CHP adjustment value (MMBtu)","Plant combustion annual ozone season heat input CHP adjustment value (MMBtu)","Plant annual NOx emissions CHP adjustment value (tons)","Plant ozone season NOx emissions CHP adjustment value (tons)","Plant annual SO2 emissions CHP adjustment value (tons)","Plant annual CO2 emissions CHP adjustment value (tons)","Plant annual CH4 emissions CHP adjustment value (lbs)","Plant annual N2O emissions CHP adjustment value (lbs)","Plant nominal heat rate (Btu/kWh)","Plant annual coal net generation (MWh)","Plant annual oil net generation (MWh)","Plant annual gas net generation (MWh)","Plant annual nuclear net generation (MWh)","Plant annual hydro net generation (MWh)","Plant annual biomass net generation (MWh)","Plant annual wind net generation (MWh)","Plant annual solar net generation (MWh)","Plant annual geothermal net generation (MWh)","Plant annual other fossil net generation (MWh)","Plant annual other unknown/ purchased fuel net generation (MWh)","Plant annual total nonrenewables net generation (MWh)","Plant annual total renewables net generation (MWh)","Plant annual total nonhydro renewables net generation (MWh)","Plant annual total combustion net generation (MWh)","Plant annual total noncombustion net generation (MWh)","Plant coal generation percent (resource mix)","Plant oil generation percent (resource mix)","Plant gas generation percent (resource mix)","Plant nuclear generation percent (resource mix)","Plant hydro generation percent (resource mix)","Plant biomass generation percent (resource mix)","Plant wind generation percent (resource mix)","Plant solar generation percent (resource mix)","Plant geothermal generation percent (resource mix)","Plant other fossil generation percent (resource mix)","Plant other unknown / purchased fuel generation percent (resource mix)","Plant total nonrenewables generation percent (resource mix)","Plant total renewables generation percent (resource mix)","Plant total nonhydro renewables generation percent (resource mix)","Plant total combustion generation percent (resource mix)","Plant total noncombustion generation percent (resource mix)"]
["SEQPLT20","YEAR","PSTATABB","PNAME","ORISPL","OPRNAME","OPRCODE","UTLSRVNM","UTLSRVID","SECTOR","BANAME","BACODE","NERC","SUBRGN","SRNAME","ISORTO","FIPSST","FIPSCNTY","CNTYNAME","LAT","LON","NUMUNT","NUMGEN","PLPRMFL","PLFUELCT","COALFLAG","CAPFAC","NAMEPCAP","NBFACTOR","RMBMFLAG","CHPFLAG","USETHRMO","PWRTOHT","ELCALLOC","PSFLAG","PLHTIAN","PLHTIOZ","PLHTIANT","PLHTIOZT","PLNGENAN","PLNGENOZ","PLNOXAN","PLNOXOZ","PLSO2AN","PLCO2AN","PLCH4AN","PLN2OAN","PLCO2EQA","PLHGAN","PLNOXRTA","PLNOXRTO","PLSO2RTA","PLCO2RTA","PLCH4RTA","PLN2ORTA","PLC2ERTA","PLHGRTA","PLNOXRA","PLNOXRO","PLSO2RA","PLCO2RA","PLCH4RA","PLN2ORA","PLC2ERA","PLHGRA","PLNOXCRT","PLNOXCRO","PLSO2CRT","PLCO2CRT","PLCH4CRT","PLN2OCRT","PLC2ECRT","PLHGCRT","UNNOX","UNNOXOZ","UNSO2","UNCO2","UNCH4","UNN2O","UNHG","UNHTI","UNHTIOZ","UNHTIT","UNHTIOZT","UNNOXSRC","UNNOZSRC","UNSO2SRC","UNCO2SRC","UNCH4SRC","UNN2OSRC","UNHGSRC","UNHTISRC","UNHOZSRC","BIONOX","BIONOXOZ","BIOSO2","BIOCO2","BIOCH4","BION2O","CHPCHTI","CHPCHTIOZ","CHPNOX","CHPNOXOZ","CHPSO2","CHPCO2","CHPCH4","CHPN2O","PLHTRT","PLGENACL","PLGENAOL","PLGENAGS","PLGENANC","PLGENAHY","PLGENABM","PLGENAWI","PLGENASO","PLGENAGT","PLGENAOF","PLGENAOP","PLGENATN","PLGENATR","PLGENATH","PLGENACY","PLGENACN","PLCLPR","PLOLPR","PLGSPR","PLNCPR","PLHYPR","PLBMPR","PLWIPR","PLSOPR","PLGTPR","PLOFPR","PLOPPR","PLTNPR","PLTRPR","PLTHPR","PLCYPR","PLCNPR"]
[1,2020,"AK","7-Mile Ridge Wind Project",60814,"Alaska Power and Telephone Co",219,"Alaska Power and Telephone Co",219,"Electric Utility","No balancing authority","NA","AK","AKMS","ASCC Miscellaneous",null,"02","240","Southeast Fairbanks",63.210689,-143.247156,1,1,"WND","WIND",null,null,1.8,{"$nulls":62},"--"]
[2,2020,"AK","Agrium Kenai Nitrogen Operations",54452,"Homer Electric Assn Inc",19558,"Agrium US Inc",179,"Industrial CHP","No balancing authority","NA","AK","AKGD","ASCC Alaska Grid",null,"02","122","Kenai Peninsula",60.6732,-151.3784,12,12,"NG","GAS",null,null,21.6,null,null,"Yes",{"$nulls":59},"--"]
[3,2020,"AK","Alakanuk",57053,"Alaska Village Elec Coop, Inc",221,"Alaska Village Elec Coop, Inc",221,"Electric Utility","No balancing authority","NA","AK","AKMS","ASCC Miscellaneous",null,"02","270","Wade Hampton",62.6833,-164.6544,5,5,"DFO","OIL",null,{"v":0,"d":"0.0000"},2.6,null,null,"Yes",0,null,{"v":1,"d":"1.0000"},{"$nulls":5},0,0,{"$nulls":49},"--",{"$nulls":17},0,0,0,0,0,0,0,0,0,0,0,0,0,0,0,0]
[4,2020,"AK","Allison Creek Hydro",58982,"Copper Valley Elec Assn, Inc",4329,"Copper Valley Elec Assn, Inc",4329,"Electric Utility","No balancing authority","NA","AK","AKMS","ASCC Miscellaneous",null,"02","261","Valdez Cordova",61.084444,-146.353333,1,1,"WAT","HYDRO",null,{"v":0.36544,"d":"0.3654"},6.5,{"$nulls":9},{"v":182550,"d":"182,550"},{"v":83072,"d":"83,072"},{"v":20808,"d":"20,808"},{"v":9469,"d":"9,469"},{"$nulls":41},{"v":182550,"d":"182,550"},{"v":83072,"d":"83,072"},{"$nulls":6},"--","EIA","EIA",{"$nulls":15},0,0,0,0,{"v":20808,"d":"20,808"},0,0,0,0,0,0,0,{"v":20808,"d":"20,808"},0,0,{"v":20808,"d":"20,808"},{"v":0,"d":"0.0%"},{"v":0,"d":"0.0%"},{"v":0,"d":"0.0%"},{"v":0,"d":"0.0%"},{"v":1,"d":"100.0%"},{"v":0,"d":"0.0%"},{"v":0,"d":"0.0%"},{"v":0,"d":"0.0%"},{"v":0,"d":"0.0%"},{"v":0,"d":"0.0%"},{"v":0,"d":"0.0%"},{"v":0,"d":"0.0%"},{"v":1,"d":"100.0%"},{"v":0,"d":"0.0%"},{"v":0,"d":"0.0%"},{"v":1,"d":"100.0%"}]
[5,2020,"AK","Ambler",60243,"Alaska Village Elec Coop, Inc",221,"Alaska Village Elec Coop, Inc",221,"Electric Utility","No balancing authority","NA","AK","AKMS","ASCC Miscellaneous",null,"02","188","Northwest Arctic",67.08798,-157.856719,4,4,"DFO","OIL",null,{"v":0.09224,"d":"0.0922"},1.5,{"v":1,"d":"1.0000"},{"$nulls":6},{"v":11554.999,"d":"11,555"},{"v":4987.001,"d":"4,987"},{"v":11554.999,"d":"11,555"},{"v":4987.001,"d":"4,987"},{"v":1212,"d":"1,212"},{"v":523.001,"d":"523"},{"v":19.2,"d":"19"},{"v":8.284,"d":"8"},{"v":1.675,"d":"2"},{"v":943.616,"d":"944"},{"v":76.423,"d":"76"},{"v":15.285,"d":"15"},{"v":946.849,"d":"947"},null,31.683,31.679,2.765,{"v":1557.122,"d":"1,557.122"},0.063,0.013,{"v":1562.457,"d":"1,562.457"},null,3.323,3.322,{"v":0.29,"d":"0.290"},163.326,0.007,{"v":1E-3,"d":"0.001"},163.886,null,31.683,31.679,2.765,{"v":1557.122,"d":"1,557.122"},0.063,0.013,{"v":1562.457,"d":"1,562.457"},null,{"v":19.2,"d":"19"},{"v":8.284,"d":"8"},{"v":1.675,"d":"2"},{"v":943.616,"d":"944"},{"v":76.423,"d":"76"},{"v":15.285,"d":"15"},null,{"v":11554.999,"d":"11,555"},{"v":4987.001,"d":"4,987"},{"v":11554.999,"d":"11,555"},{"v":4987.001,"d":"4,987"},"EIA","EIA","EIA","EIA","EIA","EIA","--","EIA","EIA",{"$nulls":14},{"v":9533.827577,"d":"9,533.828"},0,{"v":1212,"d":"1,212"},0,0,0,0,0,0,0,0,0,{"v":1212,"d":"1,212"},0,0,{"v":1212,"d":"1,212"},0,{"v":0,"d":"0.0%"},{"v":1,"d":"100.0%"},{"v":0,"d":"0.0%"},{"v":0,"d":"0.0%"},{"v":0,"d":"0.0%"},{"v":0,"d":"0.0%"},{"v":0,"d":"0.0%"},{"v":0,"d":"0.0%"},{"v":0,"d":"0.0%"},{"v":0,"d":"0.0%"},{"v":0,"d":"0.0%"},{"v":1,"d":"100.0%"},{"v":0,"d":"0.0%"},{"v":0,"d":"0.0%"},{"v":1,"d":"100.0%"},{"v":0,"d":"0.0%"}]
[6,2020,"AK","Anchorage 1",75,"Chugach Electric Assn Inc",3522,"Chugach Electric Assn Inc",3522,"Electric Utility","Chugach Electric Assn Inc","CEA","AK","AKGD","ASCC Alaska Grid",null,"02","020","Anchorage",61.2221,-149.8661,8,8,"NG","GAS",null,{"v":0.00719,"d":"0.0072"},121.4,{"v":1,"d":"1.0000"},{"$nulls":6},{"v":115024.996,"d":"115,025"},{"v":42344,"d":"42,344"},{"v":115024.996,"d":"115,025"},{"v":42344,"d":"42,344"},{"v":7646,"d":"7,646"},{"v":2815,"d":"2,815"},{"v":18.056,"d":"18"},{"v":6.64,"d":"7"},{"v":0.193,"d":"0"},{"v":6724.603,"d":"6,725"},{"v":262.106,"d":"262"},{"v":27.488,"d":"27"},{"v":6731.975,"d":"6,732"},null,4.723,4.718,0.051,{"v":1758.986,"d":"1,758.986"},0.034,0.004,{"v":1760.914,"d":"1,760.914"},null,0.314,0.314,0.003,116.924,{"v":2E-3,"d":"0.002"},{"v":0,"d":"0.000"},117.052,null,4.723,4.718,0.051,{"v":1758.986,"d":"1,758.986"},0.034,0.004,{"v":1760.914,"d":"1,760.914"},null,{"v":18.056,"d":"18"},{"v":6.64,"d":"7"},{"v":0.193,"d":"0"},{"v":6724.603,"d":"6,725"},{"v":262.106,"d":"262"},{"v":27.488,"d":"27"},null,{"v":115024.996,"d":"115,025"},{"v":42344,"d":"42,344"},{"v":115024.996,"d":"115,025"},{"v":42344,"d":"42,344"},"EIA","EIA","EIA","EIA","EIA","EIA","--","EIA","EIA",{"$nulls":14},{"v":15043.813248,"d":"15,043.813"},0,{"v":126.501,"d":"127"},{"v":7519.499,"d":"7,519"},0,0,0,0,0,0,0,0,{"v":7646,"d":"7,646"},0,0,{"v":7646,"d":"7,646"},0,{"v":0,"d":"0.0%"},{"v":0.0165447292702066,"d":"1.7%"},{"v":0.983455270729793,"d":"98.3%"},{"v":0,"d":"0.0%"},{"v":0,"d":"0.0%"},{"v":0,"d":"0.0%"},{"v":0,"d":"0.0%"},{"v":0,"d":"0.0%"},{"v":0,"d":"0.0%"},{"v":0,"d":"0.0%"},{"v":0,"d":"0.0%"},{"v":1,"d":"100.0%"},{"v":0,"d":"0.0%"},{"v":0,"d":"0.0%"},{"v":1,"d":"100.0%"},{"v":0,"d":"0.0%"}]
[7,2020,"AK","Angoon",7462,"Inside Passage Elec Coop, Inc",18963,"Inside Passage Elec Coop, Inc",18963,"Electric Utility","No balancing authority","NA","AK","AKMS","ASCC Miscellaneous",null,"02","105","Hoonah-Angoon",57.499166,-134.58614,4,4,"DFO","OIL",null,{"v":0.09865,"d":"0.0987"},1.9,{"v":1,"d":"1.0000"},null,"Yes",0,null,{"v":1,"d":"1.0000"},null,{"v":16506.999,"d":"16,507"},{"v":7116.999,"d":"7,117"},{"v":16506.999,"d":"16,507"},{"v":7116.999,"d":"7,117"},{"v":1641.999,"d":"1,642"},708,{"v":26.523,"d":"27"},{"v":11.436,"d":"11"},{"v":2.393,"d":"2"},{"v":1348.008,"d":"1,348"},{"v":109.175,"d":"109"},{"v":21.835,"d":"22"},{"v":1352.626,"d":"1,353"},null,32.306,32.305,2.915,{"v":1641.911,"d":"1,641.911"},0.066,0.013,{"v":1647.536,"d":"1,647.536"},null,3.214,3.214,{"v":0.29,"d":"0.290"},163.326,0.007,{"v":1E-3,"d":"0.001"},163.885,null,32.306,32.305,2.915,{"v":1641.91,"d":"1,641.910"},0.066,0.013,{"v":1647.535,"d":"1,647.535"},null,{"v":26.523,"d":"27"},{"v":11.436,"d":"11"},{"v":2.393,"d":"2"},{"v":1348.008,"d":"1,348"},{"v":109.175,"d":"109"},{"v":21.835,"d":"22"},null,{"v":16506.999,"d":"16,507"},{"v":7116.999,"d":"7,117"},{"v":16506.999,"d":"16,507"},{"v":7116.999,"d":"7,117"},"EIA","EIA","EIA","EIA","EIA","EIA","--","EIA","EIA",{"$nulls":6},0,0,0,0,0,0,0,0,{"v":10052.983571,"d":"10,052.984"},0,{"v":1642,"d":"1,642"},0,0,0,0,0,0,0,0,0,{"v":1642,"d":"1,642"},0,0,{"v":1642,"d":"1,642"},0,{"v":0,"d":"0.0%"},{"v":1,"d":"100.0%"},{"v":0,"d":"0.0%"},{"v":0,"d":"0.0%"},{"v":0,"d":"0.0%"},{"v":0,"d":"0.0%"},{"v":0,"d":"0.0%"},{"v":0,"d":"0.0%"},{"v":0,"d":"0.0%"},{"v":0,"d":"0.0%"},{"v":0,"d":"0.0%"},{"v":1,"d":"100.0%"},{"v":0,"d":"0.0%"},{"v":0,"d":"0.0%"},{"v":1,"d":"100.0%"},{"v":0,"d":"0.0%"}]
[8,2020,"AK","Aniak",7182,"Aniak Light & Power Co Inc",4959,"Aniak Light & Power Co Inc",4959,"Electric Utility","No balancing authority","NA","AK","AKMS","ASCC Miscellaneous",null,"02","050","Bethel",61.580678,-159.535643,6,6,"DFO","OIL",null,{"v":0.09585,"d":"0.0959"},2.6,{"v":1,"d":"1.0000"},{"$nulls":6},{"v":26541,"d":"26,541"},{"v":11451.999,"d":"11,452"},{"v":26541,"d":"26,541"},{"v":11451.999,"d":"11,452"},{"v":2183.001,"d":"2,183"},{"v":942.001,"d":"942"},{"v":44.968,"d":"45"},{"v":19.403,"d":"19"},{"v":3.848,"d":"4"},{"v":2167.415,"d":"2,167"},{"v":175.539,"d":"176"},{"v":35.108,"d":"35"},{"v":2174.84,"d":"2,175"},null,41.198,41.195,3.526,{"v":1985.72,"d":"1,985.720"},{"v":0.08,"d":"0.080"},0.016,{"v":1992.523,"d":"1,992.523"},null,3.389,3.389,{"v":0.29,"d":"0.290"},163.326,0.007,{"v":1E-3,"d":"0.001"},163.885,null,41.198,41.195,3.526,{"v":1985.721,"d":"1,985.721"},{"v":0.08,"d":"0.080"},0.016,{"v":1992.524,"d":"1,992.524"},null,{"v":44.968,"d":"45"},{"v":19.403,"d":"19"},{"v":3.848,"d":"4"},{"v":2167.415,"d":"2,167"},{"v":175.539,"d":"176"},{"v":35.108,"d":"35"},null,{"v":26541,"d":"26,541"},{"v":11451.999,"d":"11,452"},{"v":26541,"d":"26,541"},{"v":11451.999,"d":"11,452"},"EIA","EIA","EIA","EIA","EIA","EIA","--","EIA","EIA",{"$nulls":14},{"v":12158.039395,"d":"12,158.039"},0,{"v":2183,"d":"2,183"},0,0,0,0,0,0,0,0,0,{"v":2183,"d":"2,183"},0,0,{"v":2183,"d":"2,183"},0,{"v":0,"d":"0.0%"},{"v":1,"d":"100.0%"},{"v":0,"d":"0.0%"},{"v":0,"d":"0.0%"},{"v":0,"d":"0.0%"},{"v":0,"d":"0.0%"},{"v":0,"d":"0.0%"},{"v":0,"d":"0.0%"},{"v":0,"d":"0.0%"},{"v":0,"d":"0.0%"},{"v":0,"d":"0.0%"},{"v":1,"d":"100.0%"},{"v":0,"d":"0.0%"},{"v":0,"d":"0.0%"},{"v":1,"d":"100.0%"},{"v":0,"d":"0.0%"}]
[9,2020,"AK","Annex Creek",62,"Alaska Electric Light&Power Co",213,"Alaska Electric Light&Power Co",213,"Electric Utility","No balancing authority","NA","AK","AKMS","ASCC Miscellaneous",null,"02","110","Juneau",58.3176,-134.101,2,2,"WAT","HYDRO",null,{"v":0.74092,"d":"0.7409"},{"v":4,"d":"4.0"},{"$nulls":9},{"v":227763,"d":"227,763"},{"v":103647,"d":"103,647"},{"v":25962,"d":"25,962"},{"v":11814,"d":"11,814"},{"$nulls":41},{"v":227763,"d":"227,763"},{"v":103647,"d":"103,647"},{"$nulls":6},"--","EIA","EIA",{"$nulls":15},0,0,0,0,{"v":25962,"d":"25,962"},0,0,0,0,0,0,0,{"v":25962,"d":"25,962"},0,0,{"v":25962,"d":"25,962"},{"v":0,"d":"0.0%"},{"v":0,"d":"0.0%"},{"v":0,"d":"0.0%"},{"v":0,"d":"0.0%"},{"v":1,"d":"100.0%"},{"v":0,"d":"0.0%"},{"v":0,"d":"0.0%"},{"v":0,"d":"0.0%"},{"v":0,"d":"0.0%"},{"v":0,"d":"0.0%"},{"v":0,"d":"0.0%"},{"v":0,"d":"0.0%"},{"v":1,"d":"100.0%"},{"v":0,"d":"0.0%"},{"v":0,"d":"0.0%"},{"v":1,"d":"100.0%"}]
[10,2020,"AK","Auke Bay",7250,"Alaska Electric Light&Power Co",213,"Alaska Electric Light&Power Co",213,"Electric Utility","No balancing authority","NA","AK","AKMS","ASCC Miscellaneous",null,"02","110","Juneau",58.3875,-134.6446,3,3,"DFO","OIL",null,{"v":0,"d":"0.0000"},36.2,{"$nulls":7},{"v":5298,"d":"5,298"},{"v":2278,"d":"2,278"},{"v":5298,"d":"5,298"},{"v":2278,"d":"2,278"},{"v":-143,"d":"(143)"},{"v":-61,"d":"(61)"},{"v":3.051,"d":"3"},{"v":1.314,"d":"1"},{"v":1.279,"d":"1"},{"v":432.65,"d":"433"},{"v":35.04,"d":"35"},{"v":7.008,"d":"7"},{"v":434.132,"d":"434"},null,{"v":0,"d":"0.000"},{"v":0,"d":"0.000"},{"v":0,"d":"0.000"},{"v":0,"d":"0.000"},{"v":0,"d":"0.000"},{"v":0,"d":"0.000"},{"v":0,"d":"0.000"},null,1.152,1.154,0.483,163.326,0.007,{"v":1E-3,"d":"0.001"},163.885,null,{"v":0,"d":"0.000"},{"v":0,"d":"0.000"},{"v":0,"d":"0.000"},{"v":0,"d":"0.000"},{"v":0,"d":"0.000"},{"v":0,"d":"0.000"},{"v":0,"d":"0.000"},null,{"v":3.051,"d":"3"},{"v":1.314,"d":"1"},{"v":1.279,"d":"1"},{"v":432.65,"d":"433"},{"v":35.04,"d":"35"},{"v":7.008,"d":"7"},null,{"v":5298,"d":"5,298"},{"v":2278,"d":"2,278"},{"v":5298,"d":"5,298"},{"v":2278,"d":"2,278"},"EIA","EIA","EIA","EIA","EIA","EIA","--","EIA","EIA",{"$nulls":14},{"v":-37048.949768,"d":"(37,048.950)"},0,{"v":-143,"d":"(143)"},0,0,0,0,0,0,0,0,0,{"v":-143,"d":"(143)"},0,0,{"v":-143,"d":"(143)"},0]
[11,2020,"AK","Aurora Energy LLC Chena",79,"Golden Valley Elec Assn Inc",7353,"Aurora Energy LLC",986,"IPP CHP","No balancing authority","NA","AK","AKGD","ASCC Alaska Grid",null,"02","090","Fairbanks North Star",64.847743,-147.735063,4,5,"SUB","COAL","Yes",{"v":0.68643,"d":"0.6864"},31.3,{"v":0.189276457515767,"d":"0.1893"},"Yes","Yes",{"v":754967.2,"d":"754,967"},{"v":0.851,"d":"1"},0.5315,null,{"v":1763472.571,"d":"1,763,473"},{"v":706273.153,"d":"706,273"},{"v":1763472.571,"d":"1,763,473"},{"v":706273.153,"d":"706,273"},{"v":188212,"d":"188,212"},{"v":81194,"d":"81,194"},{"v":295.202,"d":"295"},{"v":117.619,"d":"118"},{"v":260.498,"d":"260"},{"v":188596.714,"d":"188,597"},{"v":42765.75,"d":"42,766"},{"v":6220.473,"d":"6,220"},{"v":190058.136,"d":"190,058"},null,3.137,2.897,2.768,{"v":2004.088,"d":"2,004.088"},0.227,0.033,{"v":2019.618,"d":"2,019.618"},null,0.335,0.333,0.295,213.892,0.024,0.004,{"v":215.55,"d":"215.550"},null,3.137,2.897,2.768,{"v":2004.088,"d":"2,004.088"},0.227,0.033,{"v":2019.618,"d":"2,019.618"},null,{"v":555.413,"d":"555"},{"v":221.297,"d":"221"},{"v":490.118,"d":"490"},{"v":354838.375,"d":"354,838"},{"v":80462.321,"d":"80,462"},{"v":11703.61,"d":"11,704"},null,{"v":3317914.344,"d":"3,317,914"},{"v":1328829.188,"d":"1,328,829"},{"v":3317914.344,"d":"3,317,914"},{"v":1328829.188,"d":"1,328,829"},"EIA","EIA","EIA","EIA","EIA","EIA","--","EIA","EIA",{"$nulls":3},0,null,null,{"v":1554441.772,"d":"1,554,442"},{"v":622556.035,"d":"622,556"},{"v":260.211,"d":"260"},{"v":103.678,"d":"104"},{"v":229.62,"d":"230"},{"v":166241.661,"d":"166,242"},{"v":37696.571,"d":"37,697"},{"v":5483.138,"d":"5,483"},{"v":9369.607525,"d":"9,369.608"},{"v":188212,"d":"188,212"},0,0,0,0,0,0,0,0,0,0,{"v":188212,"d":"188,212"},0,0,{"v":188212,"d":"188,212"},0,{"v":1,"d":"100.0%"},{"v":0,"d":"0.0%"},{"v":0,"d":"0.0%"},{"v":0,"d":"0.0%"},{"v":0,"d":"0.0%"},{"v":0,"d":"0.0%"},{"v":0,"d":"0.0%"},{"v":0,"d":"0.0%"},{"v":0,"d":"0.0%"},{"v":0,"d":"0.0%"},{"v":0,"d":"0.0%"},{"v":1,"d":"100.0%"},{"v":0,"d":"0.0%"},{"v":0,"d":"0.0%"},{"v":1,"d":"100.0%"},{"v":0,"d":"0.0%"}]
[12,2020,"AK","Barrow",7173,"Barrow Utils & Elec Coop, Inc",1276,"Barrow Utils & Elec Coop, Inc",1276,"Electric Utility","No balancing authority","NA","AK","AKMS","ASCC Miscellaneous",null,"02","185","North Slope",71.292,-156.7786,7,7,"NG","GAS",null,{"v":0.28757,"d":"0.2876"},20.3,{"v":0.854049990252754,"d":"0.8540"},null,"Yes",0,null,{"v":1,"d":"1.0000"},null,{"v":753573.992,"d":"753,574"},{"v":276581.996,"d":"276,582"},{"v":753573.992,"d":"753,574"},{"v":276581.996,"d":"276,582"},{"v":51137.999,"d":"51,138"},{"v":18768.999,"d":"18,769"},{"v":120.56,"d":"121"},{"v":44.248,"d":"44"},{"v":1.204,"d":"1"},{"v":44042.277,"d":"44,042"},{"v":1661.692,"d":"1,662"},{"v":166.221,"d":"166"},{"v":44087.815,"d":"44,088"},null,4.715,4.715,0.047,{"v":1722.487,"d":"1,722.487"},0.032,0.003,{"v":1724.268,"d":"1,724.268"},null,{"v":0.32,"d":"0.320"},{"v":0.32,"d":"0.320"},0.003,116.889,{"v":2E-3,"d":"0.002"},{"v":0,"d":"0.000"},{"v":117.01,"d":"117.010"},null,4.715,4.715,0.047,{"v":1722.487,"d":"1,722.487"},0.032,0.003,{"v":1724.268,"d":"1,724.268"},null,{"v":120.56,"d":"121"},{"v":44.248,"d":"44"},{"v":1.204,"d":"1"},{"v":44042.277,"d":"44,042"},{"v":1661.692,"d":"1,662"},{"v":166.221,"d":"166"},null,{"v":753573.992,"d":"753,574"},{"v":276581.996,"d":"276,582"},{"v":753573.992,"d":"753,574"},{"v":276581.996,"d":"276,582"},"EIA","EIA","EIA","EIA","EIA","EIA","--","EIA","EIA",{"$nulls":6},0,0,0,0,0,0,0,0,{"v":14736.086515,"d":"14,736.087"},0,{"v":5.293,"d":"5"},{"v":51132.707,"d":"51,133"},0,0,0,0,0,0,0,0,{"v":51138,"d":"51,138"},0,0,{"v":51138,"d":"51,138"},0,{"v":0,"d":"0.0%"},{"v":1.03504243419766E-4,"d":"0.0%"},{"v":0.99989649575658,"d":"100.0%"},{"v":0,"d":"0.0%"},{"v":0,"d":"0.0%"},{"v":0,"d":"0.0%"},{"v":0,"d":"0.0%"},{"v":0,"d":"0.0%"},{"v":0,"d":"0.0%"},{"v":0,"d":"0.0%"},{"v":0,"d":"0.0%"},{"v":1,"d":"100.0%"},{"v":0,"d":"0.0%"},{"v":0,"d":"0.0%"},{"v":1,"d":"100.0%"},{"v":0,"d":"0.0%"}]
[13,2020,"AK","Battery Energy Storage System",57583,"Golden Valley Elec Assn Inc",7353,"Golden Valley Elec Assn Inc",7353,"Electric Utility","No balancing authority","NA","AK","AKGD","ASCC Alaska Grid",null,"02","090","Fairbanks North Star",64.8167,-147.725,1,1,"MWH","OTHF",null,{"v":0,"d":"0.0000"},{"v":40,"d":"40.0"},{"$nulls":7},0,0,0,0,{"v":-2810,"d":"(2,810)"},{"v":-1254,"d":"(1,254)"},{"$nulls":8},{"v":0,"d":"0.000"},{"v":0,"d":"0.000"},{"v":0,"d":"0.000"},{"v":0,"d":"0.000"},{"v":0,"d":"0.000"},{"v":0,"d":"0.000"},{"v":0,"d":"0.000"},{"$nulls":9},{"v":0,"d":"0.000"},null,{"v":0,"d":"0.000"},{"v":0,"d":"0.000"},{"v":0,"d":"0.000"},{"v":0,"d":"0.000"},{"v":0,"d":"0.000"},{"$nulls":8},0,0,0,0,{"$nulls":6},"--","EIA","EIA",{"$nulls":15},0,0,0,0,0,0,0,0,0,0,{"v":-2810,"d":"(2,810)"},{"v":-2810,"d":"(2,810)"},0,0,{"v":-2810,"d":"(2,810)"},0]
[14,2020,"AK","Beaver Falls",6580,"Ketchikan Public Utilities",10210,"Ketchikan Public Utilities",10210,"Electric Utility","No balancing authority","NA","AK","AKMS","ASCC Miscellaneous",null,"02","130","Ketchikan Gateway",55.37975,-131.470269,3,3,"WAT","HYDRO",null,{"v":0.96051,"d":"0.9605"},5.4,{"$nulls":9},{"v":398611.008,"d":"398,611"},{"v":181393.996,"d":"181,394"},{"v":45436,"d":"45,436"},{"v":20676.001,"d":"20,676"},{"$nulls":41},{"v":398611.008,"d":"398,611"},{"v":181393.996,"d":"181,394"},{"$nulls":6},"--","EIA","EIA",{"$nulls":15},0,0,0,0,{"v":45436,"d":"45,436"},0,0,0,0,0,0,0,{"v":45436,"d":"45,436"},0,0,{"v":45436,"d":"45,436"},{"v":0,"d":"0.0%"},{"v":0,"d":"0.0%"},{"v":0,"d":"0.0%"},{"v":0,"d":"0.0%"},{"v":1,"d":"100.0%"},{"v":0,"d":"0.0%"},{"v":0,"d":"0.0%"},{"v":0,"d":"0.0%"},{"v":0,"d":"0.0%"},{"v":0,"d":"0.0%"},{"v":0,"d":"0.0%"},{"v":0,"d":"0.0%"},{"v":1,"d":"100.0%"},{"v":0,"d":"0.0%"},{"v":0,"d":"0.0%"},{"v":1,"d":"100.0%"}]
[15,2020,"AK","Beluga",96,"Chugach Electric Assn Inc",3522,"Chugach Electric Assn Inc",3522,"Electric Utility","Chugach Electric Assn Inc","CEA","AK","AKGD","ASCC Alaska Grid",null,"02","122","Kenai Peninsula",61.1861,-151.0356,7,7,"NG","GAS",null,{"v":0.005,"d":"0.0050"},374.4,{"v":1,"d":"1.0000"},{"$nulls":6},{"v":351042.996,"d":"351,043"},{"v":97895.998,"d":"97,896"},{"v":351042.996,"d":"351,043"},{"v":97895.998,"d":"97,896"},{"v":16401,"d":"16,401"},{"v":5180,"d":"5,180"},{"v":56.168,"d":"56"},{"v":15.663,"d":"16"},{"v":0.561,"d":"1"},{"v":20516.543,"d":"20,517"},{"v":773.918,"d":"774"},{"v":77.392,"d":"77"},{"v":20537.748,"d":"20,538"},null,6.849,6.047,0.068,{"v":2501.865,"d":"2,501.865"},0.047,0.005,{"v":2504.451,"d":"2,504.451"},null,{"v":0.32,"d":"0.320"},{"v":0.32,"d":"0.320"},0.003,116.889,{"v":2E-3,"d":"0.002"},{"v":0,"d":"0.000"},{"v":117.01,"d":"117.010"},null,6.849,6.047,0.068,{"v":2501.865,"d":"2,501.865"},0.047,0.005,{"v":2504.451,"d":"2,504.451"},null,{"v":56.168,"d":"56"},{"v":15.663,"d":"16"},{"v":0.561,"d":"1"},{"v":20516.543,"d":"20,517"},{"v":773.918,"d":"774"},{"v":77.392,"d":"77"},null,{"v":351042.996,"d":"351,043"},{"v":97895.998,"d":"97,896"},{"v":351042.996,"d":"351,043"},{"v":97895.998,"d":"97,896"},"EIA","EIA","EIA","EIA","EIA","EIA","--","EIA","EIA",{"$nulls":14},{"v":21403.75563,"d":"21,403.756"},0,0,{"v":16401,"d":"16,401"},0,0,0,0,0,0,0,0,{"v":16401,"d":"16,401"},0,0,{"v":16401,"d":"16,401"},0,{"v":0,"d":"0.0%"},{"v":0,"d":"0.0%"},{"v":1,"d":"100.0%"},{"v":0,"d":"0.0%"},{"v":0,"d":"0.0%"},{"v":0,"d":"0.0%"},{"v":0,"d":"0.0%"},{"v":0,"d":"0.0%"},{"v":0,"d":"0.0%"},{"v":0,"d":"0.0%"},{"v":0,"d":"0.0%"},{"v":1,"d":"100.0%"},{"v":0,"d":"0.0%"},{"v":0,"d":"0.0%"},{"v":1,"d":"100.0%"},{"v":0,"d":"0.0%"}]
[16,2020,"AK","Bernice Lake",6292,"Alaska Electric & Energy Coop",49803,"Homer Electric Assn Inc",19558,"Electric Utility","No balancing authority","NA","AK","AKGD","ASCC Alaska Grid",null,"02","122","Kenai Peninsula",60.6935,-151.3874,3,3,"NG","GAS",null,{"v":0.00516,"d":"0.0052"},76.7,{"v":1,"d":"1.0000"},{"$nulls":6},{"v":95380.998,"d":"95,381"},{"v":35006,"d":"35,006"},{"v":95380.998,"d":"95,381"},{"v":35006,"d":"35,006"},{"v":3468,"d":"3,468"},{"v":1273,"d":"1,273"},{"v":15.2,"d":"15"},{"v":5.579,"d":"6"},{"v":0.152,"d":"0"},{"v":5574.497,"d":"5,574"},{"v":210.279,"d":"210"},{"v":21.028,"d":"21"},{"v":5580.259,"d":"5,580"},null,8.766,8.765,0.088,{"v":3214.82,"d":"3,214.820"},0.061,0.006,{"v":3218.142,"d":"3,218.142"},null,0.319,0.319,0.003,116.889,{"v":2E-3,"d":"0.002"},{"v":0,"d":"0.000"},{"v":117.01,"d":"117.010"},null,8.766,8.765,0.088,{"v":3214.82,"d":"3,214.820"},0.061,0.006,{"v":3218.142,"d":"3,218.142"},null,{"v":15.2,"d":"15"},{"v":5.579,"d":"6"},{"v":0.152,"d":"0"},{"v":5574.497,"d":"5,574"},{"v":210.279,"d":"210"},{"v":21.028,"d":"21"},null,{"v":95380.998,"d":"95,381"},{"v":35006,"d":"35,006"},{"v":95380.998,"d":"95,381"},{"v":35006,"d":"35,006"},"EIA","EIA","EIA","EIA","EIA","EIA","--","EIA","EIA",{"$nulls":14},{"v":27503.171294,"d":"27,503.171"},0,0,{"v":3468,"d":"3,468"},0,0,0,0,0,0,0,0,{"v":3468,"d":"3,468"},0,0,{"v":3468,"d":"3,468"},0,{"v":0,"d":"0.0%"},{"v":0,"d":"0.0%"},{"v":1,"d":"100.0%"},{"v":0,"d":"0.0%"},{"v":0,"d":"0.0%"},{"v":0,"d":"0.0%"},{"v":0,"d":"0.0%"},{"v":0,"d":"0.0%"},{"v":0,"d":"0.0%"},{"v":0,"d":"0.0%"},{"v":0,"d":"0.0%"},{"v":1,"d":"100.0%"},{"v":0,"d":"0.0%"},{"v":0,"d":"0.0%"},{"v":1,"d":"100.0%"},{"v":0,"d":"0.0%"}]
[17,2020,"AK","Bethel",6566,"Alaska Village Elec Coop, Inc",221,"Alaska Village Elec Coop, Inc",221,"Electric Utility","No balancing authority","NA","AK","AKMS","ASCC Miscellaneous",null,"02","050","Bethel",60.7897,-161.787778,6,6,"DFO","OIL",null,{"v":0.38993,"d":"0.3899"},12.6,{"v":0.683448666376748,"d":"0.6834"},null,"Yes",0,null,{"v":1,"d":"1.0000"},null,{"v":409338.984,"d":"409,339"},{"v":176574.996,"d":"176,575"},{"v":409338.984,"d":"409,339"},{"v":176574.996,"d":"176,575"},{"v":43039.002,"d":"43,039"},{"v":18565.998,"d":"18,566"},{"v":680.028,"d":"680"},{"v":293.34,"d":"293"},{"v":59.354,"d":"59"},{"v":33427.799,"d":"33,428"},{"v":2707.316,"d":"2,707"},{"v":541.463,"d":"541"},{"v":33542.318,"d":"33,542"},null,31.601,{"v":31.6,"d":"31.600"},2.758,{"v":1553.372,"d":"1,553.372"},0.063,0.013,{"v":1558.694,"d":"1,558.694"},null,3.323,3.323,{"v":0.29,"d":"0.290"},163.326,0.007,{"v":1E-3,"d":"0.001"},163.885,null,31.601,{"v":31.6,"d":"31.600"},2.758,{"v":1553.372,"d":"1,553.372"},0.063,0.013,{"v":1558.694,"d":"1,558.694"},null,{"v":680.028,"d":"680"},{"v":293.34,"d":"293"},{"v":59.354,"d":"59"},{"v":33427.799,"d":"33,428"},{"v":2707.316,"d":"2,707"},{"v":541.463,"d":"541"},null,{"v":409338.984,"d":"409,339"},{"v":176574.996,"d":"176,575"},{"v":409338.984,"d":"409,339"},{"v":176574.996,"d":"176,575"},"EIA","EIA","EIA","EIA","EIA","EIA","--","EIA","EIA",{"$nulls":6},0,0,0,0,0,0,0,0,{"v":9510.885113,"d":"9,510.885"},0,{"v":43039,"d":"43,039"},0,0,0,0,0,0,0,0,0,{"v":43039,"d":"43,039"},0,0,{"v":43039,"d":"43,039"},0,{"v":0,"d":"0.0%"},{"v":1,"d":"100.0%"},{"v":0,"d":"0.0%"},{"v":0,"d":"0.0%"},{"v":0,"d":"0.0%"},{"v":0,"d":"0.0%"},{"v":0,"d":"0.0%"},{"v":0,"d":"0.0%"},{"v":0,"d":"0.0%"},{"v":0,"d":"0.0%"},{"v":0,"d":"0.0%"},{"v":1,"d":"100.0%"},{"v":0,"d":"0.0%"},{"v":0,"d":"0.0%"},{"v":1,"d":"100.0%"},{"v":0,"d":"0.0%"}]
[18,2020,"AK","Black Bear Lake",7752,"Alaska Power and Telephone Co",219,"Alaska Power and Telephone Co",219,"Electric Utility","No balancing authority","NA","AK","AKMS","ASCC Miscellaneous",null,"02","198","Prince of Wales-Hyder",55.476472,-133.14772,1,1,"WAT","HYDRO",null,{"v":0.53798,"d":"0.5380"},4.5,{"$nulls":9},{"v":186049,"d":"186,049"},{"v":84664,"d":"84,664"},{"v":21207,"d":"21,207"},{"v":9651,"d":"9,651"},{"$nulls":41},{"v":186049,"d":"186,049"},{"v":84664,"d":"84,664"},{"$nulls":6},"--","EIA","EIA",{"$nulls":15},0,0,0,0,{"v":21207,"d":"21,207"},0,0,0,0,0,0,0,{"v":21207,"d":"21,207"},0,0,{"v":21207,"d":"21,207"},{"v":0,"d":"0.0%"},{"v":0,"d":"0.0%"},{"v":0,"d":"0.0%"},{"v":0,"d":"0.0%"},{"v":1,"d":"100.0%"},{"v":0,"d":"0.0%"},{"v":0,"d":"0.0%"},{"v":0,"d":"0.0%"},{"v":0,"d":"0.0%"},{"v":0,"d":"0.0%"},{"v":0,"d":"0.0%"},{"v":0,"d":"0.0%"},{"v":1,"d":"100.0%"},{"v":0,"d":"0.0%"},{"v":0,"d":"0.0%"},{"v":1,"d":"100.0%"}]
[19,2020,"AK","Blue Lake Hydro",93,"City & Borough of Sitka - (AK)",17271,"City & Borough of Sitka - (AK)",17271,"Electric Utility","No balancing authority","NA","AK","AKMS","ASCC Miscellaneous",null,"02","220","Sitka",57.0516,-135.2297,5,5,"WAT","HYDRO",null,null,22.9,{"$nulls":62},"--"]
[20,2020,"AK","Bradley Lake",7367,"Alaska Electric & Energy Coop",49803,"Homer Electric Assn Inc",19558,"Electric Utility","No balancing authority","NA","AK","AKGD","ASCC Alaska Grid",null,"02","122","Kenai Peninsula",59.77862,-150.94015,2,2,"WAT","HYDRO",null,{"v":0.42277,"d":"0.4228"},{"v":126,"d":"126.0"},{"$nulls":9},{"v":4093789,"d":"4,093,789"},{"v":1862934,"d":"1,862,934"},{"v":466635,"d":"466,635"},{"v":212349,"d":"212,349"},{"$nulls":41},{"v":4093789,"d":"4,093,789"},{"v":1862934,"d":"1,862,934"},{"$nulls":6},"--","EIA","EIA",{"$nulls":15},0,0,0,0,{"v":466635,"d":"466,635"},0,0,0,0,0,0,0,{"v":466635,"d":"466,635"},0,0,{"v":466635,"d":"466,635"},{"v":0,"d":"0.0%"},{"v":0,"d":"0.0%"},{"v":0,"d":"0.0%"},{"v":0,"d":"0.0%"},{"v":1,"d":"100.0%"},{"v":0,"d":"0.0%"},{"v":0,"d":"0.0%"},{"v":0,"d":"0.0%"},{"v":0,"d":"0.0%"},{"v":0,"d":"0.0%"},{"v":0,"d":"0.0%"},{"v":0,"d":"0.0%"},{"v":1,"d":"100.0%"},{"v":0,"d":"0.0%"},{"v":0,"d":"0.0%"},{"v":1,"d":"100.0%"}]
[21,2020,"AK","Brevig Mission",60260,"Alaska Village Elec Coop, Inc",221,"Alaska Village Elec Coop, Inc",221,"Electric Utility","No balancing authority","NA","AK","AKMS","ASCC Miscellaneous",null,"02","180","Nome",65.331716,-166.479506,4,4,"DFO","OIL",null,{"v":0.09391,"d":"0.0939"},1.5,{"v":1,"d":"1.0000"},{"$nulls":6},{"v":11121,"d":"11,121"},{"v":4798,"d":"4,798"},{"v":11121,"d":"11,121"},{"v":4798,"d":"4,798"},{"v":1234,"d":"1,234"},532,{"v":18.472,"d":"18"},{"v":7.968,"d":"8"},{"v":1.612,"d":"2"},{"v":908.173,"d":"908"},{"v":73.553,"d":"74"},{"v":14.711,"d":"15"},{"v":911.284,"d":"911"},null,29.938,29.955,2.613,{"v":1471.917,"d":"1,471.917"},{"v":0.06,"d":"0.060"},0.012,{"v":1476.96,"d":"1,476.960"},null,3.322,3.321,{"v":0.29,"d":"0.290"},163.326,0.007,{"v":1E-3,"d":"0.001"},163.885,null,29.938,29.955,2.613,{"v":1471.917,"d":"1,471.917"},{"v":0.06,"d":"0.060"},0.012,{"v":1476.96,"d":"1,476.960"},null,{"v":18.472,"d":"18"},{"v":7.968,"d":"8"},{"v":1.612,"d":"2"},{"v":908.173,"d":"908"},{"v":73.553,"d":"74"},{"v":14.711,"d":"15"},null,{"v":11121,"d":"11,121"},{"v":4798,"d":"4,798"},{"v":11121,"d":"11,121"},{"v":4798,"d":"4,798"},"EIA","EIA","EIA","EIA","EIA","EIA","--","EIA","EIA",{"$nulls":14},{"v":9012.155394,"d":"9,012.155"},0,{"v":1234,"d":"1,234"},0,0,0,0,0,0,0,0,0,{"v":1234,"d":"1,234"},0,0,{"v":1234,"d":"1,234"},0,{"v":0,"d":"0.0%"},{"v":1,"d":"100.0%"},{"v":0,"d":"0.0%"},{"v":0,"d":"0.0%"},{"v":0,"d":"0.0%"},{"v":0,"d":"0.0%"},{"v":0,"d":"0.0%"},{"v":0,"d":"0.0%"},{"v":0,"d":"0.0%"},{"v":0,"d":"0.0%"},{"v":0,"d":"0.0%"},{"v":1,"d":"100.0%"},{"v":0,"d":"0.0%"},{"v":0,"d":"0.0%"},{"v":1,"d":"100.0%"},{"v":0,"d":"0.0%"}]
[22,2020,"AK","Centennial",7112,"Metlakatla Power & Light",12385,"Metlakatla Power & Light",12385,"Electric Utility","No balancing authority","NA","AK","AKMS","ASCC Miscellaneous",null,"02","198","Prince of Wales-Hyder",55.121433,-131.560267,2,2,"DFO","OIL",null,{"v":0.02317,"d":"0.0232"},5.1,{"v":1,"d":"1.0000"},{"$nulls":6},{"v":12516,"d":"12,516"},{"v":5400,"d":"5,400"},{"v":12516,"d":"12,516"},{"v":5400,"d":"5,400"},{"v":1035,"d":"1,035"},446,{"v":20.112,"d":"20"},{"v":8.677,"d":"9"},{"v":1.815,"d":"2"},{"v":1022.093,"d":"1,022"},{"v":82.779,"d":"83"},{"v":16.556,"d":"17"},{"v":1025.595,"d":"1,026"},null,38.864,{"v":38.91,"d":"38.910"},3.507,{"v":1975.059,"d":"1,975.059"},{"v":0.08,"d":"0.080"},0.016,{"v":1981.825,"d":"1,981.825"},null,3.214,3.214,{"v":0.29,"d":"0.290"},163.326,0.007,{"v":1E-3,"d":"0.001"},163.885,null,38.864,{"v":38.91,"d":"38.910"},3.507,{"v":1975.059,"d":"1,975.059"},{"v":0.08,"d":"0.080"},0.016,{"v":1981.825,"d":"1,981.825"},null,{"v":20.112,"d":"20"},{"v":8.677,"d":"9"},{"v":1.815,"d":"2"},{"v":1022.093,"d":"1,022"},{"v":82.779,"d":"83"},{"v":16.556,"d":"17"},null,{"v":12516,"d":"12,516"},{"v":5400,"d":"5,400"},{"v":12516,"d":"12,516"},{"v":5400,"d":"5,400"},"EIA","EIA","EIA","EIA","EIA","EIA","--","EIA","EIA",{"$nulls":14},{"v":12092.753623,"d":"12,092.754"},0,{"v":1035,"d":"1,035"},0,0,0,0,0,0,0,0,0,{"v":1035,"d":"1,035"},0,0,{"v":1035,"d":"1,035"},0,{"v":0,"d":"0.0%"},{"v":1,"d":"100.0%"},{"v":0,"d":"0.0%"},{"v":0,"d":"0.0%"},{"v":0,"d":"0.0%"},{"v":0,"d":"0.0%"},{"v":0,"d":"0.0%"},{"v":0,"d":"0.0%"},{"v":0,"d":"0.0%"},{"v":0,"d":"0.0%"},{"v":0,"d":"0.0%"},{"v":1,"d":"100.0%"},{"v":0,"d":"0.0%"},{"v":0,"d":"0.0%"},{"v":1,"d":"100.0%"},{"v":0,"d":"0.0%"}]
[23,2020,"AK","Chester Lake",7168,"Metlakatla Power & Light",12385,"Metlakatla Power & Light",12385,"Electric Utility","No balancing authority","NA","AK","AKMS","ASCC Miscellaneous",null,"02","198","Prince of Wales-Hyder",55.116879,-131.545879,1,1,"WAT","HYDRO",null,0.4755,1.3,{"$nulls":9},{"v":47506,"d":"47,506"},{"v":21618,"d":"21,618"},{"v":5415,"d":"5,415"},{"v":2464,"d":"2,464"},{"$nulls":41},{"v":47506,"d":"47,506"},{"v":21618,"d":"21,618"},{"$nulls":6},"--","EIA","EIA",{"$nulls":15},0,0,0,0,{"v":5415,"d":"5,415"},0,0,0,0,0,0,0,{"v":5415,"d":"5,415"},0,0,{"v":5415,"d":"5,415"},{"v":0,"d":"0.0%"},{"v":0,"d":"0.0%"},{"v":0,"d":"0.0%"},{"v":0,"d":"0.0%"},{"v":1,"d":"100.0%"},{"v":0,"d":"0.0%"},{"v":0,"d":"0.0%"},{"v":0,"d":"0.0%"},{"v":0,"d":"0.0%"},{"v":0,"d":"0.0%"},{"v":0,"d":"0.0%"},{"v":0,"d":"0.0%"},{"v":1,"d":"100.0%"},{"v":0,"d":"0.0%"},{"v":0,"d":"0.0%"},{"v":1,"d":"100.0%"}]
[24,2020,"AK","Chevak",6311,"Alaska Village Elec Coop, Inc",221,"Alaska Village Elec Coop, Inc",221,"Electric Utility","No balancing authority","NA","AK","AKMS","ASCC Miscellaneous",null,"02","050","Bethel",61.525297,-165.590152,6,6,"DFO","OIL",null,{"v":0.10107,"d":"0.1011"},2.8,{"v":1,"d":"1.0000"},{"$nulls":6},{"v":18447.001,"d":"18,447"},{"v":7955,"d":"7,955"},{"v":18447.001,"d":"18,447"},{"v":7955,"d":"7,955"},{"v":2479,"d":"2,479"},{"v":1068.999,"d":"1,069"},{"v":30.643,"d":"31"},{"v":13.216,"d":"13"},{"v":2.675,"d":"3"},{"v":1506.435,"d":"1,506"},{"v":122.006,"d":"122"},{"v":24.401,"d":"24"},{"v":1511.596,"d":"1,512"},null,24.722,24.726,2.158,{"v":1215.357,"d":"1,215.357"},0.049,{"v":0.01,"d":"0.010"},{"v":1219.521,"d":"1,219.521"},null,3.322,3.323,{"v":0.29,"d":"0.290"},163.326,0.007,{"v":1E-3,"d":"0.001"},163.885,null,24.722,24.726,2.158,{"v":1215.357,"d":"1,215.357"},0.049,{"v":0.01,"d":"0.010"},{"v":1219.521,"d":"1,219.521"},null,{"v":30.643,"d":"31"},{"v":13.216,"d":"13"},{"v":2.675,"d":"3"},{"v":1506.435,"d":"1,506"},{"v":122.006,"d":"122"},{"v":24.401,"d":"24"},null,{"v":18447.001,"d":"18,447"},{"v":7955,"d":"7,955"},{"v":18447.001,"d":"18,447"},{"v":7955,"d":"7,955"},"EIA","EIA","EIA","EIA","EIA","EIA","--","EIA","EIA",{"$nulls":14},{"v":7441.307373,"d":"7,441.307"},0,{"v":2479,"d":"2,479"},0,0,0,0,0,0,0,0,0,{"v":2479,"d":"2,479"},0,0,{"v":2479,"d":"2,479"},0,{"v":0,"d":"0.0%"},{"v":1,"d":"100.0%"},{"v":0,"d":"0.0%"},{"v":0,"d":"0.0%"},{"v":0,"d":"0.0%"},{"v":0,"d":"0.0%"},{"v":0,"d":"0.0%"},{"v":0,"d":"0.0%"},{"v":0,"d":"0.0%"},{"v":0,"d":"0.0%"},{"v":0,"d":"0.0%"},{"v":1,"d":"100.0%"},{"v":0,"d":"0.0%"},{"v":0,"d":"0.0%"},{"v":1,"d":"100.0%"},{"v":0,"d":"0.0%"}]
[25,2020,"AK","Cooper Lake",6291,"Chugach Electric Assn Inc",3522,"Chugach Electric Assn Inc",3522,"Electric Utility","Chugach Electric Assn Inc","CEA","AK","AKGD","ASCC Alaska Grid",null,"02","122","Kenai Peninsula",60.392331,-149.665603,2,2,"WAT","HYDRO",null,{"v":0.35808,"d":"0.3581"},19.4,{"$nulls":9},{"v":533871,"d":"533,871"},{"v":242945,"d":"242,945"},{"v":60854,"d":"60,854"},{"v":27692,"d":"27,692"},{"$nulls":41},{"v":533871,"d":"533,871"},{"v":242945,"d":"242,945"},{"$nulls":6},"--","EIA","EIA",{"$nulls":15},0,0,0,0,{"v":60854,"d":"60,854"},0,0,0,0,0,0,0,{"v":60854,"d":"60,854"},0,0,{"v":60854,"d":"60,854"},{"v":0,"d":"0.0%"},{"v":0,"d":"0.0%"},{"v":0,"d":"0.0%"},{"v":0,"d":"0.0%"},{"v":1,"d":"100.0%"},{"v":0,"d":"0.0%"},{"v":0,"d":"0.0%"},{"v":0,"d":"0.0%"},{"v":0,"d":"0.0%"},{"v":0,"d":"0.0%"},{"v":0,"d":"0.0%"},{"v":0,"d":"0.0%"},{"v":1,"d":"100.0%"},{"v":0,"d":"0.0%"},{"v":0,"d":"0.0%"},{"v":1,"d":"100.0%"}]
[26,2020,"AK","Craig (AK)",421,"Alaska Power and Telephone Co",219,"Alaska Power and Telephone Co",219,"Electric Utility","No balancing authority","NA","AK","AKMS","ASCC Miscellaneous",null,"02","198","Prince of Wales-Hyder",55.47691,-133.14869,5,5,"DFO","OIL",null,{"v":0.00551,"d":"0.0055"},6.2,{"v":1,"d":"1.0000"},{"$nulls":6},{"v":4131,"d":"4,131"},{"v":1777.001,"d":"1,777"},{"v":4131,"d":"4,131"},{"v":1777.001,"d":"1,777"},299,129,{"v":6.608,"d":"7"},{"v":2.843,"d":"3"},{"v":0.599,"d":"1"},{"v":337.348,"d":"337"},{"v":27.322,"d":"27"},{"v":5.464,"d":"5"},{"v":338.504,"d":"339"},null,44.201,44.078,4.006,{"v":2256.508,"d":"2,256.508"},0.091,0.018,{"v":2264.239,"d":"2,264.239"},null,3.199,{"v":3.2,"d":"3.200"},{"v":0.29,"d":"0.290"},163.325,0.007,{"v":1E-3,"d":"0.001"},163.885,null,44.201,44.078,4.006,{"v":2256.508,"d":"2,256.508"},0.091,0.018,{"v":2264.239,"d":"2,264.239"},null,{"v":6.608,"d":"7"},{"v":2.843,"d":"3"},{"v":0.599,"d":"1"},{"v":337.348,"d":"337"},{"v":27.322,"d":"27"},{"v":5.464,"d":"5"},null,{"v":4131,"d":"4,131"},{"v":1777.001,"d":"1,777"},{"v":4131,"d":"4,131"},{"v":1777.001,"d":"1,777"},"EIA","EIA","EIA","EIA","EIA","EIA","--","EIA","EIA",{"$nulls":14},{"v":13816.053716,"d":"13,816.054"},0,299,0,0,0,0,0,0,0,0,0,299,0,0,299,0,{"v":0,"d":"0.0%"},{"v":1,"d":"100.0%"},{"v":0,"d":"0.0%"},{"v":0,"d":"0.0%"},{"v":0,"d":"0.0%"},{"v":0,"d":"0.0%"},{"v":0,"d":"0.0%"},{"v":0,"d":"0.0%"},{"v":0,"d":"0.0%"},{"v":0,"d":"0.0%"},{"v":0,"d":"0.0%"},{"v":1,"d":"100.0%"},{"v":0,"d":"0.0%"},{"v":0,"d":"0.0%"},{"v":1,"d":"100.0%"},{"v":0,"d":"0.0%"}]
[27,2020,"AK","Delta Power",56325,"Golden Valley Elec Assn Inc",7353,"Golden Valley Elec Assn Inc",7353,"Electric Utility","No balancing authority","NA","AK","AKGD","ASCC Alaska Grid",null,"02","240","Southeast Fairbanks",64.028056,-145.719444,1,1,"DFO","OIL",null,{"v":0,"d":"0.0000"},23.1,{"$nulls":7},{"v":1899,"d":"1,899"},820,{"v":1899,"d":"1,899"},820,{"v":-78,"d":"(78)"},{"v":-34,"d":"(34)"},{"v":0.884,"d":"1"},{"v":0.382,"d":"0"},{"v":0.479,"d":"0"},{"v":155.078,"d":"155"},{"v":12.56,"d":"13"},{"v":2.512,"d":"3"},{"v":155.609,"d":"156"},null,{"v":0,"d":"0.000"},{"v":0,"d":"0.000"},{"v":0,"d":"0.000"},{"v":0,"d":"0.000"},{"v":0,"d":"0.000"},{"v":0,"d":"0.000"},{"v":0,"d":"0.000"},null,0.931,0.932,0.505,163.326,0.007,{"v":1E-3,"d":"0.001"},163.885,null,{"v":0,"d":"0.000"},{"v":0,"d":"0.000"},{"v":0,"d":"0.000"},{"v":0,"d":"0.000"},{"v":0,"d":"0.000"},{"v":0,"d":"0.000"},{"v":0,"d":"0.000"},null,{"v":0.884,"d":"1"},{"v":0.382,"d":"0"},{"v":0.479,"d":"0"},{"v":155.078,"d":"155"},{"v":12.56,"d":"13"},{"v":2.512,"d":"3"},null,{"v":1899,"d":"1,899"},820,{"v":1899,"d":"1,899"},820,"EIA","EIA","EIA","EIA","EIA","EIA","--","EIA","EIA",{"$nulls":14},{"v":-24346.153846,"d":"(24,346.154)"},0,{"v":-78,"d":"(78)"},0,0,0,0,0,0,0,0,0,{"v":-78,"d":"(78)"},0,0,{"v":-78,"d":"(78)"},0]
[28,2020,"AK","Delta Wind Farm",58511,"Golden Valley Elec Assn Inc",7353,"Alaska Environmental Power",58488,"IPP Non-CHP","No balancing authority","NA","AK","AKGD","ASCC Alaska Grid",null,"02","240","Southeast Fairbanks",64.013889,-145.596667,3,3,"WND","WIND",null,{"v":0.23125,"d":"0.2313"},1.9,{"$nulls":9},{"v":33767,"d":"33,767"},{"v":12701,"d":"12,701"},{"v":3849.001,"d":"3,849"},{"v":1448.001,"d":"1,448"},{"$nulls":41},{"v":33767,"d":"33,767"},{"v":12701,"d":"12,701"},{"$nulls":6},"--","EIA","EIA",{"$nulls":15},0,0,0,0,0,0,{"v":3849,"d":"3,849"},0,0,0,0,0,{"v":3849,"d":"3,849"},{"v":3849,"d":"3,849"},0,{"v":3849,"d":"3,849"},{"v":0,"d":"0.0%"},{"v":0,"d":"0.0%"},{"v":0,"d":"0.0%"},{"v":0,"d":"0.0%"},{"v":0,"d":"0.0%"},{"v":0,"d":"0.0%"},{"v":1,"d":"100.0%"},{"v":0,"d":"0.0%"},{"v":0,"d":"0.0%"},{"v":0,"d":"0.0%"},{"v":0,"d":"0.0%"},{"v":0,"d":"0.0%"},{"v":1,"d":"100.0%"},{"v":1,"d":"100.0%"},{"v":0,"d":"0.0%"},{"v":1,"d":"100.0%"}]
[29,2020,"AK","Dillingham",109,"Nushagak Electric Coop, Inc",13870,"Nushagak Electric Coop, Inc",13870,"Electric Utility","No balancing authority","NA","AK","AKMS","ASCC Miscellaneous",null,"02","070","Dillingham",59.042914,-158.468597,15,15,"DFO","OIL",null,{"v":0.13591,"d":"0.1359"},15.1,{"v":1,"d":"1.0000"},{"$nulls":6},{"v":172975,"d":"172,975"},{"v":74618.001,"d":"74,618"},{"v":172975,"d":"172,975"},{"v":74618.001,"d":"74,618"},{"v":17977.001,"d":"17,977"},{"v":7755,"d":"7,755"},{"v":276.519,"d":"277"},{"v":119.284,"d":"119"},{"v":25.081,"d":"25"},{"v":14125.637,"d":"14,126"},{"v":1144.035,"d":"1,144"},{"v":228.807,"d":"229"},{"v":14174.03,"d":"14,174"},null,30.764,30.763,{"v":2.79,"d":"2.790"},{"v":1571.523,"d":"1,571.523"},0.064,0.013,{"v":1576.907,"d":"1,576.907"},null,3.197,3.197,{"v":0.29,"d":"0.290"},163.326,0.007,{"v":1E-3,"d":"0.001"},163.885,null,30.764,30.763,{"v":2.79,"d":"2.790"},{"v":1571.523,"d":"1,571.523"},0.064,0.013,{"v":1576.907,"d":"1,576.907"},null,{"v":276.519,"d":"277"},{"v":119.284,"d":"119"},{"v":25.081,"d":"25"},{"v":14125.637,"d":"14,126"},{"v":1144.035,"d":"1,144"},{"v":228.807,"d":"229"},null,{"v":172975,"d":"172,975"},{"v":74618.001,"d":"74,618"},{"v":172975,"d":"172,975"},{"v":74618.001,"d":"74,618"},"EIA","EIA","EIA","EIA","EIA","EIA","--","EIA","EIA",{"$nulls":14},{"v":9622.017022,"d":"9,622.017"},0,{"v":17977,"d":"17,977"},0,0,0,0,0,0,0,0,0,{"v":17977,"d":"17,977"},0,0,{"v":17977,"d":"17,977"},0,{"v":0,"d":"0.0%"},{"v":1,"d":"100.0%"},{"v":0,"d":"0.0%"},{"v":0,"d":"0.0%"},{"v":0,"d":"0.0%"},{"v":0,"d":"0.0%"},{"v":0,"d":"0.0%"},{"v":0,"d":"0.0%"},{"v":0,"d":"0.0%"},{"v":0,"d":"0.0%"},{"v":0,"d":"0.0%"},{"v":1,"d":"100.0%"},{"v":0,"d":"0.0%"},{"v":0,"d":"0.0%"},{"v":1,"d":"100.0%"},{"v":0,"d":"0.0%"}]
[30,2020,"AK","Dutch Harbor",7502,"City of Unalaska - (AK)",19454,"City of Unalaska - (AK)",19454,"Electric Utility","No balancing authority","NA","AK","AKMS","ASCC Miscellaneous",null,"02","016","Aleutians West",53.892459,-166.538185,13,13,"DFO","OIL",null,{"v":0.18527,"d":"0.1853"},{"v":26,"d":"26.0"},{"v":1,"d":"1.0000"},{"$nulls":6},{"v":377530,"d":"377,530"},{"v":136543.002,"d":"136,543"},{"v":377530,"d":"377,530"},{"v":136543.002,"d":"136,543"},{"v":42196.999,"d":"42,197"},{"v":15093.001,"d":"15,093"},{"v":608.964,"d":"609"},{"v":221.683,"d":"222"},{"v":54.742,"d":"55"},{"v":30830.183,"d":"30,830"},{"v":2496.936,"d":"2,497"},{"v":499.387,"d":"499"},{"v":30935.803,"d":"30,936"},null,28.863,29.376,2.595,{"v":1461.25,"d":"1,461.250"},0.059,0.012,{"v":1466.256,"d":"1,466.256"},null,3.226,3.247,{"v":0.29,"d":"0.290"},163.326,0.007,{"v":1E-3,"d":"0.001"},163.885,null,28.863,29.376,2.595,{"v":1461.25,"d":"1,461.250"},0.059,0.012,{"v":1466.256,"d":"1,466.256"},null,{"v":608.964,"d":"609"},{"v":221.683,"d":"222"},{"v":54.742,"d":"55"},{"v":30830.183,"d":"30,830"},{"v":2496.936,"d":"2,497"},{"v":499.387,"d":"499"},null,{"v":377530,"d":"377,530"},{"v":136543.002,"d":"136,543"},{"v":377530,"d":"377,530"},{"v":136543.002,"d":"136,543"},"EIA","EIA","EIA","EIA","EIA","EIA","--","EIA","EIA",{"$nulls":14},{"v":8946.844551,"d":"8,946.845"},0,{"v":42197,"d":"42,197"},0,0,0,0,0,0,0,0,0,{"v":42197,"d":"42,197"},0,0,{"v":42197,"d":"42,197"},0,{"v":0,"d":"0.0%"},{"v":1,"d":"100.0%"},{"v":0,"d":"0.0%"},{"v":0,"d":"0.0%"},{"v":0,"d":"0.0%"},{"v":0,"d":"0.0%"},{"v":0,"d":"0.0%"},{"v":0,"d":"0.0%"},{"v":0,"d":"0.0%"},{"v":0,"d":"0.0%"},{"v":0,"d":"0.0%"},{"v":1,"d":"100.0%"},{"v":0,"d":"0.0%"},{"v":0,"d":"0.0%"},{"v":1,"d":"100.0%"},{"v":0,"d":"0.0%"}]
[31,2020,"AK","Eielson AFB Central Heat & Power Plant",50392,"Golden Valley Elec Assn Inc",7353,"U S Air Force-Eielson AFB",22199,"Commercial CHP","No balancing authority","NA","AK","AKGD","ASCC Alaska Grid",null,"02","090","Fairbanks North Star",64.67141,-147.075988,11,9,"SUB","COAL","Yes",{"v":0.26905,"d":"0.2691"},{"v":31,"d":"31.0"},{"v":0.884911867236215,"d":"0.8849"},null,"Yes",{"v":1948418.4,"d":"1,948,418"},{"v":0.128,"d":"0"},{"v":0.145771,"d":"0.1458"},null,{"v":405939.244,"d":"405,939"},{"v":128179.165,"d":"128,179"},{"v":405939.244,"d":"405,939"},{"v":128179.165,"d":"128,179"},{"v":73064,"d":"73,064"},{"v":27102,"d":"27,102"},{"v":54.424,"d":"54"},{"v":16.876,"d":"17"},{"v":87.799,"d":"88"},{"v":43405.803,"d":"43,406"},{"v":9838.9,"d":"9,839"},{"v":1431.225,"d":"1,431"},{"v":43742.042,"d":"43,742"},null,{"v":1.49,"d":"1.490"},1.245,2.403,{"v":1188.158,"d":"1,188.158"},0.135,{"v":0.02,"d":"0.020"},{"v":1197.362,"d":"1,197.362"},null,0.268,0.263,0.433,213.854,0.024,0.004,{"v":215.51,"d":"215.510"},null,{"v":1.49,"d":"1.490"},1.245,2.403,{"v":1188.158,"d":"1,188.158"},0.135,{"v":0.02,"d":"0.020"},{"v":1197.362,"d":"1,197.362"},null,{"v":373.356,"d":"373"},{"v":115.773,"d":"116"},{"v":602.308,"d":"602"},{"v":297767.405,"d":"297,767"},{"v":67495.666,"d":"67,496"},{"v":9818.321,"d":"9,818"},null,{"v":2784776.828,"d":"2,784,777"},{"v":879319.686,"d":"879,320"},{"v":2784776.828,"d":"2,784,777"},{"v":879319.686,"d":"879,320"},"EIA","EIA","EPA/CAMD; EIA","EIA","EIA","EIA","--","EIA","EIA",{"$nulls":6},{"v":2378837.584,"d":"2,378,838"},{"v":751140.521,"d":"751,141"},{"v":318.932,"d":"319"},{"v":98.897,"d":"99"},{"v":514.509,"d":"515"},{"v":254361.601,"d":"254,362"},{"v":57656.766,"d":"57,657"},{"v":8387.096,"d":"8,387"},{"v":5555.940602,"d":"5,555.941"},{"v":72878,"d":"72,878"},186,0,0,0,0,0,0,0,0,0,{"v":73064,"d":"73,064"},0,0,{"v":73064,"d":"73,064"},0,{"v":0.997454286652798,"d":"99.7%"},{"v":0.00254571334720245,"d":"0.3%"},{"v":0,"d":"0.0%"},{"v":0,"d":"0.0%"},{"v":0,"d":"0.0%"},{"v":0,"d":"0.0%"},{"v":0,"d":"0.0%"},{"v":0,"d":"0.0%"},{"v":0,"d":"0.0%"},{"v":0,"d":"0.0%"},{"v":0,"d":"0.0%"},{"v":1,"d":"100.0%"},{"v":0,"d":"0.0%"},{"v":0,"d":"0.0%"},{"v":1,"d":"100.0%"},{"v":0,"d":"0.0%"}]
[32,2020,"AK","Eklutna Generation Station",58989,"Matanuska Electric Assn Inc",11824,"Matanuska Electric Assn Inc",11824,"Electric Utility","No balancing authority","NA","AK","AKGD","ASCC Alaska Grid",null,"02","020","Anchorage",61.457778,-149.351389,10,10,"NG","GAS",null,{"v":0.48672,"d":"0.4867"},{"v":171,"d":"171.0"},{"v":0.522135660053228,"d":"0.5221"},{"$nulls":6},{"v":6328468.75,"d":"6,328,469"},{"v":2322710,"d":"2,322,710"},{"v":6328468.75,"d":"6,328,469"},{"v":2322710,"d":"2,322,710"},{"v":729085,"d":"729,085"},{"v":267593,"d":"267,593"},{"v":8697.72,"d":"8,698"},{"v":3192.29,"d":"3,192"},{"v":10.113,"d":"10"},{"v":369864.375,"d":"369,864"},{"v":13951.897,"d":"13,952"},{"v":1395.19,"d":"1,395"},{"v":370246.657,"d":"370,247"},null,23.859,23.859,0.028,{"v":1014.599,"d":"1,014.599"},0.019,{"v":2E-3,"d":"0.002"},{"v":1015.647,"d":"1,015.647"},null,2.749,2.749,0.003,116.889,{"v":2E-3,"d":"0.002"},{"v":0,"d":"0.000"},{"v":117.01,"d":"117.010"},null,23.859,23.859,0.028,{"v":1014.599,"d":"1,014.599"},0.019,{"v":2E-3,"d":"0.002"},{"v":1015.647,"d":"1,015.647"},null,{"v":8697.72,"d":"8,698"},{"v":3192.29,"d":"3,192"},{"v":10.113,"d":"10"},{"v":369864.375,"d":"369,864"},{"v":13951.897,"d":"13,952"},{"v":1395.19,"d":"1,395"},null,{"v":6328468.75,"d":"6,328,469"},{"v":2322710,"d":"2,322,710"},{"v":6328468.75,"d":"6,328,469"},{"v":2322710,"d":"2,322,710"},"EIA","EIA","EIA","EIA","EIA","EIA","--","EIA","EIA",{"$nulls":14},{"v":8680.015019,"d":"8,680.015"},0,0,{"v":729085,"d":"729,085"},0,0,0,0,0,0,0,0,{"v":729085,"d":"729,085"},0,0,{"v":729085,"d":"729,085"},0,{"v":0,"d":"0.0%"},{"v":0,"d":"0.0%"},{"v":1,"d":"100.0%"},{"v":0,"d":"0.0%"},{"v":0,"d":"0.0%"},{"v":0,"d":"0.0%"},{"v":0,"d":"0.0%"},{"v":0,"d":"0.0%"},{"v":0,"d":"0.0%"},{"v":0,"d":"0.0%"},{"v":0,"d":"0.0%"},{"v":1,"d":"100.0%"},{"v":0,"d":"0.0%"},{"v":0,"d":"0.0%"},{"v":1,"d":"100.0%"},{"v":0,"d":"0.0%"}]
[33,2020,"AK","Eklutna Hydro Project",77,"Chugach Electric Assn Inc",3522,"Chugach Electric Assn Inc",3522,"Electric Utility","Chugach Electric Assn Inc","CEA","AK","AKGD","ASCC Alaska Grid",null,"02","170","Matanuska Susitna",61.475211,-149.15009,2,2,"WAT","HYDRO",null,{"v":0.43755,"d":"0.4376"},44.4,{"$nulls":9},{"v":1492999,"d":"1,492,999"},{"v":679409,"d":"679,409"},{"v":170181,"d":"170,181"},{"v":77443,"d":"77,443"},{"$nulls":41},{"v":1492999,"d":"1,492,999"},{"v":679409,"d":"679,409"},{"$nulls":6},"--","EIA","EIA",{"$nulls":15},0,0,0,0,{"v":170181,"d":"170,181"},0,0,0,0,0,0,0,{"v":170181,"d":"170,181"},0,0,{"v":170181,"d":"170,181"},{"v":0,"d":"0.0%"},{"v":0,"d":"0.0%"},{"v":0,"d":"0.0%"},{"v":0,"d":"0.0%"},{"v":1,"d":"100.0%"},{"v":0,"d":"0.0%"},{"v":0,"d":"0.0%"},{"v":0,"d":"0.0%"},{"v":0,"d":"0.0%"},{"v":0,"d":"0.0%"},{"v":0,"d":"0.0%"},{"v":0,"d":"0.0%"},{"v":1,"d":"100.0%"},{"v":0,"d":"0.0%"},{"v":0,"d":"0.0%"},{"v":1,"d":"100.0%"}]
[34,2020,"AK","Elim",57060,"Alaska Village Elec Coop, Inc",221,"Alaska Village Elec Coop, Inc",221,"Electric Utility","No balancing authority","NA","AK","AKMS","ASCC Miscellaneous",null,"02","180","Nome",64.616558,-162.263717,4,4,"DFO","OIL",null,{"v":0.06817,"d":"0.0682"},2.1,{"v":1,"d":"1.0000"},null,"Yes",{"v":392.8,"d":"393"},{"v":10.896,"d":"11"},0.9356,null,{"v":11442.382,"d":"11,442"},{"v":4934.352,"d":"4,934"},{"v":11442.382,"d":"11,442"},{"v":4934.352,"d":"4,934"},{"v":1254,"d":"1,254"},541,{"v":19.009,"d":"19"},{"v":8.197,"d":"8"},{"v":1.659,"d":"2"},{"v":934.418,"d":"934"},{"v":75.678,"d":"76"},{"v":15.136,"d":"15"},{"v":937.619,"d":"938"},null,30.317,30.302,2.646,{"v":1490.3,"d":"1,490.300"},{"v":0.06,"d":"0.060"},0.012,{"v":1495.405,"d":"1,495.405"},null,3.322,3.322,{"v":0.29,"d":"0.290"},163.326,0.007,{"v":1E-3,"d":"0.001"},163.885,null,30.317,30.302,2.646,{"v":1490.3,"d":"1,490.300"},{"v":0.06,"d":"0.060"},0.012,{"v":1495.405,"d":"1,495.405"},null,{"v":20.317,"d":"20"},{"v":8.761,"d":"9"},{"v":1.773,"d":"2"},{"v":998.737,"d":"999"},{"v":80.888,"d":"81"},{"v":16.178,"d":"16"},null,{"v":12230,"d":"12,230"},{"v":5274,"d":"5,274"},{"v":12230,"d":"12,230"},{"v":5274,"d":"5,274"},"EIA","EIA","EIA","EIA","EIA","EIA","--","EIA","EIA",{"$nulls":6},{"v":787.618,"d":"788"},{"v":339.648,"d":"340"},{"v":1.308,"d":"1"},{"v":0.564,"d":"1"},{"v":0.114,"d":"0"},{"v":64.319,"d":"64"},{"v":5.209,"d":"5"},{"v":1.042,"d":"1"},{"v":9124.706726,"d":"9,124.707"},0,{"v":1254,"d":"1,254"},0,0,0,0,0,0,0,0,0,{"v":1254,"d":"1,254"},0,0,{"v":1254,"d":"1,254"},0,{"v":0,"d":"0.0%"},{"v":1,"d":"100.0%"},{"v":0,"d":"0.0%"},{"v":0,"d":"0.0%"},{"v":0,"d":"0.0%"},{"v":0,"d":"0.0%"},{"v":0,"d":"0.0%"},{"v":0,"d":"0.0%"},{"v":0,"d":"0.0%"},{"v":0,"d":"0.0%"},{"v":0,"d":"0.0%"},{"v":1,"d":"100.0%"},{"v":0,"d":"0.0%"},{"v":0,"d":"0.0%"},{"v":1,"d":"100.0%"},{"v":0,"d":"0.0%"}]
[35,2020,"AK","Emmonak",6314,"Alaska Village Elec Coop, Inc",221,"Alaska Village Elec Coop, Inc",221,"Electric Utility","No balancing authority","NA","AK","AKMS","ASCC Miscellaneous",null,"02","270","Wade Hampton",62.777694,-164.531517,8,8,"DFO","OIL",null,{"v":0.13033,"d":"0.1303"},4.8,{"v":1,"d":"1.0000"},null,"Yes",0,null,{"v":1,"d":"1.0000"},null,{"v":45824,"d":"45,824"},{"v":19764,"d":"19,764"},{"v":45824,"d":"45,824"},{"v":19764,"d":"19,764"},{"v":5480,"d":"5,480"},{"v":2364,"d":"2,364"},{"v":76.123,"d":"76"},{"v":32.833,"d":"33"},{"v":6.645,"d":"7"},{"v":3742.119,"d":"3,742"},{"v":303.074,"d":"303"},{"v":60.615,"d":"61"},{"v":3754.939,"d":"3,755"},null,27.782,27.777,2.425,{"v":1365.737,"d":"1,365.737"},0.055,0.011,{"v":1370.416,"d":"1,370.416"},null,3.322,3.323,{"v":0.29,"d":"0.290"},163.326,0.007,{"v":1E-3,"d":"0.001"},163.885,null,27.782,27.777,2.425,{"v":1365.737,"d":"1,365.737"},0.055,0.011,{"v":1370.416,"d":"1,370.416"},null,{"v":76.123,"d":"76"},{"v":32.833,"d":"33"},{"v":6.645,"d":"7"},{"v":3742.119,"d":"3,742"},{"v":303.074,"d":"303"},{"v":60.615,"d":"61"},null,{"v":45824,"d":"45,824"},{"v":19764,"d":"19,764"},{"v":45824,"d":"45,824"},{"v":19764,"d":"19,764"},"EIA","EIA","EIA","EIA","EIA","EIA","--","EIA","EIA",{"$nulls":6},0,0,0,0,0,0,0,0,{"v":8362.043796,"d":"8,362.044"},0,{"v":5480,"d":"5,480"},0,0,0,0,0,0,0,0,0,{"v":5480,"d":"5,480"},0,0,{"v":5480,"d":"5,480"},0,{"v":0,"d":"0.0%"},{"v":1,"d":"100.0%"},{"v":0,"d":"0.0%"},{"v":0,"d":"0.0%"},{"v":0,"d":"0.0%"},{"v":0,"d":"0.0%"},{"v":0,"d":"0.0%"},{"v":0,"d":"0.0%"},{"v":0,"d":"0.0%"},{"v":0,"d":"0.0%"},{"v":0,"d":"0.0%"},{"v":1,"d":"100.0%"},{"v":0,"d":"0.0%"},{"v":0,"d":"0.0%"},{"v":1,"d":"100.0%"},{"v":0,"d":"0.0%"}]
[36,2020,"AK","ESS Battery Microgrid",58405,"Kodiak Electric Assn Inc",10433,"Kodiak Electric Assn Inc",10433,"Electric Utility","No balancing authority","NA","AK","AKMS","ASCC Miscellaneous",null,"02","150","Kodiak Island",57.799167,-152.404167,1,1,"MWH","OTHF",null,{"v":0,"d":"0.0000"},{"v":3,"d":"3.0"},{"$nulls":7},0,0,0,0,{"v":-240,"d":"(240)"},{"v":-100,"d":"(100)"},{"$nulls":8},{"v":0,"d":"0.000"},{"v":0,"d":"0.000"},{"v":0,"d":"0.000"},{"v":0,"d":"0.000"},{"v":0,"d":"0.000"},{"v":0,"d":"0.000"},{"v":0,"d":"0.000"},{"$nulls":9},{"v":0,"d":"0.000"},null,{"v":0,"d":"0.000"},{"v":0,"d":"0.000"},{"v":0,"d":"0.000"},{"v":0,"d":"0.000"},{"v":0,"d":"0.000"},{"$nulls":8},0,0,0,0,{"$nulls":6},"--","EIA","EIA",{"$nulls":15},0,0,0,0,0,0,0,0,0,0,{"v":-240,"d":"(240)"},{"v":-240,"d":"(240)"},0,0,{"v":-240,"d":"(240)"},0]
[37,2020,"AK","Eva Creek Wind",57935,"Golden Valley Elec Assn Inc",7353,"Golden Valley Elec Assn Inc",7353,"Electric Utility","No balancing authority","NA","AK","AKGD","ASCC Alaska Grid",null,"02","068","Denali",64.058333,-148.9,1,1,"WND","WIND",null,{"v":0.21387,"d":"0.2139"},24.6,{"$nulls":9},{"v":404333,"d":"404,333"},{"v":152083,"d":"152,083"},{"v":46088,"d":"46,088"},{"v":17335,"d":"17,335"},{"$nulls":41},{"v":404333,"d":"404,333"},{"v":152083,"d":"152,083"},{"$nulls":6},"--","EIA","EIA",{"$nulls":15},0,0,0,0,0,0,{"v":46088,"d":"46,088"},0,0,0,0,0,{"v":46088,"d":"46,088"},{"v":46088,"d":"46,088"},0,{"v":46088,"d":"46,088"},{"v":0,"d":"0.0%"},{"v":0,"d":"0.0%"},{"v":0,"d":"0.0%"},{"v":0,"d":"0.0%"},{"v":0,"d":"0.0%"},{"v":0,"d":"0.0%"},{"v":1,"d":"100.0%"},{"v":0,"d":"0.0%"},{"v":0,"d":"0.0%"},{"v":0,"d":"0.0%"},{"v":0,"d":"0.0%"},{"v":0,"d":"0.0%"},{"v":1,"d":"100.0%"},{"v":1,"d":"100.0%"},{"v":0,"d":"0.0%"},{"v":1,"d":"100.0%"}]
[38,2020,"AK","Eyak Service Center BESS",62714,"Cordova Electric Coop, Inc",40215,"Cordova Electric Coop, Inc",40215,"Electric Utility","No balancing authority","NA","AK","AKMS","ASCC Miscellaneous",null,"02","261","Valdez Cordova",60.54047,-145.74079,1,1,"MWH","OTHF",null,{"v":0,"d":"0.0000"},{"v":1,"d":"1.0"},{"$nulls":7},0,0,0,0,{"v":-71,"d":"(71)"},{"v":-29,"d":"(29)"},{"$nulls":8},{"v":0,"d":"0.000"},{"v":0,"d":"0.000"},{"v":0,"d":"0.000"},{"v":0,"d":"0.000"},{"v":0,"d":"0.000"},{"v":0,"d":"0.000"},{"v":0,"d":"0.000"},{"$nulls":9},{"v":0,"d":"0.000"},null,{"v":0,"d":"0.000"},{"v":0,"d":"0.000"},{"v":0,"d":"0.000"},{"v":0,"d":"0.000"},{"v":0,"d":"0.000"},{"$nulls":8},0,0,0,0,{"$nulls":6},"--","EIA","EIA",{"$nulls":15},0,0,0,0,0,0,0,0,0,0,{"v":-71,"d":"(71)"},{"v":-71,"d":"(71)"},0,0,{"v":-71,"d":"(71)"},0]
[39,2020,"AK","Fairbanks",6286,"Golden Valley Elec Assn Inc",7353,"Golden Valley Elec Assn Inc",7353,"Electric Utility","No balancing authority","NA","AK","AKGD","ASCC Alaska Grid",null,"02","090","Fairbanks North Star",64.854171,-147.719351,4,4,"DFO","OIL",null,{"v":0.03927,"d":"0.0393"},42.2,{"v":1,"d":"1.0000"},{"$nulls":6},{"v":272943,"d":"272,943"},{"v":117741,"d":"117,741"},{"v":272943,"d":"272,943"},{"v":117741,"d":"117,741"},{"v":14518,"d":"14,518"},{"v":6263,"d":"6,263"},{"v":127.328,"d":"127"},{"v":54.926,"d":"55"},{"v":68.901,"d":"69"},{"v":22289.31,"d":"22,289"},{"v":1805.21,"d":"1,805"},{"v":361.042,"d":"361"},{"v":22365.671,"d":"22,366"},null,17.541,{"v":17.54,"d":"17.540"},9.492,{"v":3070.576,"d":"3,070.576"},0.124,0.025,{"v":3081.095,"d":"3,081.095"},null,0.933,0.933,0.505,163.326,0.007,{"v":1E-3,"d":"0.001"},163.885,null,17.541,{"v":17.54,"d":"17.540"},9.492,{"v":3070.576,"d":"3,070.576"},0.124,0.025,{"v":3081.095,"d":"3,081.095"},null,{"v":127.328,"d":"127"},{"v":54.926,"d":"55"},{"v":68.901,"d":"69"},{"v":22289.31,"d":"22,289"},{"v":1805.21,"d":"1,805"},{"v":361.042,"d":"361"},null,{"v":272943,"d":"272,943"},{"v":117741,"d":"117,741"},{"v":272943,"d":"272,943"},{"v":117741,"d":"117,741"},"EIA","EIA","EIA","EIA","EIA","EIA","--","EIA","EIA",{"$nulls":14},{"v":18800.316848,"d":"18,800.317"},0,{"v":14518,"d":"14,518"},0,0,0,0,0,0,0,0,0,{"v":14518,"d":"14,518"},0,0,{"v":14518,"d":"14,518"},0,{"v":0,"d":"0.0%"},{"v":1,"d":"100.0%"},{"v":0,"d":"0.0%"},{"v":0,"d":"0.0%"},{"v":0,"d":"0.0%"},{"v":0,"d":"0.0%"},{"v":0,"d":"0.0%"},{"v":0,"d":"0.0%"},{"v":0,"d":"0.0%"},{"v":0,"d":"0.0%"},{"v":0,"d":"0.0%"},{"v":1,"d":"100.0%"},{"v":0,"d":"0.0%"},{"v":0,"d":"0.0%"},{"v":1,"d":"100.0%"},{"v":0,"d":"0.0%"}]
[40,2020,"AK","False Island",56146,"Alaska Power and Telephone Co",219,"Alaska Power and Telephone Co",219,"Electric Utility","No balancing authority","NA","AK","AKMS","ASCC Miscellaneous",null,"02","198","Prince of Wales-Hyder",55.48918,-133.1345,2,2,"DFO","OIL",null,{"v":0.05237,"d":"0.0524"},1.6,{"v":1,"d":"1.0000"},{"$nulls":6},{"v":7421,"d":"7,421"},{"v":3204,"d":"3,204"},{"v":7421,"d":"7,421"},{"v":3204,"d":"3,204"},734,317,{"v":11.873,"d":"12"},{"v":5.126,"d":"5"},{"v":1.076,"d":"1"},{"v":606.02,"d":"606"},{"v":49.082,"d":"49"},{"v":9.816,"d":"10"},{"v":608.096,"d":"608"},null,32.351,32.341,2.932,{"v":1651.281,"d":"1,651.281"},0.067,0.013,{"v":1656.938,"d":"1,656.938"},null,{"v":3.2,"d":"3.200"},{"v":3.2,"d":"3.200"},{"v":0.29,"d":"0.290"},163.326,0.007,{"v":1E-3,"d":"0.001"},163.885,null,32.351,32.341,2.932,{"v":1651.281,"d":"1,651.281"},0.067,0.013,{"v":1656.938,"d":"1,656.938"},null,{"v":11.873,"d":"12"},{"v":5.126,"d":"5"},{"v":1.076,"d":"1"},{"v":606.02,"d":"606"},{"v":49.082,"d":"49"},{"v":9.816,"d":"10"},null,{"v":7421,"d":"7,421"},{"v":3204,"d":"3,204"},{"v":7421,"d":"7,421"},{"v":3204,"d":"3,204"},"EIA","EIA","EIA","EIA","EIA","EIA","--","EIA","EIA",{"$nulls":14},{"v":10110.354223,"d":"10,110.354"},0,734,0,0,0,0,0,0,0,0,0,734,0,0,734,0,{"v":0,"d":"0.0%"},{"v":1,"d":"100.0%"},{"v":0,"d":"0.0%"},{"v":0,"d":"0.0%"},{"v":0,"d":"0.0%"},{"v":0,"d":"0.0%"},{"v":0,"d":"0.0%"},{"v":0,"d":"0.0%"},{"v":0,"d":"0.0%"},{"v":0,"d":"0.0%"},{"v":0,"d":"0.0%"},{"v":1,"d":"100.0%"},{"v":0,"d":"0.0%"},{"v":0,"d":"0.0%"},{"v":1,"d":"100.0%"},{"v":0,"d":"0.0%"}]
[41,2020,"AK","Fire Island Wind",58425,"Chugach Electric Assn Inc",3522,"Fire Island Wind LLC",58422,"IPP Non-CHP","Chugach Electric Assn Inc","CEA","AK","AKGD","ASCC Alaska Grid",null,"02","020","Anchorage",61.13,-150.243611,1,1,"WND","WIND",null,{"v":0.29935,"d":"0.2994"},{"v":18,"d":"18.0"},{"$nulls":9},{"v":414095,"d":"414,095"},{"v":155755,"d":"155,755"},{"v":47201,"d":"47,201"},{"v":17754,"d":"17,754"},{"$nulls":41},{"v":414095,"d":"414,095"},{"v":155755,"d":"155,755"},{"$nulls":6},"--","EIA","EIA",{"$nulls":15},0,0,0,0,0,0,{"v":47201,"d":"47,201"},0,0,0,0,0,{"v":47201,"d":"47,201"},{"v":47201,"d":"47,201"},0,{"v":47201,"d":"47,201"},{"v":0,"d":"0.0%"},{"v":0,"d":"0.0%"},{"v":0,"d":"0.0%"},{"v":0,"d":"0.0%"},{"v":0,"d":"0.0%"},{"v":0,"d":"0.0%"},{"v":1,"d":"100.0%"},{"v":0,"d":"0.0%"},{"v":0,"d":"0.0%"},{"v":0,"d":"0.0%"},{"v":0,"d":"0.0%"},{"v":0,"d":"0.0%"},{"v":1,"d":"100.0%"},{"v":1,"d":"100.0%"},{"v":0,"d":"0.0%"},{"v":1,"d":"100.0%"}]
[42,2020,"AK","Flywheel Energy Storage System Microgrid",60563,"Kodiak Electric Assn Inc",10433,"Kodiak Electric Assn Inc",10433,"Electric Utility","No balancing authority","NA","AK","AKMS","ASCC Miscellaneous",null,"02","150","Kodiak Island",57.780114,-152.443783,1,1,"MWH","OTHF",null,{"v":0,"d":"0.0000"},{"v":2,"d":"2.0"},{"$nulls":7},0,0,0,0,{"v":-276,"d":"(276)"},{"v":-115,"d":"(115)"},{"$nulls":8},{"v":0,"d":"0.000"},{"v":0,"d":"0.000"},{"v":0,"d":"0.000"},{"v":0,"d":"0.000"},{"v":0,"d":"0.000"},{"v":0,"d":"0.000"},{"v":0,"d":"0.000"},{"$nulls":9},{"v":0,"d":"0.000"},null,{"v":0,"d":"0.000"},{"v":0,"d":"0.000"},{"v":0,"d":"0.000"},{"v":0,"d":"0.000"},{"v":0,"d":"0.000"},{"$nulls":8},0,0,0,0,{"$nulls":6},"--","EIA","EIA",{"$nulls":15},0,0,0,0,0,0,0,0,0,0,{"v":-276,"d":"(276)"},{"v":-276,"d":"(276)"},0,0,{"v":-276,"d":"(276)"},0]
[43,2020,"AK","Fort Greely Power Plant",54834,"Golden Valley Elec Assn Inc",7353,"Doyon Utilities - Fort Greely",19272,"Commercial Non-CHP","No balancing authority","NA","AK","AKGD","ASCC Alaska Grid",null,"02","240","Southeast Fairbanks",63.973572,-145.716581,7,7,"DFO","OIL",null,{"v":1.09E-3,"d":"0.0011"},10.4,{"v":1,"d":"1.0000"},{"$nulls":6},938,562,938,562,99,60,{"v":1.51,"d":"2"},{"v":0.904,"d":"1"},{"v":0.136,"d":"0"},{"v":76.6,"d":"77"},{"v":6.204,"d":"6"},{"v":1.241,"d":"1"},{"v":76.862,"d":"77"},null,30.505,30.133,2.747,{"v":1547.475,"d":"1,547.475"},0.063,0.013,{"v":1552.776,"d":"1,552.776"},null,{"v":3.22,"d":"3.220"},3.217,{"v":0.29,"d":"0.290"},163.326,0.007,{"v":1E-3,"d":"0.001"},163.886,null,30.511,30.139,2.748,{"v":1547.787,"d":"1,547.787"},0.063,0.013,{"v":1553.09,"d":"1,553.090"},null,{"v":1.51,"d":"2"},{"v":0.904,"d":"1"},{"v":0.136,"d":"0"},{"v":76.6,"d":"77"},{"v":6.204,"d":"6"},{"v":1.241,"d":"1"},null,938,562,938,562,"EIA","EIA","EIA","EIA","EIA","EIA","--","EIA","EIA",{"$nulls":14},{"v":9476.661952,"d":"9,476.662"},0,{"v":98.98,"d":"99"},0,0,0,0,0,0,0,0,0,{"v":98.98,"d":"99"},0,0,{"v":98.98,"d":"99"},0,{"v":0,"d":"0.0%"},{"v":1,"d":"100.0%"},{"v":0,"d":"0.0%"},{"v":0,"d":"0.0%"},{"v":0,"d":"0.0%"},{"v":0,"d":"0.0%"},{"v":0,"d":"0.0%"},{"v":0,"d":"0.0%"},{"v":0,"d":"0.0%"},{"v":0,"d":"0.0%"},{"v":0,"d":"0.0%"},{"v":1,"d":"100.0%"},{"v":0,"d":"0.0%"},{"v":0,"d":"0.0%"},{"v":1,"d":"100.0%"},{"v":0,"d":"0.0%"}]
[44,2020,"AK","Galena Electric Utility",7437,"Galena Electric Utility",6915,"Galena Electric Utility",6915,"Electric Utility","No balancing authority","NA","AK","AKMS","ASCC Miscellaneous",null,"02","290","Yukon Koyukuk",64.74417,-156.8736,11,11,"DFO","OIL",null,{"v":0.07653,"d":"0.0765"},{"v":8,"d":"8.0"},{"v":1,"d":"1.0000"},null,"Yes",0,null,{"v":1,"d":"1.0000"},null,{"v":59416,"d":"59,416"},{"v":25626.998,"d":"25,627"},{"v":59416,"d":"59,416"},{"v":25626.998,"d":"25,627"},{"v":5363.001,"d":"5,363"},{"v":2313.001,"d":"2,313"},{"v":90.774,"d":"91"},{"v":39.152,"d":"39"},{"v":8.615,"d":"9"},{"v":4852.082,"d":"4,852"},{"v":392.97,"d":"393"},{"v":78.594,"d":"79"},{"v":4868.705,"d":"4,869"},null,33.852,33.854,3.213,{"v":1809.465,"d":"1,809.465"},0.073,0.015,{"v":1815.664,"d":"1,815.664"},null,3.056,3.056,{"v":0.29,"d":"0.290"},163.326,0.007,{"v":1E-3,"d":"0.001"},163.885,null,33.852,33.854,3.213,{"v":1809.466,"d":"1,809.466"},0.073,0.015,{"v":1815.665,"d":"1,815.665"},null,{"v":90.774,"d":"91"},{"v":39.152,"d":"39"},{"v":8.615,"d":"9"},{"v":4852.082,"d":"4,852"},{"v":392.97,"d":"393"},{"v":78.594,"d":"79"},null,{"v":59416,"d":"59,416"},{"v":25626.998,"d":"25,627"},{"v":59416,"d":"59,416"},{"v":25626.998,"d":"25,627"},"EIA","EIA","EIA","EIA","EIA","EIA","--","EIA","EIA",{"$nulls":6},0,0,0,0,0,0,0,0,{"v":11078.873856,"d":"11,078.874"},0,{"v":5363,"d":"5,363"},0,0,0,0,0,0,0,0,0,{"v":5363,"d":"5,363"},0,0,{"v":5363,"d":"5,363"},0,{"v":0,"d":"0.0%"},{"v":1,"d":"100.0%"},{"v":0,"d":"0.0%"},{"v":0,"d":"0.0%"},{"v":0,"d":"0.0%"},{"v":0,"d":"0.0%"},{"v":0,"d":"0.0%"},{"v":0,"d":"0.0%"},{"v":0,"d":"0.0%"},{"v":0,"d":"0.0%"},{"v":0,"d":"0.0%"},{"v":1,"d":"100.0%"},{"v":0,"d":"0.0%"},{"v":0,"d":"0.0%"},{"v":1,"d":"100.0%"},{"v":0,"d":"0.0%"}]
[45,2020,"AK","Gambell",57062,"Alaska Village Elec Coop, Inc",221,"Alaska Village Elec Coop, Inc",221,"Electric Utility","No balancing authority","NA","AK","AKMS","ASCC Miscellaneous",null,"02","180","Nome",63.777058,-171.712439,4,4,"DFO","OIL",null,{"v":0.11373,"d":"0.1137"},1.9,{"v":1,"d":"1.0000"},null,"Yes",0,null,{"v":1,"d":"1.0000"},null,{"v":16863,"d":"16,863"},{"v":7270,"d":"7,270"},{"v":16863,"d":"16,863"},{"v":7270,"d":"7,270"},{"v":1892.999,"d":"1,893"},{"v":816.999,"d":"817"},{"v":28.016,"d":"28"},{"v":12.079,"d":"12"},{"v":2.445,"d":"2"},{"v":1377.082,"d":"1,377"},{"v":111.53,"d":"112"},{"v":22.306,"d":"22"},{"v":1381.8,"d":"1,382"},null,{"v":29.6,"d":"29.600"},29.569,2.583,{"v":1454.921,"d":"1,454.921"},0.059,0.012,{"v":1459.905,"d":"1,459.905"},null,3.323,3.323,{"v":0.29,"d":"0.290"},163.326,0.007,{"v":1E-3,"d":"0.001"},163.885,null,{"v":29.6,"d":"29.600"},29.569,2.583,{"v":1454.92,"d":"1,454.920"},0.059,0.012,{"v":1459.905,"d":"1,459.905"},null,{"v":28.016,"d":"28"},{"v":12.079,"d":"12"},{"v":2.445,"d":"2"},{"v":1377.082,"d":"1,377"},{"v":111.53,"d":"112"},{"v":22.306,"d":"22"},null,{"v":16863,"d":"16,863"},{"v":7270,"d":"7,270"},{"v":16863,"d":"16,863"},{"v":7270,"d":"7,270"},"EIA","EIA","EIA","EIA","EIA","EIA","--","EIA","EIA",{"$nulls":6},0,0,0,0,0,0,0,0,{"v":8908.082409,"d":"8,908.082"},0,{"v":1893,"d":"1,893"},0,0,0,0,0,0,0,0,0,{"v":1893,"d":"1,893"},0,0,{"v":1893,"d":"1,893"},0,{"v":0,"d":"0.0%"},{"v":1,"d":"100.0%"},{"v":0,"d":"0.0%"},{"v":0,"d":"0.0%"},{"v":0,"d":"0.0%"},{"v":0,"d":"0.0%"},{"v":0,"d":"0.0%"},{"v":0,"d":"0.0%"},{"v":0,"d":"0.0%"},{"v":0,"d":"0.0%"},{"v":0,"d":"0.0%"},{"v":1,"d":"100.0%"},{"v":0,"d":"0.0%"},{"v":0,"d":"0.0%"},{"v":1,"d":"100.0%"},{"v":0,"d":"0.0%"}]
[46,2020,"AK","George M Sullivan Generation Plant 2",6559,"Chugach Electric Assn Inc",3522,"Chugach Electric Assn Inc",3522,"Electric Utility","Chugach Electric Assn Inc","CEA","AK","AKGD","ASCC Alaska Grid",null,"02","020","Anchorage",61.229713,-149.716744,8,7,"NG","GAS",null,{"v":0.12221,"d":"0.1222"},{"v":418,"d":"418.0"},{"v":1,"d":"1.0000"},{"$nulls":6},{"v":4014005.773,"d":"4,014,006"},{"v":1325534.979,"d":"1,325,535"},{"v":4014005.773,"d":"4,014,006"},{"v":1325534.979,"d":"1,325,535"},{"v":447493,"d":"447,493"},{"v":145978,"d":"145,978"},{"v":635.882,"d":"636"},{"v":209.986,"d":"210"},{"v":6.414,"d":"6"},{"v":234596.675,"d":"234,597"},{"v":8849.376,"d":"8,849"},{"v":884.938,"d":"885"},{"v":234839.148,"d":"234,839"},null,2.842,2.877,0.029,{"v":1048.493,"d":"1,048.493"},{"v":0.02,"d":"0.020"},{"v":2E-3,"d":"0.002"},{"v":1049.577,"d":"1,049.577"},null,0.317,0.317,0.003,116.889,{"v":2E-3,"d":"0.002"},{"v":0,"d":"0.000"},{"v":117.01,"d":"117.010"},null,2.842,2.877,0.029,{"v":1048.493,"d":"1,048.493"},{"v":0.02,"d":"0.020"},{"v":2E-3,"d":"0.002"},{"v":1049.577,"d":"1,049.577"},null,{"v":635.882,"d":"636"},{"v":209.986,"d":"210"},{"v":6.414,"d":"6"},{"v":234596.675,"d":"234,597"},{"v":8849.376,"d":"8,849"},{"v":884.938,"d":"885"},null,{"v":4014005.773,"d":"4,014,006"},{"v":1325534.979,"d":"1,325,535"},{"v":4014005.773,"d":"4,014,006"},{"v":1325534.979,"d":"1,325,535"},"EIA","EIA","EIA","EIA","EIA","EIA","--","EIA","EIA",{"$nulls":14},{"v":8969.985616,"d":"8,969.986"},0,0,{"v":447493,"d":"447,493"},0,0,0,0,0,0,0,0,{"v":447493,"d":"447,493"},0,0,{"v":447493,"d":"447,493"},0,{"v":0,"d":"0.0%"},{"v":0,"d":"0.0%"},{"v":1,"d":"100.0%"},{"v":0,"d":"0.0%"},{"v":0,"d":"0.0%"},{"v":0,"d":"0.0%"},{"v":0,"d":"0.0%"},{"v":0,"d":"0.0%"},{"v":0,"d":"0.0%"},{"v":0,"d":"0.0%"},{"v":0,"d":"0.0%"},{"v":1,"d":"100.0%"},{"v":0,"d":"0.0%"},{"v":0,"d":"0.0%"},{"v":1,"d":"100.0%"},{"v":0,"d":"0.0%"}]
[47,2020,"AK","Glennallen",6305,"Copper Valley Elec Assn, Inc",4329,"Copper Valley Elec Assn, Inc",4329,"Electric Utility","No balancing authority","NA","AK","AKMS","ASCC Miscellaneous",null,"02","261","Valdez Cordova",62.110415,-145.532529,9,9,"DFO","OIL",null,{"v":0.05723,"d":"0.0572"},11.3,{"v":1,"d":"1.0000"},{"$nulls":6},{"v":58697.001,"d":"58,697"},{"v":25318,"d":"25,318"},{"v":58697.001,"d":"58,697"},{"v":25318,"d":"25,318"},{"v":5664.999,"d":"5,665"},{"v":2444.001,"d":"2,444"},{"v":94.317,"d":"94"},{"v":40.681,"d":"41"},{"v":8.511,"d":"9"},{"v":4793.366,"d":"4,793"},{"v":388.215,"d":"388"},{"v":77.643,"d":"78"},{"v":4809.787,"d":"4,810"},null,33.298,{"v":33.29,"d":"33.290"},3.005,{"v":1692.274,"d":"1,692.274"},0.069,0.014,{"v":1698.072,"d":"1,698.072"},null,3.214,3.214,{"v":0.29,"d":"0.290"},163.326,0.007,{"v":1E-3,"d":"0.001"},163.885,null,33.298,{"v":33.29,"d":"33.290"},3.005,{"v":1692.274,"d":"1,692.274"},0.069,0.014,{"v":1698.071,"d":"1,698.071"},null,{"v":94.317,"d":"94"},{"v":40.681,"d":"41"},{"v":8.511,"d":"9"},{"v":4793.366,"d":"4,793"},{"v":388.215,"d":"388"},{"v":77.643,"d":"78"},null,{"v":58697.001,"d":"58,697"},{"v":25318,"d":"25,318"},{"v":58697.001,"d":"58,697"},{"v":25318,"d":"25,318"},"EIA","EIA","EIA","EIA","EIA","EIA","--","EIA","EIA",{"$nulls":14},{"v":10361.341743,"d":"10,361.342"},0,{"v":5665,"d":"5,665"},0,0,0,0,0,0,0,0,0,{"v":5665,"d":"5,665"},0,0,{"v":5665,"d":"5,665"},0,{"v":0,"d":"0.0%"},{"v":1,"d":"100.0%"},{"v":0,"d":"0.0%"},{"v":0,"d":"0.0%"},{"v":0,"d":"0.0%"},{"v":0,"d":"0.0%"},{"v":0,"d":"0.0%"},{"v":0,"d":"0.0%"},{"v":0,"d":"0.0%"},{"v":0,"d":"0.0%"},{"v":0,"d":"0.0%"},{"v":1,"d":"100.0%"},{"v":0,"d":"0.0%"},{"v":0,"d":"0.0%"},{"v":1,"d":"100.0%"},{"v":0,"d":"0.0%"}]
[48,2020,"AK","Goat Lake Hydro",7751,"Alaska Power and Telephone Co",219,"Alaska Power and Telephone Co",219,"Electric Utility","No balancing authority","NA","AK","AKMS","ASCC Miscellaneous",null,"02","230","Skagway",59.5357,-135.2123,1,1,"WAT","HYDRO",null,{"v":0.43108,"d":"0.4311"},{"v":4,"d":"4.0"},{"$nulls":9},{"v":132516,"d":"132,516"},{"v":60303,"d":"60,303"},{"v":15105,"d":"15,105"},{"v":6874,"d":"6,874"},{"$nulls":41},{"v":132516,"d":"132,516"},{"v":60303,"d":"60,303"},{"$nulls":6},"--","EIA","EIA",{"$nulls":15},0,0,0,0,{"v":15105,"d":"15,105"},0,0,0,0,0,0,0,{"v":15105,"d":"15,105"},0,0,{"v":15105,"d":"15,105"},{"v":0,"d":"0.0%"},{"v":0,"d":"0.0%"},{"v":0,"d":"0.0%"},{"v":0,"d":"0.0%"},{"v":1,"d":"100.0%"},{"v":0,"d":"0.0%"},{"v":0,"d":"0.0%"},{"v":0,"d":"0.0%"},{"v":0,"d":"0.0%"},{"v":0,"d":"0.0%"},{"v":0,"d":"0.0%"},{"v":0,"d":"0.0%"},{"v":1,"d":"100.0%"},{"v":0,"d":"0.0%"},{"v":0,"d":"0.0%"},{"v":1,"d":"100.0%"}]
[49,2020,"AK","Gold Creek",63,"Alaska Electric Light&Power Co",213,"Alaska Electric Light&Power Co",213,"Electric Utility","No balancing authority","NA","AK","AKMS","ASCC Miscellaneous",null,"02","110","Juneau",58.3107,-134.4174,8,8,"DFO","OIL",null,{"v":0,"d":"0.0000"},9.7,{"$nulls":7},82,{"v":34.999,"d":"35"},82,{"v":34.999,"d":"35"},{"v":-352.002,"d":"(352)"},{"v":-159.001,"d":"(159)"},{"v":0.13,"d":"0"},{"v":0.056,"d":"0"},{"v":0.012,"d":"0"},{"v":6.695,"d":"7"},{"v":0.542,"d":"1"},{"v":0.108,"d":"0"},{"v":6.718,"d":"7"},null,{"v":0,"d":"0.000"},{"v":0,"d":"0.000"},{"v":0,"d":"0.000"},{"v":0,"d":"0.000"},{"v":0,"d":"0.000"},{"v":0,"d":"0.000"},{"v":0,"d":"0.000"},null,3.171,{"v":3.2,"d":"3.200"},{"v":0.29,"d":"0.290"},163.293,0.007,{"v":1E-3,"d":"0.001"},163.852,null,{"v":0,"d":"0.000"},{"v":0,"d":"0.000"},{"v":0,"d":"0.000"},{"v":0,"d":"0.000"},{"v":0,"d":"0.000"},{"v":0,"d":"0.000"},{"v":0,"d":"0.000"},null,{"v":0.13,"d":"0"},{"v":0.056,"d":"0"},{"v":0.012,"d":"0"},{"v":6.695,"d":"7"},{"v":0.542,"d":"1"},{"v":0.108,"d":"0"},null,82,{"v":34.999,"d":"35"},82,{"v":34.999,"d":"35"},"EIA","EIA","EIA","EIA","EIA","EIA","--","EIA","EIA",{"$nulls":14},{"v":-4823.5293,"d":"(4,823.529)"},0,{"v":-17,"d":"(17)"},0,0,{"v":-335,"d":"(335)"},0,0,0,0,0,0,{"v":-17,"d":"(17)"},{"v":-335,"d":"(335)"},0,{"v":-17,"d":"(17)"},{"v":-335,"d":"(335)"}]
[50,2020,"AK","Green Lake",313,"City & Borough of Sitka - (AK)",17271,"City & Borough of Sitka - (AK)",17271,"Electric Utility","No balancing authority","NA","AK","AKMS","ASCC Miscellaneous",null,"02","220","Sitka",56.986284,-135.12275,2,2,"WAT","HYDRO",null,null,18.6,{"$nulls":62},"--"]
[51,2020,"AK","Gwitchyaa Zhee",7174,"Gwitchyaa Zhee Utility Co",7833,"Gwitchyaa Zhee Utility Co",7833,"Electric Utility","No balancing authority","NA","AK","AKMS","ASCC Miscellaneous",null,"02","290","Yukon Koyukuk",66.566287,-145.253052,10,10,"DFO","OIL",null,{"v":0.04441,"d":"0.0444"},{"v":6,"d":"6.0"},{"v":1,"d":"1.0000"},null,"Yes",{"v":3447.2,"d":"3,447"},{"v":2.311,"d":"2"},{"v":0.75497,"d":"0.7550"},null,{"v":23706.798,"d":"23,707"},{"v":10220.778,"d":"10,221"},{"v":23706.798,"d":"23,707"},{"v":10220.778,"d":"10,221"},{"v":2334,"d":"2,334"},{"v":1007,"d":"1,007"},{"v":38.093,"d":"38"},{"v":16.422,"d":"16"},{"v":3.437,"d":"3"},{"v":1935.965,"d":"1,936"},{"v":156.794,"d":"157"},{"v":31.359,"d":"31"},{"v":1942.598,"d":"1,943"},null,32.642,32.616,2.945,{"v":1658.925,"d":"1,658.925"},0.067,0.013,{"v":1664.608,"d":"1,664.608"},null,3.214,3.213,{"v":0.29,"d":"0.290"},163.326,0.007,{"v":1E-3,"d":"0.001"},163.885,null,32.637,32.611,2.945,{"v":1658.669,"d":"1,658.669"},0.067,0.013,{"v":1664.352,"d":"1,664.352"},null,{"v":50.456,"d":"50"},{"v":21.752,"d":"22"},{"v":4.553,"d":"5"},{"v":2564.296,"d":"2,564"},{"v":207.682,"d":"208"},{"v":41.536,"d":"42"},null,{"v":31400.999,"d":"31,401"},{"v":13538,"d":"13,538"},{"v":31400.999,"d":"31,401"},{"v":13538,"d":"13,538"},"EIA","EIA","EIA","EIA","EIA","EIA","--","EIA","EIA",{"$nulls":6},{"v":7694.201,"d":"7,694"},{"v":3317.222,"d":"3,317"},{"v":12.363,"d":"12"},{"v":5.33,"d":"5"},{"v":1.116,"d":"1"},{"v":628.331,"d":"628"},{"v":50.888,"d":"51"},{"v":10.178,"d":"10"},{"v":10155.587971,"d":"10,155.588"},0,{"v":2334.36,"d":"2,334"},0,0,0,0,0,0,0,0,0,{"v":2334.36,"d":"2,334"},0,0,{"v":2334.36,"d":"2,334"},0,{"v":0,"d":"0.0%"},{"v":1,"d":"100.0%"},{"v":0,"d":"0.0%"},{"v":0,"d":"0.0%"},{"v":0,"d":"0.0%"},{"v":0,"d":"0.0%"},{"v":0,"d":"0.0%"},{"v":0,"d":"0.0%"},{"v":0,"d":"0.0%"},{"v":0,"d":"0.0%"},{"v":0,"d":"0.0%"},{"v":1,"d":"100.0%"},{"v":0,"d":"0.0%"},{"v":0,"d":"0.0%"},{"v":1,"d":"100.0%"},{"v":0,"d":"0.0%"}]
[52,2020,"AK","Haines",69,"Alaska Power and Telephone Co",219,"Alaska Power and Telephone Co",219,"Electric Utility","No balancing authority","NA","AK","AKMS","ASCC Miscellaneous",null,"02","100","Haines",59.235931,-135.446228,7,7,"DFO","OIL",null,{"v":1.32E-3,"d":"0.0013"},10.7,{"v":1,"d":"1.0000"},{"$nulls":6},{"v":4561,"d":"4,561"},{"v":1963,"d":"1,963"},{"v":4561,"d":"4,561"},{"v":1963,"d":"1,963"},{"v":124.001,"d":"124"},{"v":52.999,"d":"53"},{"v":7.298,"d":"7"},{"v":3.141,"d":"3"},{"v":0.661,"d":"1"},{"v":372.464,"d":"372"},{"v":30.166,"d":"30"},{"v":6.033,"d":"6"},{"v":373.74,"d":"374"},null,117.709,118.531,10.666,{"v":6007.435,"d":"6,007.435"},0.243,0.049,{"v":6028.016,"d":"6,028.016"},null,{"v":3.2,"d":"3.200"},{"v":3.2,"d":"3.200"},{"v":0.29,"d":"0.290"},163.326,0.007,{"v":1E-3,"d":"0.001"},163.885,null,{"v":117.71,"d":"117.710"},118.531,10.666,{"v":6007.484,"d":"6,007.484"},0.243,0.049,{"v":6028.065,"d":"6,028.065"},null,{"v":7.298,"d":"7"},{"v":3.141,"d":"3"},{"v":0.661,"d":"1"},{"v":372.464,"d":"372"},{"v":30.166,"d":"30"},{"v":6.033,"d":"6"},null,{"v":4561,"d":"4,561"},{"v":1963,"d":"1,963"},{"v":4561,"d":"4,561"},{"v":1963,"d":"1,963"},"EIA","EIA","EIA","EIA","EIA","EIA","--","EIA","EIA",{"$nulls":14},{"v":36782.257572,"d":"36,782.258"},0,124,0,0,0,0,0,0,0,0,0,124,0,0,124,0,{"v":0,"d":"0.0%"},{"v":1,"d":"100.0%"},{"v":0,"d":"0.0%"},{"v":0,"d":"0.0%"},{"v":0,"d":"0.0%"},{"v":0,"d":"0.0%"},{"v":0,"d":"0.0%"},{"v":0,"d":"0.0%"},{"v":0,"d":"0.0%"},{"v":0,"d":"0.0%"},{"v":0,"d":"0.0%"},{"v":1,"d":"100.0%"},{"v":0,"d":"0.0%"},{"v":0,"d":"0.0%"},{"v":1,"d":"100.0%"},{"v":0,"d":"0.0%"}]
[53,2020,"AK","Healy Power Plant",6288,"Golden Valley Elec Assn Inc",7353,"Golden Valley Elec Assn Inc",7353,"Electric Utility","No balancing authority","NA","AK","AKGD","ASCC Alaska Grid",null,"02","068","Denali",63.8542,-148.95,3,3,"LIG","COAL","Yes",{"v":0.44055,"d":"0.4406"},92.8,{"v":0.599086265942371,"d":"0.5991"},null,"Yes",0,null,{"v":1,"d":"1.0000"},null,{"v":5094144,"d":"5,094,144"},{"v":1795805.938,"d":"1,795,806"},{"v":5094144,"d":"5,094,144"},{"v":1795805.938,"d":"1,795,806"},{"v":358134,"d":"358,134"},{"v":123717,"d":"123,717"},null,null,{"v":6.197,"d":"6"},{"v":541093.281,"d":"541,093"},{"v":121042.199,"d":"121,042"},{"v":17656.471,"d":"17,656"},{"v":545237.123,"d":"545,237"},{"$nulls":3},0.035,{"v":3021.736,"d":"3,021.736"},0.338,0.049,{"v":3044.878,"d":"3,044.878"},{"$nulls":3},{"v":2E-3,"d":"0.002"},212.437,0.024,0.003,214.064,{"$nulls":3},0.035,{"v":3021.736,"d":"3,021.736"},0.338,0.049,{"v":3044.878,"d":"3,044.878"},{"$nulls":3},{"v":6.197,"d":"6"},{"v":541093.281,"d":"541,093"},{"v":121042.199,"d":"121,042"},{"v":17656.471,"d":"17,656"},null,{"v":5094144,"d":"5,094,144"},{"v":1795805.938,"d":"1,795,806"},{"v":5094144,"d":"5,094,144"},{"v":1795805.938,"d":"1,795,806"},null,null,"EIA","EIA","EIA","EIA","--","EIA","EIA",{"$nulls":6},0,0,null,null,0,0,0,0,{"v":14224.128478,"d":"14,224.128"},{"v":348418.77,"d":"348,419"},{"v":9715.228,"d":"9,715"},0,0,0,0,0,0,0,0,0,{"v":358133.998,"d":"358,134"},0,0,{"v":358133.998,"d":"358,134"},0,{"v":0.972872645282898,"d":"97.3%"},{"v":0.0271273547171023,"d":"2.7%"},{"v":0,"d":"0.0%"},{"v":0,"d":"0.0%"},{"v":0,"d":"0.0%"},{"v":0,"d":"0.0%"},{"v":0,"d":"0.0%"},{"v":0,"d":"0.0%"},{"v":0,"d":"0.0%"},{"v":0,"d":"0.0%"},{"v":0,"d":"0.0%"},{"v":1,"d":"100.0%"},{"v":0,"d":"0.0%"},{"v":0,"d":"0.0%"},{"v":1,"d":"100.0%"},{"v":0,"d":"0.0%"}]
[54,2020,"AK","Hiilangaay Hydro",59037,"Alaska Power and Telephone Co",219,"Haida Energy, Inc.",60222,"Electric Utility","No balancing authority","NA","AK","AKMS","ASCC Miscellaneous",null,"02","198","Prince of Wales-Hyder",55.216389,-132.603611,1,1,"WAT","HYDRO",null,null,{"v":5,"d":"5.0"},{"$nulls":62},"--"]
[55,2020,"AK","Hoonah",7463,"Inside Passage Elec Coop, Inc",18963,"Inside Passage Elec Coop, Inc",18963,"Electric Utility","No balancing authority","NA","AK","AKMS","ASCC Miscellaneous",null,"02","105","Hoonah-Angoon",58.106432,-135.43074,5,5,"DFO","OIL",null,{"v":0.10109,"d":"0.1011"},3.4,{"v":1,"d":"1.0000"},{"$nulls":6},{"v":31627,"d":"31,627"},{"v":13646,"d":"13,646"},{"v":31627,"d":"31,627"},{"v":13646,"d":"13,646"},{"v":3011,"d":"3,011"},{"v":1299,"d":"1,299"},{"v":47.54,"d":"48"},{"v":20.512,"d":"21"},{"v":4.586,"d":"5"},{"v":2582.752,"d":"2,583"},{"v":209.177,"d":"209"},{"v":41.835,"d":"42"},{"v":2591.6,"d":"2,592"},null,31.578,31.581,3.046,{"v":1715.544,"d":"1,715.544"},0.069,0.014,{"v":1721.422,"d":"1,721.422"},null,3.006,3.006,{"v":0.29,"d":"0.290"},163.326,0.007,{"v":1E-3,"d":"0.001"},163.885,null,31.578,31.581,3.046,{"v":1715.544,"d":"1,715.544"},0.069,0.014,{"v":1721.422,"d":"1,721.422"},null,{"v":47.54,"d":"48"},{"v":20.512,"d":"21"},{"v":4.586,"d":"5"},{"v":2582.752,"d":"2,583"},{"v":209.177,"d":"209"},{"v":41.835,"d":"42"},null,{"v":31627,"d":"31,627"},{"v":13646,"d":"13,646"},{"v":31627,"d":"31,627"},{"v":13646,"d":"13,646"},"EIA","EIA","EIA","EIA","EIA","EIA","--","EIA","EIA",{"$nulls":14},{"v":10503.819329,"d":"10,503.819"},0,{"v":3011,"d":"3,011"},0,0,0,0,0,0,0,0,0,{"v":3011,"d":"3,011"},0,0,{"v":3011,"d":"3,011"},0,{"v":0,"d":"0.0%"},{"v":1,"d":"100.0%"},{"v":0,"d":"0.0%"},{"v":0,"d":"0.0%"},{"v":0,"d":"0.0%"},{"v":0,"d":"0.0%"},{"v":0,"d":"0.0%"},{"v":0,"d":"0.0%"},{"v":0,"d":"0.0%"},{"v":0,"d":"0.0%"},{"v":0,"d":"0.0%"},{"v":1,"d":"100.0%"},{"v":0,"d":"0.0%"},{"v":0,"d":"0.0%"},{"v":1,"d":"100.0%"},{"v":0,"d":"0.0%"}]
[56,2020,"AK","Hooper Bay",6319,"Alaska Village Elec Coop, Inc",221,"Alaska Village Elec Coop, Inc",221,"Electric Utility","No balancing authority","NA","AK","AKMS","ASCC Miscellaneous",null,"02","050","Bethel",61.530858,-166.101944,7,7,"DFO","OIL",null,{"v":0.12017,"d":"0.1202"},3.3,{"v":1,"d":"1.0000"},{"$nulls":6},{"v":31869.001,"d":"31,869"},{"v":13749,"d":"13,749"},{"v":31869.001,"d":"31,869"},{"v":13749,"d":"13,749"},{"v":3473.999,"d":"3,474"},{"v":1499,"d":"1,499"},{"v":52.946,"d":"53"},{"v":22.843,"d":"23"},{"v":4.621,"d":"5"},{"v":2602.513,"d":"2,603"},{"v":210.778,"d":"211"},{"v":42.156,"d":"42"},{"v":2611.429,"d":"2,611"},null,30.481,30.478,{"v":2.66,"d":"2.660"},{"v":1498.281,"d":"1,498.281"},0.061,0.012,{"v":1503.414,"d":"1,503.414"},null,3.323,3.323,{"v":0.29,"d":"0.290"},163.326,0.007,{"v":1E-3,"d":"0.001"},163.885,null,30.481,30.478,{"v":2.66,"d":"2.660"},{"v":1498.28,"d":"1,498.280"},0.061,0.012,{"v":1503.413,"d":"1,503.413"},null,{"v":52.946,"d":"53"},{"v":22.843,"d":"23"},{"v":4.621,"d":"5"},{"v":2602.513,"d":"2,603"},{"v":210.778,"d":"211"},{"v":42.156,"d":"42"},null,{"v":31869.001,"d":"31,869"},{"v":13749,"d":"13,749"},{"v":31869.001,"d":"31,869"},{"v":13749,"d":"13,749"},"EIA","EIA","EIA","EIA","EIA","EIA","--","EIA","EIA",{"$nulls":14},{"v":9173.575551,"d":"9,173.576"},0,{"v":3474,"d":"3,474"},0,0,0,0,0,0,0,0,0,{"v":3474,"d":"3,474"},0,0,{"v":3474,"d":"3,474"},0,{"v":0,"d":"0.0%"},{"v":1,"d":"100.0%"},{"v":0,"d":"0.0%"},{"v":0,"d":"0.0%"},{"v":0,"d":"0.0%"},{"v":0,"d":"0.0%"},{"v":0,"d":"0.0%"},{"v":0,"d":"0.0%"},{"v":0,"d":"0.0%"},{"v":0,"d":"0.0%"},{"v":0,"d":"0.0%"},{"v":1,"d":"100.0%"},{"v":0,"d":"0.0%"},{"v":0,"d":"0.0%"},{"v":1,"d":"100.0%"},{"v":0,"d":"0.0%"}]
[57,2020,"AK","Humpback Creek",7042,"Cordova Electric Coop, Inc",40215,"Cordova Electric Coop, Inc",40215,"Electric Utility","No balancing authority","NA","AK","AKMS","ASCC Miscellaneous",null,"02","261","Valdez Cordova",60.612822,-145.679411,3,3,"WAT","HYDRO",null,{"v":0.27369,"d":"0.2737"},1.2,{"$nulls":9},{"v":25240.001,"d":"25,240"},{"v":11485.999,"d":"11,486"},{"v":2877,"d":"2,877"},{"v":1309.001,"d":"1,309"},{"$nulls":41},{"v":25240.001,"d":"25,240"},{"v":11485.999,"d":"11,486"},{"$nulls":6},"--","EIA","EIA",{"$nulls":15},0,0,0,0,{"v":2877,"d":"2,877"},0,0,0,0,0,0,0,{"v":2877,"d":"2,877"},0,0,{"v":2877,"d":"2,877"},{"v":0,"d":"0.0%"},{"v":0,"d":"0.0%"},{"v":0,"d":"0.0%"},{"v":0,"d":"0.0%"},{"v":1,"d":"100.0%"},{"v":0,"d":"0.0%"},{"v":0,"d":"0.0%"},{"v":0,"d":"0.0%"},{"v":0,"d":"0.0%"},{"v":0,"d":"0.0%"},{"v":0,"d":"0.0%"},{"v":0,"d":"0.0%"},{"v":1,"d":"100.0%"},{"v":0,"d":"0.0%"},{"v":0,"d":"0.0%"},{"v":1,"d":"100.0%"}]
[58,2020,"AK","Hydaburg",423,"Alaska Power and Telephone Co",219,"Alaska Power and Telephone Co",219,"Electric Utility","No balancing authority","NA","AK","AKMS","ASCC Miscellaneous",null,"02","198","Prince of Wales-Hyder",55.204937,-132.821435,3,3,"DFO","OIL",null,{"v":0.00023,"d":"0.0002"},{"v":1,"d":"1.0"},{"v":1,"d":"1.0000"},{"$nulls":6},354,151,354,151,2,1,{"v":0.569,"d":"1"},{"v":0.243,"d":"0"},{"v":0.051,"d":"0"},{"v":28.909,"d":"29"},{"v":2.341,"d":"2"},{"v":0.468,"d":"0"},{"v":29.008,"d":"29"},null,{"v":569,"d":"569.000"},{"v":486,"d":"486.000"},{"v":51.3,"d":"51.300"},{"v":28909,"d":"28,909.000"},1.171,0.234,{"v":29008.038,"d":"29,008.038"},null,3.215,3.219,{"v":0.29,"d":"0.290"},163.328,0.007,{"v":1E-3,"d":"0.001"},163.887,null,{"v":569,"d":"569.000"},{"v":486,"d":"486.000"},{"v":51.3,"d":"51.300"},{"v":28909,"d":"28,909.000"},1.171,0.234,{"v":29008.038,"d":"29,008.038"},null,{"v":0.569,"d":"1"},{"v":0.243,"d":"0"},{"v":0.051,"d":"0"},{"v":28.909,"d":"29"},{"v":2.341,"d":"2"},{"v":0.468,"d":"0"},null,354,151,354,151,"EIA","EIA","EIA","EIA","EIA","EIA","--","EIA","EIA",{"$nulls":14},{"v":177000,"d":"177,000.000"},0,2,0,0,0,0,0,0,0,0,0,2,0,0,2,0,{"v":0,"d":"0.0%"},{"v":1,"d":"100.0%"},{"v":0,"d":"0.0%"},{"v":0,"d":"0.0%"},{"v":0,"d":"0.0%"},{"v":0,"d":"0.0%"},{"v":0,"d":"0.0%"},{"v":0,"d":"0.0%"},{"v":0,"d":"0.0%"},{"v":0,"d":"0.0%"},{"v":0,"d":"0.0%"},{"v":1,"d":"100.0%"},{"v":0,"d":"0.0%"},{"v":0,"d":"0.0%"},{"v":1,"d":"100.0%"},{"v":0,"d":"0.0%"}]
[59,2020,"AK","Industrial Plant",59793,"Alaska Electric Light&Power Co",213,"Alaska Electric Light&Power Co",213,"Electric Utility","No balancing authority","NA","AK","AKMS","ASCC Miscellaneous",null,"02","110","Juneau",58.367635,-134.60802,1,1,"DFO","OIL",null,{"v":0,"d":"0.0000"},41.7,{"$nulls":7},{"v":3365,"d":"3,365"},{"v":1456,"d":"1,456"},{"v":3365,"d":"3,365"},{"v":1456,"d":"1,456"},{"v":-36,"d":"(36)"},{"v":-16,"d":"(16)"},{"v":1.522,"d":"2"},{"v":0.658,"d":"1"},{"v":0.85,"d":"1"},{"v":274.796,"d":"275"},{"v":22.256,"d":"22"},{"v":4.451,"d":"4"},{"v":275.737,"d":"276"},null,{"v":0,"d":"0.000"},{"v":0,"d":"0.000"},{"v":0,"d":"0.000"},{"v":0,"d":"0.000"},{"v":0,"d":"0.000"},{"v":0,"d":"0.000"},{"v":0,"d":"0.000"},null,0.905,0.904,0.505,163.326,0.007,{"v":1E-3,"d":"0.001"},163.886,null,{"v":0,"d":"0.000"},{"v":0,"d":"0.000"},{"v":0,"d":"0.000"},{"v":0,"d":"0.000"},{"v":0,"d":"0.000"},{"v":0,"d":"0.000"},{"v":0,"d":"0.000"},null,{"v":1.522,"d":"2"},{"v":0.658,"d":"1"},{"v":0.85,"d":"1"},{"v":274.796,"d":"275"},{"v":22.256,"d":"22"},{"v":4.451,"d":"4"},null,{"v":3365,"d":"3,365"},{"v":1456,"d":"1,456"},{"v":3365,"d":"3,365"},{"v":1456,"d":"1,456"},"EIA","EIA","EIA","EIA","EIA","EIA","--","EIA","EIA",{"$nulls":14},{"v":-93472.222222,"d":"(93,472.222)"},0,{"v":-36,"d":"(36)"},0,0,0,0,0,0,0,0,0,{"v":-36,"d":"(36)"},0,0,{"v":-36,"d":"(36)"},0]
[60,2020,"AK","International",6293,"Chugach Electric Assn Inc",3522,"Chugach Electric Assn Inc",3522,"Electric Utility","Chugach Electric Assn Inc","CEA","AK","AKGD","ASCC Alaska Grid",null,"02","020","Anchorage",61.168972,-149.911038,3,3,"NG","GAS",null,{"v":0,"d":"0.0000"},46.3,{"$nulls":7},{"v":14242,"d":"14,242"},{"v":5227,"d":"5,227"},{"v":14242,"d":"14,242"},{"v":5227,"d":"5,227"},{"v":-502,"d":"(502)"},{"v":-184,"d":"(184)"},{"v":2.278,"d":"2"},{"v":0.836,"d":"1"},{"v":0.023,"d":"0"},{"v":832.368,"d":"832"},{"v":31.398,"d":"31"},{"v":3.14,"d":"3"},{"v":833.228,"d":"833"},null,{"v":0,"d":"0.000"},{"v":0,"d":"0.000"},{"v":0,"d":"0.000"},{"v":0,"d":"0.000"},{"v":0,"d":"0.000"},{"v":0,"d":"0.000"},{"v":0,"d":"0.000"},null,{"v":0.32,"d":"0.320"},{"v":0.32,"d":"0.320"},0.003,116.889,{"v":2E-3,"d":"0.002"},{"v":0,"d":"0.000"},{"v":117.01,"d":"117.010"},null,{"v":0,"d":"0.000"},{"v":0,"d":"0.000"},{"v":0,"d":"0.000"},{"v":0,"d":"0.000"},{"v":0,"d":"0.000"},{"v":0,"d":"0.000"},{"v":0,"d":"0.000"},null,{"v":2.278,"d":"2"},{"v":0.836,"d":"1"},{"v":0.023,"d":"0"},{"v":832.368,"d":"832"},{"v":31.398,"d":"31"},{"v":3.14,"d":"3"},null,{"v":14242,"d":"14,242"},{"v":5227,"d":"5,227"},{"v":14242,"d":"14,242"},{"v":5227,"d":"5,227"},"EIA","EIA","EIA","EIA","EIA","EIA","--","EIA","EIA",{"$nulls":14},{"v":-28370.517928,"d":"(28,370.518)"},0,0,{"v":-502,"d":"(502)"},0,0,0,0,0,0,0,0,{"v":-502,"d":"(502)"},0,0,{"v":-502,"d":"(502)"},0]
[61,2020,"AK","Jarvis Street",6801,"City & Borough of Sitka - (AK)",17271,"City & Borough of Sitka - (AK)",17271,"Electric Utility","No balancing authority","NA","AK","AKMS","ASCC Miscellaneous",null,"02","220","Sitka",57.0497,-135.3128,5,5,"DFO","OIL",null,null,25.6,{"$nulls":62},"--"]
[62,2020,"AK","JBER Landfill Gas Power Plant",58380,"Anchorage Municipal Light and Power",599,"Doyon Utilities, LLC",58368,"Commercial Non-CHP","Anchorage Municipal Light & Power","AMPL","AK","AKGD","ASCC Alaska Grid",null,"02","020","Anchorage",61.286,-149.61,5,5,"LFG","BIOMASS",null,0.3868,11.5,{"v":0.688670504930183,"d":"0.6887"},"Yes",{"$nulls":5},{"v":404931.992,"d":"404,932"},{"v":167480.996,"d":"167,481"},{"v":404931.992,"d":"404,932"},{"v":167480.996,"d":"167,481"},{"v":38966,"d":"38,966"},{"v":16162,"d":"16,162"},0,0,{"v":6.779,"d":"7"},{"v":13.651,"d":"14"},{"v":0.474,"d":"0"},{"v":0.047,"d":"0"},{"v":13.664,"d":"14"},null,{"v":0,"d":"0.000"},{"v":0,"d":"0.000"},0.348,0.701,{"v":0,"d":"0.000"},{"v":0,"d":"0.000"},0.701,null,{"v":0,"d":"0.000"},{"v":0,"d":"0.000"},0.033,0.067,{"v":0,"d":"0.000"},{"v":0,"d":"0.000"},0.067,null,{"v":0,"d":"0.000"},{"v":0,"d":"0.000"},0.348,0.701,{"v":0,"d":"0.000"},{"v":0,"d":"0.000"},0.701,null,{"v":281.405,"d":"281"},{"v":117.55,"d":"118"},{"v":9.106,"d":"9"},{"v":25713.096,"d":"25,713"},{"v":941.847,"d":"942"},{"v":94.185,"d":"94"},null,{"v":404931.992,"d":"404,932"},{"v":167480.996,"d":"167,481"},{"v":404931.992,"d":"404,932"},{"v":167480.996,"d":"167,481"},"EIA","EIA","EIA","EIA","EIA","EIA","--","EIA","EIA",{"v":281.405,"d":"281"},{"v":117.55,"d":"118"},{"v":2.327,"d":"2"},{"v":25699.444,"d":"25,699"},{"v":941.373,"d":"941"},{"v":94.137,"d":"94"},{"$nulls":8},{"v":10391.931227,"d":"10,391.931"},0,0,{"v":20.727,"d":"21"},0,0,{"v":38945.273,"d":"38,945"},0,0,0,0,0,{"v":20.727,"d":"21"},{"v":38945.273,"d":"38,945"},{"v":38945.273,"d":"38,945"},{"v":38966,"d":"38,966"},0,{"v":0,"d":"0.0%"},{"v":0,"d":"0.0%"},{"v":0.000531925268182518,"d":"0.1%"},{"v":0,"d":"0.0%"},{"v":0,"d":"0.0%"},{"v":0.999468074731818,"d":"99.9%"},{"v":0,"d":"0.0%"},{"v":0,"d":"0.0%"},{"v":0,"d":"0.0%"},{"v":0,"d":"0.0%"},{"v":0,"d":"0.0%"},{"v":0.000531925268182518,"d":"0.1%"},{"v":0.999468074731818,"d":"99.9%"},{"v":0.999468074731818,"d":"99.9%"},{"v":1,"d":"100.0%"},{"v":0,"d":"0.0%"}]
[63,2020,"AK","Kake",7464,"Inside Passage Elec Coop, Inc",18963,"Inside Passage Elec Coop, Inc",18963,"Electric Utility","No balancing authority","NA","AK","AKMS","ASCC Miscellaneous",null,"02","195","Petersburg",56.962983,-133.922557,8,8,"DFO","OIL",null,{"v":0.04995,"d":"0.0500"},{"v":5,"d":"5.0"},{"v":1,"d":"1.0000"},null,"Yes",0,null,{"v":1,"d":"1.0000"},null,{"v":18748.999,"d":"18,749"},{"v":8090.001,"d":"8,090"},{"v":18748.999,"d":"18,749"},{"v":8090.001,"d":"8,090"},{"v":2187.999,"d":"2,188"},944,{"v":30.132,"d":"30"},{"v":13.001,"d":"13"},{"v":2.719,"d":"3"},{"v":1531.097,"d":"1,531"},{"v":124.004,"d":"124"},{"v":24.801,"d":"25"},{"v":1536.342,"d":"1,536"},null,27.543,27.544,2.485,{"v":1399.541,"d":"1,399.541"},0.057,0.011,{"v":1404.336,"d":"1,404.336"},null,3.214,3.214,{"v":0.29,"d":"0.290"},163.326,0.007,{"v":1E-3,"d":"0.001"},163.885,null,27.543,27.544,2.485,{"v":1399.54,"d":"1,399.540"},0.057,0.011,{"v":1404.335,"d":"1,404.335"},null,{"v":30.132,"d":"30"},{"v":13.001,"d":"13"},{"v":2.719,"d":"3"},{"v":1531.097,"d":"1,531"},{"v":124.004,"d":"124"},{"v":24.801,"d":"25"},null,{"v":18748.999,"d":"18,749"},{"v":8090.001,"d":"8,090"},{"v":18748.999,"d":"18,749"},{"v":8090.001,"d":"8,090"},"EIA","EIA","EIA","EIA","EIA","EIA","--","EIA","EIA",{"$nulls":6},0,0,0,0,0,0,0,0,{"v":8569.012351,"d":"8,569.012"},0,{"v":2188,"d":"2,188"},0,0,0,0,0,0,0,0,0,{"v":2188,"d":"2,188"},0,0,{"v":2188,"d":"2,188"},0,{"v":0,"d":"0.0%"},{"v":1,"d":"100.0%"},{"v":0,"d":"0.0%"},{"v":0,"d":"0.0%"},{"v":0,"d":"0.0%"},{"v":0,"d":"0.0%"},{"v":0,"d":"0.0%"},{"v":0,"d":"0.0%"},{"v":0,"d":"0.0%"},{"v":0,"d":"0.0%"},{"v":0,"d":"0.0%"},{"v":1,"d":"100.0%"},{"v":0,"d":"0.0%"},{"v":0,"d":"0.0%"},{"v":1,"d":"100.0%"},{"v":0,"d":"0.0%"}]
[64,2020,"AK","Kasidaya Creek Hydro",56542,"Alaska Power and Telephone Co",219,"Alaska Power and Telephone Co",219,"Electric Utility","No balancing authority","NA","AK","AKMS","ASCC Miscellaneous",null,"02","230","Skagway",59.4072,-135.3408,1,1,"WAT","HYDRO",null,{"v":0.22005,"d":"0.2201"},{"v":3,"d":"3.0"},{"$nulls":9},{"v":50735,"d":"50,735"},{"v":23087,"d":"23,087"},{"v":5783,"d":"5,783"},{"v":2632,"d":"2,632"},{"$nulls":41},{"v":50735,"d":"50,735"},{"v":23087,"d":"23,087"},{"$nulls":6},"--","EIA","EIA",{"$nulls":15},0,0,0,0,{"v":5783,"d":"5,783"},0,0,0,0,0,0,0,{"v":5783,"d":"5,783"},0,0,{"v":5783,"d":"5,783"},{"v":0,"d":"0.0%"},{"v":0,"d":"0.0%"},{"v":0,"d":"0.0%"},{"v":0,"d":"0.0%"},{"v":1,"d":"100.0%"},{"v":0,"d":"0.0%"},{"v":0,"d":"0.0%"},{"v":0,"d":"0.0%"},{"v":0,"d":"0.0%"},{"v":0,"d":"0.0%"},{"v":0,"d":"0.0%"},{"v":0,"d":"0.0%"},{"v":1,"d":"100.0%"},{"v":0,"d":"0.0%"},{"v":0,"d":"0.0%"},{"v":1,"d":"100.0%"}]
[65,2020,"AK","Kasigluk",57066,"Alaska Village Elec Coop, Inc",221,"Alaska Village Elec Coop, Inc",221,"Electric Utility","No balancing authority","NA","AK","AKMS","ASCC Miscellaneous",null,"02","050","Bethel",60.8731,-162.5197,4,4,"DFO","OIL",null,{"v":0.14112,"d":"0.1411"},2.4,{"v":1,"d":"1.0000"},null,"Yes",0,null,{"v":1,"d":"1.0000"},null,{"v":25539,"d":"25,539"},{"v":11019,"d":"11,019"},{"v":25539,"d":"25,539"},{"v":11019,"d":"11,019"},{"v":2967,"d":"2,967"},{"v":1280,"d":"1,280"},{"v":42.423,"d":"42"},{"v":18.304,"d":"18"},{"v":3.703,"d":"4"},{"v":2085.588,"d":"2,086"},{"v":168.912,"d":"169"},{"v":33.782,"d":"34"},{"v":2092.733,"d":"2,093"},null,28.597,{"v":28.6,"d":"28.600"},2.496,{"v":1405.856,"d":"1,405.856"},0.057,0.011,{"v":1410.673,"d":"1,410.673"},null,3.322,3.322,{"v":0.29,"d":"0.290"},163.326,0.007,{"v":1E-3,"d":"0.001"},163.885,null,28.597,{"v":28.6,"d":"28.600"},2.496,{"v":1405.856,"d":"1,405.856"},0.057,0.011,{"v":1410.673,"d":"1,410.673"},null,{"v":42.423,"d":"42"},{"v":18.304,"d":"18"},{"v":3.703,"d":"4"},{"v":2085.588,"d":"2,086"},{"v":168.912,"d":"169"},{"v":33.782,"d":"34"},null,{"v":25539,"d":"25,539"},{"v":11019,"d":"11,019"},{"v":25539,"d":"25,539"},{"v":11019,"d":"11,019"},"EIA","EIA","EIA","EIA","EIA","EIA","--","EIA","EIA",{"$nulls":6},0,0,0,0,0,0,0,0,{"v":8607.68453,"d":"8,607.685"},0,{"v":2967,"d":"2,967"},0,0,0,0,0,0,0,0,0,{"v":2967,"d":"2,967"},0,0,{"v":2967,"d":"2,967"},0,{"v":0,"d":"0.0%"},{"v":1,"d":"100.0%"},{"v":0,"d":"0.0%"},{"v":0,"d":"0.0%"},{"v":0,"d":"0.0%"},{"v":0,"d":"0.0%"},{"v":0,"d":"0.0%"},{"v":0,"d":"0.0%"},{"v":0,"d":"0.0%"},{"v":0,"d":"0.0%"},{"v":0,"d":"0.0%"},{"v":1,"d":"100.0%"},{"v":0,"d":"0.0%"},{"v":0,"d":"0.0%"},{"v":1,"d":"100.0%"},{"v":0,"d":"0.0%"}]
[66,2020,"AK","Ketchikan",84,"Ketchikan Public Utilities",10210,"Ketchikan Public Utilities",10210,"Electric Utility","No balancing authority","NA","AK","AKMS","ASCC Miscellaneous",null,"02","130","Ketchikan Gateway",55.344641,-131.633425,3,3,"WAT","HYDRO",null,{"v":0.65781,"d":"0.6578"},4.2,{"$nulls":9},{"v":212325,"d":"212,325"},{"v":96621,"d":"96,621"},{"v":24201.999,"d":"24,202"},{"v":11013,"d":"11,013"},{"$nulls":41},{"v":212325,"d":"212,325"},{"v":96621,"d":"96,621"},{"$nulls":6},"--","EIA","EIA",{"$nulls":15},0,0,0,0,{"v":24202,"d":"24,202"},0,0,0,0,0,0,0,{"v":24202,"d":"24,202"},0,0,{"v":24202,"d":"24,202"},{"v":0,"d":"0.0%"},{"v":0,"d":"0.0%"},{"v":0,"d":"0.0%"},{"v":0,"d":"0.0%"},{"v":1,"d":"100.0%"},{"v":0,"d":"0.0%"},{"v":0,"d":"0.0%"},{"v":0,"d":"0.0%"},{"v":0,"d":"0.0%"},{"v":0,"d":"0.0%"},{"v":0,"d":"0.0%"},{"v":0,"d":"0.0%"},{"v":1,"d":"100.0%"},{"v":0,"d":"0.0%"},{"v":0,"d":"0.0%"},{"v":1,"d":"100.0%"}]
[67,2020,"AK","Kiana",6323,"Alaska Village Elec Coop, Inc",221,"Alaska Village Elec Coop, Inc",221,"Electric Utility","No balancing authority","NA","AK","AKMS","ASCC Miscellaneous",null,"02","188","Northwest Arctic",66.973889,-160.428592,6,6,"DFO","OIL",null,{"v":0.08861,"d":"0.0886"},2.1,{"v":1,"d":"1.0000"},{"$nulls":6},{"v":17157,"d":"17,157"},{"v":7406,"d":"7,406"},{"v":17157,"d":"17,157"},{"v":7406,"d":"7,406"},{"v":1630,"d":"1,630"},703,{"v":28.5,"d":"29"},{"v":12.303,"d":"12"},{"v":2.488,"d":"2"},{"v":1401.089,"d":"1,401"},{"v":113.474,"d":"113"},{"v":22.695,"d":"23"},{"v":1405.889,"d":"1,406"},null,34.969,35.001,3.053,{"v":1719.128,"d":"1,719.128"},{"v":0.07,"d":"0.070"},0.014,{"v":1725.017,"d":"1,725.017"},null,3.322,3.322,{"v":0.29,"d":"0.290"},163.326,0.007,{"v":1E-3,"d":"0.001"},163.885,null,34.969,35.001,3.053,{"v":1719.128,"d":"1,719.128"},{"v":0.07,"d":"0.070"},0.014,{"v":1725.017,"d":"1,725.017"},null,{"v":28.5,"d":"29"},{"v":12.303,"d":"12"},{"v":2.488,"d":"2"},{"v":1401.089,"d":"1,401"},{"v":113.474,"d":"113"},{"v":22.695,"d":"23"},null,{"v":17157,"d":"17,157"},{"v":7406,"d":"7,406"},{"v":17157,"d":"17,157"},{"v":7406,"d":"7,406"},"EIA","EIA","EIA","EIA","EIA","EIA","--","EIA","EIA",{"$nulls":14},{"v":10525.766871,"d":"10,525.767"},0,{"v":1630,"d":"1,630"},0,0,0,0,0,0,0,0,0,{"v":1630,"d":"1,630"},0,0,{"v":1630,"d":"1,630"},0,{"v":0,"d":"0.0%"},{"v":1,"d":"100.0%"},{"v":0,"d":"0.0%"},{"v":0,"d":"0.0%"},{"v":0,"d":"0.0%"},{"v":0,"d":"0.0%"},{"v":0,"d":"0.0%"},{"v":0,"d":"0.0%"},{"v":0,"d":"0.0%"},{"v":0,"d":"0.0%"},{"v":0,"d":"0.0%"},{"v":1,"d":"100.0%"},{"v":0,"d":"0.0%"},{"v":0,"d":"0.0%"},{"v":1,"d":"100.0%"},{"v":0,"d":"0.0%"}]
[68,2020,"AK","King Cove",7493,"City of King Cove",9897,"City of King Cove",9897,"Electric Utility","No balancing authority","NA","AK","AKMS","ASCC Miscellaneous",null,"02","013","Aleutians East",55.061683,-162.3103,5,5,"WAT","HYDRO",null,{"v":0.18502,"d":"0.1850"},2.6,null,null,"Yes",0,null,{"v":1,"d":"1.0000"},null,{"v":5564,"d":"5,564"},{"v":2400,"d":"2,400"},{"v":37295,"d":"37,295"},{"v":16840,"d":"16,840"},{"v":4214,"d":"4,214"},{"v":1904,"d":"1,904"},{"v":9.096,"d":"9"},{"v":3.924,"d":"4"},{"v":0.807,"d":"1"},{"v":454.373,"d":"454"},{"v":36.8,"d":"37"},{"v":7.36,"d":"7"},{"v":455.93,"d":"456"},null,4.317,4.122,0.383,215.649,0.009,{"v":2E-3,"d":"0.002"},216.388,null,{"v":3.27,"d":"3.270"},{"v":3.27,"d":"3.270"},{"v":0.29,"d":"0.290"},163.326,0.007,{"v":1E-3,"d":"0.001"},163.886,null,30.472,29.095,2.703,{"v":1522.188,"d":"1,522.188"},0.062,0.012,{"v":1527.402,"d":"1,527.402"},null,{"v":9.096,"d":"9"},{"v":3.924,"d":"4"},{"v":0.807,"d":"1"},{"v":454.373,"d":"454"},{"v":36.8,"d":"37"},{"v":7.36,"d":"7"},null,{"v":5564,"d":"5,564"},{"v":2400,"d":"2,400"},{"v":37295,"d":"37,295"},{"v":16840,"d":"16,840"},"EIA","EIA","EIA","EIA","EIA","EIA","--","EIA","EIA",{"$nulls":6},0,0,0,0,0,0,0,0,{"v":9319.933203,"d":"9,319.933"},0,597,0,0,{"v":3617,"d":"3,617"},0,0,0,0,0,0,597,{"v":3617,"d":"3,617"},0,597,{"v":3617,"d":"3,617"},{"v":0,"d":"0.0%"},{"v":0.141670621737067,"d":"14.2%"},{"v":0,"d":"0.0%"},{"v":0,"d":"0.0%"},{"v":0.858329378262933,"d":"85.8%"},{"v":0,"d":"0.0%"},{"v":0,"d":"0.0%"},{"v":0,"d":"0.0%"},{"v":0,"d":"0.0%"},{"v":0,"d":"0.0%"},{"v":0,"d":"0.0%"},{"v":0.141670621737067,"d":"14.2%"},{"v":0.858329378262933,"d":"85.8%"},{"v":0,"d":"0.0%"},{"v":0.141670621737067,"d":"14.2%"},{"v":0.858329378262933,"d":"85.8%"}]
[69,2020,"AK","Kivalina",57065,"Alaska Village Elec Coop, Inc",221,"Alaska Village Elec Coop, Inc",221,"Electric Utility","No balancing authority","NA","AK","AKMS","ASCC Miscellaneous",null,"02","188","Northwest Arctic",67.726644,-164.538447,4,4,"DFO","OIL",null,{"v":0.18493,"d":"0.1849"},1.1,{"v":1,"d":"1.0000"},null,"Yes",192,{"v":31.677,"d":"32"},{"v":0.976871,"d":"0.9769"},null,{"v":16294.209,"d":"16,294"},{"v":7026.633,"d":"7,027"},{"v":16294.209,"d":"16,294"},{"v":7026.633,"d":"7,027"},{"v":1782,"d":"1,782"},{"v":768.999,"d":"769"},{"v":27.068,"d":"27"},{"v":11.672,"d":"12"},{"v":2.363,"d":"2"},{"v":1330.631,"d":"1,331"},{"v":107.768,"d":"108"},{"v":21.554,"d":"22"},{"v":1335.19,"d":"1,335"},null,30.379,30.355,2.652,{"v":1493.413,"d":"1,493.413"},{"v":0.06,"d":"0.060"},0.012,{"v":1498.53,"d":"1,498.530"},null,3.322,3.322,{"v":0.29,"d":"0.290"},163.326,0.007,{"v":1E-3,"d":"0.001"},163.885,null,30.379,30.355,2.652,{"v":1493.413,"d":"1,493.413"},{"v":0.06,"d":"0.060"},0.012,{"v":1498.53,"d":"1,498.530"},null,{"v":27.709,"d":"28"},{"v":11.948,"d":"12"},{"v":2.419,"d":"2"},{"v":1362.136,"d":"1,362"},{"v":110.319,"d":"110"},{"v":22.064,"d":"22"},null,{"v":16680,"d":"16,680"},{"v":7192.999,"d":"7,193"},{"v":16680,"d":"16,680"},{"v":7192.999,"d":"7,193"},"EIA","EIA","EIA","EIA","EIA","EIA","--","EIA","EIA",{"$nulls":6},{"v":385.791,"d":"386"},{"v":166.366,"d":"166"},{"v":0.641,"d":"1"},{"v":0.276,"d":"0"},{"v":0.056,"d":"0"},{"v":31.505,"d":"32"},{"v":2.552,"d":"3"},{"v":0.51,"d":"1"},{"v":9143.776243,"d":"9,143.776"},0,{"v":1782,"d":"1,782"},0,0,0,0,0,0,0,0,0,{"v":1782,"d":"1,782"},0,0,{"v":1782,"d":"1,782"},0,{"v":0,"d":"0.0%"},{"v":1,"d":"100.0%"},{"v":0,"d":"0.0%"},{"v":0,"d":"0.0%"},{"v":0,"d":"0.0%"},{"v":0,"d":"0.0%"},{"v":0,"d":"0.0%"},{"v":0,"d":"0.0%"},{"v":0,"d":"0.0%"},{"v":0,"d":"0.0%"},{"v":0,"d":"0.0%"},{"v":1,"d":"100.0%"},{"v":0,"d":"0.0%"},{"v":0,"d":"0.0%"},{"v":1,"d":"100.0%"},{"v":0,"d":"0.0%"}]
[70,2020,"AK","Klawock",7466,null,-9999,"Inside Passage Elec Coop, Inc",18963,"Electric Utility","No balancing authority","NA","AK","AKMS","ASCC Miscellaneous",null,"02","198","Prince of Wales-Hyder",55.557778,-132.981389,4,4,"DFO","OIL",null,null,1.4,{"$nulls":62},"--"]
[71,2020,"AK","Klawock Power Generation Station",61684,"Alaska Power and Telephone Co",219,"Alaska Power and Telephone Co",219,"Electric Utility","No balancing authority","NA","AK","AKMS","ASCC Miscellaneous",null,"02","198","Prince of Wales-Hyder",55.553197,-133.08535,1,1,"DFO","OIL",null,0.0221,2.5,{"v":1,"d":"1.0000"},{"$nulls":6},{"v":5504,"d":"5,504"},{"v":2376,"d":"2,376"},{"v":5504,"d":"5,504"},{"v":2376,"d":"2,376"},484,209,{"v":8.807,"d":"9"},{"v":3.802,"d":"4"},{"v":0.798,"d":"1"},{"v":449.472,"d":"449"},{"v":36.403,"d":"36"},{"v":7.281,"d":"7"},{"v":451.012,"d":"451"},null,36.393,36.383,3.298,{"v":1857.322,"d":"1,857.322"},0.075,0.015,{"v":1863.685,"d":"1,863.685"},null,{"v":3.2,"d":"3.200"},{"v":3.2,"d":"3.200"},{"v":0.29,"d":"0.290"},163.326,0.007,{"v":1E-3,"d":"0.001"},163.885,null,36.393,36.383,3.298,{"v":1857.322,"d":"1,857.322"},0.075,0.015,{"v":1863.685,"d":"1,863.685"},null,{"v":8.807,"d":"9"},{"v":3.802,"d":"4"},{"v":0.798,"d":"1"},{"v":449.472,"d":"449"},{"v":36.403,"d":"36"},{"v":7.281,"d":"7"},null,{"v":5504,"d":"5,504"},{"v":2376,"d":"2,376"},{"v":5504,"d":"5,504"},{"v":2376,"d":"2,376"},"EIA","EIA","EIA","EIA","EIA","EIA","--","EIA","EIA",{"$nulls":14},{"v":11371.900826,"d":"11,371.901"},0,484,0,0,0,0,0,0,0,0,0,484,0,0,484,0,{"v":0,"d":"0.0%"},{"v":1,"d":"100.0%"},{"v":0,"d":"0.0%"},{"v":0,"d":"0.0%"},{"v":0,"d":"0.0%"},{"v":0,"d":"0.0%"},{"v":0,"d":"0.0%"},{"v":0,"d":"0.0%"},{"v":0,"d":"0.0%"},{"v":0,"d":"0.0%"},{"v":0,"d":"0.0%"},{"v":1,"d":"100.0%"},{"v":0,"d":"0.0%"},{"v":0,"d":"0.0%"},{"v":1,"d":"100.0%"},{"v":0,"d":"0.0%"}]
[72,2020,"AK","Kodiak Microgrid",6281,"Kodiak Electric Assn Inc",10433,"Kodiak Electric Assn Inc",10433,"Electric Utility","No balancing authority","NA","AK","AKMS","ASCC Miscellaneous",null,"02","150","Kodiak Island",57.789956,-152.396982,10,10,"DFO","OIL",null,{"v":0,"d":"0.0000"},37.3,{"$nulls":11},0,0,{"$nulls":49},"--",{"$nulls":17},0,0,0,0,0,0,0,0,0,0,0,0,0,0,0,0]
[73,2020,"AK","Kotlik",57064,"Alaska Village Elec Coop, Inc",221,"Alaska Village Elec Coop, Inc",221,"Electric Utility","No balancing authority","NA","AK","AKMS","ASCC Miscellaneous",null,"02","270","Wade Hampton",63.03215,-163.553106,4,4,"DFO","OIL",null,{"v":0.16479,"d":"0.1648"},1.4,{"v":1,"d":"1.0000"},null,"Yes",0,null,{"v":1,"d":"1.0000"},null,{"v":18778,"d":"18,778"},{"v":8096,"d":"8,096"},{"v":18778,"d":"18,778"},{"v":8096,"d":"8,096"},{"v":2021,"d":"2,021"},872,{"v":31.192,"d":"31"},{"v":13.448,"d":"13"},{"v":2.723,"d":"3"},{"v":1533.466,"d":"1,533"},{"v":124.195,"d":"124"},{"v":24.839,"d":"25"},{"v":1538.719,"d":"1,539"},null,30.868,30.844,2.695,{"v":1517.532,"d":"1,517.532"},0.061,0.012,{"v":1522.731,"d":"1,522.731"},null,3.322,3.322,{"v":0.29,"d":"0.290"},163.326,0.007,{"v":1E-3,"d":"0.001"},163.885,null,30.868,30.844,2.695,{"v":1517.532,"d":"1,517.532"},0.061,0.012,{"v":1522.731,"d":"1,522.731"},null,{"v":31.192,"d":"31"},{"v":13.448,"d":"13"},{"v":2.723,"d":"3"},{"v":1533.466,"d":"1,533"},{"v":124.195,"d":"124"},{"v":24.839,"d":"25"},null,{"v":18778,"d":"18,778"},{"v":8096,"d":"8,096"},{"v":18778,"d":"18,778"},{"v":8096,"d":"8,096"},"EIA","EIA","EIA","EIA","EIA","EIA","--","EIA","EIA",{"$nulls":6},0,0,0,0,0,0,0,0,{"v":9291.439881,"d":"9,291.440"},0,{"v":2021,"d":"2,021"},0,0,0,0,0,0,0,0,0,{"v":2021,"d":"2,021"},0,0,{"v":2021,"d":"2,021"},0,{"v":0,"d":"0.0%"},{"v":1,"d":"100.0%"},{"v":0,"d":"0.0%"},{"v":0,"d":"0.0%"},{"v":0,"d":"0.0%"},{"v":0,"d":"0.0%"},{"v":0,"d":"0.0%"},{"v":0,"d":"0.0%"},{"v":0,"d":"0.0%"},{"v":0,"d":"0.0%"},{"v":0,"d":"0.0%"},{"v":1,"d":"100.0%"},{"v":0,"d":"0.0%"},{"v":0,"d":"0.0%"},{"v":1,"d":"100.0%"},{"v":0,"d":"0.0%"}]
[74,2020,"AK","Kotzebue Hybrid",6304,"Kotzebue Electric Assn Inc",10451,"Kotzebue Electric Assn Inc",10451,"Electric Utility","No balancing authority","NA","AK","AKMS","ASCC Miscellaneous",null,"02","188","NORTHWEST ARCTIC",66.837778,-162.556944,29,29,"DFO","OIL",null,{"v":0.11039,"d":"0.1104"},21.6,{"v":1,"d":"1.0000"},{"$nulls":6},{"v":172564.002,"d":"172,564"},{"v":74439.999,"d":"74,440"},{"v":207507.001,"d":"207,507"},{"v":87583.003,"d":"87,583"},{"v":20887.998,"d":"20,888"},{"v":8791,"d":"8,791"},{"v":275.484,"d":"275"},{"v":118.838,"d":"119"},{"v":25.022,"d":"25"},{"v":14092.073,"d":"14,092"},{"v":1141.316,"d":"1,141"},{"v":228.263,"d":"228"},{"v":14140.351,"d":"14,140"},null,26.377,27.036,2.396,{"v":1349.299,"d":"1,349.299"},0.055,0.011,{"v":1353.921,"d":"1,353.921"},null,3.193,3.193,{"v":0.29,"d":"0.290"},163.326,0.007,{"v":1E-3,"d":"0.001"},163.885,null,32.592,33.406,{"v":2.96,"d":"2.960"},{"v":1667.208,"d":"1,667.208"},0.068,0.014,{"v":1672.919,"d":"1,672.919"},null,{"v":275.484,"d":"275"},{"v":118.838,"d":"119"},{"v":25.022,"d":"25"},{"v":14092.073,"d":"14,092"},{"v":1141.316,"d":"1,141"},{"v":228.263,"d":"228"},null,{"v":172564.002,"d":"172,564"},{"v":74439.999,"d":"74,440"},{"v":207507.001,"d":"207,507"},{"v":87583.003,"d":"87,583"},"EIA","EIA","EIA","EIA","EIA","EIA","--","EIA","EIA",{"$nulls":14},{"v":10207.86761,"d":"10,207.868"},0,{"v":16962,"d":"16,962"},0,0,0,0,{"v":3983,"d":"3,983"},0,0,0,{"v":-57,"d":"(57)"},{"v":16905,"d":"16,905"},{"v":3983,"d":"3,983"},{"v":3983,"d":"3,983"},{"v":16905,"d":"16,905"},{"v":3983,"d":"3,983"},{"v":0,"d":"0.0%"},{"v":0.809835282883743,"d":"81.0%"},{"v":0,"d":"0.0%"},{"v":0,"d":"0.0%"},{"v":0,"d":"0.0%"},{"v":0,"d":"0.0%"},{"v":0.190164717116257,"d":"19.0%"},{"v":0,"d":"0.0%"},{"v":0,"d":"0.0%"},{"v":0,"d":"0.0%"},{"v":0,"d":"0.0%"},{"v":0.80711386965863,"d":"80.7%"},{"v":0.190164717116257,"d":"19.0%"},{"v":0.190164717116257,"d":"19.0%"},{"v":0.80711386965863,"d":"80.7%"},{"v":0.190164717116257,"d":"19.0%"}]
[75,2020,"AK","Koyuk",57059,"Alaska Village Elec Coop, Inc",221,"Alaska Village Elec Coop, Inc",221,"Electric Utility","No balancing authority","NA","AK","AKMS","ASCC Miscellaneous",null,"02","180","Nome",64.932089,-161.167103,3,3,"DFO","OIL",null,{"v":0.129,"d":"0.1290"},1.1,{"v":1,"d":"1.0000"},null,"Yes",{"v":229.6,"d":"230"},{"v":18.477,"d":"18"},{"v":0.960993,"d":"0.9610"},null,{"v":11182.111,"d":"11,182"},{"v":4825.144,"d":"4,825"},{"v":11182.111,"d":"11,182"},{"v":4825.144,"d":"4,825"},{"v":1243,"d":"1,243"},536,{"v":18.575,"d":"19"},{"v":8.016,"d":"8"},{"v":1.621,"d":"2"},{"v":913.163,"d":"913"},{"v":73.957,"d":"74"},{"v":14.791,"d":"15"},{"v":916.292,"d":"916"},null,29.887,29.909,2.609,{"v":1469.289,"d":"1,469.289"},0.059,0.012,{"v":1474.323,"d":"1,474.323"},null,3.322,3.322,{"v":0.29,"d":"0.290"},163.326,0.007,{"v":1E-3,"d":"0.001"},163.885,null,29.887,29.909,2.609,{"v":1469.289,"d":"1,469.289"},0.059,0.012,{"v":1474.323,"d":"1,474.323"},null,{"v":19.329,"d":"19"},{"v":8.341,"d":"8"},{"v":1.687,"d":"2"},{"v":950.229,"d":"950"},{"v":76.959,"d":"77"},{"v":15.392,"d":"15"},null,{"v":11636,"d":"11,636"},{"v":5021,"d":"5,021"},{"v":11636,"d":"11,636"},{"v":5021,"d":"5,021"},"EIA","EIA","EIA","EIA","EIA","EIA","--","EIA","EIA",{"$nulls":6},{"v":453.889,"d":"454"},{"v":195.856,"d":"196"},{"v":0.754,"d":"1"},{"v":0.325,"d":"0"},{"v":0.066,"d":"0"},{"v":37.066,"d":"37"},{"v":3.002,"d":"3"},{"v":0.6,"d":"1"},{"v":8996.066689,"d":"8,996.067"},0,{"v":1243,"d":"1,243"},0,0,0,0,0,0,0,0,0,{"v":1243,"d":"1,243"},0,0,{"v":1243,"d":"1,243"},0,{"v":0,"d":"0.0%"},{"v":1,"d":"100.0%"},{"v":0,"d":"0.0%"},{"v":0,"d":"0.0%"},{"v":0,"d":"0.0%"},{"v":0,"d":"0.0%"},{"v":0,"d":"0.0%"},{"v":0,"d":"0.0%"},{"v":0,"d":"0.0%"},{"v":0,"d":"0.0%"},{"v":0,"d":"0.0%"},{"v":1,"d":"100.0%"},{"v":0,"d":"0.0%"},{"v":0,"d":"0.0%"},{"v":1,"d":"100.0%"},{"v":0,"d":"0.0%"}]
[76,2020,"AK","Lake Dorothy Hydroelectric Project",57085,"Alaska Electric Light&Power Co",213,"Alaska Electric Light&Power Co",213,"Electric Utility","No balancing authority","NA","AK","AKMS","ASCC Miscellaneous",null,"02","110","Juneau",58.2325,-134.0533,1,1,"WAT","HYDRO",null,{"v":0.57831,"d":"0.5783"},14.3,{"$nulls":9},{"v":635552,"d":"635,552"},{"v":289216,"d":"289,216"},{"v":72444,"d":"72,444"},{"v":32967,"d":"32,967"},{"$nulls":41},{"v":635552,"d":"635,552"},{"v":289216,"d":"289,216"},{"$nulls":6},"--","EIA","EIA",{"$nulls":15},0,0,0,0,{"v":72444,"d":"72,444"},0,0,0,0,0,0,0,{"v":72444,"d":"72,444"},0,0,{"v":72444,"d":"72,444"},{"v":0,"d":"0.0%"},{"v":0,"d":"0.0%"},{"v":0,"d":"0.0%"},{"v":0,"d":"0.0%"},{"v":1,"d":"100.0%"},{"v":0,"d":"0.0%"},{"v":0,"d":"0.0%"},{"v":0,"d":"0.0%"},{"v":0,"d":"0.0%"},{"v":0,"d":"0.0%"},{"v":0,"d":"0.0%"},{"v":0,"d":"0.0%"},{"v":1,"d":"100.0%"},{"v":0,"d":"0.0%"},{"v":0,"d":"0.0%"},{"v":1,"d":"100.0%"}]
[77,2020,"AK","Lemon Creek",64,"Alaska Electric Light&Power Co",213,"Alaska Electric Light&Power Co",213,"Electric Utility","No balancing authority","NA","AK","AKMS","ASCC Miscellaneous",null,"02","110","Juneau",58.3536,-134.4953,11,11,"DFO","OIL",null,{"v":0,"d":"0.0000"},61.7,{"$nulls":7},{"v":5253.996,"d":"5,254"},{"v":2273.002,"d":"2,273"},{"v":5253.996,"d":"5,254"},{"v":2273.002,"d":"2,273"},{"v":-720,"d":"(720)"},{"v":-310.998,"d":"(311)"},{"v":5.078,"d":"5"},{"v":2.201,"d":"2"},{"v":1.083,"d":"1"},{"v":429.054,"d":"429"},{"v":34.749,"d":"35"},{"v":6.95,"d":"7"},{"v":430.524,"d":"431"},null,{"v":0,"d":"0.000"},{"v":0,"d":"0.000"},{"v":0,"d":"0.000"},{"v":0,"d":"0.000"},{"v":0,"d":"0.000"},{"v":0,"d":"0.000"},{"v":0,"d":"0.000"},null,1.933,1.937,0.412,163.325,0.007,{"v":1E-3,"d":"0.001"},163.884,null,{"v":0,"d":"0.000"},{"v":0,"d":"0.000"},{"v":0,"d":"0.000"},{"v":0,"d":"0.000"},{"v":0,"d":"0.000"},{"v":0,"d":"0.000"},{"v":0,"d":"0.000"},null,{"v":5.078,"d":"5"},{"v":2.201,"d":"2"},{"v":1.083,"d":"1"},{"v":429.054,"d":"429"},{"v":34.749,"d":"35"},{"v":6.95,"d":"7"},null,{"v":5253.996,"d":"5,254"},{"v":2273.002,"d":"2,273"},{"v":5253.996,"d":"5,254"},{"v":2273.002,"d":"2,273"},"EIA","EIA","EIA","EIA","EIA","EIA","--","EIA","EIA",{"$nulls":14},{"v":-7297.216754,"d":"(7,297.217)"},0,{"v":-720,"d":"(720)"},0,0,0,0,0,0,0,0,0,{"v":-720,"d":"(720)"},0,0,{"v":-720,"d":"(720)"},0]
[78,2020,"AK","Mahoney Lake Hydroelectric",59027,"Ketchikan Public Utilities",10210,"Ketchikan Electric Company",60223,"Electric Utility","No balancing authority","NA","AK","AKMS","ASCC Miscellaneous",null,"02","130","Ketchikan Gateway",55.419444,-131.537778,1,1,"WAT","HYDRO",null,null,9.6,{"$nulls":62},"--"]
[79,2020,"AK","Marshall",60244,"Alaska Village Elec Coop, Inc",221,"Alaska Village Elec Coop, Inc",221,"Electric Utility","No balancing authority","NA","AK","AKMS","ASCC Miscellaneous",null,"02","270","Wade Hampton",61.878186,-162.085147,3,3,"DFO","OIL",null,{"v":0.15162,"d":"0.1516"},1.1,{"v":1,"d":"1.0000"},{"$nulls":6},{"v":14086,"d":"14,086"},{"v":6075,"d":"6,075"},{"v":14086,"d":"14,086"},{"v":6075,"d":"6,075"},{"v":1461,"d":"1,461"},630,{"v":23.402,"d":"23"},{"v":10.093,"d":"10"},{"v":2.042,"d":"2"},{"v":1150.303,"d":"1,150"},{"v":93.163,"d":"93"},{"v":18.633,"d":"19"},{"v":1154.244,"d":"1,154"},null,32.036,32.041,2.796,{"v":1574.679,"d":"1,574.679"},0.064,0.013,{"v":1580.074,"d":"1,580.074"},null,3.323,3.323,{"v":0.29,"d":"0.290"},163.326,0.007,{"v":1E-3,"d":"0.001"},163.885,null,32.036,32.041,2.796,{"v":1574.679,"d":"1,574.679"},0.064,0.013,{"v":1580.074,"d":"1,580.074"},null,{"v":23.402,"d":"23"},{"v":10.093,"d":"10"},{"v":2.042,"d":"2"},{"v":1150.303,"d":"1,150"},{"v":93.163,"d":"93"},{"v":18.633,"d":"19"},null,{"v":14086,"d":"14,086"},{"v":6075,"d":"6,075"},{"v":14086,"d":"14,086"},{"v":6075,"d":"6,075"},"EIA","EIA","EIA","EIA","EIA","EIA","--","EIA","EIA",{"$nulls":14},{"v":9641.341714,"d":"9,641.342"},0,{"v":1461,"d":"1,461"},0,0,0,0,0,0,0,0,0,{"v":1461,"d":"1,461"},0,0,{"v":1461,"d":"1,461"},0,{"v":0,"d":"0.0%"},{"v":1,"d":"100.0%"},{"v":0,"d":"0.0%"},{"v":0,"d":"0.0%"},{"v":0,"d":"0.0%"},{"v":0,"d":"0.0%"},{"v":0,"d":"0.0%"},{"v":0,"d":"0.0%"},{"v":0,"d":"0.0%"},{"v":0,"d":"0.0%"},{"v":0,"d":"0.0%"},{"v":1,"d":"100.0%"},{"v":0,"d":"0.0%"},{"v":0,"d":"0.0%"},{"v":1,"d":"100.0%"},{"v":0,"d":"0.0%"}]
[80,2020,"AK","McGrath",6555,"McGrath Light & Power Co",12119,"McGrath Light & Power Co",12119,"Electric Utility","No balancing authority","NA","AK","AKMS","ASCC Miscellaneous",null,"02","290","Yukon Koyukuk",62.95699,-155.594997,11,11,"DFO","OIL",null,{"v":0.05078,"d":"0.0508"},4.8,{"v":1,"d":"1.0000"},null,"Yes",0,null,{"v":1,"d":"1.0000"},null,{"v":21487,"d":"21,487"},{"v":9269,"d":"9,269"},{"v":21487,"d":"21,487"},{"v":9269,"d":"9,269"},{"v":2135,"d":"2,135"},{"v":920.998,"d":"921"},{"v":36.402,"d":"36"},{"v":15.704,"d":"16"},{"v":3.116,"d":"3"},{"v":1754.69,"d":"1,755"},{"v":142.112,"d":"142"},{"v":28.422,"d":"28"},{"v":1760.701,"d":"1,761"},null,{"v":34.1,"d":"34.100"},34.102,2.919,{"v":1643.738,"d":"1,643.738"},0.067,0.013,{"v":1649.369,"d":"1,649.369"},null,3.388,3.388,{"v":0.29,"d":"0.290"},163.326,0.007,{"v":1E-3,"d":"0.001"},163.885,null,{"v":34.1,"d":"34.100"},34.102,2.919,{"v":1643.738,"d":"1,643.738"},0.067,0.013,{"v":1649.369,"d":"1,649.369"},null,{"v":36.402,"d":"36"},{"v":15.704,"d":"16"},{"v":3.116,"d":"3"},{"v":1754.69,"d":"1,755"},{"v":142.112,"d":"142"},{"v":28.422,"d":"28"},null,{"v":21487,"d":"21,487"},{"v":9269,"d":"9,269"},{"v":21487,"d":"21,487"},{"v":9269,"d":"9,269"},"EIA","EIA","EIA","EIA","EIA","EIA","--","EIA","EIA",{"$nulls":6},0,0,0,0,0,0,0,0,{"v":10064.168618,"d":"10,064.169"},0,{"v":2135,"d":"2,135"},0,0,0,0,0,0,0,0,0,{"v":2135,"d":"2,135"},0,0,{"v":2135,"d":"2,135"},0,{"v":0,"d":"0.0%"},{"v":1,"d":"100.0%"},{"v":0,"d":"0.0%"},{"v":0,"d":"0.0%"},{"v":0,"d":"0.0%"},{"v":0,"d":"0.0%"},{"v":0,"d":"0.0%"},{"v":0,"d":"0.0%"},{"v":0,"d":"0.0%"},{"v":0,"d":"0.0%"},{"v":0,"d":"0.0%"},{"v":1,"d":"100.0%"},{"v":0,"d":"0.0%"},{"v":0,"d":"0.0%"},{"v":1,"d":"100.0%"},{"v":0,"d":"0.0%"}]
[81,2020,"AK","Mountain Village",6329,"Alaska Village Elec Coop, Inc",221,"Alaska Village Elec Coop, Inc",221,"Electric Utility","No balancing authority","NA","AK","AKMS","ASCC Miscellaneous",null,"02","050","Bethel",62.085569,-163.729072,7,7,"DFO","OIL",null,{"v":0.08062,"d":"0.0806"},3.7,{"v":1,"d":"1.0000"},{"$nulls":6},{"v":23040,"d":"23,040"},{"v":9935.001,"d":"9,935"},{"v":23040,"d":"23,040"},{"v":9935.001,"d":"9,935"},{"v":2613,"d":"2,613"},{"v":1127,"d":"1,127"},{"v":38.277,"d":"38"},{"v":16.505,"d":"17"},{"v":3.341,"d":"3"},{"v":1881.512,"d":"1,882"},{"v":152.384,"d":"152"},{"v":30.477,"d":"30"},{"v":1887.958,"d":"1,888"},null,29.297,{"v":29.29,"d":"29.290"},2.557,{"v":1440.116,"d":"1,440.116"},0.058,0.012,{"v":1445.05,"d":"1,445.050"},null,3.323,3.323,{"v":0.29,"d":"0.290"},163.326,0.007,{"v":1E-3,"d":"0.001"},163.885,null,29.297,{"v":29.29,"d":"29.290"},2.557,{"v":1440.116,"d":"1,440.116"},0.058,0.012,{"v":1445.05,"d":"1,445.050"},null,{"v":38.277,"d":"38"},{"v":16.505,"d":"17"},{"v":3.341,"d":"3"},{"v":1881.512,"d":"1,882"},{"v":152.384,"d":"152"},{"v":30.477,"d":"30"},null,{"v":23040,"d":"23,040"},{"v":9935.001,"d":"9,935"},{"v":23040,"d":"23,040"},{"v":9935.001,"d":"9,935"},"EIA","EIA","EIA","EIA","EIA","EIA","--","EIA","EIA",{"$nulls":14},{"v":8817.451112,"d":"8,817.451"},0,{"v":2613,"d":"2,613"},0,0,0,0,0,0,0,0,0,{"v":2613,"d":"2,613"},0,0,{"v":2613,"d":"2,613"},0,{"v":0,"d":"0.0%"},{"v":1,"d":"100.0%"},{"v":0,"d":"0.0%"},{"v":0,"d":"0.0%"},{"v":0,"d":"0.0%"},{"v":0,"d":"0.0%"},{"v":0,"d":"0.0%"},{"v":0,"d":"0.0%"},{"v":0,"d":"0.0%"},{"v":0,"d":"0.0%"},{"v":0,"d":"0.0%"},{"v":1,"d":"100.0%"},{"v":0,"d":"0.0%"},{"v":0,"d":"0.0%"},{"v":1,"d":"100.0%"},{"v":0,"d":"0.0%"}]
[82,2020,"AK","Naknek",6301,"Naknek Electric Assn, Inc",13201,"Naknek Electric Assn, Inc",13201,"Electric Utility","No balancing authority","NA","AK","AKMS","ASCC Miscellaneous",null,"02","060","Bristol Bay",58.730417,-157.007222,15,15,"DFO","OIL",null,{"v":0.13822,"d":"0.1382"},17.7,{"v":1,"d":"1.0000"},null,"Yes",{"v":78295.2,"d":"78,295"},{"v":0.934,"d":"1"},{"v":0.554698,"d":"0.5547"},null,{"v":113418.063,"d":"113,418"},{"v":48924.949,"d":"48,925"},{"v":113418.063,"d":"113,418"},{"v":48924.949,"d":"48,925"},{"v":21431.999,"d":"21,432"},{"v":9244.998,"d":"9,245"},{"v":182.246,"d":"182"},{"v":78.614,"d":"79"},{"v":16.446,"d":"16"},{"v":9262.044,"d":"9,262"},{"v":750.133,"d":"750"},{"v":150.027,"d":"150"},{"v":9293.775,"d":"9,294"},null,17.007,17.007,1.535,864.319,0.035,0.007,{"v":867.28,"d":"867.280"},null,3.214,3.214,{"v":0.29,"d":"0.290"},163.326,0.007,{"v":1E-3,"d":"0.001"},163.885,null,17.007,17.007,1.535,864.334,0.035,0.007,867.296,null,{"v":328.55,"d":"329"},{"v":141.724,"d":"142"},{"v":29.648,"d":"30"},{"v":16697.443,"d":"16,697"},{"v":1352.325,"d":"1,352"},{"v":270.465,"d":"270"},null,{"v":204468.002,"d":"204,468"},{"v":88200.999,"d":"88,201"},{"v":204468.002,"d":"204,468"},{"v":88200.999,"d":"88,201"},"EIA","EIA","EIA","EIA","EIA","EIA","--","EIA","EIA",{"$nulls":6},{"v":91049.939,"d":"91,050"},{"v":39276.051,"d":"39,276"},{"v":146.304,"d":"146"},{"v":63.11,"d":"63"},{"v":13.202,"d":"13"},{"v":7435.399,"d":"7,435"},{"v":602.193,"d":"602"},{"v":120.439,"d":"120"},{"v":5292.090054,"d":"5,292.090"},0,{"v":21431.62,"d":"21,432"},0,0,0,0,0,0,0,0,0,{"v":21431.62,"d":"21,432"},0,0,{"v":21431.62,"d":"21,432"},0,{"v":0,"d":"0.0%"},{"v":1,"d":"100.0%"},{"v":0,"d":"0.0%"},{"v":0,"d":"0.0%"},{"v":0,"d":"0.0%"},{"v":0,"d":"0.0%"},{"v":0,"d":"0.0%"},{"v":0,"d":"0.0%"},{"v":0,"d":"0.0%"},{"v":0,"d":"0.0%"},{"v":0,"d":"0.0%"},{"v":1,"d":"100.0%"},{"v":0,"d":"0.0%"},{"v":0,"d":"0.0%"},{"v":1,"d":"100.0%"},{"v":0,"d":"0.0%"}]
[83,2020,"AK","New Stuyahok",60245,"Alaska Village Elec Coop, Inc",221,"Alaska Village Elec Coop, Inc",221,"Electric Utility","No balancing authority","NA","AK","AKMS","ASCC Miscellaneous",null,"02","070","Dillingham",59.448358,-157.325528,4,4,"DFO","OIL",null,{"v":0.11115,"d":"0.1112"},1.9,{"v":1,"d":"1.0000"},{"$nulls":6},{"v":19354,"d":"19,354"},{"v":8348,"d":"8,348"},{"v":19354,"d":"19,354"},{"v":8348,"d":"8,348"},{"v":1850,"d":"1,850"},798,{"v":32.152,"d":"32"},{"v":13.867,"d":"14"},{"v":2.806,"d":"3"},{"v":1580.504,"d":"1,581"},{"v":128.005,"d":"128"},{"v":25.601,"d":"26"},{"v":1585.919,"d":"1,586"},null,34.759,34.754,3.034,{"v":1708.653,"d":"1,708.653"},0.069,0.014,{"v":1714.507,"d":"1,714.507"},null,3.323,3.322,{"v":0.29,"d":"0.290"},163.326,0.007,{"v":1E-3,"d":"0.001"},163.885,null,34.759,34.754,3.034,{"v":1708.653,"d":"1,708.653"},0.069,0.014,{"v":1714.507,"d":"1,714.507"},null,{"v":32.152,"d":"32"},{"v":13.867,"d":"14"},{"v":2.806,"d":"3"},{"v":1580.504,"d":"1,581"},{"v":128.005,"d":"128"},{"v":25.601,"d":"26"},null,{"v":19354,"d":"19,354"},{"v":8348,"d":"8,348"},{"v":19354,"d":"19,354"},{"v":8348,"d":"8,348"},"EIA","EIA","EIA","EIA","EIA","EIA","--","EIA","EIA",{"$nulls":14},{"v":10461.621886,"d":"10,461.622"},0,{"v":1850,"d":"1,850"},0,0,0,0,0,0,0,0,0,{"v":1850,"d":"1,850"},0,0,{"v":1850,"d":"1,850"},0,{"v":0,"d":"0.0%"},{"v":1,"d":"100.0%"},{"v":0,"d":"0.0%"},{"v":0,"d":"0.0%"},{"v":0,"d":"0.0%"},{"v":0,"d":"0.0%"},{"v":0,"d":"0.0%"},{"v":0,"d":"0.0%"},{"v":0,"d":"0.0%"},{"v":0,"d":"0.0%"},{"v":0,"d":"0.0%"},{"v":1,"d":"100.0%"},{"v":0,"d":"0.0%"},{"v":0,"d":"0.0%"},{"v":1,"d":"100.0%"},{"v":0,"d":"0.0%"}]
[84,2020,"AK","Newhalen",7183,"I-N-N Electric Coop, Inc",9188,"I-N-N Electric Coop, Inc",9188,"Electric Utility","No balancing authority","NA","AK","AKMS","ASCC Miscellaneous",null,"02","164","Lake and Peninsula",59.899054,-154.698735,9,9,"WAT","HYDRO",null,{"v":0.12293,"d":"0.1229"},3.2,{"$nulls":7},{"v":252.999,"d":"253"},117,{"v":30275.999,"d":"30,276"},{"v":13780,"d":"13,780"},{"v":3446,"d":"3,446"},{"v":1566.999,"d":"1,567"},{"v":0.402,"d":"0"},{"v":0.186,"d":"0"},{"v":0.037,"d":"0"},{"v":20.661,"d":"21"},{"v":1.673,"d":"2"},{"v":0.335,"d":"0"},{"v":20.732,"d":"21"},null,0.233,0.237,0.021,11.991,{"v":0,"d":"0.000"},{"v":0,"d":"0.000"},12.032,null,3.178,3.179,0.289,163.329,0.007,{"v":1E-3,"d":"0.001"},163.888,null,{"v":33.5,"d":"33.500"},34.086,{"v":3.05,"d":"3.050"},{"v":1721.75,"d":"1,721.750"},{"v":0.07,"d":"0.070"},0.014,{"v":1727.648,"d":"1,727.648"},null,{"v":0.402,"d":"0"},{"v":0.186,"d":"0"},{"v":0.037,"d":"0"},{"v":20.661,"d":"21"},{"v":1.673,"d":"2"},{"v":0.335,"d":"0"},null,{"v":252.999,"d":"253"},117,{"v":30275.999,"d":"30,276"},{"v":13780,"d":"13,780"},"EIA","EIA","EIA","EIA","EIA","EIA","--","EIA","EIA",{"$nulls":14},{"v":10541.625023,"d":"10,541.625"},0,24,0,0,{"v":3422,"d":"3,422"},0,0,0,0,0,0,24,{"v":3422,"d":"3,422"},0,24,{"v":3422,"d":"3,422"},{"v":0,"d":"0.0%"},{"v":0.00696459663377829,"d":"0.7%"},{"v":0,"d":"0.0%"},{"v":0,"d":"0.0%"},{"v":0.993035403366222,"d":"99.3%"},{"v":0,"d":"0.0%"},{"v":0,"d":"0.0%"},{"v":0,"d":"0.0%"},{"v":0,"d":"0.0%"},{"v":0,"d":"0.0%"},{"v":0,"d":"0.0%"},{"v":0.00696459663377829,"d":"0.7%"},{"v":0.993035403366222,"d":"99.3%"},{"v":0,"d":"0.0%"},{"v":0.00696459663377829,"d":"0.7%"},{"v":0.993035403366222,"d":"99.3%"}]
[85,2020,"AK","Nikiski Combined Cycle",55966,"Alaska Electric & Energy Coop",49803,"Homer Electric Assn Inc",19558,"Electric Utility","No balancing authority","NA","AK","AKGD","ASCC Alaska Grid",null,"02","122","Kenai Peninsula",60.676539,-151.377713,2,2,"NG","GAS",null,{"v":0.57196,"d":"0.5720"},80.8,{"v":0.38006399098814,"d":"0.3801"},{"$nulls":6},{"v":3593820.938,"d":"3,593,821"},{"v":1518024.961,"d":"1,518,025"},{"v":3593820.938,"d":"3,593,821"},{"v":1518024.961,"d":"1,518,025"},{"v":404839,"d":"404,839"},{"v":167995,"d":"167,995"},{"v":569.154,"d":"569"},{"v":240.45,"d":"240"},{"v":5.743,"d":"6"},{"v":210039.18,"d":"210,039"},{"v":7923.028,"d":"7,923"},{"v":792.303,"d":"792"},{"v":210256.271,"d":"210,256"},null,2.812,2.863,0.028,{"v":1037.643,"d":"1,037.643"},{"v":0.02,"d":"0.020"},{"v":2E-3,"d":"0.002"},{"v":1038.715,"d":"1,038.715"},null,0.317,0.317,0.003,116.889,{"v":2E-3,"d":"0.002"},{"v":0,"d":"0.000"},{"v":117.01,"d":"117.010"},null,2.812,2.863,0.028,{"v":1037.643,"d":"1,037.643"},{"v":0.02,"d":"0.020"},{"v":2E-3,"d":"0.002"},{"v":1038.715,"d":"1,038.715"},null,{"v":569.154,"d":"569"},{"v":240.45,"d":"240"},{"v":5.743,"d":"6"},{"v":210039.18,"d":"210,039"},{"v":7923.028,"d":"7,923"},{"v":792.303,"d":"792"},null,{"v":3593820.938,"d":"3,593,821"},{"v":1518024.961,"d":"1,518,025"},{"v":3593820.938,"d":"3,593,821"},{"v":1518024.961,"d":"1,518,025"},"EIA","EIA","EPA/CAMD; EIA","EIA","EIA","EIA","--","EIA","EIA",{"$nulls":14},{"v":8877.16089,"d":"8,877.161"},0,0,{"v":404839,"d":"404,839"},0,0,0,0,0,0,0,0,{"v":404839,"d":"404,839"},0,0,{"v":404839,"d":"404,839"},0,{"v":0,"d":"0.0%"},{"v":0,"d":"0.0%"},{"v":1,"d":"100.0%"},{"v":0,"d":"0.0%"},{"v":0,"d":"0.0%"},{"v":0,"d":"0.0%"},{"v":0,"d":"0.0%"},{"v":0,"d":"0.0%"},{"v":0,"d":"0.0%"},{"v":0,"d":"0.0%"},{"v":0,"d":"0.0%"},{"v":1,"d":"100.0%"},{"v":0,"d":"0.0%"},{"v":0,"d":"0.0%"},{"v":1,"d":"100.0%"},{"v":0,"d":"0.0%"}]
[86,2020,"AK","Noatak",57051,"Alaska Village Elec Coop, Inc",221,"Alaska Village Elec Coop, Inc",221,"Electric Utility","No balancing authority","NA","AK","AKMS","ASCC Miscellaneous",null,"02","188","Northwest Arctic",67.570931,-162.965728,4,4,"DFO","OIL",null,{"v":0.12241,"d":"0.1224"},1.7,{"v":1,"d":"1.0000"},null,"Yes",0,null,{"v":1,"d":"1.0000"},null,{"v":17701,"d":"17,701"},{"v":7641,"d":"7,641"},{"v":17701,"d":"17,701"},{"v":7641,"d":"7,641"},{"v":1823,"d":"1,823"},{"v":786.001,"d":"786"},{"v":29.404,"d":"29"},{"v":12.693,"d":"13"},{"v":2.567,"d":"3"},{"v":1445.514,"d":"1,446"},{"v":117.072,"d":"117"},{"v":23.414,"d":"23"},{"v":1450.466,"d":"1,450"},null,32.259,32.298,2.816,{"v":1585.863,"d":"1,585.863"},0.064,0.013,{"v":1591.296,"d":"1,591.296"},null,3.322,3.322,{"v":0.29,"d":"0.290"},163.326,0.007,{"v":1E-3,"d":"0.001"},163.885,null,32.259,32.298,2.816,{"v":1585.863,"d":"1,585.863"},0.064,0.013,{"v":1591.296,"d":"1,591.296"},null,{"v":29.404,"d":"29"},{"v":12.693,"d":"13"},{"v":2.567,"d":"3"},{"v":1445.514,"d":"1,446"},{"v":117.072,"d":"117"},{"v":23.414,"d":"23"},null,{"v":17701,"d":"17,701"},{"v":7641,"d":"7,641"},{"v":17701,"d":"17,701"},{"v":7641,"d":"7,641"},"EIA","EIA","EIA","EIA","EIA","EIA","--","EIA","EIA",{"$nulls":6},0,0,0,0,0,0,0,0,{"v":9709.819114,"d":"9,709.819"},0,{"v":1823,"d":"1,823"},0,0,0,0,0,0,0,0,0,{"v":1823,"d":"1,823"},0,0,{"v":1823,"d":"1,823"},0,{"v":0,"d":"0.0%"},{"v":1,"d":"100.0%"},{"v":0,"d":"0.0%"},{"v":0,"d":"0.0%"},{"v":0,"d":"0.0%"},{"v":0,"d":"0.0%"},{"v":0,"d":"0.0%"},{"v":0,"d":"0.0%"},{"v":0,"d":"0.0%"},{"v":0,"d":"0.0%"},{"v":0,"d":"0.0%"},{"v":1,"d":"100.0%"},{"v":0,"d":"0.0%"},{"v":0,"d":"0.0%"},{"v":1,"d":"100.0%"},{"v":0,"d":"0.0%"}]
[87,2020,"AK","Noorvik",6330,"Alaska Village Elec Coop, Inc",221,"Alaska Village Elec Coop, Inc",221,"Electric Utility","No balancing authority","NA","AK","AKMS","ASCC Miscellaneous",null,"02","188","Northwest Arctic",66.834519,-161.038717,5,5,"DFO","OIL",null,{"v":0.10025,"d":"0.1003"},2.2,{"v":1,"d":"1.0000"},{"$nulls":6},{"v":18636,"d":"18,636"},{"v":8033,"d":"8,033"},{"v":18636,"d":"18,636"},{"v":8033,"d":"8,033"},{"v":1932,"d":"1,932"},833,{"v":30.96,"d":"31"},{"v":13.346,"d":"13"},{"v":2.702,"d":"3"},{"v":1521.87,"d":"1,522"},{"v":123.256,"d":"123"},{"v":24.651,"d":"25"},{"v":1527.084,"d":"1,527"},null,{"v":32.05,"d":"32.050"},32.043,2.797,{"v":1575.435,"d":"1,575.435"},0.064,0.013,{"v":1580.832,"d":"1,580.832"},null,3.323,3.323,{"v":0.29,"d":"0.290"},163.326,0.007,{"v":1E-3,"d":"0.001"},163.885,null,{"v":32.05,"d":"32.050"},32.043,2.797,{"v":1575.435,"d":"1,575.435"},0.064,0.013,{"v":1580.832,"d":"1,580.832"},null,{"v":30.96,"d":"31"},{"v":13.346,"d":"13"},{"v":2.702,"d":"3"},{"v":1521.87,"d":"1,522"},{"v":123.256,"d":"123"},{"v":24.651,"d":"25"},null,{"v":18636,"d":"18,636"},{"v":8033,"d":"8,033"},{"v":18636,"d":"18,636"},{"v":8033,"d":"8,033"},"EIA","EIA","EIA","EIA","EIA","EIA","--","EIA","EIA",{"$nulls":14},{"v":9645.962607,"d":"9,645.963"},0,{"v":1932,"d":"1,932"},0,0,0,0,0,0,0,0,0,{"v":1932,"d":"1,932"},0,0,{"v":1932,"d":"1,932"},0,{"v":0,"d":"0.0%"},{"v":1,"d":"100.0%"},{"v":0,"d":"0.0%"},{"v":0,"d":"0.0%"},{"v":0,"d":"0.0%"},{"v":0,"d":"0.0%"},{"v":0,"d":"0.0%"},{"v":0,"d":"0.0%"},{"v":0,"d":"0.0%"},{"v":0,"d":"0.0%"},{"v":0,"d":"0.0%"},{"v":1,"d":"100.0%"},{"v":0,"d":"0.0%"},{"v":0,"d":"0.0%"},{"v":1,"d":"100.0%"},{"v":0,"d":"0.0%"}]
[88,2020,"AK","North Pole",6285,"Golden Valley Elec Assn Inc",7353,"Golden Valley Elec Assn Inc",7353,"Electric Utility","No balancing authority","NA","AK","AKGD","ASCC Alaska Grid",null,"02","090","Fairbanks North Star",64.7356,-147.3481,4,4,"WO","OIL",null,0.3444,{"v":181,"d":"181.0"},{"v":0.759332139223156,"d":"0.7593"},{"$nulls":6},{"v":5007952.5,"d":"5,007,953"},{"v":2215972.875,"d":"2,215,973"},{"v":5007952.5,"d":"5,007,953"},{"v":2215972.875,"d":"2,215,973"},{"v":546068,"d":"546,068"},{"v":238436,"d":"238,436"},{"v":2201.406,"d":"2,201"},{"v":995.196,"d":"995"},{"v":640.68,"d":"641"},{"v":419819.188,"d":"419,819"},{"v":224388.629,"d":"224,389"},{"v":30791.498,"d":"30,791"},{"v":427211.979,"d":"427,212"},null,8.063,8.348,2.347,{"v":1537.608,"d":"1,537.608"},0.411,0.056,{"v":1564.684,"d":"1,564.684"},null,0.879,0.898,0.256,167.661,0.045,0.006,170.613,null,8.063,8.348,2.347,{"v":1537.608,"d":"1,537.608"},0.411,0.056,{"v":1564.684,"d":"1,564.684"},null,{"v":2201.406,"d":"2,201"},{"v":995.196,"d":"995"},{"v":640.68,"d":"641"},{"v":419819.188,"d":"419,819"},{"v":224388.629,"d":"224,389"},{"v":30791.498,"d":"30,791"},null,{"v":5007952.5,"d":"5,007,953"},{"v":2215972.875,"d":"2,215,973"},{"v":5007952.5,"d":"5,007,953"},{"v":2215972.875,"d":"2,215,973"},"EIA","EIA","EIA","EIA","EIA","EIA","--","EIA","EIA",{"$nulls":14},{"v":9170.932008,"d":"9,170.932"},0,{"v":546068,"d":"546,068"},0,0,0,0,0,0,0,0,0,{"v":546068,"d":"546,068"},0,0,{"v":546068,"d":"546,068"},0,{"v":0,"d":"0.0%"},{"v":1,"d":"100.0%"},{"v":0,"d":"0.0%"},{"v":0,"d":"0.0%"},{"v":0,"d":"0.0%"},{"v":0,"d":"0.0%"},{"v":0,"d":"0.0%"},{"v":0,"d":"0.0%"},{"v":0,"d":"0.0%"},{"v":0,"d":"0.0%"},{"v":0,"d":"0.0%"},{"v":1,"d":"100.0%"},{"v":0,"d":"0.0%"},{"v":0,"d":"0.0%"},{"v":1,"d":"100.0%"},{"v":0,"d":"0.0%"}]
[89,2020,"AK","Northway",7169,"Alaska Power and Telephone Co",219,"Alaska Power and Telephone Co",219,"Electric Utility","No balancing authority","NA","AK","AKMS","ASCC Miscellaneous",null,"02","240","Southeast Fairbanks",62.9617,-141.9372,4,4,"DFO","OIL",null,{"v":0.08288,"d":"0.0829"},1.5,{"v":1,"d":"1.0000"},{"$nulls":6},{"v":11994,"d":"11,994"},{"v":5179.999,"d":"5,180"},{"v":11994,"d":"11,994"},{"v":5179.999,"d":"5,180"},{"v":1089,"d":"1,089"},470,{"v":19.189,"d":"19"},{"v":8.285,"d":"8"},{"v":1.739,"d":"2"},{"v":979.464,"d":"979"},{"v":79.327,"d":"79"},{"v":15.865,"d":"16"},{"v":982.82,"d":"983"},null,35.242,35.255,3.194,{"v":1798.832,"d":"1,798.832"},0.073,0.015,{"v":1804.995,"d":"1,804.995"},null,{"v":3.2,"d":"3.200"},3.199,{"v":0.29,"d":"0.290"},163.326,0.007,{"v":1E-3,"d":"0.001"},163.885,null,35.242,35.255,3.194,{"v":1798.832,"d":"1,798.832"},0.073,0.015,{"v":1804.995,"d":"1,804.995"},null,{"v":19.189,"d":"19"},{"v":8.285,"d":"8"},{"v":1.739,"d":"2"},{"v":979.464,"d":"979"},{"v":79.327,"d":"79"},{"v":15.865,"d":"16"},null,{"v":11994,"d":"11,994"},{"v":5179.999,"d":"5,180"},{"v":11994,"d":"11,994"},{"v":5179.999,"d":"5,180"},"EIA","EIA","EIA","EIA","EIA","EIA","--","EIA","EIA",{"$nulls":14},{"v":11013.774105,"d":"11,013.774"},0,{"v":1089,"d":"1,089"},0,0,0,0,0,0,0,0,0,{"v":1089,"d":"1,089"},0,0,{"v":1089,"d":"1,089"},0,{"v":0,"d":"0.0%"},{"v":1,"d":"100.0%"},{"v":0,"d":"0.0%"},{"v":0,"d":"0.0%"},{"v":0,"d":"0.0%"},{"v":0,"d":"0.0%"},{"v":0,"d":"0.0%"},{"v":0,"d":"0.0%"},{"v":0,"d":"0.0%"},{"v":0,"d":"0.0%"},{"v":0,"d":"0.0%"},{"v":1,"d":"100.0%"},{"v":0,"d":"0.0%"},{"v":0,"d":"0.0%"},{"v":1,"d":"100.0%"},{"v":0,"d":"0.0%"}]
[90,2020,"AK","NSB Anaktuvuk Pass",7487,"North Slope Borough Power & Light",26616,"North Slope Borough Power & Light",26616,"Electric Utility","No balancing authority","NA","AK","AKMS","ASCC Miscellaneous",null,"02","185","North Slope",68.13795,-151.741017,7,7,"DFO","OIL",null,{"v":0.15281,"d":"0.1528"},2.9,{"v":1,"d":"1.0000"},null,"Yes",0,null,{"v":1,"d":"1.0000"},null,{"v":42350.002,"d":"42,350"},{"v":18267.001,"d":"18,267"},{"v":42350.002,"d":"42,350"},{"v":18267.001,"d":"18,267"},{"v":3881.999,"d":"3,882"},{"v":1674.999,"d":"1,675"},{"v":67.588,"d":"68"},{"v":29.151,"d":"29"},{"v":6.141,"d":"6"},{"v":3458.423,"d":"3,458"},{"v":280.098,"d":"280"},{"v":56.02,"d":"56"},{"v":3470.271,"d":"3,470"},null,34.821,34.807,3.164,{"v":1781.774,"d":"1,781.774"},0.072,0.014,{"v":1787.878,"d":"1,787.878"},null,3.192,3.192,{"v":0.29,"d":"0.290"},163.326,0.007,{"v":1E-3,"d":"0.001"},163.885,null,34.821,34.807,3.164,{"v":1781.774,"d":"1,781.774"},0.072,0.014,{"v":1787.878,"d":"1,787.878"},null,{"v":67.588,"d":"68"},{"v":29.151,"d":"29"},{"v":6.141,"d":"6"},{"v":3458.423,"d":"3,458"},{"v":280.098,"d":"280"},{"v":56.02,"d":"56"},null,{"v":42350.002,"d":"42,350"},{"v":18267.001,"d":"18,267"},{"v":42350.002,"d":"42,350"},{"v":18267.001,"d":"18,267"},"EIA","EIA","EIA","EIA","EIA","EIA","--","EIA","EIA",{"$nulls":6},0,0,0,0,0,0,0,0,{"v":10909.325719,"d":"10,909.326"},0,{"v":3882,"d":"3,882"},0,0,0,0,0,0,0,0,0,{"v":3882,"d":"3,882"},0,0,{"v":3882,"d":"3,882"},0,{"v":0,"d":"0.0%"},{"v":1,"d":"100.0%"},{"v":0,"d":"0.0%"},{"v":0,"d":"0.0%"},{"v":0,"d":"0.0%"},{"v":0,"d":"0.0%"},{"v":0,"d":"0.0%"},{"v":0,"d":"0.0%"},{"v":0,"d":"0.0%"},{"v":0,"d":"0.0%"},{"v":0,"d":"0.0%"},{"v":1,"d":"100.0%"},{"v":0,"d":"0.0%"},{"v":0,"d":"0.0%"},{"v":1,"d":"100.0%"},{"v":0,"d":"0.0%"}]
[91,2020,"AK","NSB Atqasuk Utility",7482,"North Slope Borough Power & Light",26616,"North Slope Borough Power & Light",26616,"Electric Utility","No balancing authority","NA","AK","AKMS","ASCC Miscellaneous",null,"02","185","North Slope",70.4826,-157.4252,6,6,"DFO","OIL",null,{"v":0.09767,"d":"0.0977"},3.4,{"v":1,"d":"1.0000"},null,"Yes",0,null,{"v":1,"d":"1.0000"},null,{"v":36829,"d":"36,829"},{"v":15886.001,"d":"15,886"},{"v":36829,"d":"36,829"},{"v":15886.001,"d":"15,886"},{"v":2908.999,"d":"2,909"},{"v":1255,"d":"1,255"},{"v":58.769,"d":"59"},{"v":25.351,"d":"25"},{"v":5.34,"d":"5"},{"v":3007.562,"d":"3,008"},{"v":243.582,"d":"244"},{"v":48.716,"d":"49"},{"v":3017.866,"d":"3,018"},null,40.405,{"v":40.4,"d":"40.400"},3.671,{"v":2067.764,"d":"2,067.764"},0.084,0.017,{"v":2074.848,"d":"2,074.848"},null,3.191,3.192,{"v":0.29,"d":"0.290"},163.326,0.007,{"v":1E-3,"d":"0.001"},163.885,null,40.405,{"v":40.4,"d":"40.400"},3.671,{"v":2067.764,"d":"2,067.764"},0.084,0.017,{"v":2074.847,"d":"2,074.847"},null,{"v":58.769,"d":"59"},{"v":25.351,"d":"25"},{"v":5.34,"d":"5"},{"v":3007.562,"d":"3,008"},{"v":243.582,"d":"244"},{"v":48.716,"d":"49"},null,{"v":36829,"d":"36,829"},{"v":15886.001,"d":"15,886"},{"v":36829,"d":"36,829"},{"v":15886.001,"d":"15,886"},"EIA","EIA","EIA","EIA","EIA","EIA","--","EIA","EIA",{"$nulls":6},0,0,0,0,0,0,0,0,{"v":12660.364554,"d":"12,660.365"},0,{"v":2909,"d":"2,909"},0,0,0,0,0,0,0,0,0,{"v":2909,"d":"2,909"},0,0,{"v":2909,"d":"2,909"},0,{"v":0,"d":"0.0%"},{"v":1,"d":"100.0%"},{"v":0,"d":"0.0%"},{"v":0,"d":"0.0%"},{"v":0,"d":"0.0%"},{"v":0,"d":"0.0%"},{"v":0,"d":"0.0%"},{"v":0,"d":"0.0%"},{"v":0,"d":"0.0%"},{"v":0,"d":"0.0%"},{"v":0,"d":"0.0%"},{"v":1,"d":"100.0%"},{"v":0,"d":"0.0%"},{"v":0,"d":"0.0%"},{"v":1,"d":"100.0%"},{"v":0,"d":"0.0%"}]
[92,2020,"AK","NSB Kaktovik Utility",7483,"North Slope Borough Power & Light",26616,"North Slope Borough Power & Light",26616,"Electric Utility","No balancing authority","NA","AK","AKMS","ASCC Miscellaneous",null,"02","185","North Slope",70.125617,-143.619033,4,4,"DFO","OIL",null,{"v":0.15705,"d":"0.1571"},2.6,{"v":1,"d":"1.0000"},null,"Yes",0,null,{"v":1,"d":"1.0000"},null,{"v":47941,"d":"47,941"},{"v":20674,"d":"20,674"},{"v":47941,"d":"47,941"},{"v":20674,"d":"20,674"},{"v":3577,"d":"3,577"},{"v":1543,"d":"1,543"},{"v":76.506,"d":"77"},{"v":32.992,"d":"33"},{"v":6.952,"d":"7"},{"v":3915,"d":"3,915"},{"v":317.076,"d":"317"},{"v":63.415,"d":"63"},{"v":3928.412,"d":"3,928"},null,42.777,42.763,3.887,{"v":2188.985,"d":"2,188.985"},0.089,0.018,{"v":2196.484,"d":"2,196.484"},null,3.192,3.192,{"v":0.29,"d":"0.290"},163.326,0.007,{"v":1E-3,"d":"0.001"},163.885,null,42.777,42.763,3.887,{"v":2188.985,"d":"2,188.985"},0.089,0.018,{"v":2196.484,"d":"2,196.484"},null,{"v":76.506,"d":"77"},{"v":32.992,"d":"33"},{"v":6.952,"d":"7"},{"v":3915,"d":"3,915"},{"v":317.076,"d":"317"},{"v":63.415,"d":"63"},null,{"v":47941,"d":"47,941"},{"v":20674,"d":"20,674"},{"v":47941,"d":"47,941"},{"v":20674,"d":"20,674"},"EIA","EIA","EIA","EIA","EIA","EIA","--","EIA","EIA",{"$nulls":6},0,0,0,0,0,0,0,0,{"v":13402.571988,"d":"13,402.572"},0,{"v":3577,"d":"3,577"},0,0,0,0,0,0,0,0,0,{"v":3577,"d":"3,577"},0,0,{"v":3577,"d":"3,577"},0,{"v":0,"d":"0.0%"},{"v":1,"d":"100.0%"},{"v":0,"d":"0.0%"},{"v":0,"d":"0.0%"},{"v":0,"d":"0.0%"},{"v":0,"d":"0.0%"},{"v":0,"d":"0.0%"},{"v":0,"d":"0.0%"},{"v":0,"d":"0.0%"},{"v":0,"d":"0.0%"},{"v":0,"d":"0.0%"},{"v":1,"d":"100.0%"},{"v":0,"d":"0.0%"},{"v":0,"d":"0.0%"},{"v":1,"d":"100.0%"},{"v":0,"d":"0.0%"}]
[93,2020,"AK","NSB Nuiqsut Utility",7484,"North Slope Borough Power & Light",26616,"North Slope Borough Power & Light",26616,"Electric Utility","No balancing authority","NA","AK","AKMS","ASCC Miscellaneous",null,"02","185","North Slope",70.220565,-150.993492,7,7,"DFO","OIL",null,{"v":0.12105,"d":"0.1211"},4.8,{"v":1,"d":"1.0000"},null,"Yes",0,null,{"v":1,"d":"1.0000"},null,{"v":97617.999,"d":"97,618"},{"v":37310.998,"d":"37,311"},{"v":97617.999,"d":"97,618"},{"v":37310.998,"d":"37,311"},{"v":5090,"d":"5,090"},{"v":1944.999,"d":"1,945"},{"v":139.985,"d":"140"},{"v":53.746,"d":"54"},{"v":3.46,"d":"3"},{"v":6838.503,"d":"6,839"},{"v":316.796,"d":"317"},{"v":46.917,"d":"47"},{"v":6849.454,"d":"6,849"},null,55.004,55.266,1.359,{"v":2687.035,"d":"2,687.035"},0.062,0.009,{"v":2691.337,"d":"2,691.337"},null,2.868,2.881,0.071,140.107,0.003,{"v":0,"d":"0.000"},140.332,null,55.004,55.266,1.359,{"v":2687.035,"d":"2,687.035"},0.062,0.009,{"v":2691.337,"d":"2,691.337"},null,{"v":139.985,"d":"140"},{"v":53.746,"d":"54"},{"v":3.46,"d":"3"},{"v":6838.503,"d":"6,839"},{"v":316.796,"d":"317"},{"v":46.917,"d":"47"},null,{"v":97617.999,"d":"97,618"},{"v":37310.998,"d":"37,311"},{"v":97617.999,"d":"97,618"},{"v":37310.998,"d":"37,311"},"EIA","EIA","EIA","EIA","EIA","EIA","--","EIA","EIA",{"$nulls":6},0,0,0,0,0,0,0,0,{"v":19178.388806,"d":"19,178.389"},0,{"v":1201.292,"d":"1,201"},{"v":3888.708,"d":"3,889"},0,0,0,0,0,0,0,0,{"v":5090,"d":"5,090"},0,0,{"v":5090,"d":"5,090"},0,{"v":0,"d":"0.0%"},{"v":0.23601021611002,"d":"23.6%"},{"v":0.76398978388998,"d":"76.4%"},{"v":0,"d":"0.0%"},{"v":0,"d":"0.0%"},{"v":0,"d":"0.0%"},{"v":0,"d":"0.0%"},{"v":0,"d":"0.0%"},{"v":0,"d":"0.0%"},{"v":0,"d":"0.0%"},{"v":0,"d":"0.0%"},{"v":1,"d":"100.0%"},{"v":0,"d":"0.0%"},{"v":0,"d":"0.0%"},{"v":1,"d":"100.0%"},{"v":0,"d":"0.0%"}]
[94,2020,"AK","NSB Point Hope Utility",7485,"North Slope Borough Power & Light",26616,"North Slope Borough Power & Light",26616,"Electric Utility","No balancing authority","NA","AK","AKMS","ASCC Miscellaneous",null,"02","185","North Slope",68.348424,-166.737211,9,9,"DFO","OIL",null,{"v":0.15495,"d":"0.1550"},4.6,{"v":1,"d":"1.0000"},null,"Yes",0,null,{"v":1,"d":"1.0000"},null,{"v":71339,"d":"71,339"},{"v":30770,"d":"30,770"},{"v":71339,"d":"71,339"},{"v":30770,"d":"30,770"},{"v":6244,"d":"6,244"},{"v":2693.999,"d":"2,694"},{"v":113.851,"d":"114"},{"v":49.106,"d":"49"},{"v":10.344,"d":"10"},{"v":5825.747,"d":"5,826"},{"v":471.827,"d":"472"},{"v":94.365,"d":"94"},{"v":5845.705,"d":"5,846"},null,36.467,36.456,3.313,{"v":1866.03,"d":"1,866.030"},0.076,0.015,{"v":1872.423,"d":"1,872.423"},null,3.192,3.192,{"v":0.29,"d":"0.290"},163.326,0.007,{"v":1E-3,"d":"0.001"},163.885,null,36.467,36.456,3.313,{"v":1866.03,"d":"1,866.030"},0.076,0.015,{"v":1872.423,"d":"1,872.423"},null,{"v":113.851,"d":"114"},{"v":49.106,"d":"49"},{"v":10.344,"d":"10"},{"v":5825.747,"d":"5,826"},{"v":471.827,"d":"472"},{"v":94.365,"d":"94"},null,{"v":71339,"d":"71,339"},{"v":30770,"d":"30,770"},{"v":71339,"d":"71,339"},{"v":30770,"d":"30,770"},"EIA","EIA","EIA","EIA","EIA","EIA","--","EIA","EIA",{"$nulls":6},0,0,0,0,0,0,0,0,{"v":11425.2082,"d":"11,425.208"},0,{"v":6244,"d":"6,244"},0,0,0,0,0,0,0,0,0,{"v":6244,"d":"6,244"},0,0,{"v":6244,"d":"6,244"},0,{"v":0,"d":"0.0%"},{"v":1,"d":"100.0%"},{"v":0,"d":"0.0%"},{"v":0,"d":"0.0%"},{"v":0,"d":"0.0%"},{"v":0,"d":"0.0%"},{"v":0,"d":"0.0%"},{"v":0,"d":"0.0%"},{"v":0,"d":"0.0%"},{"v":0,"d":"0.0%"},{"v":0,"d":"0.0%"},{"v":1,"d":"100.0%"},{"v":0,"d":"0.0%"},{"v":0,"d":"0.0%"},{"v":1,"d":"100.0%"},{"v":0,"d":"0.0%"}]
[95,2020,"AK","NSB Point Lay Utility",7486,"North Slope Borough Power & Light",26616,"North Slope Borough Power & Light",26616,"Electric Utility","No balancing authority","NA","AK","AKMS","ASCC Miscellaneous",null,"02","185","North Slope",69.740833,-163.005833,12,12,"DFO","OIL",null,{"v":0.09098,"d":"0.0910"},4.6,{"v":1,"d":"1.0000"},null,"Yes",0,null,{"v":1,"d":"1.0000"},null,{"v":38439,"d":"38,439"},{"v":16580,"d":"16,580"},{"v":38439,"d":"38,439"},{"v":16580,"d":"16,580"},{"v":3666,"d":"3,666"},{"v":1581,"d":"1,581"},{"v":61.344,"d":"61"},{"v":26.46,"d":"26"},{"v":5.574,"d":"6"},{"v":3139.04,"d":"3,139"},{"v":254.231,"d":"254"},{"v":50.846,"d":"51"},{"v":3149.794,"d":"3,150"},null,33.466,33.472,3.041,{"v":1712.515,"d":"1,712.515"},0.069,0.014,{"v":1718.382,"d":"1,718.382"},null,3.192,3.192,{"v":0.29,"d":"0.290"},163.326,0.007,{"v":1E-3,"d":"0.001"},163.885,null,33.466,33.472,3.041,{"v":1712.515,"d":"1,712.515"},0.069,0.014,{"v":1718.382,"d":"1,718.382"},null,{"v":61.344,"d":"61"},{"v":26.46,"d":"26"},{"v":5.574,"d":"6"},{"v":3139.04,"d":"3,139"},{"v":254.231,"d":"254"},{"v":50.846,"d":"51"},null,{"v":38439,"d":"38,439"},{"v":16580,"d":"16,580"},{"v":38439,"d":"38,439"},{"v":16580,"d":"16,580"},"EIA","EIA","EIA","EIA","EIA","EIA","--","EIA","EIA",{"$nulls":6},0,0,0,0,0,0,0,0,{"v":10485.270049,"d":"10,485.270"},0,{"v":3666,"d":"3,666"},0,0,0,0,0,0,0,0,0,{"v":3666,"d":"3,666"},0,0,{"v":3666,"d":"3,666"},0,{"v":0,"d":"0.0%"},{"v":1,"d":"100.0%"},{"v":0,"d":"0.0%"},{"v":0,"d":"0.0%"},{"v":0,"d":"0.0%"},{"v":0,"d":"0.0%"},{"v":0,"d":"0.0%"},{"v":0,"d":"0.0%"},{"v":0,"d":"0.0%"},{"v":0,"d":"0.0%"},{"v":0,"d":"0.0%"},{"v":1,"d":"100.0%"},{"v":0,"d":"0.0%"},{"v":0,"d":"0.0%"},{"v":1,"d":"100.0%"},{"v":0,"d":"0.0%"}]
[96,2020,"AK","NSB Wainwright Utility",7488,"North Slope Borough Power & Light",26616,"North Slope Borough Power & Light",26616,"Electric Utility","No balancing authority","NA","AK","AKMS","ASCC Miscellaneous",null,"02","185","North Slope",70.642877,-160.020461,6,6,"DFO","OIL",null,{"v":0.24557,"d":"0.2456"},3.3,{"v":0.924046457727965,"d":"0.9240"},null,"Yes",0,null,{"v":1,"d":"1.0000"},null,{"v":80281.999,"d":"80,282"},{"v":34631,"d":"34,631"},{"v":80281.999,"d":"80,282"},{"v":34631,"d":"34,631"},{"v":7098.999,"d":"7,099"},{"v":3062.001,"d":"3,062"},{"v":128.121,"d":"128"},{"v":55.267,"d":"55"},{"v":11.641,"d":"12"},{"v":6556.059,"d":"6,556"},{"v":530.975,"d":"531"},{"v":106.195,"d":"106"},{"v":6578.519,"d":"6,579"},null,36.096,36.099,{"v":3.28,"d":"3.280"},{"v":1847.038,"d":"1,847.038"},0.075,0.015,{"v":1853.365,"d":"1,853.365"},null,3.192,3.192,{"v":0.29,"d":"0.290"},163.326,0.007,{"v":1E-3,"d":"0.001"},163.885,null,36.096,36.099,{"v":3.28,"d":"3.280"},{"v":1847.037,"d":"1,847.037"},0.075,0.015,{"v":1853.365,"d":"1,853.365"},null,{"v":128.121,"d":"128"},{"v":55.267,"d":"55"},{"v":11.641,"d":"12"},{"v":6556.059,"d":"6,556"},{"v":530.975,"d":"531"},{"v":106.195,"d":"106"},null,{"v":80281.999,"d":"80,282"},{"v":34631,"d":"34,631"},{"v":80281.999,"d":"80,282"},{"v":34631,"d":"34,631"},"EIA","EIA","EIA","EIA","EIA","EIA","--","EIA","EIA",{"$nulls":6},0,0,0,0,0,0,0,0,{"v":11308.916611,"d":"11,308.917"},0,{"v":7099,"d":"7,099"},0,0,0,0,0,0,0,0,0,{"v":7099,"d":"7,099"},0,0,{"v":7099,"d":"7,099"},0,{"v":0,"d":"0.0%"},{"v":1,"d":"100.0%"},{"v":0,"d":"0.0%"},{"v":0,"d":"0.0%"},{"v":0,"d":"0.0%"},{"v":0,"d":"0.0%"},{"v":0,"d":"0.0%"},{"v":0,"d":"0.0%"},{"v":0,"d":"0.0%"},{"v":0,"d":"0.0%"},{"v":0,"d":"0.0%"},{"v":1,"d":"100.0%"},{"v":0,"d":"0.0%"},{"v":0,"d":"0.0%"},{"v":1,"d":"100.0%"},{"v":0,"d":"0.0%"}]
[97,2020,"AK","Nunapitchuk",6333,"Alaska Village Elec Coop, Inc",221,"Alaska Village Elec Coop, Inc",221,"Electric Utility","No balancing authority","NA","AK","AKMS","ASCC Miscellaneous",null,"02","050","Bethel",60.89588,-162.459756,5,5,"DFO","OIL",null,null,2.2,{"$nulls":62},"--"]
[98,2020,"AK","Nymans Plant Microgrid",7723,"Kodiak Electric Assn Inc",10433,"Kodiak Electric Assn Inc",10433,"Electric Utility","No balancing authority","NA","AK","AKMS","ASCC Miscellaneous",null,"02","150","Kodiak Island",57.731608,-152.507044,2,2,"DFO","OIL",null,{"v":0,"d":"0.0000"},{"v":10,"d":"10.0"},{"$nulls":11},0,0,{"$nulls":49},"--",{"$nulls":17},0,0,0,0,0,0,0,0,0,0,0,0,0,0,0,0]
[99,2020,"AK","Orca",789,"Cordova Electric Coop, Inc",40215,"Cordova Electric Coop, Inc",40215,"Electric Utility","No balancing authority","NA","AK","AKMS","ASCC Miscellaneous",null,"02","261","Valdez Cordova",60.555889,-145.752983,7,7,"DFO","OIL",null,{"v":0.06604,"d":"0.0660"},13.7,{"v":1,"d":"1.0000"},{"$nulls":6},{"v":80184,"d":"80,184"},{"v":34597,"d":"34,597"},{"v":80184,"d":"80,184"},{"v":34597,"d":"34,597"},{"v":7925.001,"d":"7,925"},{"v":3419.001,"d":"3,419"},{"v":128.846,"d":"129"},{"v":55.592,"d":"56"},{"v":11.627,"d":"12"},{"v":6548.057,"d":"6,548"},{"v":530.327,"d":"530"},{"v":106.065,"d":"106"},{"v":6570.49,"d":"6,570"},null,32.516,32.519,2.934,{"v":1652.506,"d":"1,652.506"},0.067,0.013,{"v":1658.168,"d":"1,658.168"},null,3.214,3.214,{"v":0.29,"d":"0.290"},163.326,0.007,{"v":1E-3,"d":"0.001"},163.885,null,32.516,32.519,2.934,{"v":1652.507,"d":"1,652.507"},0.067,0.013,{"v":1658.168,"d":"1,658.168"},null,{"v":128.846,"d":"129"},{"v":55.592,"d":"56"},{"v":11.627,"d":"12"},{"v":6548.057,"d":"6,548"},{"v":530.327,"d":"530"},{"v":106.065,"d":"106"},null,{"v":80184,"d":"80,184"},{"v":34597,"d":"34,597"},{"v":80184,"d":"80,184"},{"v":34597,"d":"34,597"},"EIA","EIA","EIA","EIA","EIA","EIA","--","EIA","EIA",{"$nulls":14},{"v":10117.85489,"d":"10,117.855"},0,{"v":7925,"d":"7,925"},0,0,0,0,0,0,0,0,0,{"v":7925,"d":"7,925"},0,0,{"v":7925,"d":"7,925"},0,{"v":0,"d":"0.0%"},{"v":1,"d":"100.0%"},{"v":0,"d":"0.0%"},{"v":0,"d":"0.0%"},{"v":0,"d":"0.0%"},{"v":0,"d":"0.0%"},{"v":0,"d":"0.0%"},{"v":0,"d":"0.0%"},{"v":0,"d":"0.0%"},{"v":0,"d":"0.0%"},{"v":0,"d":"0.0%"},{"v":1,"d":"100.0%"},{"v":0,"d":"0.0%"},{"v":0,"d":"0.0%"},{"v":1,"d":"100.0%"},{"v":0,"d":"0.0%"}]
[100,2020,"AK","Pelican",6702,"Pelican Utility",29297,"Pelican Utility",29297,"Electric Utility","No balancing authority","NA","AK","AKMS","ASCC Miscellaneous",null,"02","105","Hoonah-Angoon",57.957197,-136.220095,10,10,"DFO","OIL",null,{"v":0.03504,"d":"0.0350"},3.6,{"v":1,"d":"1.0000"},{"$nulls":6},{"v":10070,"d":"10,070"},{"v":4347,"d":"4,347"},{"v":12370,"d":"12,370"},{"v":5394,"d":"5,394"},{"v":1105,"d":"1,105"},483,{"v":15.135,"d":"15"},{"v":6.533,"d":"7"},{"v":1.46,"d":"1"},{"v":822.345,"d":"822"},{"v":66.602,"d":"67"},{"v":13.32,"d":"13"},{"v":825.162,"d":"825"},null,27.394,27.052,2.643,{"v":1488.407,"d":"1,488.407"},{"v":0.06,"d":"0.060"},0.012,{"v":1493.506,"d":"1,493.506"},null,3.006,3.006,{"v":0.29,"d":"0.290"},163.326,0.007,{"v":1E-3,"d":"0.001"},163.885,null,35.907,35.459,3.464,{"v":1950.996,"d":"1,950.996"},0.079,0.016,{"v":1957.68,"d":"1,957.680"},null,{"v":15.135,"d":"15"},{"v":6.533,"d":"7"},{"v":1.46,"d":"1"},{"v":822.345,"d":"822"},{"v":66.602,"d":"67"},{"v":13.32,"d":"13"},null,{"v":10070,"d":"10,070"},{"v":4347,"d":"4,347"},{"v":12370,"d":"12,370"},{"v":5394,"d":"5,394"},"EIA","EIA","EIA","EIA","EIA","EIA","--","EIA","EIA",{"$nulls":14},{"v":11945.432977,"d":"11,945.433"},0,843,0,0,262,0,0,0,0,0,0,843,262,0,843,262,{"v":0,"d":"0.0%"},{"v":0.76289592760181,"d":"76.3%"},{"v":0,"d":"0.0%"},{"v":0,"d":"0.0%"},{"v":0.23710407239819,"d":"23.7%"},{"v":0,"d":"0.0%"},{"v":0,"d":"0.0%"},{"v":0,"d":"0.0%"},{"v":0,"d":"0.0%"},{"v":0,"d":"0.0%"},{"v":0,"d":"0.0%"},{"v":0.76289592760181,"d":"76.3%"},{"v":0.23710407239819,"d":"23.7%"},{"v":0,"d":"0.0%"},{"v":0.76289592760181,"d":"76.3%"},{"v":0.23710407239819,"d":"23.7%"}]
[101,2020,"AK","Petersburg",91,"Petersburg Borough - (AK)",14856,"Petersburg Borough - (AK)",14856,"Electric Utility","No balancing authority","NA","AK","AKMS","ASCC Miscellaneous",null,"02","195","Petersburg",56.81104,-132.957091,9,9,"WAT","HYDRO",null,{"v":0.10907,"d":"0.1091"},14.8,{"$nulls":7},{"v":8786.999,"d":"8,787"},{"v":3787,"d":"3,787"},{"v":125230.999,"d":"125,231"},{"v":56776,"d":"56,776"},{"v":14141,"d":"14,141"},{"v":6414.999,"d":"6,415"},{"v":14.12,"d":"14"},{"v":6.086,"d":"6"},{"v":1.274,"d":"1"},{"v":717.572,"d":"718"},{"v":58.116,"d":"58"},{"v":11.623,"d":"12"},{"v":720.03,"d":"720"},null,1.997,1.897,{"v":0.18,"d":"0.180"},101.488,0.004,{"v":1E-3,"d":"0.001"},101.836,null,3.214,3.214,{"v":0.29,"d":"0.290"},163.326,0.007,{"v":1E-3,"d":"0.001"},163.885,null,32.524,30.902,2.935,{"v":1652.859,"d":"1,652.859"},0.067,0.013,{"v":1658.521,"d":"1,658.521"},null,{"v":14.12,"d":"14"},{"v":6.086,"d":"6"},{"v":1.274,"d":"1"},{"v":717.572,"d":"718"},{"v":58.116,"d":"58"},{"v":11.623,"d":"12"},null,{"v":8786.999,"d":"8,787"},{"v":3787,"d":"3,787"},{"v":125230.999,"d":"125,231"},{"v":56776,"d":"56,776"},"EIA","EIA","EIA","EIA","EIA","EIA","--","EIA","EIA",{"$nulls":14},{"v":10120.006035,"d":"10,120.006"},0,{"v":868.28,"d":"868"},0,0,{"v":13273,"d":"13,273"},0,0,0,0,0,0,{"v":868.28,"d":"868"},{"v":13273,"d":"13,273"},0,{"v":868.28,"d":"868"},{"v":13273,"d":"13,273"},{"v":0,"d":"0.0%"},{"v":0.0614003824264847,"d":"6.1%"},{"v":0,"d":"0.0%"},{"v":0,"d":"0.0%"},{"v":0.938599617573515,"d":"93.9%"},{"v":0,"d":"0.0%"},{"v":0,"d":"0.0%"},{"v":0,"d":"0.0%"},{"v":0,"d":"0.0%"},{"v":0,"d":"0.0%"},{"v":0,"d":"0.0%"},{"v":0.0614003824264847,"d":"6.1%"},{"v":0.938599617573515,"d":"93.9%"},{"v":0,"d":"0.0%"},{"v":0.0614003824264847,"d":"6.1%"},{"v":0.938599617573515,"d":"93.9%"}]
[102,2020,"AK","Pillar Mountain Wind Project Microgrid",57187,"Kodiak Electric Assn Inc",10433,"Kodiak Electric Assn Inc",10433,"Electric Utility","No balancing authority","NA","AK","AKMS","ASCC Miscellaneous",null,"02","150","Kodiak Island",57.7869,-152.4406,2,2,"WND","WIND",null,{"v":0.31306,"d":"0.3131"},{"v":9,"d":"9.0"},{"$nulls":9},{"v":216535,"d":"216,535"},{"v":81446,"d":"81,446"},{"v":24682,"d":"24,682"},{"v":9284,"d":"9,284"},{"$nulls":41},{"v":216535,"d":"216,535"},{"v":81446,"d":"81,446"},{"$nulls":6},"--","EIA","EIA",{"$nulls":15},0,0,0,0,0,0,{"v":24682,"d":"24,682"},0,0,0,0,0,{"v":24682,"d":"24,682"},{"v":24682,"d":"24,682"},0,{"v":24682,"d":"24,682"},{"v":0,"d":"0.0%"},{"v":0,"d":"0.0%"},{"v":0,"d":"0.0%"},{"v":0,"d":"0.0%"},{"v":0,"d":"0.0%"},{"v":0,"d":"0.0%"},{"v":1,"d":"100.0%"},{"v":0,"d":"0.0%"},{"v":0,"d":"0.0%"},{"v":0,"d":"0.0%"},{"v":0,"d":"0.0%"},{"v":0,"d":"0.0%"},{"v":1,"d":"100.0%"},{"v":1,"d":"100.0%"},{"v":0,"d":"0.0%"},{"v":1,"d":"100.0%"}]
[103,2020,"AK","Pilot Station",57058,"Alaska Village Elec Coop, Inc",221,"Alaska Village Elec Coop, Inc",221,"Electric Utility","No balancing authority","NA","AK","AKMS","ASCC Miscellaneous",null,"02","270","Wade Hampton",61.936456,-162.880706,4,4,"DFO","OIL",null,{"v":0.11953,"d":"0.1195"},1.7,{"v":1,"d":"1.0000"},null,"Yes",0,null,{"v":1,"d":"1.0000"},null,{"v":17738.999,"d":"17,739"},{"v":7652,"d":"7,652"},{"v":17738.999,"d":"17,739"},{"v":7652,"d":"7,652"},{"v":1779.999,"d":"1,780"},{"v":768.001,"d":"768"},{"v":29.469,"d":"29"},{"v":12.712,"d":"13"},{"v":2.572,"d":"3"},{"v":1448.618,"d":"1,449"},{"v":117.323,"d":"117"},{"v":23.465,"d":"23"},{"v":1453.581,"d":"1,454"},null,33.111,33.104,{"v":2.89,"d":"2.890"},{"v":1627.662,"d":"1,627.662"},0.066,0.013,{"v":1633.238,"d":"1,633.238"},null,3.323,3.323,{"v":0.29,"d":"0.290"},163.326,0.007,{"v":1E-3,"d":"0.001"},163.885,null,33.111,33.104,{"v":2.89,"d":"2.890"},{"v":1627.661,"d":"1,627.661"},0.066,0.013,{"v":1633.237,"d":"1,633.237"},null,{"v":29.469,"d":"29"},{"v":12.712,"d":"13"},{"v":2.572,"d":"3"},{"v":1448.618,"d":"1,449"},{"v":117.323,"d":"117"},{"v":23.465,"d":"23"},null,{"v":17738.999,"d":"17,739"},{"v":7652,"d":"7,652"},{"v":17738.999,"d":"17,739"},{"v":7652,"d":"7,652"},"EIA","EIA","EIA","EIA","EIA","EIA","--","EIA","EIA",{"$nulls":6},0,0,0,0,0,0,0,0,{"v":9965.729651,"d":"9,965.730"},0,{"v":1780,"d":"1,780"},0,0,0,0,0,0,0,0,0,{"v":1780,"d":"1,780"},0,0,{"v":1780,"d":"1,780"},0,{"v":0,"d":"0.0%"},{"v":1,"d":"100.0%"},{"v":0,"d":"0.0%"},{"v":0,"d":"0.0%"},{"v":0,"d":"0.0%"},{"v":0,"d":"0.0%"},{"v":0,"d":"0.0%"},{"v":0,"d":"0.0%"},{"v":0,"d":"0.0%"},{"v":0,"d":"0.0%"},{"v":0,"d":"0.0%"},{"v":1,"d":"100.0%"},{"v":0,"d":"0.0%"},{"v":0,"d":"0.0%"},{"v":1,"d":"100.0%"},{"v":0,"d":"0.0%"}]
[104,2020,"AK","Port Lions Microgrid",6282,"Kodiak Electric Assn Inc",10433,"Kodiak Electric Assn Inc",10433,"Electric Utility","No balancing authority","NA","AK","AKMS","ASCC Miscellaneous",null,"02","150","Kodiak Island",57.864775,-152.855441,5,5,"DFO","OIL",null,null,1.5,{"$nulls":62},"--"]
[105,2020,"AK","Power Creek",7862,"Cordova Electric Coop, Inc",40215,"Cordova Electric Coop, Inc",40215,"Electric Utility","No balancing authority","NA","AK","AKMS","ASCC Miscellaneous",null,"02","261","Valdez Cordova",60.588686,-145.604539,2,2,"WAT","HYDRO",null,0.2648,{"v":6,"d":"6.0"},{"$nulls":9},{"v":122101,"d":"122,101"},{"v":55564,"d":"55,564"},{"v":13918,"d":"13,918"},{"v":6334,"d":"6,334"},{"$nulls":41},{"v":122101,"d":"122,101"},{"v":55564,"d":"55,564"},{"$nulls":6},"--","EIA","EIA",{"$nulls":15},0,0,0,0,{"v":13918,"d":"13,918"},0,0,0,0,0,0,0,{"v":13918,"d":"13,918"},0,0,{"v":13918,"d":"13,918"},{"v":0,"d":"0.0%"},{"v":0,"d":"0.0%"},{"v":0,"d":"0.0%"},{"v":0,"d":"0.0%"},{"v":1,"d":"100.0%"},{"v":0,"d":"0.0%"},{"v":0,"d":"0.0%"},{"v":0,"d":"0.0%"},{"v":0,"d":"0.0%"},{"v":0,"d":"0.0%"},{"v":0,"d":"0.0%"},{"v":0,"d":"0.0%"},{"v":1,"d":"100.0%"},{"v":0,"d":"0.0%"},{"v":0,"d":"0.0%"},{"v":1,"d":"100.0%"}]
[106,2020,"AK","Purple Lake",6302,"Metlakatla Power & Light",12385,"Metlakatla Power & Light",12385,"Electric Utility","No balancing authority","NA","AK","AKMS","ASCC Miscellaneous",null,"02","198","Prince of Wales-Hyder",55.091263,-131.544978,3,3,"WAT","HYDRO",null,{"v":0.32719,"d":"0.3272"},3.9,{"$nulls":9},{"v":98065.002,"d":"98,065"},{"v":44625.999,"d":"44,626"},{"v":11178,"d":"11,178"},{"v":5087.001,"d":"5,087"},{"$nulls":41},{"v":98065.002,"d":"98,065"},{"v":44625.999,"d":"44,626"},{"$nulls":6},"--","EIA","EIA",{"$nulls":15},0,0,0,0,{"v":11178,"d":"11,178"},0,0,0,0,0,0,0,{"v":11178,"d":"11,178"},0,0,{"v":11178,"d":"11,178"},{"v":0,"d":"0.0%"},{"v":0,"d":"0.0%"},{"v":0,"d":"0.0%"},{"v":0,"d":"0.0%"},{"v":1,"d":"100.0%"},{"v":0,"d":"0.0%"},{"v":0,"d":"0.0%"},{"v":0,"d":"0.0%"},{"v":0,"d":"0.0%"},{"v":0,"d":"0.0%"},{"v":0,"d":"0.0%"},{"v":0,"d":"0.0%"},{"v":1,"d":"100.0%"},{"v":0,"d":"0.0%"},{"v":0,"d":"0.0%"},{"v":1,"d":"100.0%"}]
[107,2020,"AK","Quinhagak",57057,"Alaska Village Elec Coop, Inc",221,"Alaska Village Elec Coop, Inc",221,"Electric Utility","No balancing authority","NA","AK","AKMS","ASCC Miscellaneous",null,"02","050","Bethel",59.747436,-161.910647,5,5,"DFO","OIL",null,{"v":0.12133,"d":"0.1213"},2.1,{"v":1,"d":"1.0000"},null,"Yes",0,null,{"v":1,"d":"1.0000"},null,{"v":19086,"d":"19,086"},{"v":8236,"d":"8,236"},{"v":19086,"d":"19,086"},{"v":8236,"d":"8,236"},{"v":2232,"d":"2,232"},963,{"v":31.706,"d":"32"},{"v":13.681,"d":"14"},{"v":2.768,"d":"3"},{"v":1558.617,"d":"1,559"},{"v":126.232,"d":"126"},{"v":25.246,"d":"25"},{"v":1563.957,"d":"1,564"},null,{"v":28.41,"d":"28.410"},28.413,{"v":2.48,"d":"2.480"},{"v":1396.61,"d":"1,396.610"},0.057,0.011,{"v":1401.395,"d":"1,401.395"},null,3.322,3.322,{"v":0.29,"d":"0.290"},163.326,0.007,{"v":1E-3,"d":"0.001"},163.885,null,{"v":28.41,"d":"28.410"},28.413,{"v":2.48,"d":"2.480"},{"v":1396.61,"d":"1,396.610"},0.057,0.011,{"v":1401.395,"d":"1,401.395"},null,{"v":31.706,"d":"32"},{"v":13.681,"d":"14"},{"v":2.768,"d":"3"},{"v":1558.617,"d":"1,559"},{"v":126.232,"d":"126"},{"v":25.246,"d":"25"},null,{"v":19086,"d":"19,086"},{"v":8236,"d":"8,236"},{"v":19086,"d":"19,086"},{"v":8236,"d":"8,236"},"EIA","EIA","EIA","EIA","EIA","EIA","--","EIA","EIA",{"$nulls":6},0,0,0,0,0,0,0,0,{"v":8551.075269,"d":"8,551.075"},0,{"v":2232,"d":"2,232"},0,0,0,0,0,0,0,0,0,{"v":2232,"d":"2,232"},0,0,{"v":2232,"d":"2,232"},0,{"v":0,"d":"0.0%"},{"v":1,"d":"100.0%"},{"v":0,"d":"0.0%"},{"v":0,"d":"0.0%"},{"v":0,"d":"0.0%"},{"v":0,"d":"0.0%"},{"v":0,"d":"0.0%"},{"v":0,"d":"0.0%"},{"v":0,"d":"0.0%"},{"v":0,"d":"0.0%"},{"v":0,"d":"0.0%"},{"v":1,"d":"100.0%"},{"v":0,"d":"0.0%"},{"v":0,"d":"0.0%"},{"v":1,"d":"100.0%"},{"v":0,"d":"0.0%"}]
[108,2020,"AK","S W Bailey",85,"Ketchikan Public Utilities",10210,"Ketchikan Public Utilities",10210,"Electric Utility","No balancing authority","NA","AK","AKMS","ASCC Miscellaneous",null,"02","130","Ketchikan Gateway",55.357397,-131.69696,4,4,"DFO","OIL",null,{"v":0,"d":"0.0000"},25.9,{"$nulls":7},{"v":12623,"d":"12,623"},{"v":5447,"d":"5,447"},{"v":12623,"d":"12,623"},{"v":5447,"d":"5,447"},{"v":-248.001,"d":"(248)"},{"v":-107,"d":"(107)"},{"v":20.214,"d":"20"},{"v":8.724,"d":"9"},{"v":1.83,"d":"2"},{"v":1030.831,"d":"1,031"},{"v":83.487,"d":"83"},{"v":16.697,"d":"17"},{"v":1034.363,"d":"1,034"},null,{"v":0,"d":"0.000"},{"v":0,"d":"0.000"},{"v":0,"d":"0.000"},{"v":0,"d":"0.000"},{"v":0,"d":"0.000"},{"v":0,"d":"0.000"},{"v":0,"d":"0.000"},null,3.203,3.203,{"v":0.29,"d":"0.290"},163.326,0.007,{"v":1E-3,"d":"0.001"},163.885,null,{"v":0,"d":"0.000"},{"v":0,"d":"0.000"},{"v":0,"d":"0.000"},{"v":0,"d":"0.000"},{"v":0,"d":"0.000"},{"v":0,"d":"0.000"},{"v":0,"d":"0.000"},null,{"v":20.214,"d":"20"},{"v":8.724,"d":"9"},{"v":1.83,"d":"2"},{"v":1030.831,"d":"1,031"},{"v":83.487,"d":"83"},{"v":16.697,"d":"17"},null,{"v":12623,"d":"12,623"},{"v":5447,"d":"5,447"},{"v":12623,"d":"12,623"},{"v":5447,"d":"5,447"},"EIA","EIA","EIA","EIA","EIA","EIA","--","EIA","EIA",{"$nulls":14},{"v":-50899.194533,"d":"(50,899.195)"},0,{"v":-248,"d":"(248)"},0,0,0,0,0,0,0,0,0,{"v":-248,"d":"(248)"},0,0,{"v":-248,"d":"(248)"},0]
[109,2020,"AK","Salmon Creek 1",65,"Alaska Electric Light&Power Co",213,"Alaska Electric Light&Power Co",213,"Electric Utility","No balancing authority","NA","AK","AKMS","ASCC Miscellaneous",null,"02","110","Juneau",58.3269,-134.4631,1,1,"WAT","HYDRO",null,{"v":0.37012,"d":"0.3701"},8.5,{"$nulls":9},{"v":241775,"d":"241,775"},{"v":110023,"d":"110,023"},{"v":27559,"d":"27,559"},{"v":12541,"d":"12,541"},{"$nulls":41},{"v":241775,"d":"241,775"},{"v":110023,"d":"110,023"},{"$nulls":6},"--","EIA","EIA",{"$nulls":15},0,0,0,0,{"v":27559,"d":"27,559"},0,0,0,0,0,0,0,{"v":27559,"d":"27,559"},0,0,{"v":27559,"d":"27,559"},{"v":0,"d":"0.0%"},{"v":0,"d":"0.0%"},{"v":0,"d":"0.0%"},{"v":0,"d":"0.0%"},{"v":1,"d":"100.0%"},{"v":0,"d":"0.0%"},{"v":0,"d":"0.0%"},{"v":0,"d":"0.0%"},{"v":0,"d":"0.0%"},{"v":0,"d":"0.0%"},{"v":0,"d":"0.0%"},{"v":0,"d":"0.0%"},{"v":1,"d":"100.0%"},{"v":0,"d":"0.0%"},{"v":0,"d":"0.0%"},{"v":1,"d":"100.0%"}]
[110,2020,"AK","Sand Point",1,"TDX Sand Point Generating, LLC",63560,"TDX Sand Point Generating, LLC",63560,"IPP Non-CHP","No balancing authority","NA","AK","AKMS","ASCC Miscellaneous",null,"02","013","Aleutians East",55.339722,-160.497222,6,6,"WND","WIND",null,0.0099,{"v":4,"d":"4.0"},{"$nulls":9},{"v":3045,"d":"3,045"},{"v":1146,"d":"1,146"},347,131,{"$nulls":41},{"v":3045,"d":"3,045"},{"v":1146,"d":"1,146"},{"$nulls":6},"--","EIA","EIA",{"$nulls":15},0,0,0,0,0,0,347,0,0,0,0,0,347,347,0,347,{"v":0,"d":"0.0%"},{"v":0,"d":"0.0%"},{"v":0,"d":"0.0%"},{"v":0,"d":"0.0%"},{"v":0,"d":"0.0%"},{"v":0,"d":"0.0%"},{"v":1,"d":"100.0%"},{"v":0,"d":"0.0%"},{"v":0,"d":"0.0%"},{"v":0,"d":"0.0%"},{"v":0,"d":"0.0%"},{"v":0,"d":"0.0%"},{"v":1,"d":"100.0%"},{"v":1,"d":"100.0%"},{"v":0,"d":"0.0%"},{"v":1,"d":"100.0%"}]
[111,2020,"AK","Savoonga",57052,"Alaska Village Elec Coop, Inc",221,"Alaska Village Elec Coop, Inc",221,"Electric Utility","No balancing authority","NA","AK","AKMS","ASCC Miscellaneous",null,"02","180","Nome",63.695267,-170.475661,4,4,"DFO","OIL",null,{"v":0.12132,"d":"0.1213"},2.2,{"v":1,"d":"1.0000"},null,"Yes",0,null,{"v":1,"d":"1.0000"},null,{"v":22119,"d":"22,119"},{"v":9542.001,"d":"9,542"},{"v":22119,"d":"22,119"},{"v":9542.001,"d":"9,542"},{"v":2338,"d":"2,338"},{"v":1009.001,"d":"1,009"},{"v":36.748,"d":"37"},{"v":15.853,"d":"16"},{"v":3.207,"d":"3"},{"v":1806.301,"d":"1,806"},{"v":146.292,"d":"146"},{"v":29.258,"d":"29"},{"v":1812.489,"d":"1,812"},null,31.435,31.423,2.744,{"v":1545.168,"d":"1,545.168"},0.063,0.013,{"v":1550.461,"d":"1,550.461"},null,3.323,3.323,{"v":0.29,"d":"0.290"},163.326,0.007,{"v":1E-3,"d":"0.001"},163.885,null,31.435,31.423,2.744,{"v":1545.168,"d":"1,545.168"},0.063,0.013,{"v":1550.461,"d":"1,550.461"},null,{"v":36.748,"d":"37"},{"v":15.853,"d":"16"},{"v":3.207,"d":"3"},{"v":1806.301,"d":"1,806"},{"v":146.292,"d":"146"},{"v":29.258,"d":"29"},null,{"v":22119,"d":"22,119"},{"v":9542.001,"d":"9,542"},{"v":22119,"d":"22,119"},{"v":9542.001,"d":"9,542"},"EIA","EIA","EIA","EIA","EIA","EIA","--","EIA","EIA",{"$nulls":6},0,0,0,0,0,0,0,0,{"v":9460.650337,"d":"9,460.650"},0,{"v":2338,"d":"2,338"},0,0,0,0,0,0,0,0,0,{"v":2338,"d":"2,338"},0,0,{"v":2338,"d":"2,338"},0,{"v":0,"d":"0.0%"},{"v":1,"d":"100.0%"},{"v":0,"d":"0.0%"},{"v":0,"d":"0.0%"},{"v":0,"d":"0.0%"},{"v":0,"d":"0.0%"},{"v":0,"d":"0.0%"},{"v":0,"d":"0.0%"},{"v":0,"d":"0.0%"},{"v":0,"d":"0.0%"},{"v":0,"d":"0.0%"},{"v":1,"d":"100.0%"},{"v":0,"d":"0.0%"},{"v":0,"d":"0.0%"},{"v":1,"d":"100.0%"},{"v":0,"d":"0.0%"}]
[112,2020,"AK","Scammon Bay",57056,"Alaska Village Elec Coop, Inc",221,"Alaska Village Elec Coop, Inc",221,"Electric Utility","No balancing authority","NA","AK","AKMS","ASCC Miscellaneous",null,"02","270","Wade Hampton",61.843036,-165.581497,3,3,"DFO","OIL",null,{"v":0.14287,"d":"0.1429"},1.3,{"v":1,"d":"1.0000"},null,"Yes",{"v":291.2,"d":"291"},{"v":19.069,"d":"19"},{"v":0.962158,"d":"0.9622"},null,{"v":15873.682,"d":"15,874"},{"v":6849.601,"d":"6,850"},{"v":15873.682,"d":"15,874"},{"v":6849.601,"d":"6,850"},{"v":1626.999,"d":"1,627"},702,{"v":26.373,"d":"26"},{"v":11.379,"d":"11"},{"v":2.302,"d":"2"},{"v":1296.29,"d":"1,296"},{"v":104.987,"d":"105"},{"v":20.997,"d":"21"},{"v":1300.731,"d":"1,301"},null,32.419,{"v":32.42,"d":"32.420"},2.829,{"v":1593.474,"d":"1,593.474"},0.065,0.013,{"v":1598.933,"d":"1,598.933"},null,3.323,3.323,{"v":0.29,"d":"0.290"},163.326,0.007,{"v":1E-3,"d":"0.001"},163.885,null,32.419,{"v":32.42,"d":"32.420"},2.829,{"v":1593.473,"d":"1,593.473"},0.065,0.013,{"v":1598.932,"d":"1,598.932"},null,{"v":27.41,"d":"27"},{"v":11.827,"d":"12"},{"v":2.392,"d":"2"},{"v":1347.274,"d":"1,347"},{"v":109.116,"d":"109"},{"v":21.823,"d":"22"},null,{"v":16498.001,"d":"16,498"},{"v":7118.999,"d":"7,119"},{"v":16498.001,"d":"16,498"},{"v":7118.999,"d":"7,119"},"EIA","EIA","EIA","EIA","EIA","EIA","--","EIA","EIA",{"$nulls":6},{"v":624.319,"d":"624"},{"v":269.398,"d":"269"},{"v":1.037,"d":"1"},{"v":0.448,"d":"0"},{"v":0.091,"d":"0"},{"v":50.984,"d":"51"},{"v":4.129,"d":"4"},{"v":0.826,"d":"1"},{"v":9756.411631,"d":"9,756.412"},0,{"v":1627,"d":"1,627"},0,0,0,0,0,0,0,0,0,{"v":1627,"d":"1,627"},0,0,{"v":1627,"d":"1,627"},0,{"v":0,"d":"0.0%"},{"v":1,"d":"100.0%"},{"v":0,"d":"0.0%"},{"v":0,"d":"0.0%"},{"v":0,"d":"0.0%"},{"v":0,"d":"0.0%"},{"v":0,"d":"0.0%"},{"v":0,"d":"0.0%"},{"v":0,"d":"0.0%"},{"v":0,"d":"0.0%"},{"v":0,"d":"0.0%"},{"v":1,"d":"100.0%"},{"v":0,"d":"0.0%"},{"v":0,"d":"0.0%"},{"v":1,"d":"100.0%"},{"v":0,"d":"0.0%"}]
[113,2020,"AK","Selawik",6341,"Alaska Village Elec Coop, Inc",221,"Alaska Village Elec Coop, Inc",221,"Electric Utility","No balancing authority","NA","AK","AKMS","ASCC Miscellaneous",null,"02","188","Northwest Arctic",66.606778,-160.014808,9,9,"DFO","OIL",null,{"v":0.06455,"d":"0.0646"},5.1,{"v":1,"d":"1.0000"},{"$nulls":6},{"v":28773.001,"d":"28,773"},{"v":12415,"d":"12,415"},{"v":28773.001,"d":"28,773"},{"v":12415,"d":"12,415"},{"v":2884,"d":"2,884"},{"v":1244,"d":"1,244"},{"v":47.8,"d":"48"},{"v":20.625,"d":"21"},{"v":4.172,"d":"4"},{"v":2349.685,"d":"2,350"},{"v":190.301,"d":"190"},{"v":38.06,"d":"38"},{"v":2357.735,"d":"2,358"},null,33.148,33.159,2.893,{"v":1629.463,"d":"1,629.463"},0.066,0.013,{"v":1635.045,"d":"1,635.045"},null,3.323,3.323,{"v":0.29,"d":"0.290"},163.326,0.007,{"v":1E-3,"d":"0.001"},163.885,null,33.148,33.159,2.893,{"v":1629.463,"d":"1,629.463"},0.066,0.013,{"v":1635.045,"d":"1,635.045"},null,{"v":47.8,"d":"48"},{"v":20.625,"d":"21"},{"v":4.172,"d":"4"},{"v":2349.685,"d":"2,350"},{"v":190.301,"d":"190"},{"v":38.06,"d":"38"},null,{"v":28773.001,"d":"28,773"},{"v":12415,"d":"12,415"},{"v":28773.001,"d":"28,773"},{"v":12415,"d":"12,415"},"EIA","EIA","EIA","EIA","EIA","EIA","--","EIA","EIA",{"$nulls":14},{"v":9976.768631,"d":"9,976.769"},0,{"v":2884,"d":"2,884"},0,0,0,0,0,0,0,0,0,{"v":2884,"d":"2,884"},0,0,{"v":2884,"d":"2,884"},0,{"v":0,"d":"0.0%"},{"v":1,"d":"100.0%"},{"v":0,"d":"0.0%"},{"v":0,"d":"0.0%"},{"v":0,"d":"0.0%"},{"v":0,"d":"0.0%"},{"v":0,"d":"0.0%"},{"v":0,"d":"0.0%"},{"v":0,"d":"0.0%"},{"v":0,"d":"0.0%"},{"v":0,"d":"0.0%"},{"v":1,"d":"100.0%"},{"v":0,"d":"0.0%"},{"v":0,"d":"0.0%"},{"v":1,"d":"100.0%"},{"v":0,"d":"0.0%"}]
[114,2020,"AK","Seldovia",6283,"Homer Electric Assn Inc",19558,"Homer Electric Assn Inc",19558,"Electric Utility","No balancing authority","NA","AK","AKGD","ASCC Alaska Grid",null,"02","122","Kenai Peninsula",59.439542,-151.713439,7,7,"DFO","OIL",null,{"v":2.49E-3,"d":"0.0025"},5.5,{"v":1,"d":"1.0000"},{"$nulls":6},{"v":1468,"d":"1,468"},638,{"v":1468,"d":"1,468"},638,120,52,{"v":2.358,"d":"2"},{"v":1.025,"d":"1"},{"v":0.213,"d":"0"},{"v":119.881,"d":"120"},{"v":9.709,"d":"10"},{"v":1.942,"d":"2"},{"v":120.292,"d":"120"},null,{"v":39.3,"d":"39.300"},39.423,3.548,{"v":1998.017,"d":"1,998.017"},0.081,0.016,{"v":2004.862,"d":"2,004.862"},null,3.213,3.213,{"v":0.29,"d":"0.290"},163.326,0.007,{"v":1E-3,"d":"0.001"},163.885,null,{"v":39.3,"d":"39.300"},39.423,3.548,{"v":1998.017,"d":"1,998.017"},0.081,0.016,{"v":2004.862,"d":"2,004.862"},null,{"v":2.358,"d":"2"},{"v":1.025,"d":"1"},{"v":0.213,"d":"0"},{"v":119.881,"d":"120"},{"v":9.709,"d":"10"},{"v":1.942,"d":"2"},null,{"v":1468,"d":"1,468"},638,{"v":1468,"d":"1,468"},638,"EIA","EIA","EIA","EIA","EIA","EIA","--","EIA","EIA",{"$nulls":14},{"v":12233.333333,"d":"12,233.333"},0,120,0,0,0,0,0,0,0,0,0,120,0,0,120,0,{"v":0,"d":"0.0%"},{"v":1,"d":"100.0%"},{"v":0,"d":"0.0%"},{"v":0,"d":"0.0%"},{"v":0,"d":"0.0%"},{"v":0,"d":"0.0%"},{"v":0,"d":"0.0%"},{"v":0,"d":"0.0%"},{"v":0,"d":"0.0%"},{"v":0,"d":"0.0%"},{"v":0,"d":"0.0%"},{"v":1,"d":"100.0%"},{"v":0,"d":"0.0%"},{"v":0,"d":"0.0%"},{"v":1,"d":"100.0%"},{"v":0,"d":"0.0%"}]
[115,2020,"AK","Seward (AK)",92,"City of Seward - (AK)",16955,"City of Seward - (AK)",16955,"Electric Utility","No balancing authority","NA","AK","AKGD","ASCC Alaska Grid",null,"02","122","Kenai Peninsula",60.130922,-149.43501,8,8,"DFO","OIL",null,null,18.6,{"$nulls":62},"--"]
[116,2020,"AK","Shishmaref",6345,"Alaska Village Elec Coop, Inc",221,"Alaska Village Elec Coop, Inc",221,"Electric Utility","No balancing authority","NA","AK","AKMS","ASCC Miscellaneous",null,"02","180","Nome",66.255072,-166.073589,6,6,"DFO","OIL",null,{"v":0.08661,"d":"0.0866"},2.3,{"v":1,"d":"1.0000"},{"$nulls":6},{"v":17728,"d":"17,728"},{"v":7646,"d":"7,646"},{"v":17728,"d":"17,728"},{"v":7646,"d":"7,646"},{"v":1745,"d":"1,745"},753,{"v":29.45,"d":"29"},{"v":12.703,"d":"13"},{"v":2.571,"d":"3"},{"v":1447.72,"d":"1,448"},{"v":117.251,"d":"117"},{"v":23.45,"d":"23"},{"v":1452.68,"d":"1,453"},null,33.754,{"v":33.74,"d":"33.740"},2.946,{"v":1659.278,"d":"1,659.278"},0.067,0.013,{"v":1664.962,"d":"1,664.962"},null,3.322,3.323,{"v":0.29,"d":"0.290"},163.326,0.007,{"v":1E-3,"d":"0.001"},163.885,null,33.754,{"v":33.74,"d":"33.740"},2.946,{"v":1659.278,"d":"1,659.278"},0.067,0.013,{"v":1664.962,"d":"1,664.962"},null,{"v":29.45,"d":"29"},{"v":12.703,"d":"13"},{"v":2.571,"d":"3"},{"v":1447.72,"d":"1,448"},{"v":117.251,"d":"117"},{"v":23.45,"d":"23"},null,{"v":17728,"d":"17,728"},{"v":7646,"d":"7,646"},{"v":17728,"d":"17,728"},{"v":7646,"d":"7,646"},"EIA","EIA","EIA","EIA","EIA","EIA","--","EIA","EIA",{"$nulls":14},{"v":10159.312321,"d":"10,159.312"},0,{"v":1745,"d":"1,745"},0,0,0,0,0,0,0,0,0,{"v":1745,"d":"1,745"},0,0,{"v":1745,"d":"1,745"},0,{"v":0,"d":"0.0%"},{"v":1,"d":"100.0%"},{"v":0,"d":"0.0%"},{"v":0,"d":"0.0%"},{"v":0,"d":"0.0%"},{"v":0,"d":"0.0%"},{"v":0,"d":"0.0%"},{"v":0,"d":"0.0%"},{"v":0,"d":"0.0%"},{"v":0,"d":"0.0%"},{"v":0,"d":"0.0%"},{"v":1,"d":"100.0%"},{"v":0,"d":"0.0%"},{"v":0,"d":"0.0%"},{"v":1,"d":"100.0%"},{"v":0,"d":"0.0%"}]
[117,2020,"AK","Shungnak",57063,"Alaska Village Elec Coop, Inc",221,"Alaska Village Elec Coop, Inc",221,"Electric Utility","No balancing authority","NA","AK","AKMS","ASCC Miscellaneous",null,"02","188","Northwest Arctic",66.888114,-157.140206,4,4,"DFO","OIL",null,{"v":0.15563,"d":"0.1556"},1.2,{"v":1,"d":"1.0000"},null,"Yes",0,null,{"v":1,"d":"1.0000"},null,{"v":17244,"d":"17,244"},{"v":7432,"d":"7,432"},{"v":17244,"d":"17,244"},{"v":7432,"d":"7,432"},{"v":1636,"d":"1,636"},706,{"v":28.649,"d":"29"},{"v":12.348,"d":"12"},{"v":2.5,"d":"3"},{"v":1408.195,"d":"1,408"},{"v":114.05,"d":"114"},{"v":22.81,"d":"23"},{"v":1413.019,"d":"1,413"},null,35.023,{"v":34.98,"d":"34.980"},3.057,{"v":1721.51,"d":"1,721.510"},{"v":0.07,"d":"0.070"},0.014,{"v":1727.408,"d":"1,727.408"},null,3.323,3.323,{"v":0.29,"d":"0.290"},163.326,0.007,{"v":1E-3,"d":"0.001"},163.885,null,35.023,{"v":34.98,"d":"34.980"},3.057,{"v":1721.51,"d":"1,721.510"},{"v":0.07,"d":"0.070"},0.014,{"v":1727.408,"d":"1,727.408"},null,{"v":28.649,"d":"29"},{"v":12.348,"d":"12"},{"v":2.5,"d":"3"},{"v":1408.195,"d":"1,408"},{"v":114.05,"d":"114"},{"v":22.81,"d":"23"},null,{"v":17244,"d":"17,244"},{"v":7432,"d":"7,432"},{"v":17244,"d":"17,244"},{"v":7432,"d":"7,432"},"EIA","EIA","EIA","EIA","EIA","EIA","--","EIA","EIA",{"$nulls":6},0,0,0,0,0,0,0,0,{"v":10540.342298,"d":"10,540.342"},0,{"v":1636,"d":"1,636"},0,0,0,0,0,0,0,0,0,{"v":1636,"d":"1,636"},0,0,{"v":1636,"d":"1,636"},0,{"v":0,"d":"0.0%"},{"v":1,"d":"100.0%"},{"v":0,"d":"0.0%"},{"v":0,"d":"0.0%"},{"v":0,"d":"0.0%"},{"v":0,"d":"0.0%"},{"v":0,"d":"0.0%"},{"v":0,"d":"0.0%"},{"v":0,"d":"0.0%"},{"v":0,"d":"0.0%"},{"v":0,"d":"0.0%"},{"v":1,"d":"100.0%"},{"v":0,"d":"0.0%"},{"v":0,"d":"0.0%"},{"v":1,"d":"100.0%"},{"v":0,"d":"0.0%"}]
[118,2020,"AK","Silvis",6581,"Ketchikan Public Utilities",10210,"Ketchikan Public Utilities",10210,"Electric Utility","No balancing authority","NA","AK","AKMS","ASCC Miscellaneous",null,"02","130","Ketchikan Gateway",55.381402,-131.517758,1,1,"WAT","HYDRO",null,{"v":0.74005,"d":"0.7401"},2.1,{"$nulls":9},{"v":119434,"d":"119,434"},{"v":54350,"d":"54,350"},{"v":13614,"d":"13,614"},{"v":6195,"d":"6,195"},{"$nulls":41},{"v":119434,"d":"119,434"},{"v":54350,"d":"54,350"},{"$nulls":6},"--","EIA","EIA",{"$nulls":15},0,0,0,0,{"v":13614,"d":"13,614"},0,0,0,0,0,0,0,{"v":13614,"d":"13,614"},0,0,{"v":13614,"d":"13,614"},{"v":0,"d":"0.0%"},{"v":0,"d":"0.0%"},{"v":0,"d":"0.0%"},{"v":0,"d":"0.0%"},{"v":1,"d":"100.0%"},{"v":0,"d":"0.0%"},{"v":0,"d":"0.0%"},{"v":0,"d":"0.0%"},{"v":0,"d":"0.0%"},{"v":0,"d":"0.0%"},{"v":0,"d":"0.0%"},{"v":0,"d":"0.0%"},{"v":1,"d":"100.0%"},{"v":0,"d":"0.0%"},{"v":0,"d":"0.0%"},{"v":1,"d":"100.0%"}]
[119,2020,"AK","Skagway",66,"Alaska Power and Telephone Co",219,"Alaska Power and Telephone Co",219,"Electric Utility","No balancing authority","NA","AK","AKMS","ASCC Miscellaneous",null,"02","230","Skagway",59.4545,-135.3131,8,8,"WAT","HYDRO",null,{"v":0.08972,"d":"0.0897"},4.4,{"$nulls":7},{"v":14441,"d":"14,441"},{"v":6228,"d":"6,228"},{"v":33147,"d":"33,147"},{"v":14740,"d":"14,740"},{"v":3458,"d":"3,458"},{"v":1542,"d":"1,542"},{"v":23.104,"d":"23"},{"v":9.962,"d":"10"},{"v":2.094,"d":"2"},{"v":1179.294,"d":"1,179"},{"v":95.511,"d":"96"},{"v":19.102,"d":"19"},{"v":1183.334,"d":"1,183"},null,13.363,12.921,1.211,682.067,0.028,0.006,684.404,null,{"v":3.2,"d":"3.200"},3.199,{"v":0.29,"d":"0.290"},163.326,0.007,{"v":1E-3,"d":"0.001"},163.885,null,34.848,33.696,3.158,{"v":1778.724,"d":"1,778.724"},0.072,0.014,{"v":1784.818,"d":"1,784.818"},null,{"v":23.104,"d":"23"},{"v":9.962,"d":"10"},{"v":2.094,"d":"2"},{"v":1179.294,"d":"1,179"},{"v":95.511,"d":"96"},{"v":19.102,"d":"19"},null,{"v":14441,"d":"14,441"},{"v":6228,"d":"6,228"},{"v":33147,"d":"33,147"},{"v":14740,"d":"14,740"},"EIA","EIA","EIA","EIA","EIA","EIA","--","EIA","EIA",{"$nulls":14},{"v":10890.648567,"d":"10,890.649"},0,{"v":1326,"d":"1,326"},0,0,{"v":2132,"d":"2,132"},0,0,0,0,0,0,{"v":1326,"d":"1,326"},{"v":2132,"d":"2,132"},0,{"v":1326,"d":"1,326"},{"v":2132,"d":"2,132"},{"v":0,"d":"0.0%"},{"v":0.383458646616541,"d":"38.3%"},{"v":0,"d":"0.0%"},{"v":0,"d":"0.0%"},{"v":0.616541353383459,"d":"61.7%"},{"v":0,"d":"0.0%"},{"v":0,"d":"0.0%"},{"v":0,"d":"0.0%"},{"v":0,"d":"0.0%"},{"v":0,"d":"0.0%"},{"v":0,"d":"0.0%"},{"v":0.383458646616541,"d":"38.3%"},{"v":0.616541353383459,"d":"61.7%"},{"v":0,"d":"0.0%"},{"v":0.383458646616541,"d":"38.3%"},{"v":0.616541353383459,"d":"61.7%"}]
[120,2020,"AK","Slana Generating Station",61685,"Alaska Power and Telephone Co",219,"Alaska Power and Telephone Co",219,"Electric Utility","No balancing authority","NA","AK","AKMS","ASCC Miscellaneous",null,"02","240","Southeast Fairbanks",62.592756,-143.588869,3,3,"DFO","OIL",null,0.1289,1.2,{"v":1,"d":"1.0000"},{"$nulls":6},{"v":12960.999,"d":"12,961"},{"v":5592,"d":"5,592"},{"v":12960.999,"d":"12,961"},{"v":5592,"d":"5,592"},{"v":1355.001,"d":"1,355"},585,{"v":20.736,"d":"21"},{"v":8.946,"d":"9"},{"v":1.879,"d":"2"},{"v":1058.433,"d":"1,058"},{"v":85.722,"d":"86"},{"v":17.144,"d":"17"},{"v":1062.059,"d":"1,062"},null,30.607,30.585,2.774,{"v":1562.262,"d":"1,562.262"},0.063,0.013,{"v":1567.614,"d":"1,567.614"},null,{"v":3.2,"d":"3.200"},{"v":3.2,"d":"3.200"},{"v":0.29,"d":"0.290"},163.326,0.007,{"v":1E-3,"d":"0.001"},163.885,null,30.607,30.585,2.774,{"v":1562.263,"d":"1,562.263"},0.063,0.013,{"v":1567.615,"d":"1,567.615"},null,{"v":20.736,"d":"21"},{"v":8.946,"d":"9"},{"v":1.879,"d":"2"},{"v":1058.433,"d":"1,058"},{"v":85.722,"d":"86"},{"v":17.144,"d":"17"},null,{"v":12960.999,"d":"12,961"},{"v":5592,"d":"5,592"},{"v":12960.999,"d":"12,961"},{"v":5592,"d":"5,592"},"EIA","EIA","EIA","EIA","EIA","EIA","--","EIA","EIA",{"$nulls":14},{"v":9565.312932,"d":"9,565.313"},0,{"v":1355,"d":"1,355"},0,0,0,0,0,0,0,0,0,{"v":1355,"d":"1,355"},0,0,{"v":1355,"d":"1,355"},0,{"v":0,"d":"0.0%"},{"v":1,"d":"100.0%"},{"v":0,"d":"0.0%"},{"v":0,"d":"0.0%"},{"v":0,"d":"0.0%"},{"v":0,"d":"0.0%"},{"v":0,"d":"0.0%"},{"v":0,"d":"0.0%"},{"v":0,"d":"0.0%"},{"v":0,"d":"0.0%"},{"v":0,"d":"0.0%"},{"v":1,"d":"100.0%"},{"v":0,"d":"0.0%"},{"v":0,"d":"0.0%"},{"v":1,"d":"100.0%"},{"v":0,"d":"0.0%"}]
[121,2020,"AK","Snake River",90,"Nome Joint Utility Systems",13642,"Nome Joint Utility Systems",13642,"Electric Utility","No balancing authority","NA","AK","AKMS","ASCC Miscellaneous",null,"02","180","Nome",64.505331,-165.429814,12,12,"DFO","OIL",null,0.1452,25.7,{"v":1,"d":"1.0000"},null,"Yes",0,null,{"v":1,"d":"1.0000"},null,{"v":257317.006,"d":"257,317"},{"v":111001.001,"d":"111,001"},{"v":278223.005,"d":"278,223"},{"v":118864.002,"d":"118,864"},{"v":32690.001,"d":"32,690"},{"v":13970,"d":"13,970"},{"v":413.473,"d":"413"},{"v":178.363,"d":"178"},{"v":37.311,"d":"37"},{"v":21013.246,"d":"21,013"},{"v":1701.862,"d":"1,702"},{"v":340.372,"d":"340"},{"v":21085.235,"d":"21,085"},null,25.297,25.535,2.283,{"v":1285.607,"d":"1,285.607"},0.052,{"v":0.01,"d":"0.010"},{"v":1290.011,"d":"1,290.011"},null,3.214,3.214,{"v":0.29,"d":"0.290"},163.326,0.007,{"v":1E-3,"d":"0.001"},163.885,null,27.286,27.543,2.462,{"v":1386.693,"d":"1,386.693"},0.056,0.011,{"v":1391.443,"d":"1,391.443"},null,{"v":413.473,"d":"413"},{"v":178.363,"d":"178"},{"v":37.311,"d":"37"},{"v":21013.246,"d":"21,013"},{"v":1701.862,"d":"1,702"},{"v":340.372,"d":"340"},null,{"v":257317.006,"d":"257,317"},{"v":111001.001,"d":"111,001"},{"v":278223.005,"d":"278,223"},{"v":118864.002,"d":"118,864"},"EIA","EIA","EIA","EIA","EIA","EIA","--","EIA","EIA",{"$nulls":6},0,0,0,0,0,0,0,0,{"v":8490.348958,"d":"8,490.349"},0,{"v":30307,"d":"30,307"},0,0,0,0,{"v":2383,"d":"2,383"},0,0,0,0,{"v":30307,"d":"30,307"},{"v":2383,"d":"2,383"},{"v":2383,"d":"2,383"},{"v":30307,"d":"30,307"},{"v":2383,"d":"2,383"},{"v":0,"d":"0.0%"},{"v":0.927103089629856,"d":"92.7%"},{"v":0,"d":"0.0%"},{"v":0,"d":"0.0%"},{"v":0,"d":"0.0%"},{"v":0,"d":"0.0%"},{"v":0.0728969103701438,"d":"7.3%"},{"v":0,"d":"0.0%"},{"v":0,"d":"0.0%"},{"v":0,"d":"0.0%"},{"v":0,"d":"0.0%"},{"v":0.927103089629856,"d":"92.7%"},{"v":0.0728969103701438,"d":"7.3%"},{"v":0.0728969103701438,"d":"7.3%"},{"v":0.927103089629856,"d":"92.7%"},{"v":0.0728969103701438,"d":"7.3%"}]
[122,2020,"AK","Snettisham",78,"Alaska Electric Light&Power Co",213,"Alaska Electric Light&Power Co",213,"Electric Utility","No balancing authority","NA","AK","AKMS","ASCC Miscellaneous",null,"02","110","Juneau",58.1415,-133.737,3,3,"WAT","HYDRO",null,{"v":0.41341,"d":"0.4134"},78.2,{"$nulls":9},{"v":2484487.938,"d":"2,484,488"},{"v":1130598.969,"d":"1,130,599"},{"v":283196.999,"d":"283,197"},{"v":128873,"d":"128,873"},{"$nulls":41},{"v":2484487.938,"d":"2,484,488"},{"v":1130598.969,"d":"1,130,599"},{"$nulls":6},"--","EIA","EIA",{"$nulls":15},0,0,0,0,{"v":283197,"d":"283,197"},0,0,0,0,0,0,0,{"v":283197,"d":"283,197"},0,0,{"v":283197,"d":"283,197"},{"v":0,"d":"0.0%"},{"v":0,"d":"0.0%"},{"v":0,"d":"0.0%"},{"v":0,"d":"0.0%"},{"v":1,"d":"100.0%"},{"v":0,"d":"0.0%"},{"v":0,"d":"0.0%"},{"v":0,"d":"0.0%"},{"v":0,"d":"0.0%"},{"v":0,"d":"0.0%"},{"v":0,"d":"0.0%"},{"v":0,"d":"0.0%"},{"v":1,"d":"100.0%"},{"v":0,"d":"0.0%"},{"v":0,"d":"0.0%"},{"v":1,"d":"100.0%"}]
[123,2020,"AK","Soldotna",57206,"Homer Electric Assn Inc",19558,"Homer Electric Assn Inc",19558,"Electric Utility","No balancing authority","NA","AK","AKGD","ASCC Alaska Grid",null,"02","122","Kenai Peninsula",60.499444,-150.997222,3,3,"NG","GAS",null,{"v":0.02747,"d":"0.0275"},146.5,{"v":1,"d":"1.0000"},{"$nulls":6},{"v":357446,"d":"357,446"},{"v":131193,"d":"131,193"},{"v":357446,"d":"357,446"},{"v":131193,"d":"131,193"},{"v":35259,"d":"35,259"},{"v":12941,"d":"12,941"},{"v":56.963,"d":"57"},{"v":20.907,"d":"21"},{"v":0.571,"d":"1"},{"v":20890.764,"d":"20,891"},{"v":788.034,"d":"788"},{"v":78.803,"d":"79"},{"v":20912.356,"d":"20,912"},null,3.231,3.231,0.032,{"v":1184.989,"d":"1,184.989"},0.022,{"v":2E-3,"d":"0.002"},{"v":1186.214,"d":"1,186.214"},null,0.319,0.319,0.003,116.889,{"v":2E-3,"d":"0.002"},{"v":0,"d":"0.000"},{"v":117.01,"d":"117.010"},null,3.231,3.231,0.032,{"v":1184.989,"d":"1,184.989"},0.022,{"v":2E-3,"d":"0.002"},{"v":1186.214,"d":"1,186.214"},null,{"v":56.963,"d":"57"},{"v":20.907,"d":"21"},{"v":0.571,"d":"1"},{"v":20890.764,"d":"20,891"},{"v":788.034,"d":"788"},{"v":78.803,"d":"79"},null,{"v":357446,"d":"357,446"},{"v":131193,"d":"131,193"},{"v":357446,"d":"357,446"},{"v":131193,"d":"131,193"},"EIA","EIA","EIA","EIA","EIA","EIA","--","EIA","EIA",{"$nulls":14},{"v":10137.723702,"d":"10,137.724"},0,0,{"v":35259,"d":"35,259"},0,0,0,0,0,0,0,0,{"v":35259,"d":"35,259"},0,0,{"v":35259,"d":"35,259"},0,{"v":0,"d":"0.0%"},{"v":0,"d":"0.0%"},{"v":1,"d":"100.0%"},{"v":0,"d":"0.0%"},{"v":0,"d":"0.0%"},{"v":0,"d":"0.0%"},{"v":0,"d":"0.0%"},{"v":0,"d":"0.0%"},{"v":0,"d":"0.0%"},{"v":0,"d":"0.0%"},{"v":0,"d":"0.0%"},{"v":1,"d":"100.0%"},{"v":0,"d":"0.0%"},{"v":0,"d":"0.0%"},{"v":1,"d":"100.0%"},{"v":0,"d":"0.0%"}]
[124,2020,"AK","Solomon Gulch",390,"Copper Valley Elec Assn, Inc",4329,"Copper Valley Elec Assn, Inc",4329,"Electric Utility","No balancing authority","NA","AK","AKMS","ASCC Miscellaneous",null,"02","261","Valdez Cordova",61.0828,-146.3033,2,2,"WAT","HYDRO",null,{"v":0.31877,"d":"0.3188"},{"v":12,"d":"12.0"},{"$nulls":9},{"v":293975,"d":"293,975"},{"v":133777,"d":"133,777"},{"v":33509,"d":"33,509"},{"v":15249,"d":"15,249"},{"$nulls":41},{"v":293975,"d":"293,975"},{"v":133777,"d":"133,777"},{"$nulls":6},"--","EIA","EIA",{"$nulls":15},0,0,0,0,{"v":33509,"d":"33,509"},0,0,0,0,0,0,0,{"v":33509,"d":"33,509"},0,0,{"v":33509,"d":"33,509"},{"v":0,"d":"0.0%"},{"v":0,"d":"0.0%"},{"v":0,"d":"0.0%"},{"v":0,"d":"0.0%"},{"v":1,"d":"100.0%"},{"v":0,"d":"0.0%"},{"v":0,"d":"0.0%"},{"v":0,"d":"0.0%"},{"v":0,"d":"0.0%"},{"v":0,"d":"0.0%"},{"v":0,"d":"0.0%"},{"v":0,"d":"0.0%"},{"v":1,"d":"100.0%"},{"v":0,"d":"0.0%"},{"v":0,"d":"0.0%"},{"v":1,"d":"100.0%"}]
[125,2020,"AK","South Fork",56265,"Alaska Power and Telephone Co",219,"Alaska Power and Telephone Co",219,"Electric Utility","No balancing authority","NA","AK","AKMS","ASCC Miscellaneous",null,"02","198","Prince of Wales-Hyder",55.563333,-132.891111,1,1,"WAT","HYDRO",null,{"v":0.34047,"d":"0.3405"},{"v":2,"d":"2.0"},{"$nulls":9},{"v":52332,"d":"52,332"},{"v":23814,"d":"23,814"},{"v":5965,"d":"5,965"},{"v":2714,"d":"2,714"},{"$nulls":41},{"v":52332,"d":"52,332"},{"v":23814,"d":"23,814"},{"$nulls":6},"--","EIA","EIA",{"$nulls":15},0,0,0,0,{"v":5965,"d":"5,965"},0,0,0,0,0,0,0,{"v":5965,"d":"5,965"},0,0,{"v":5965,"d":"5,965"},{"v":0,"d":"0.0%"},{"v":0,"d":"0.0%"},{"v":0,"d":"0.0%"},{"v":0,"d":"0.0%"},{"v":1,"d":"100.0%"},{"v":0,"d":"0.0%"},{"v":0,"d":"0.0%"},{"v":0,"d":"0.0%"},{"v":0,"d":"0.0%"},{"v":0,"d":"0.0%"},{"v":0,"d":"0.0%"},{"v":0,"d":"0.0%"},{"v":1,"d":"100.0%"},{"v":0,"d":"0.0%"},{"v":0,"d":"0.0%"},{"v":1,"d":"100.0%"}]
[126,2020,"AK","Southcentral Power Project",57036,"Chugach Electric Assn Inc",3522,"Chugach Electric Assn Inc",3522,"Electric Utility","Chugach Electric Assn Inc","CEA","AK","AKGD","ASCC Alaska Grid",null,"02","020","Anchorage",61.167417,-149.905304,6,4,"NG","GAS",null,{"v":0.46058,"d":"0.4606"},203.9,{"v":0.5656985211511,"d":"0.5657"},{"$nulls":6},{"v":6506184,"d":"6,506,184"},{"v":2416596,"d":"2,416,596"},{"v":6506184,"d":"6,506,184"},{"v":2416596,"d":"2,416,596"},{"v":822673,"d":"822,673"},{"v":300022,"d":"300,022"},{"v":1040.989,"d":"1,041"},{"v":386.655,"d":"387"},{"v":10.397,"d":"10"},{"v":380250.859,"d":"380,251"},{"v":14343.692,"d":"14,344"},{"v":1434.369,"d":"1,434"},{"v":380643.877,"d":"380,644"},null,2.531,2.578,0.025,924.428,0.017,{"v":2E-3,"d":"0.002"},925.383,null,{"v":0.32,"d":"0.320"},{"v":0.32,"d":"0.320"},0.003,116.889,{"v":2E-3,"d":"0.002"},{"v":0,"d":"0.000"},{"v":117.01,"d":"117.010"},null,2.531,2.578,0.025,924.428,0.017,{"v":2E-3,"d":"0.002"},925.383,null,{"v":1040.989,"d":"1,041"},{"v":386.655,"d":"387"},{"v":10.397,"d":"10"},{"v":380250.859,"d":"380,251"},{"v":14343.692,"d":"14,344"},{"v":1434.369,"d":"1,434"},null,{"v":6506184,"d":"6,506,184"},{"v":2416596,"d":"2,416,596"},{"v":6506184,"d":"6,506,184"},{"v":2416596,"d":"2,416,596"},"EIA","EIA","EPA/CAMD; EIA","EIA","EIA","EIA","--","EIA","EIA",{"$nulls":14},{"v":7908.590655,"d":"7,908.591"},0,0,{"v":822673,"d":"822,673"},0,0,0,0,0,0,0,0,{"v":822673,"d":"822,673"},0,0,{"v":822673,"d":"822,673"},0,{"v":0,"d":"0.0%"},{"v":0,"d":"0.0%"},{"v":1,"d":"100.0%"},{"v":0,"d":"0.0%"},{"v":0,"d":"0.0%"},{"v":0,"d":"0.0%"},{"v":0,"d":"0.0%"},{"v":0,"d":"0.0%"},{"v":0,"d":"0.0%"},{"v":0,"d":"0.0%"},{"v":0,"d":"0.0%"},{"v":1,"d":"100.0%"},{"v":0,"d":"0.0%"},{"v":0,"d":"0.0%"},{"v":1,"d":"100.0%"},{"v":0,"d":"0.0%"}]
[127,2020,"AK","St Marys IC",6338,"Alaska Village Elec Coop, Inc",221,"Alaska Village Elec Coop, Inc",221,"Electric Utility","No balancing authority","NA","AK","AKMS","ASCC Miscellaneous",null,"02","050","Bethel",62.051525,-163.172567,4,4,"DFO","OIL",null,{"v":0.05907,"d":"0.0591"},7.1,{"v":1,"d":"1.0000"},null,"Yes",0,null,{"v":1,"d":"1.0000"},null,{"v":21290,"d":"21,290"},{"v":9183,"d":"9,183"},{"v":21290,"d":"21,290"},{"v":9183,"d":"9,183"},{"v":3674,"d":"3,674"},{"v":1585.001,"d":"1,585"},{"v":35.369,"d":"35"},{"v":15.256,"d":"15"},{"v":3.087,"d":"3"},{"v":1738.603,"d":"1,739"},{"v":140.809,"d":"141"},{"v":28.162,"d":"28"},{"v":1744.559,"d":"1,745"},null,19.254,{"v":19.25,"d":"19.250"},1.681,946.436,0.038,0.008,949.678,null,3.323,3.323,{"v":0.29,"d":"0.290"},163.326,0.007,{"v":1E-3,"d":"0.001"},163.885,null,19.254,{"v":19.25,"d":"19.250"},1.681,946.436,0.038,0.008,949.678,null,{"v":35.369,"d":"35"},{"v":15.256,"d":"15"},{"v":3.087,"d":"3"},{"v":1738.603,"d":"1,739"},{"v":140.809,"d":"141"},{"v":28.162,"d":"28"},null,{"v":21290,"d":"21,290"},{"v":9183,"d":"9,183"},{"v":21290,"d":"21,290"},{"v":9183,"d":"9,183"},"EIA","EIA","EIA","EIA","EIA","EIA","--","EIA","EIA",{"$nulls":6},0,0,0,0,0,0,0,0,{"v":5794.774022,"d":"5,794.774"},0,{"v":3674,"d":"3,674"},0,0,0,0,0,0,0,0,0,{"v":3674,"d":"3,674"},0,0,{"v":3674,"d":"3,674"},0,{"v":0,"d":"0.0%"},{"v":1,"d":"100.0%"},{"v":0,"d":"0.0%"},{"v":0,"d":"0.0%"},{"v":0,"d":"0.0%"},{"v":0,"d":"0.0%"},{"v":0,"d":"0.0%"},{"v":0,"d":"0.0%"},{"v":0,"d":"0.0%"},{"v":0,"d":"0.0%"},{"v":0,"d":"0.0%"},{"v":1,"d":"100.0%"},{"v":0,"d":"0.0%"},{"v":0,"d":"0.0%"},{"v":1,"d":"100.0%"},{"v":0,"d":"0.0%"}]
[128,2020,"AK","St. Michael",57061,"Alaska Village Elec Coop, Inc",221,"Alaska Village Elec Coop, Inc",221,"Electric Utility","No balancing authority","NA","AK","AKMS","ASCC Miscellaneous",null,"02","180","Nome",63.4775,-162.0383,4,4,"DFO","OIL",null,null,1.7,null,null,"Yes",{"$nulls":59},"--"]
[129,2020,"AK","Stebbins",57055,"Alaska Village Elec Coop, Inc",221,"Alaska Village Elec Coop, Inc",221,"Electric Utility","No balancing authority","NA","AK","AKMS","ASCC Miscellaneous",null,"02","180","Nome",63.521047,-162.286322,7,7,"DFO","OIL",null,{"v":0.12229,"d":"0.1223"},3.2,{"v":1,"d":"1.0000"},null,"Yes",0,null,{"v":1,"d":"1.0000"},null,{"v":32001,"d":"32,001"},{"v":13806,"d":"13,806"},{"v":32001,"d":"32,001"},{"v":13806,"d":"13,806"},{"v":3428,"d":"3,428"},{"v":1479,"d":"1,479"},{"v":53.16,"d":"53"},{"v":22.936,"d":"23"},{"v":4.64,"d":"5"},{"v":2613.292,"d":"2,613"},{"v":211.651,"d":"212"},{"v":42.33,"d":"42"},{"v":2622.245,"d":"2,622"},null,31.015,31.016,2.707,{"v":1524.674,"d":"1,524.674"},0.062,0.012,{"v":1529.898,"d":"1,529.898"},null,3.322,3.323,{"v":0.29,"d":"0.290"},163.326,0.007,{"v":1E-3,"d":"0.001"},163.885,null,31.015,31.016,2.707,{"v":1524.674,"d":"1,524.674"},0.062,0.012,{"v":1529.898,"d":"1,529.898"},null,{"v":53.16,"d":"53"},{"v":22.936,"d":"23"},{"v":4.64,"d":"5"},{"v":2613.292,"d":"2,613"},{"v":211.651,"d":"212"},{"v":42.33,"d":"42"},null,{"v":32001,"d":"32,001"},{"v":13806,"d":"13,806"},{"v":32001,"d":"32,001"},{"v":13806,"d":"13,806"},"EIA","EIA","EIA","EIA","EIA","EIA","--","EIA","EIA",{"$nulls":6},0,0,0,0,0,0,0,0,{"v":9335.180863,"d":"9,335.181"},0,{"v":3428,"d":"3,428"},0,0,0,0,0,0,0,0,0,{"v":3428,"d":"3,428"},0,0,{"v":3428,"d":"3,428"},0,{"v":0,"d":"0.0%"},{"v":1,"d":"100.0%"},{"v":0,"d":"0.0%"},{"v":0,"d":"0.0%"},{"v":0,"d":"0.0%"},{"v":0,"d":"0.0%"},{"v":0,"d":"0.0%"},{"v":0,"d":"0.0%"},{"v":0,"d":"0.0%"},{"v":0,"d":"0.0%"},{"v":0,"d":"0.0%"},{"v":1,"d":"100.0%"},{"v":0,"d":"0.0%"},{"v":0,"d":"0.0%"},{"v":1,"d":"100.0%"},{"v":0,"d":"0.0%"}]
[130,2020,"AK","Swampy Acres Microgrid",60250,"Kodiak Electric Assn Inc",10433,"Kodiak Electric Assn Inc",10433,"Electric Utility","No balancing authority","NA","AK","AKMS","ASCC Miscellaneous",null,"02","150","Kodiak Island",57.77556,-152.48028,3,3,"DFO","OIL",null,{"v":0,"d":"0.0000"},8.4,{"$nulls":11},0,0,{"$nulls":49},"--",{"$nulls":17},0,0,0,0,0,0,0,0,0,0,0,0,0,0,0,0]
[131,2020,"AK","Swan Lake",70,"Ketchikan Public Utilities",10210,"Southeast Alaska Power Agency",60123,"Commercial Non-CHP","No balancing authority","NA","AK","AKMS","ASCC Miscellaneous",null,"02","130","Ketchikan Gateway",55.615208,-131.356111,2,2,"WAT","HYDRO",null,{"v":0.36695,"d":"0.3670"},22.6,{"$nulls":9},{"v":637340,"d":"637,340"},{"v":290031,"d":"290,031"},{"v":72648,"d":"72,648"},{"v":33059,"d":"33,059"},{"$nulls":41},{"v":637340,"d":"637,340"},{"v":290031,"d":"290,031"},{"$nulls":6},"--","EIA","EIA",{"$nulls":15},0,0,0,0,{"v":72648,"d":"72,648"},0,0,0,0,0,0,0,{"v":72648,"d":"72,648"},0,0,{"v":72648,"d":"72,648"},{"v":0,"d":"0.0%"},{"v":0,"d":"0.0%"},{"v":0,"d":"0.0%"},{"v":0,"d":"0.0%"},{"v":1,"d":"100.0%"},{"v":0,"d":"0.0%"},{"v":0,"d":"0.0%"},{"v":0,"d":"0.0%"},{"v":0,"d":"0.0%"},{"v":0,"d":"0.0%"},{"v":0,"d":"0.0%"},{"v":0,"d":"0.0%"},{"v":1,"d":"100.0%"},{"v":0,"d":"0.0%"},{"v":0,"d":"0.0%"},{"v":1,"d":"100.0%"}]
[132,2020,"AK","Sweetheart Lake Hydroelectric Facility",60588,"4-County Electric Power Assn",6641,"Juneau Hydropower, Inc",60349,"IPP Non-CHP","No balancing authority","NA","AK","AKMS","ASCC Miscellaneous",null,"02","110","Juneau",57.9449,-133.6867,3,3,"WAT","HYDRO",null,null,19.8,{"$nulls":62},"--"]
[133,2020,"AK","Terror Lake Microgrid",71,"Kodiak Electric Assn Inc",10433,"Kodiak Electric Assn Inc",10433,"Electric Utility","No balancing authority","NA","AK","AKMS","ASCC Miscellaneous",null,"02","150","Kodiak Island",57.6861,-152.895,3,3,"WAT","HYDRO",null,{"v":0.42951,"d":"0.4295"},33.6,{"$nulls":9},{"v":1109074.031,"d":"1,109,074"},{"v":504699,"d":"504,699"},{"v":126419.001,"d":"126,419"},{"v":57528.999,"d":"57,529"},{"$nulls":41},{"v":1109074.031,"d":"1,109,074"},{"v":504699,"d":"504,699"},{"$nulls":6},"--","EIA","EIA",{"$nulls":15},0,0,0,0,{"v":126419,"d":"126,419"},0,0,0,0,0,0,0,{"v":126419,"d":"126,419"},0,0,{"v":126419,"d":"126,419"},{"v":0,"d":"0.0%"},{"v":0,"d":"0.0%"},{"v":0,"d":"0.0%"},{"v":0,"d":"0.0%"},{"v":1,"d":"100.0%"},{"v":0,"d":"0.0%"},{"v":0,"d":"0.0%"},{"v":0,"d":"0.0%"},{"v":0,"d":"0.0%"},{"v":0,"d":"0.0%"},{"v":0,"d":"0.0%"},{"v":0,"d":"0.0%"},{"v":1,"d":"100.0%"},{"v":0,"d":"0.0%"},{"v":0,"d":"0.0%"},{"v":1,"d":"100.0%"}]
[134,2020,"AK","Tesoro Kenai Cogeneration Plant",52184,"Homer Electric Assn Inc",19558,"Tesoro Alaska Company LLC",18617,"Industrial CHP","No balancing authority","NA","AK","AKGD","ASCC Alaska Grid",null,"02","122","Kenai Peninsula",60.677,-151.3815,3,3,"NG","GAS",null,{"v":0.47516,"d":"0.4752"},16.4,{"v":0.541392879682221,"d":"0.5414"},null,"Yes",{"v":462213.6,"d":"462,214"},{"v":0.504,"d":"1"},{"v":0.401944,"d":"0.4019"},null,{"v":338709.926,"d":"338,710"},{"v":128781.712,"d":"128,782"},{"v":338709.926,"d":"338,710"},{"v":128781.712,"d":"128,782"},{"v":68264,"d":"68,264"},{"v":25062,"d":"25,062"},{"v":54.77,"d":"55"},{"v":22.228,"d":"22"},{"v":0.507,"d":"1"},{"v":19795.742,"d":"19,796"},{"v":841.036,"d":"841"},{"v":98.25,"d":"98"},{"v":19820.894,"d":"19,821"},null,1.605,1.774,0.015,579.976,0.012,{"v":1E-3,"d":"0.001"},580.713,null,0.323,0.345,0.003,116.889,{"v":2E-3,"d":"0.002"},{"v":0,"d":"0.000"},117.038,null,1.605,1.774,0.015,579.976,0.012,{"v":1E-3,"d":"0.001"},580.713,null,{"v":136.262,"d":"136"},{"v":55.3,"d":"55"},{"v":1.262,"d":"1"},{"v":49249.977,"d":"49,250"},{"v":2092.42,"d":"2,092"},{"v":244.436,"d":"244"},null,{"v":842679,"d":"842,679"},{"v":320397,"d":"320,397"},{"v":842679,"d":"842,679"},{"v":320397,"d":"320,397"},"EIA","EIA","EIA","EIA","EIA","EIA","--","EIA","EIA",{"$nulls":6},{"v":503969.074,"d":"503,969"},{"v":191615.288,"d":"191,615"},{"v":81.492,"d":"81"},{"v":33.072,"d":"33"},{"v":0.755,"d":"1"},{"v":29454.235,"d":"29,454"},{"v":1251.384,"d":"1,251"},{"v":146.187,"d":"146"},{"v":4961.765004,"d":"4,961.765"},0,{"v":4209.915,"d":"4,210"},{"v":64054.085,"d":"64,054"},0,0,0,0,0,0,0,0,{"v":68264,"d":"68,264"},0,0,{"v":68264,"d":"68,264"},0,{"v":0,"d":"0.0%"},{"v":0.061671085784601,"d":"6.2%"},{"v":0.938328914215399,"d":"93.8%"},{"v":0,"d":"0.0%"},{"v":0,"d":"0.0%"},{"v":0,"d":"0.0%"},{"v":0,"d":"0.0%"},{"v":0,"d":"0.0%"},{"v":0,"d":"0.0%"},{"v":0,"d":"0.0%"},{"v":0,"d":"0.0%"},{"v":1,"d":"100.0%"},{"v":0,"d":"0.0%"},{"v":0,"d":"0.0%"},{"v":1,"d":"100.0%"},{"v":0,"d":"0.0%"}]
[135,2020,"AK","Thorne Bay Plant",7414,"Alaska Power and Telephone Co",219,"Alaska Power and Telephone Co",219,"Electric Utility","No balancing authority","NA","AK","AKMS","ASCC Miscellaneous",null,"02","198","Prince of Wales-Hyder",55.68586,-132.52892,2,2,"DFO","OIL",null,{"v":9.1E-4,"d":"0.0009"},{"v":1,"d":"1.0"},{"v":1,"d":"1.0000"},{"$nulls":6},903,390,903,390,8,3,{"v":1.445,"d":"1"},{"v":0.625,"d":"1"},{"v":0.131,"d":"0"},{"v":73.742,"d":"74"},{"v":5.972,"d":"6"},{"v":1.194,"d":"1"},{"v":73.995,"d":"74"},null,{"v":361.25,"d":"361.250"},416.667,{"v":32.75,"d":"32.750"},{"v":18435.5,"d":"18,435.500"},0.747,0.149,{"v":18498.657,"d":"18,498.657"},null,{"v":3.2,"d":"3.200"},3.205,{"v":0.29,"d":"0.290"},163.327,0.007,{"v":1E-3,"d":"0.001"},163.886,null,{"v":361.25,"d":"361.250"},416.667,{"v":32.75,"d":"32.750"},{"v":18435.5,"d":"18,435.500"},0.747,0.149,{"v":18498.657,"d":"18,498.657"},null,{"v":1.445,"d":"1"},{"v":0.625,"d":"1"},{"v":0.131,"d":"0"},{"v":73.742,"d":"74"},{"v":5.972,"d":"6"},{"v":1.194,"d":"1"},null,903,390,903,390,"EIA","EIA","EIA","EIA","EIA","EIA","--","EIA","EIA",{"$nulls":14},{"v":112875,"d":"112,875.000"},0,8,0,0,0,0,0,0,0,0,0,8,0,0,8,0,{"v":0,"d":"0.0%"},{"v":1,"d":"100.0%"},{"v":0,"d":"0.0%"},{"v":0,"d":"0.0%"},{"v":0,"d":"0.0%"},{"v":0,"d":"0.0%"},{"v":0,"d":"0.0%"},{"v":0,"d":"0.0%"},{"v":0,"d":"0.0%"},{"v":0,"d":"0.0%"},{"v":0,"d":"0.0%"},{"v":1,"d":"100.0%"},{"v":0,"d":"0.0%"},{"v":0,"d":"0.0%"},{"v":1,"d":"100.0%"},{"v":0,"d":"0.0%"}]
[136,2020,"AK","TNSG North Plant",58278,"TDX North Slope Generating Co",19277,"TDX North Slope Generating Inc.",57494,"Electric Utility","No balancing authority","NA","AK","AKMS","ASCC Miscellaneous",null,"02","185","North Slope",70.235278,-148.383611,5,5,"NG","GAS",null,{"v":0.24854,"d":"0.2485"},25.7,{"v":0.919094871749314,"d":"0.9191"},{"$nulls":6},{"v":705781,"d":"705,781"},{"v":259038.992,"d":"259,039"},{"v":705781,"d":"705,781"},{"v":259038.992,"d":"259,039"},{"v":55955,"d":"55,955"},{"v":20537,"d":"20,537"},{"v":118.37,"d":"118"},{"v":43.444,"d":"43"},{"v":1.128,"d":"1"},{"v":41249.037,"d":"41,249"},{"v":1555.982,"d":"1,556"},{"v":155.598,"d":"156"},{"v":41291.671,"d":"41,292"},null,4.231,4.231,{"v":0.04,"d":"0.040"},{"v":1474.365,"d":"1,474.365"},0.028,0.003,{"v":1475.889,"d":"1,475.889"},null,0.335,0.335,0.003,116.889,{"v":2E-3,"d":"0.002"},{"v":0,"d":"0.000"},{"v":117.01,"d":"117.010"},null,4.231,4.231,{"v":0.04,"d":"0.040"},{"v":1474.365,"d":"1,474.365"},0.028,0.003,{"v":1475.889,"d":"1,475.889"},null,{"v":118.37,"d":"118"},{"v":43.444,"d":"43"},{"v":1.128,"d":"1"},{"v":41249.037,"d":"41,249"},{"v":1555.982,"d":"1,556"},{"v":155.598,"d":"156"},null,{"v":705781,"d":"705,781"},{"v":259038.992,"d":"259,039"},{"v":705781,"d":"705,781"},{"v":259038.992,"d":"259,039"},"EIA","EIA","EIA","EIA","EIA","EIA","--","EIA","EIA",{"$nulls":14},{"v":12613.367885,"d":"12,613.368"},0,0,{"v":55955,"d":"55,955"},0,0,0,0,0,0,0,0,{"v":55955,"d":"55,955"},0,0,{"v":55955,"d":"55,955"},0,{"v":0,"d":"0.0%"},{"v":0,"d":"0.0%"},{"v":1,"d":"100.0%"},{"v":0,"d":"0.0%"},{"v":0,"d":"0.0%"},{"v":0,"d":"0.0%"},{"v":0,"d":"0.0%"},{"v":0,"d":"0.0%"},{"v":0,"d":"0.0%"},{"v":0,"d":"0.0%"},{"v":0,"d":"0.0%"},{"v":1,"d":"100.0%"},{"v":0,"d":"0.0%"},{"v":0,"d":"0.0%"},{"v":1,"d":"100.0%"},{"v":0,"d":"0.0%"}]
[137,2020,"AK","TNSG South Plant",58117,"TDX North Slope Generating Co",19277,"TDX North Slope Generating Inc.",57494,"Electric Utility","No balancing authority","NA","AK","AKMS","ASCC Miscellaneous",null,"02","185","North Slope",70.2,-148.466667,6,6,"NG","GAS",null,{"v":0,"d":"0.0000"},8.4,{"$nulls":7},{"v":693.999,"d":"694"},256,{"v":693.999,"d":"694"},256,{"v":-533.001,"d":"(533)"},{"v":-196,"d":"(196)"},{"v":1.007,"d":"1"},{"v":0.369,"d":"0"},{"v":1E-3,"d":"0"},{"v":40.56,"d":"41"},{"v":1.53,"d":"2"},{"v":0.153,"d":"0"},{"v":40.602,"d":"41"},null,{"v":0,"d":"0.000"},{"v":0,"d":"0.000"},{"v":0,"d":"0.000"},{"v":0,"d":"0.000"},{"v":0,"d":"0.000"},{"v":0,"d":"0.000"},{"v":0,"d":"0.000"},null,2.902,2.883,0.003,116.888,{"v":2E-3,"d":"0.002"},{"v":0,"d":"0.000"},117.009,null,{"v":0,"d":"0.000"},{"v":0,"d":"0.000"},{"v":0,"d":"0.000"},{"v":0,"d":"0.000"},{"v":0,"d":"0.000"},{"v":0,"d":"0.000"},{"v":0,"d":"0.000"},null,{"v":1.007,"d":"1"},{"v":0.369,"d":"0"},{"v":1E-3,"d":"0"},{"v":40.56,"d":"41"},{"v":1.53,"d":"2"},{"v":0.153,"d":"0"},null,{"v":693.999,"d":"694"},256,{"v":693.999,"d":"694"},256,"EIA","EIA","EIA","EIA","EIA","EIA","--","EIA","EIA",{"$nulls":14},{"v":-1302.061929,"d":"(1,302.062)"},0,0,{"v":-533,"d":"(533)"},0,0,0,0,0,0,0,0,{"v":-533,"d":"(533)"},0,0,{"v":-533,"d":"(533)"},0]
[138,2020,"AK","Togiak",6348,"Alaska Village Elec Coop, Inc",221,"Alaska Village Elec Coop, Inc",221,"Electric Utility","No balancing authority","NA","AK","AKMS","ASCC Miscellaneous",null,"02","070","Dillingham",59.059744,-160.380278,11,11,"DFO","OIL",null,{"v":0.05063,"d":"0.0506"},6.5,{"v":1,"d":"1.0000"},null,"Yes",0,null,{"v":1,"d":"1.0000"},null,{"v":26911.999,"d":"26,912"},{"v":11613,"d":"11,613"},{"v":26911.999,"d":"26,912"},{"v":11613,"d":"11,613"},{"v":2883,"d":"2,883"},{"v":1243.999,"d":"1,244"},{"v":44.706,"d":"45"},{"v":19.292,"d":"19"},{"v":3.902,"d":"4"},{"v":2197.711,"d":"2,198"},{"v":177.993,"d":"178"},{"v":35.599,"d":"36"},{"v":2205.24,"d":"2,205"},null,31.014,31.016,2.707,{"v":1524.6,"d":"1,524.600"},0.062,0.012,{"v":1529.823,"d":"1,529.823"},null,3.322,3.322,{"v":0.29,"d":"0.290"},163.326,0.007,{"v":1E-3,"d":"0.001"},163.885,null,31.014,31.016,2.707,{"v":1524.6,"d":"1,524.600"},0.062,0.012,{"v":1529.823,"d":"1,529.823"},null,{"v":44.706,"d":"45"},{"v":19.292,"d":"19"},{"v":3.902,"d":"4"},{"v":2197.711,"d":"2,198"},{"v":177.993,"d":"178"},{"v":35.599,"d":"36"},null,{"v":26911.999,"d":"26,912"},{"v":11613,"d":"11,613"},{"v":26911.999,"d":"26,912"},{"v":11613,"d":"11,613"},"EIA","EIA","EIA","EIA","EIA","EIA","--","EIA","EIA",{"$nulls":6},0,0,0,0,0,0,0,0,{"v":9334.720438,"d":"9,334.720"},0,{"v":2883,"d":"2,883"},0,0,0,0,0,0,0,0,0,{"v":2883,"d":"2,883"},0,0,{"v":2883,"d":"2,883"},0,{"v":0,"d":"0.0%"},{"v":1,"d":"100.0%"},{"v":0,"d":"0.0%"},{"v":0,"d":"0.0%"},{"v":0,"d":"0.0%"},{"v":0,"d":"0.0%"},{"v":0,"d":"0.0%"},{"v":0,"d":"0.0%"},{"v":0,"d":"0.0%"},{"v":0,"d":"0.0%"},{"v":0,"d":"0.0%"},{"v":1,"d":"100.0%"},{"v":0,"d":"0.0%"},{"v":0,"d":"0.0%"},{"v":1,"d":"100.0%"},{"v":0,"d":"0.0%"}]
[139,2020,"AK","Tok",406,"Alaska Power and Telephone Co",219,"Alaska Power and Telephone Co",219,"Electric Utility","No balancing authority","NA","AK","AKMS","ASCC Miscellaneous",null,"02","240","Southeast Fairbanks",63.33552,-142.99997,6,6,"DFO","OIL",null,{"v":0.21188,"d":"0.2119"},5.3,{"v":0.98020587432871,"d":"0.9802"},{"$nulls":6},{"v":97191.999,"d":"97,192"},{"v":41924,"d":"41,924"},{"v":97191.999,"d":"97,192"},{"v":41924,"d":"41,924"},{"v":9837.001,"d":"9,837"},{"v":4243,"d":"4,243"},{"v":155.502,"d":"156"},{"v":67.074,"d":"67"},{"v":14.093,"d":"14"},{"v":7936.977,"d":"7,937"},{"v":642.816,"d":"643"},{"v":128.563,"d":"129"},{"v":7964.168,"d":"7,964"},null,31.616,31.616,2.865,{"v":1613.699,"d":"1,613.699"},0.065,0.013,{"v":1619.227,"d":"1,619.227"},null,{"v":3.2,"d":"3.200"},{"v":3.2,"d":"3.200"},{"v":0.29,"d":"0.290"},163.326,0.007,{"v":1E-3,"d":"0.001"},163.885,null,31.616,31.616,2.865,{"v":1613.699,"d":"1,613.699"},0.065,0.013,{"v":1619.227,"d":"1,619.227"},null,{"v":155.502,"d":"156"},{"v":67.074,"d":"67"},{"v":14.093,"d":"14"},{"v":7936.977,"d":"7,937"},{"v":642.816,"d":"643"},{"v":128.563,"d":"129"},null,{"v":97191.999,"d":"97,192"},{"v":41924,"d":"41,924"},{"v":97191.999,"d":"97,192"},{"v":41924,"d":"41,924"},"EIA","EIA","EIA","EIA","EIA","EIA","--","EIA","EIA",{"$nulls":14},{"v":9880.247944,"d":"9,880.248"},0,{"v":9837,"d":"9,837"},0,0,0,0,0,0,0,0,0,{"v":9837,"d":"9,837"},0,0,{"v":9837,"d":"9,837"},0,{"v":0,"d":"0.0%"},{"v":1,"d":"100.0%"},{"v":0,"d":"0.0%"},{"v":0,"d":"0.0%"},{"v":0,"d":"0.0%"},{"v":0,"d":"0.0%"},{"v":0,"d":"0.0%"},{"v":0,"d":"0.0%"},{"v":0,"d":"0.0%"},{"v":0,"d":"0.0%"},{"v":0,"d":"0.0%"},{"v":1,"d":"100.0%"},{"v":0,"d":"0.0%"},{"v":0,"d":"0.0%"},{"v":1,"d":"100.0%"},{"v":0,"d":"0.0%"}]
[140,2020,"AK","Toksook Bay",57067,"Alaska Village Elec Coop, Inc",221,"Alaska Village Elec Coop, Inc",221,"Electric Utility","No balancing authority","NA","AK","AKMS","ASCC Miscellaneous",null,"02","050","Bethel",60.530142,-165.108575,4,4,"DFO","OIL",null,{"v":0.16068,"d":"0.1607"},2.5,{"v":1,"d":"1.0000"},null,"Yes",0,null,{"v":1,"d":"1.0000"},null,{"v":30372.001,"d":"30,372"},{"v":13093.999,"d":"13,094"},{"v":30372.001,"d":"30,372"},{"v":13093.999,"d":"13,094"},{"v":3518.999,"d":"3,519"},{"v":1518.001,"d":"1,518"},{"v":50.458,"d":"50"},{"v":21.753,"d":"22"},{"v":4.404,"d":"4"},{"v":2480.265,"d":"2,480"},{"v":200.877,"d":"201"},{"v":40.175,"d":"40"},{"v":2488.762,"d":"2,489"},null,28.677,{"v":28.66,"d":"28.660"},2.503,{"v":1409.642,"d":"1,409.642"},0.057,0.011,{"v":1414.472,"d":"1,414.472"},null,3.323,3.323,{"v":0.29,"d":"0.290"},163.326,0.007,{"v":1E-3,"d":"0.001"},163.885,null,28.677,{"v":28.66,"d":"28.660"},2.503,{"v":1409.642,"d":"1,409.642"},0.057,0.011,{"v":1414.471,"d":"1,414.471"},null,{"v":50.458,"d":"50"},{"v":21.753,"d":"22"},{"v":4.404,"d":"4"},{"v":2480.265,"d":"2,480"},{"v":200.877,"d":"201"},{"v":40.175,"d":"40"},null,{"v":30372.001,"d":"30,372"},{"v":13093.999,"d":"13,094"},{"v":30372.001,"d":"30,372"},{"v":13093.999,"d":"13,094"},"EIA","EIA","EIA","EIA","EIA","EIA","--","EIA","EIA",{"$nulls":6},0,0,0,0,0,0,0,0,{"v":8630.861456,"d":"8,630.861"},0,{"v":3519,"d":"3,519"},0,0,0,0,0,0,0,0,0,{"v":3519,"d":"3,519"},0,0,{"v":3519,"d":"3,519"},0,{"v":0,"d":"0.0%"},{"v":1,"d":"100.0%"},{"v":0,"d":"0.0%"},{"v":0,"d":"0.0%"},{"v":0,"d":"0.0%"},{"v":0,"d":"0.0%"},{"v":0,"d":"0.0%"},{"v":0,"d":"0.0%"},{"v":0,"d":"0.0%"},{"v":0,"d":"0.0%"},{"v":0,"d":"0.0%"},{"v":1,"d":"100.0%"},{"v":0,"d":"0.0%"},{"v":0,"d":"0.0%"},{"v":1,"d":"100.0%"},{"v":0,"d":"0.0%"}]
[141,2020,"AK","Tyee Lake Hydroelectric Facility",61166,"Southeast Alaska Power Agency",60770,"Southeast Alaska Power Agency",60123,"Commercial Non-CHP","No balancing authority","NA","AK","AKMS","ASCC Miscellaneous",null,"02","275","Wrangell",56.216403,-131.504344,2,2,"WAT","HYDRO",null,{"v":0.45287,"d":"0.4529"},22.6,{"$nulls":9},{"v":786562,"d":"786,562"},{"v":357935,"d":"357,935"},{"v":89657,"d":"89,657"},{"v":40800,"d":"40,800"},{"$nulls":41},{"v":786562,"d":"786,562"},{"v":357935,"d":"357,935"},{"$nulls":6},"--","EIA","EIA",{"$nulls":15},0,0,0,0,{"v":89657,"d":"89,657"},0,0,0,0,0,0,0,{"v":89657,"d":"89,657"},0,0,{"v":89657,"d":"89,657"},{"v":0,"d":"0.0%"},{"v":0,"d":"0.0%"},{"v":0,"d":"0.0%"},{"v":0,"d":"0.0%"},{"v":1,"d":"100.0%"},{"v":0,"d":"0.0%"},{"v":0,"d":"0.0%"},{"v":0,"d":"0.0%"},{"v":0,"d":"0.0%"},{"v":0,"d":"0.0%"},{"v":0,"d":"0.0%"},{"v":0,"d":"0.0%"},{"v":1,"d":"100.0%"},{"v":0,"d":"0.0%"},{"v":0,"d":"0.0%"},{"v":1,"d":"100.0%"}]
[142,2020,"AK","Unalakleet",6299,"Unalakleet Valley Elec Coop",40548,"Unalakleet Valley Elec Coop",40548,"Electric Utility","No balancing authority","NA","AK","AKMS","ASCC Miscellaneous",null,"02","180","Nome",63.876789,-160.790414,8,8,"DFO","OIL",null,{"v":0.10677,"d":"0.1068"},3.6,{"v":1,"d":"1.0000"},null,"Yes",0,null,{"v":1,"d":"1.0000"},null,{"v":32114,"d":"32,114"},{"v":13850,"d":"13,850"},{"v":32114,"d":"32,114"},{"v":13850,"d":"13,850"},{"v":3367,"d":"3,367"},{"v":1452,"d":"1,452"},{"v":51.604,"d":"52"},{"v":22.256,"d":"22"},{"v":4.656,"d":"5"},{"v":2622.52,"d":"2,623"},{"v":212.398,"d":"212"},{"v":42.48,"d":"42"},{"v":2631.504,"d":"2,632"},null,30.653,30.656,2.766,{"v":1557.778,"d":"1,557.778"},0.063,0.013,{"v":1563.115,"d":"1,563.115"},null,3.214,3.214,{"v":0.29,"d":"0.290"},163.326,0.007,{"v":1E-3,"d":"0.001"},163.885,null,30.653,30.656,2.766,{"v":1557.778,"d":"1,557.778"},0.063,0.013,{"v":1563.115,"d":"1,563.115"},null,{"v":51.604,"d":"52"},{"v":22.256,"d":"22"},{"v":4.656,"d":"5"},{"v":2622.52,"d":"2,623"},{"v":212.398,"d":"212"},{"v":42.48,"d":"42"},null,{"v":32114,"d":"32,114"},{"v":13850,"d":"13,850"},{"v":32114,"d":"32,114"},{"v":13850,"d":"13,850"},"EIA","EIA","EIA","EIA","EIA","EIA","--","EIA","EIA",{"$nulls":6},0,0,0,0,0,0,0,0,{"v":9537.867538,"d":"9,537.868"},0,{"v":3367,"d":"3,367"},0,0,0,0,0,0,0,0,0,{"v":3367,"d":"3,367"},0,0,{"v":3367,"d":"3,367"},0,{"v":0,"d":"0.0%"},{"v":1,"d":"100.0%"},{"v":0,"d":"0.0%"},{"v":0,"d":"0.0%"},{"v":0,"d":"0.0%"},{"v":0,"d":"0.0%"},{"v":0,"d":"0.0%"},{"v":0,"d":"0.0%"},{"v":0,"d":"0.0%"},{"v":0,"d":"0.0%"},{"v":0,"d":"0.0%"},{"v":1,"d":"100.0%"},{"v":0,"d":"0.0%"},{"v":0,"d":"0.0%"},{"v":1,"d":"100.0%"},{"v":0,"d":"0.0%"}]
[143,2020,"AK","Unalaska Power Module",7503,"City of Unalaska - (AK)",19454,"City of Unalaska - (AK)",19454,"Electric Utility","No balancing authority","NA","AK","AKMS","ASCC Miscellaneous",null,"02","016","Aleutians West",53.863993,-166.512591,1,1,"DFO","OIL",null,{"v":0.26847,"d":"0.2685"},1.1,{"v":0.885879341358793,"d":"0.8859"},{"$nulls":6},{"v":31453,"d":"31,453"},{"v":13566,"d":"13,566"},{"v":31453,"d":"31,453"},{"v":13566,"d":"13,566"},{"v":2587,"d":"2,587"},{"v":1116,"d":"1,116"},{"v":50.821,"d":"51"},{"v":21.92,"d":"22"},{"v":4.561,"d":"5"},{"v":2568.542,"d":"2,569"},{"v":208.026,"d":"208"},{"v":41.605,"d":"42"},{"v":2577.341,"d":"2,577"},null,{"v":39.29,"d":"39.290"},39.283,3.526,{"v":1985.73,"d":"1,985.730"},{"v":0.08,"d":"0.080"},0.016,{"v":1992.533,"d":"1,992.533"},null,3.232,3.232,{"v":0.29,"d":"0.290"},163.326,0.007,{"v":1E-3,"d":"0.001"},163.885,null,39.286,{"v":39.28,"d":"39.280"},3.526,{"v":1985.577,"d":"1,985.577"},{"v":0.08,"d":"0.080"},0.016,{"v":1992.379,"d":"1,992.379"},null,{"v":50.821,"d":"51"},{"v":21.92,"d":"22"},{"v":4.561,"d":"5"},{"v":2568.542,"d":"2,569"},{"v":208.026,"d":"208"},{"v":41.605,"d":"42"},null,{"v":31453,"d":"31,453"},{"v":13566,"d":"13,566"},{"v":31453,"d":"31,453"},{"v":13566,"d":"13,566"},"EIA","EIA","EIA","EIA","EIA","EIA","--","EIA","EIA",{"$nulls":14},{"v":12157.158318,"d":"12,157.158"},0,{"v":2587.2,"d":"2,587"},0,0,0,0,0,0,0,0,0,{"v":2587.2,"d":"2,587"},0,0,{"v":2587.2,"d":"2,587"},0,{"v":0,"d":"0.0%"},{"v":1,"d":"100.0%"},{"v":0,"d":"0.0%"},{"v":0,"d":"0.0%"},{"v":0,"d":"0.0%"},{"v":0,"d":"0.0%"},{"v":0,"d":"0.0%"},{"v":0,"d":"0.0%"},{"v":0,"d":"0.0%"},{"v":0,"d":"0.0%"},{"v":0,"d":"0.0%"},{"v":1,"d":"100.0%"},{"v":0,"d":"0.0%"},{"v":0,"d":"0.0%"},{"v":1,"d":"100.0%"},{"v":0,"d":"0.0%"}]
[144,2020,"AK","Unisea G 2",54422,"City of Unalaska - (AK)",19454,"Unisea Inc",19553,"Industrial Non-CHP","No balancing authority","NA","AK","AKMS","ASCC Miscellaneous",null,"02","016","Aleutians West",53.8796,-166.5532,10,10,"DFO","OIL",null,{"v":0.18177,"d":"0.1818"},19.2,{"v":1,"d":"1.0000"},"Yes","Yes",0,null,{"v":1,"d":"1.0000"},null,{"v":326767,"d":"326,767"},{"v":140939,"d":"140,939"},{"v":326767,"d":"326,767"},{"v":140939,"d":"140,939"},{"v":30572.999,"d":"30,573"},{"v":13185.999,"d":"13,186"},{"v":521.486,"d":"521"},{"v":224.96,"d":"225"},{"v":47.196,"d":"47"},{"v":26566.606,"d":"26,567"},{"v":2161.66,"d":"2,162"},{"v":432.332,"d":"432"},{"v":26658.044,"d":"26,658"},null,34.114,34.121,3.087,{"v":1737.913,"d":"1,737.913"},0.071,0.014,{"v":1743.895,"d":"1,743.895"},null,3.192,3.192,0.289,162.603,0.007,{"v":1E-3,"d":"0.001"},163.162,null,34.114,34.121,3.087,{"v":1737.913,"d":"1,737.913"},0.071,0.014,{"v":1743.895,"d":"1,743.895"},null,{"v":521.486,"d":"521"},{"v":224.96,"d":"225"},{"v":47.196,"d":"47"},{"v":26684.732,"d":"26,685"},{"v":2161.66,"d":"2,162"},{"v":432.332,"d":"432"},null,{"v":326767,"d":"326,767"},{"v":140939,"d":"140,939"},{"v":326767,"d":"326,767"},{"v":140939,"d":"140,939"},"EIA","EIA","EIA","EIA","EIA","EIA","--","EIA","EIA",{"$nulls":3},{"v":118.125,"d":"118"},null,null,0,0,0,0,0,0,0,0,{"v":10688.090799,"d":"10,688.091"},0,{"v":30453.615,"d":"30,454"},0,0,0,{"v":119.385,"d":"119"},0,0,0,0,0,{"v":30453.615,"d":"30,454"},{"v":119.385,"d":"119"},{"v":119.385,"d":"119"},{"v":30573,"d":"30,573"},0,{"v":0,"d":"0.0%"},{"v":0.996095083897557,"d":"99.6%"},{"v":0,"d":"0.0%"},{"v":0,"d":"0.0%"},{"v":0,"d":"0.0%"},{"v":0.00390491610244333,"d":"0.4%"},{"v":0,"d":"0.0%"},{"v":0,"d":"0.0%"},{"v":0,"d":"0.0%"},{"v":0,"d":"0.0%"},{"v":0,"d":"0.0%"},{"v":0.996095083897557,"d":"99.6%"},{"v":0.00390491610244333,"d":"0.4%"},{"v":0.00390491610244333,"d":"0.4%"},{"v":1,"d":"100.0%"},{"v":0,"d":"0.0%"}]
[145,2020,"AK","University of Alaska Fairbanks",50711,"Golden Valley Elec Assn Inc",7353,"University of Alaska",19511,"Commercial CHP","No balancing authority","NA","AK","AKGD","ASCC Alaska Grid",null,"02","090","Fairbanks North Star",64.854171,-147.822075,6,5,"SUB","COAL","Yes",{"v":0.13102,"d":"0.1310"},39.6,{"v":1,"d":"1.0000"},"Yes","Yes",{"v":793924,"d":"793,924"},{"v":0.195,"d":"0"},{"v":0.206676,"d":"0.2067"},null,{"v":263286.436,"d":"263,286"},{"v":100757.209,"d":"100,757"},{"v":263286.436,"d":"263,286"},{"v":100757.209,"d":"100,757"},{"v":45451,"d":"45,451"},{"v":13416,"d":"13,416"},{"v":42.862,"d":"43"},{"v":16.019,"d":"16"},{"v":118.112,"d":"118"},{"v":27653.378,"d":"27,653"},{"v":6061.926,"d":"6,062"},{"v":888.209,"d":"888"},{"v":27861.495,"d":"27,861"},null,1.886,2.388,5.197,{"v":1216.844,"d":"1,216.844"},0.133,{"v":0.02,"d":"0.020"},{"v":1226.001,"d":"1,226.001"},null,0.326,0.318,0.897,210.063,0.023,0.003,211.644,null,1.886,2.388,5.197,{"v":1216.844,"d":"1,216.844"},0.133,{"v":0.02,"d":"0.020"},{"v":1226.001,"d":"1,226.001"},null,{"v":207.385,"d":"207"},{"v":77.506,"d":"78"},{"v":571.483,"d":"571"},{"v":133800.606,"d":"133,801"},{"v":29330.57,"d":"29,331"},{"v":4297.59,"d":"4,298"},null,{"v":1273908.903,"d":"1,273,909"},{"v":487512.793,"d":"487,513"},{"v":1273908.903,"d":"1,273,909"},{"v":487512.793,"d":"487,513"},"EIA","EIA","EPA/CAMD; EIA","EIA","EIA","EIA","--","EIA","EIA",{"$nulls":3},0,null,null,{"v":1010622.467,"d":"1,010,622"},{"v":386755.584,"d":"386,756"},{"v":164.523,"d":"165"},{"v":61.487,"d":"61"},{"v":453.371,"d":"453"},{"v":106147.228,"d":"106,147"},{"v":23268.644,"d":"23,269"},{"v":3409.381,"d":"3,409"},{"v":5792.75343,"d":"5,792.753"},{"v":43541.171,"d":"43,541"},{"v":1903.775,"d":"1,904"},{"v":6.054,"d":"6"},0,0,0,0,0,0,0,0,{"v":45451,"d":"45,451"},0,0,{"v":45451,"d":"45,451"},0,{"v":0.957980484477789,"d":"95.8%"},{"v":0.0418863171327364,"d":"4.2%"},{"v":1.33198389474379E-4,"d":"0.0%"},{"v":0,"d":"0.0%"},{"v":0,"d":"0.0%"},{"v":0,"d":"0.0%"},{"v":0,"d":"0.0%"},{"v":0,"d":"0.0%"},{"v":0,"d":"0.0%"},{"v":0,"d":"0.0%"},{"v":0,"d":"0.0%"},{"v":1,"d":"100.0%"},{"v":0,"d":"0.0%"},{"v":0,"d":"0.0%"},{"v":1,"d":"100.0%"},{"v":0,"d":"0.0%"}]
[146,2020,"AK","Upper Kalskag",57054,"Alaska Village Elec Coop, Inc",221,"Alaska Village Elec Coop, Inc",221,"Electric Utility","No balancing authority","NA","AK","AKMS","ASCC Miscellaneous",null,"02","050","Bethel",61.526858,-160.348128,3,3,"DFO","OIL",null,{"v":0.15982,"d":"0.1598"},1.1,{"v":1,"d":"1.0000"},null,"Yes",0,null,{"v":1,"d":"1.0000"},null,{"v":14922,"d":"14,922"},{"v":6435,"d":"6,435"},{"v":14922,"d":"14,922"},{"v":6435,"d":"6,435"},{"v":1540,"d":"1,540"},664,{"v":24.79,"d":"25"},{"v":10.69,"d":"11"},{"v":2.164,"d":"2"},{"v":1218.574,"d":"1,219"},{"v":98.692,"d":"99"},{"v":19.738,"d":"20"},{"v":1222.749,"d":"1,223"},null,32.195,32.199,{"v":2.81,"d":"2.810"},{"v":1582.564,"d":"1,582.564"},0.064,0.013,{"v":1587.985,"d":"1,587.985"},null,3.323,3.322,{"v":0.29,"d":"0.290"},163.326,0.007,{"v":1E-3,"d":"0.001"},163.885,null,32.195,32.199,{"v":2.81,"d":"2.810"},{"v":1582.564,"d":"1,582.564"},0.064,0.013,{"v":1587.985,"d":"1,587.985"},null,{"v":24.79,"d":"25"},{"v":10.69,"d":"11"},{"v":2.164,"d":"2"},{"v":1218.574,"d":"1,219"},{"v":98.692,"d":"99"},{"v":19.738,"d":"20"},null,{"v":14922,"d":"14,922"},{"v":6435,"d":"6,435"},{"v":14922,"d":"14,922"},{"v":6435,"d":"6,435"},"EIA","EIA","EIA","EIA","EIA","EIA","--","EIA","EIA",{"$nulls":6},0,0,0,0,0,0,0,0,{"v":9689.610548,"d":"9,689.611"},0,{"v":1540,"d":"1,540"},0,0,0,0,0,0,0,0,0,{"v":1540,"d":"1,540"},0,0,{"v":1540,"d":"1,540"},0,{"v":0,"d":"0.0%"},{"v":1,"d":"100.0%"},{"v":0,"d":"0.0%"},{"v":0,"d":"0.0%"},{"v":0,"d":"0.0%"},{"v":0,"d":"0.0%"},{"v":0,"d":"0.0%"},{"v":0,"d":"0.0%"},{"v":0,"d":"0.0%"},{"v":0,"d":"0.0%"},{"v":0,"d":"0.0%"},{"v":1,"d":"100.0%"},{"v":0,"d":"0.0%"},{"v":0,"d":"0.0%"},{"v":1,"d":"100.0%"},{"v":0,"d":"0.0%"}]
[147,2020,"AK","Utility Plants Section",50308,"Golden Valley Elec Assn Inc",7353,"Doyon Utilities - Ft. Wainwright",56389,"Electric Utility","No balancing authority","NA","AK","AKGD","ASCC Alaska Grid",null,"02","090","Fairbanks North Star",64.825601,-147.648627,6,5,"SUB","COAL","Yes",{"v":0.34875,"d":"0.3488"},22.5,{"v":0.752080162354135,"d":"0.7521"},null,"Yes",{"v":2007083.2,"d":"2,007,083"},{"v":0.117,"d":"0"},{"v":0.134837,"d":"0.1348"},null,{"v":421930.496,"d":"421,930"},{"v":128006.005,"d":"128,006"},{"v":421930.496,"d":"421,930"},{"v":128006.005,"d":"128,006"},{"v":68739,"d":"68,739"},{"v":23357,"d":"23,357"},{"v":70.233,"d":"70"},{"v":21.226,"d":"21"},{"v":68.678,"d":"69"},{"v":45123.868,"d":"45,124"},{"v":10232.179,"d":"10,232"},{"v":1488.317,"d":"1,488"},{"v":45473.53,"d":"45,474"},null,2.043,1.818,1.998,{"v":1312.904,"d":"1,312.904"},0.149,0.022,{"v":1323.078,"d":"1,323.078"},null,0.333,0.332,0.326,213.892,0.024,0.004,{"v":215.55,"d":"215.550"},null,2.043,1.818,1.998,{"v":1312.904,"d":"1,312.904"},0.149,0.022,{"v":1323.078,"d":"1,323.078"},null,{"v":520.873,"d":"521"},{"v":157.422,"d":"157"},{"v":509.338,"d":"509"},{"v":334653.797,"d":"334,654"},{"v":75885.285,"d":"75,885"},{"v":11037.86,"d":"11,038"},null,{"v":3129178.594,"d":"3,129,179"},{"v":949335.621,"d":"949,336"},{"v":3129178.594,"d":"3,129,179"},{"v":949335.621,"d":"949,336"},"EIA","EIA","EIA","EIA","EIA","EIA","--","EIA","EIA",{"$nulls":6},{"v":2707248.098,"d":"2,707,248"},{"v":821329.616,"d":"821,330"},{"v":450.64,"d":"451"},{"v":136.196,"d":"136"},{"v":440.66,"d":"441"},{"v":289529.929,"d":"289,530"},{"v":65653.105,"d":"65,653"},{"v":9549.543,"d":"9,550"},{"v":6138.152956,"d":"6,138.153"},{"v":68739,"d":"68,739"},0,0,0,0,0,0,0,0,0,0,{"v":68739,"d":"68,739"},0,0,{"v":68739,"d":"68,739"},0,{"v":1,"d":"100.0%"},{"v":0,"d":"0.0%"},{"v":0,"d":"0.0%"},{"v":0,"d":"0.0%"},{"v":0,"d":"0.0%"},{"v":0,"d":"0.0%"},{"v":0,"d":"0.0%"},{"v":0,"d":"0.0%"},{"v":0,"d":"0.0%"},{"v":0,"d":"0.0%"},{"v":0,"d":"0.0%"},{"v":1,"d":"100.0%"},{"v":0,"d":"0.0%"},{"v":0,"d":"0.0%"},{"v":1,"d":"100.0%"},{"v":0,"d":"0.0%"}]
[148,2020,"AK","Valdez",6306,"Copper Valley Elec Assn, Inc",4329,"Copper Valley Elec Assn, Inc",4329,"Electric Utility","No balancing authority","NA","AK","AKMS","ASCC Miscellaneous",null,"02","261","Valdez Cordova",61.1303,-146.3647,9,9,"DFO","OIL",null,{"v":0.04266,"d":"0.0427"},12.9,{"v":1,"d":"1.0000"},{"$nulls":6},{"v":54045.001,"d":"54,045"},{"v":23311,"d":"23,311"},{"v":54045.001,"d":"54,045"},{"v":23311,"d":"23,311"},{"v":4821,"d":"4,821"},{"v":2080,"d":"2,080"},{"v":86.843,"d":"87"},{"v":37.457,"d":"37"},{"v":7.837,"d":"8"},{"v":4413.471,"d":"4,413"},{"v":357.447,"d":"357"},{"v":71.489,"d":"71"},{"v":4428.591,"d":"4,429"},null,36.027,36.016,3.251,{"v":1830.936,"d":"1,830.936"},0.074,0.015,{"v":1837.208,"d":"1,837.208"},null,3.214,3.214,{"v":0.29,"d":"0.290"},163.326,0.007,{"v":1E-3,"d":"0.001"},163.885,null,36.027,36.016,3.251,{"v":1830.936,"d":"1,830.936"},0.074,0.015,{"v":1837.208,"d":"1,837.208"},null,{"v":86.843,"d":"87"},{"v":37.457,"d":"37"},{"v":7.837,"d":"8"},{"v":4413.471,"d":"4,413"},{"v":357.447,"d":"357"},{"v":71.489,"d":"71"},null,{"v":54045.001,"d":"54,045"},{"v":23311,"d":"23,311"},{"v":54045.001,"d":"54,045"},{"v":23311,"d":"23,311"},"EIA","EIA","EIA","EIA","EIA","EIA","--","EIA","EIA",{"$nulls":14},{"v":11210.33001,"d":"11,210.330"},0,{"v":4821,"d":"4,821"},0,0,0,0,0,0,0,0,0,{"v":4821,"d":"4,821"},0,0,{"v":4821,"d":"4,821"},0,{"v":0,"d":"0.0%"},{"v":1,"d":"100.0%"},{"v":0,"d":"0.0%"},{"v":0,"d":"0.0%"},{"v":0,"d":"0.0%"},{"v":0,"d":"0.0%"},{"v":0,"d":"0.0%"},{"v":0,"d":"0.0%"},{"v":0,"d":"0.0%"},{"v":0,"d":"0.0%"},{"v":0,"d":"0.0%"},{"v":1,"d":"100.0%"},{"v":0,"d":"0.0%"},{"v":0,"d":"0.0%"},{"v":1,"d":"100.0%"},{"v":0,"d":"0.0%"}]
[149,2020,"AK","Valdez Cogen",7841,"Copper Valley Elec Assn, Inc",4329,"Copper Valley Elec Assn, Inc",4329,"Electric Utility","No balancing authority","NA","AK","AKMS","ASCC Miscellaneous",null,"02","261","Valdez Cordova",61.0839,-146.2529,1,1,"WO","OIL",null,{"v":0.50491,"d":"0.5049"},5.3,{"v":0.491815283880417,"d":"0.4918"},null,"Yes",{"v":70157.6,"d":"70,158"},{"v":1.14,"d":"1"},{"v":0.603258,"d":"0.6033"},null,{"v":188591.731,"d":"188,592"},{"v":81354.171,"d":"81,354"},{"v":188591.731,"d":"188,592"},{"v":81354.171,"d":"81,354"},{"v":23442,"d":"23,442"},{"v":10112,"d":"10,112"},{"v":79.38,"d":"79"},{"v":34.243,"d":"34"},{"v":9.041,"d":"9"},{"v":16077.047,"d":"16,077"},{"v":13159.943,"d":"13,160"},{"v":1754.659,"d":"1,755"},{"v":16502.99,"d":"16,503"},null,6.772,6.773,0.771,{"v":1371.645,"d":"1,371.645"},0.561,0.075,{"v":1407.985,"d":"1,407.985"},null,0.842,0.842,0.096,170.496,{"v":0.07,"d":"0.070"},0.009,175.013,null,6.772,6.773,0.771,{"v":1371.645,"d":"1,371.645"},0.561,0.075,{"v":1407.985,"d":"1,407.985"},null,{"v":131.586,"d":"132"},{"v":56.764,"d":"57"},{"v":14.986,"d":"15"},{"v":26650.365,"d":"26,650"},{"v":21814.784,"d":"21,815"},{"v":2908.638,"d":"2,909"},null,{"v":312622,"d":"312,622"},{"v":134858,"d":"134,858"},{"v":312622,"d":"312,622"},{"v":134858,"d":"134,858"},"EIA","EIA","EIA","EIA","EIA","EIA","--","EIA","EIA",{"$nulls":6},{"v":124030.269,"d":"124,030"},{"v":53503.829,"d":"53,504"},{"v":52.206,"d":"52"},{"v":22.521,"d":"23"},{"v":5.946,"d":"6"},{"v":10573.318,"d":"10,573"},{"v":8654.84,"d":"8,655"},{"v":1153.979,"d":"1,154"},{"v":8045.035886,"d":"8,045.036"},0,{"v":23442,"d":"23,442"},0,0,0,0,0,0,0,0,0,{"v":23442,"d":"23,442"},0,0,{"v":23442,"d":"23,442"},0,{"v":0,"d":"0.0%"},{"v":1,"d":"100.0%"},{"v":0,"d":"0.0%"},{"v":0,"d":"0.0%"},{"v":0,"d":"0.0%"},{"v":0,"d":"0.0%"},{"v":0,"d":"0.0%"},{"v":0,"d":"0.0%"},{"v":0,"d":"0.0%"},{"v":0,"d":"0.0%"},{"v":0,"d":"0.0%"},{"v":1,"d":"100.0%"},{"v":0,"d":"0.0%"},{"v":0,"d":"0.0%"},{"v":1,"d":"100.0%"},{"v":0,"d":"0.0%"}]
[150,2020,"AK","Viking",56147,"Alaska Power and Telephone Co",219,"Alaska Power and Telephone Co",219,"Electric Utility","No balancing authority","NA","AK","AKMS","ASCC Miscellaneous",null,"02","198","Prince of Wales-Hyder",55.540708,-133.102344,1,1,"DFO","OIL",null,{"v":0,"d":"0.0000"},{"v":1,"d":"1.0"},{"$nulls":11},0,0,{"$nulls":49},"--",{"$nulls":17},0,0,0,0,0,0,0,0,0,0,0,0,0,0,0,0]
[151,2020,"AK","Westward Seafoods",54305,"City of Unalaska - (AK)",19454,"Westward Seafoods Inc",20523,"Industrial CHP","No balancing authority","NA","AK","AKMS","ASCC Miscellaneous",null,"02","016","Aleutians West",53.858508,-166.55288,3,3,"DFO","OIL",null,{"v":0.32577,"d":"0.3258"},6.6,{"v":0.790375242147502,"d":"0.7904"},null,"Yes",{"v":51008.8,"d":"51,009"},{"v":1.26,"d":"1"},{"v":0.626912,"d":"0.6269"},null,{"v":90333.648,"d":"90,334"},{"v":38759.467,"d":"38,759"},{"v":90333.648,"d":"90,334"},{"v":38759.467,"d":"38,759"},{"v":18834.999,"d":"18,835"},{"v":8247,"d":"8,247"},{"v":135.789,"d":"136"},{"v":58.263,"d":"58"},{"v":13.098,"d":"13"},{"v":7376.905,"d":"7,377"},{"v":597.455,"d":"597"},{"v":119.491,"d":"119"},{"v":7402.177,"d":"7,402"},null,14.419,{"v":14.13,"d":"14.130"},1.391,783.319,0.032,0.006,786.002,null,3.006,3.006,{"v":0.29,"d":"0.290"},163.326,0.007,{"v":1E-3,"d":"0.001"},163.885,null,14.419,{"v":14.13,"d":"14.130"},1.391,783.319,0.032,0.006,786.002,null,{"v":216.6,"d":"217"},{"v":92.937,"d":"93"},{"v":20.893,"d":"21"},{"v":11767.047,"d":"11,767"},{"v":953.013,"d":"953"},{"v":190.603,"d":"191"},null,{"v":144093,"d":"144,093"},{"v":61825.998,"d":"61,826"},{"v":144093,"d":"144,093"},{"v":61825.998,"d":"61,826"},"EIA","EIA","EIA","EIA","EIA","EIA","--","EIA","EIA",{"$nulls":6},{"v":53759.352,"d":"53,759"},{"v":23066.531,"d":"23,067"},{"v":80.811,"d":"81"},{"v":34.674,"d":"35"},{"v":7.795,"d":"8"},{"v":4390.143,"d":"4,390"},{"v":355.558,"d":"356"},{"v":71.112,"d":"71"},{"v":4796.052439,"d":"4,796.052"},0,{"v":18835,"d":"18,835"},0,0,0,0,0,0,0,0,0,{"v":18835,"d":"18,835"},0,0,{"v":18835,"d":"18,835"},0,{"v":0,"d":"0.0%"},{"v":1,"d":"100.0%"},{"v":0,"d":"0.0%"},{"v":0,"d":"0.0%"},{"v":0,"d":"0.0%"},{"v":0,"d":"0.0%"},{"v":0,"d":"0.0%"},{"v":0,"d":"0.0%"},{"v":0,"d":"0.0%"},{"v":0,"d":"0.0%"},{"v":0,"d":"0.0%"},{"v":1,"d":"100.0%"},{"v":0,"d":"0.0%"},{"v":0,"d":"0.0%"},{"v":1,"d":"100.0%"},{"v":0,"d":"0.0%"}]
[152,2020,"AK","Whitman",58977,"Ketchikan Public Utilities",10210,"Ketchikan Public Utilities",10210,"Electric Utility","No balancing authority","NA","AK","AKMS","ASCC Miscellaneous",null,"02","130","Ketchikan Gateway",55.328056,-131.530833,2,2,"WAT","HYDRO",null,{"v":0.22529,"d":"0.2253"},4.8,{"$nulls":9},{"v":83106,"d":"83,106"},{"v":37818,"d":"37,818"},{"v":9473,"d":"9,473"},{"v":4311,"d":"4,311"},{"$nulls":41},{"v":83106,"d":"83,106"},{"v":37818,"d":"37,818"},{"$nulls":6},"--","EIA","EIA",{"$nulls":15},0,0,0,0,{"v":9473,"d":"9,473"},0,0,0,0,0,0,0,{"v":9473,"d":"9,473"},0,0,{"v":9473,"d":"9,473"},{"v":0,"d":"0.0%"},{"v":0,"d":"0.0%"},{"v":0,"d":"0.0%"},{"v":0,"d":"0.0%"},{"v":1,"d":"100.0%"},{"v":0,"d":"0.0%"},{"v":0,"d":"0.0%"},{"v":0,"d":"0.0%"},{"v":0,"d":"0.0%"},{"v":0,"d":"0.0%"},{"v":0,"d":"0.0%"},{"v":0,"d":"0.0%"},{"v":1,"d":"100.0%"},{"v":0,"d":"0.0%"},{"v":0,"d":"0.0%"},{"v":1,"d":"100.0%"}]
[153,2020,"AK","Wrangell",95,"City of Wrangell - (AK)",21015,"City of Wrangell - (AK)",21015,"Electric Utility","No balancing authority","NA","AK","AKMS","ASCC Miscellaneous",null,"02","275","Wrangell",56.460976,-132.379439,10,10,"DFO","OIL",null,{"v":0.00454,"d":"0.0045"},14.7,{"v":1,"d":"1.0000"},{"$nulls":6},{"v":5207.002,"d":"5,207"},{"v":2246.001,"d":"2,246"},{"v":5207.002,"d":"5,207"},{"v":2246.001,"d":"2,246"},{"v":584.001,"d":"584"},252,{"v":8.815,"d":"9"},{"v":3.803,"d":"4"},{"v":0.755,"d":"1"},{"v":425.217,"d":"425"},{"v":34.438,"d":"34"},{"v":6.888,"d":"7"},{"v":426.674,"d":"427"},null,30.188,30.183,2.586,{"v":1456.22,"d":"1,456.220"},0.059,0.012,{"v":1461.209,"d":"1,461.209"},null,3.386,3.386,{"v":0.29,"d":"0.290"},163.325,0.007,{"v":1E-3,"d":"0.001"},163.885,null,30.188,30.183,2.586,{"v":1456.223,"d":"1,456.223"},0.059,0.012,{"v":1461.211,"d":"1,461.211"},null,{"v":8.815,"d":"9"},{"v":3.803,"d":"4"},{"v":0.755,"d":"1"},{"v":425.217,"d":"425"},{"v":34.438,"d":"34"},{"v":6.888,"d":"7"},null,{"v":5207.002,"d":"5,207"},{"v":2246.001,"d":"2,246"},{"v":5207.002,"d":"5,207"},{"v":2246.001,"d":"2,246"},"EIA","EIA","EIA","EIA","EIA","EIA","--","EIA","EIA",{"$nulls":14},{"v":8916.099235,"d":"8,916.099"},0,584,0,0,0,0,0,0,0,0,0,584,0,0,584,0,{"v":0,"d":"0.0%"},{"v":1,"d":"100.0%"},{"v":0,"d":"0.0%"},{"v":0,"d":"0.0%"},{"v":0,"d":"0.0%"},{"v":0,"d":"0.0%"},{"v":0,"d":"0.0%"},{"v":0,"d":"0.0%"},{"v":0,"d":"0.0%"},{"v":0,"d":"0.0%"},{"v":0,"d":"0.0%"},{"v":1,"d":"100.0%"},{"v":0,"d":"0.0%"},{"v":0,"d":"0.0%"},{"v":1,"d":"100.0%"},{"v":0,"d":"0.0%"}]
[154,2020,"AK","Yakutat",6637,"CBY DBA Yakutat Power",30150,"Alaska Village Elec Coop, Inc",221,"Electric Utility","No balancing authority","NA","AK","AKMS","ASCC Miscellaneous",null,"02","282","Yakutat",59.544553,-139.724306,9,9,"DFO","OIL",null,{"v":0.08808,"d":"0.0881"},7.7,{"v":1,"d":"1.0000"},null,"Yes",0,null,{"v":1,"d":"1.0000"},null,{"v":54856,"d":"54,856"},{"v":23657.999,"d":"23,658"},{"v":54856,"d":"54,856"},{"v":23657.999,"d":"23,658"},{"v":5941,"d":"5,941"},{"v":2562.999,"d":"2,563"},{"v":91.13,"d":"91"},{"v":39.302,"d":"39"},{"v":7.954,"d":"8"},{"v":4479.699,"d":"4,480"},{"v":362.811,"d":"363"},{"v":72.562,"d":"73"},{"v":4495.046,"d":"4,495"},null,30.678,30.669,2.678,{"v":1508.062,"d":"1,508.062"},0.061,0.012,{"v":1513.229,"d":"1,513.229"},null,3.323,3.323,{"v":0.29,"d":"0.290"},163.326,0.007,{"v":1E-3,"d":"0.001"},163.885,null,30.678,30.669,2.678,{"v":1508.062,"d":"1,508.062"},0.061,0.012,{"v":1513.229,"d":"1,513.229"},null,{"v":91.13,"d":"91"},{"v":39.302,"d":"39"},{"v":7.954,"d":"8"},{"v":4479.699,"d":"4,480"},{"v":362.811,"d":"363"},{"v":72.562,"d":"73"},null,{"v":54856,"d":"54,856"},{"v":23657.999,"d":"23,658"},{"v":54856,"d":"54,856"},{"v":23657.999,"d":"23,658"},"EIA","EIA","EIA","EIA","EIA","EIA","--","EIA","EIA",{"$nulls":6},0,0,0,0,0,0,0,0,{"v":9233.46238,"d":"9,233.462"},0,{"v":5941,"d":"5,941"},0,0,0,0,0,0,0,0,0,{"v":5941,"d":"5,941"},0,0,{"v":5941,"d":"5,941"},0,{"v":0,"d":"0.0%"},{"v":1,"d":"100.0%"},{"v":0,"d":"0.0%"},{"v":0,"d":"0.0%"},{"v":0,"d":"0.0%"},{"v":0,"d":"0.0%"},{"v":0,"d":"0.0%"},{"v":0,"d":"0.0%"},{"v":0,"d":"0.0%"},{"v":0,"d":"0.0%"},{"v":0,"d":"0.0%"},{"v":1,"d":"100.0%"},{"v":0,"d":"0.0%"},{"v":0,"d":"0.0%"},{"v":1,"d":"100.0%"},{"v":0,"d":"0.0%"}]
[155,2020,"AL","ABC Coke",56076,"Alabama Power Co",195,"Drummond Company, Inc.",5321,"Industrial CHP","Southern Company Services, Inc. - Trans","SOCO","SERC","SRSO","SERC South",null,"01","073","Jefferson",33.582793,-86.779866,1,1,"OG","OFSL",null,{"v":0.01562,"d":"0.0156"},3.8,{"v":1,"d":"1.0000"},null,"Yes",{"v":906787.2,"d":"906,787"},{"v":2E-3,"d":"0"},{"v":0.002603,"d":"0.0026"},null,{"v":2957.223,"d":"2,957"},{"v":1112.354,"d":"1,112"},{"v":2957.223,"d":"2,957"},{"v":1112.354,"d":"1,112"},520,{"v":195.596,"d":"196"},{"v":0.34,"d":"0"},{"v":0.117,"d":"0"},{"v":1E-3,"d":"0"},{"v":172.835,"d":"173"},{"v":6.52,"d":"7"},{"v":0.651,"d":"1"},{"v":173.013,"d":"173"},null,1.307,1.201,0.005,{"v":664.75,"d":"664.750"},0.013,{"v":1E-3,"d":"0.001"},665.436,null,{"v":0.23,"d":"0.230"},0.211,{"v":1E-3,"d":"0.001"},{"v":116.89,"d":"116.890"},{"v":2E-3,"d":"0.002"},{"v":0,"d":"0.000"},117.011,null,1.307,1.201,0.005,{"v":664.75,"d":"664.750"},0.013,{"v":1E-3,"d":"0.001"},665.436,null,{"v":130.522,"d":"131"},{"v":45.119,"d":"45"},{"v":0.512,"d":"1"},{"v":66403.398,"d":"66,403"},{"v":2505.163,"d":"2,505"},{"v":250.068,"d":"250"},null,{"v":1136169,"d":"1,136,169"},{"v":427368,"d":"427,368"},{"v":1136169,"d":"1,136,169"},{"v":427368,"d":"427,368"},"EIA","EIA","EIA","EIA","EIA","EIA","--","EIA","EIA",{"$nulls":6},{"v":1133211.777,"d":"1,133,212"},{"v":426255.646,"d":"426,256"},{"v":130.182,"d":"130"},{"v":45.002,"d":"45"},{"v":0.511,"d":"1"},{"v":66230.564,"d":"66,231"},{"v":2498.642,"d":"2,499"},{"v":249.417,"d":"249"},{"v":5686.967196,"d":"5,686.967"},0,0,{"v":109.555,"d":"110"},0,0,0,0,0,0,{"v":410.445,"d":"410"},0,520,0,0,520,0,{"v":0,"d":"0.0%"},{"v":0,"d":"0.0%"},{"v":0.210682692307692,"d":"21.1%"},{"v":0,"d":"0.0%"},{"v":0,"d":"0.0%"},{"v":0,"d":"0.0%"},{"v":0,"d":"0.0%"},{"v":0,"d":"0.0%"},{"v":0,"d":"0.0%"},{"v":0.789317307692308,"d":"78.9%"},{"v":0,"d":"0.0%"},{"v":1,"d":"100.0%"},{"v":0,"d":"0.0%"},{"v":0,"d":"0.0%"},{"v":1,"d":"100.0%"},{"v":0,"d":"0.0%"}]
[156,2020,"AL","AL Solar C LLC",63513,"Alabama Power Co",195,"OE_ALC",63238,"IPP Non-CHP","Southern Company Services, Inc. - Trans","SOCO","SERC","SRSO","SERC South",null,"01","017","Chambers",32.748611,-85.310833,1,1,"SUN","SOLAR",null,null,{"v":80,"d":"80.0"},{"$nulls":62},"--"]
[157,2020,"AL","Alabama Pine Pulp",54429,"Alabama Power Co",195,"Alabama River Cellulose LLC",57356,"Industrial CHP","Southern Company Services, Inc. - Trans","SOCO","SERC","SRSO","SERC South",null,"01","099","Monroe",31.5825,-87.4889,2,1,"BLQ","BIOMASS",null,{"v":0.66735,"d":"0.6674"},{"v":69,"d":"69.0"},{"v":0.221077967485055,"d":"0.2211"},"Yes","Yes",{"v":6423304,"d":"6,423,304"},{"v":0.214,"d":"0"},{"v":0.222259,"d":"0.2223"},null,{"v":2846369.795,"d":"2,846,370"},{"v":1167623.013,"d":"1,167,623"},{"v":2846369.795,"d":"2,846,370"},{"v":1167623.013,"d":"1,167,623"},{"v":403374.98,"d":"403,375"},{"v":180739.023,"d":"180,739"},{"v":167.378,"d":"167"},{"v":67.844,"d":"68"},{"v":795.871,"d":"796"},{"v":3436.936,"d":"3,437"},{"v":23921.975,"d":"23,922"},{"v":13295.371,"d":"13,295"},{"v":5716.971,"d":"5,717"},null,{"v":0.83,"d":"0.830"},0.751,3.946,17.041,0.059,0.033,28.346,null,0.118,0.116,0.559,2.415,0.008,0.005,4.017,null,{"v":0.83,"d":"0.830"},0.751,3.946,17.041,0.059,0.033,28.346,null,{"v":753.076,"d":"753"},{"v":305.249,"d":"305"},{"v":3580.819,"d":"3,581"},{"v":1403253.762,"d":"1,403,254"},{"v":107630.855,"d":"107,631"},{"v":59819.147,"d":"59,819"},null,{"v":12806518.375,"d":"12,806,518"},{"v":5253423.359,"d":"5,253,423"},{"v":12806518.375,"d":"12,806,518"},{"v":5253423.359,"d":"5,253,423"},"EIA","EIA","EIA","EIA","EIA","EIA","--","EIA","EIA",{"$nulls":3},{"v":1387790.139,"d":"1,387,790"},null,null,{"v":9960148.58,"d":"9,960,149"},{"v":4085800.346,"d":"4,085,800"},{"v":585.698,"d":"586"},{"v":237.405,"d":"237"},{"v":2784.949,"d":"2,785"},{"v":12026.686,"d":"12,027"},{"v":83708.88,"d":"83,709"},{"v":46523.776,"d":"46,524"},{"v":7056.386684,"d":"7,056.387"},0,{"v":3.049,"d":"3"},{"v":7519.517,"d":"7,520"},0,0,{"v":395852.408,"d":"395,852"},0,0,0,0,0,{"v":7522.566,"d":"7,523"},{"v":395852.408,"d":"395,852"},{"v":395852.408,"d":"395,852"},{"v":403374.974,"d":"403,375"},0,{"v":0,"d":"0.0%"},{"v":7.55872375959546e-06,"d":"0.0%"},{"v":0.0186415060047825,"d":"1.9%"},{"v":0,"d":"0.0%"},{"v":0,"d":"0.0%"},{"v":0.981350935271458,"d":"98.1%"},{"v":0,"d":"0.0%"},{"v":0,"d":"0.0%"},{"v":0,"d":"0.0%"},{"v":0,"d":"0.0%"},{"v":0,"d":"0.0%"},{"v":0.0186490647285421,"d":"1.9%"},{"v":0.981350935271458,"d":"98.1%"},{"v":0.981350935271458,"d":"98.1%"},{"v":1,"d":"100.0%"},{"v":0,"d":"0.0%"}]
[158,2020,"AL","Alabama River Pulp",10216,"Alabama Power Co",195,"Alabama River Cellulose LLC",57356,"Industrial CHP","Southern Company Services, Inc. - Trans","SOCO","SERC","SRSO","SERC South",null,"01","099","Monroe",31.5825,-87.4889,2,1,"BLQ","BIOMASS",null,{"v":0.79693,"d":"0.7969"},{"v":48,"d":"48.0"},{"v":5.11776223997962E-3,"d":"0.0051"},"Yes","Yes",{"v":8282810.4,"d":"8,282,810"},{"v":0.138,"d":"0"},{"v":0.155479,"d":"0.1555"},null,{"v":2226805.396,"d":"2,226,805"},{"v":927933.239,"d":"927,933"},{"v":2226805.396,"d":"2,226,805"},{"v":927933.239,"d":"927,933"},{"v":335092.85,"d":"335,093"},{"v":131805.017,"d":"131,805"},{"v":129.718,"d":"130"},{"v":54.112,"d":"54"},{"v":451.427,"d":"451"},{"v":14640.59,"d":"14,641"},{"v":45213.864,"d":"45,214"},{"v":11538.519,"d":"11,539"},{"v":16925.002,"d":"16,925"},null,0.774,0.821,2.694,87.382,0.135,0.034,101.017,null,0.117,0.117,0.405,13.149,{"v":0.02,"d":"0.020"},0.005,15.201,null,0.774,0.821,2.694,87.382,0.135,0.034,101.017,null,{"v":834.308,"d":"834"},{"v":348.031,"d":"348"},{"v":2903.451,"d":"2,903"},{"v":1485978.75,"d":"1,485,979"},{"v":290803.003,"d":"290,803"},{"v":74212.544,"d":"74,213"},null,{"v":14322193.25,"d":"14,322,193"},{"v":5968208.625,"d":"5,968,209"},{"v":14322193.25,"d":"14,322,193"},{"v":5968208.625,"d":"5,968,209"},"EIA","EIA","EIA","EIA","EIA","EIA","--","EIA","EIA",{"$nulls":3},{"v":1391814.547,"d":"1,391,815"},null,null,{"v":12095387.854,"d":"12,095,388"},{"v":5040275.386,"d":"5,040,275"},{"v":704.59,"d":"705"},{"v":293.919,"d":"294"},{"v":2452.024,"d":"2,452"},{"v":79523.614,"d":"79,524"},{"v":245589.139,"d":"245,589"},{"v":62674.025,"d":"62,674"},{"v":6645.338577,"d":"6,645.339"},0,{"v":3039.31,"d":"3,039"},{"v":33722.392,"d":"33,722"},0,0,{"v":298331.141,"d":"298,331"},0,0,0,0,0,{"v":36761.702,"d":"36,762"},{"v":298331.141,"d":"298,331"},{"v":298331.141,"d":"298,331"},{"v":335092.843,"d":"335,093"},0,{"v":0,"d":"0.0%"},{"v":0.009070053459781,"d":"0.9%"},{"v":0.100635966134317,"d":"10.1%"},{"v":0,"d":"0.0%"},{"v":0,"d":"0.0%"},{"v":0.890293980405902,"d":"89.0%"},{"v":0,"d":"0.0%"},{"v":0,"d":"0.0%"},{"v":0,"d":"0.0%"},{"v":0,"d":"0.0%"},{"v":0,"d":"0.0%"},{"v":0.109706019594098,"d":"11.0%"},{"v":0.890293980405902,"d":"89.0%"},{"v":0.890293980405902,"d":"89.0%"},{"v":1,"d":"100.0%"},{"v":0,"d":"0.0%"}]
[159,2020,"AL","Albertville",7924,"Tennessee Valley Authority",18642,"Albertville Municipal Utilities Board",241,"Electric Utility","Tennessee Valley Authority","TVA","SERC","SRTV","SERC Tennessee Valley",null,"01","095","Marshall",34.363389,-86.223889,4,4,"DFO","OIL",null,{"v":0,"d":"0.0000"},{"v":4,"d":"4.0"},{"$nulls":11},0,0,{"$nulls":49},"--",{"$nulls":17},0,0,0,0,0,0,0,0,0,0,0,0,0,0,0,0]
[160,2020,"AL","AMEA Sylacauga Plant",56018,"Alabama Power Co",195,"Alabama Municipal Elec Authority",40614,"Electric Utility","Southern Company Services, Inc. - Trans","SOCO","SERC","SRSO","SERC South",null,"01","121","Talladega",33.1661,-86.2825,2,2,"NG","GAS",null,{"v":0.04854,"d":"0.0485"},98.6,{"v":1,"d":"1.0000"},{"$nulls":6},{"v":418583.203,"d":"418,583"},{"v":274137,"d":"274,137"},{"v":418583.203,"d":"418,583"},{"v":274137,"d":"274,137"},{"v":41925,"d":"41,925"},{"v":20556,"d":"20,556"},{"v":17.683,"d":"18"},{"v":11.581,"d":"12"},{"v":0.2,"d":"0"},{"v":24690.5,"d":"24,691"},{"v":896.83,"d":"897"},{"v":89.683,"d":"90"},{"v":24715.073,"d":"24,715"},null,0.844,1.127,{"v":0.01,"d":"0.010"},{"v":1177.841,"d":"1,177.841"},0.021,{"v":2E-3,"d":"0.002"},{"v":1179.014,"d":"1,179.014"},null,0.084,0.084,{"v":1E-3,"d":"0.001"},117.972,{"v":2E-3,"d":"0.002"},{"v":0,"d":"0.000"},118.089,null,0.844,1.127,{"v":0.01,"d":"0.010"},{"v":1177.841,"d":"1,177.841"},0.021,{"v":2E-3,"d":"0.002"},{"v":1179.014,"d":"1,179.014"},null,{"v":17.683,"d":"18"},{"v":11.581,"d":"12"},{"v":0.2,"d":"0"},{"v":24690.5,"d":"24,691"},{"v":896.83,"d":"897"},{"v":89.683,"d":"90"},null,{"v":418583.203,"d":"418,583"},{"v":274137,"d":"274,137"},{"v":418583.203,"d":"418,583"},{"v":274137,"d":"274,137"},"EPA/CAMD","EPA/CAMD","EPA/CAMD","EPA/CAMD","EIA","EIA","--","EPA/CAMD","EPA/CAMD",{"$nulls":14},{"v":9984.095483,"d":"9,984.095"},0,0,{"v":41925,"d":"41,925"},0,0,0,0,0,0,0,0,{"v":41925,"d":"41,925"},0,0,{"v":41925,"d":"41,925"},0,{"v":0,"d":"0.0%"},{"v":0,"d":"0.0%"},{"v":1,"d":"100.0%"},{"v":0,"d":"0.0%"},{"v":0,"d":"0.0%"},{"v":0,"d":"0.0%"},{"v":0,"d":"0.0%"},{"v":0,"d":"0.0%"},{"v":0,"d":"0.0%"},{"v":0,"d":"0.0%"},{"v":0,"d":"0.0%"},{"v":1,"d":"100.0%"},{"v":0,"d":"0.0%"},{"v":0,"d":"0.0%"},{"v":1,"d":"100.0%"},{"v":0,"d":"0.0%"}]
[161,2020,"AL","ANAD Solar Array",60680,"Alabama Power Co",195,"Alabama Power Co",195,"Electric Utility","Southern Company Services, Inc. - Trans","SOCO","SERC","SRSO","SERC South",null,"01","015","Calhoun",33.626728,-85.969481,1,1,"SUN","SOLAR",null,{"v":0.18273,"d":"0.1827"},7.4,{"$nulls":9},{"v":103917,"d":"103,917"},{"v":53043,"d":"53,043"},{"v":11845,"d":"11,845"},{"v":6046,"d":"6,046"},{"$nulls":41},{"v":103917,"d":"103,917"},{"v":53043,"d":"53,043"},{"$nulls":6},"--","EIA","EIA",{"$nulls":15},0,0,0,0,0,0,0,{"v":11845,"d":"11,845"},0,0,0,0,{"v":11845,"d":"11,845"},{"v":11845,"d":"11,845"},0,{"v":11845,"d":"11,845"},{"v":0,"d":"0.0%"},{"v":0,"d":"0.0%"},{"v":0,"d":"0.0%"},{"v":0,"d":"0.0%"},{"v":0,"d":"0.0%"},{"v":0,"d":"0.0%"},{"v":0,"d":"0.0%"},{"v":1,"d":"100.0%"},{"v":0,"d":"0.0%"},{"v":0,"d":"0.0%"},{"v":0,"d":"0.0%"},{"v":0,"d":"0.0%"},{"v":1,"d":"100.0%"},{"v":1,"d":"100.0%"},{"v":0,"d":"0.0%"},{"v":1,"d":"100.0%"}]
[162,2020,"AL","APC1",7708,null,-9999,"Alabama Power Co",195,"Electric Utility","Southern Company Services, Inc. - Trans","SOCO","SERC","SRSO","SERC South",null,"01",{"$nulls":4},1,1,"NG","GAS",null,null,{"v":270,"d":"270.0"},{"$nulls":62},"--"]
[163,2020,"AL","APC2",7876,null,-9999,"Alabama Power Co",195,"Electric Utility","Southern Company Services, Inc. - Trans","SOCO","SERC","SRSO","SERC South",null,"01",{"$nulls":4},1,1,"NG","GAS",null,null,{"v":300,"d":"300.0"},{"$nulls":62},"--"]
[164,2020,"AL","APC3",7877,null,-9999,"Alabama Power Co",195,"Electric Utility","Southern Company Services, Inc. - Trans","SOCO","SERC","SRSO","SERC South",null,"01",{"$nulls":4},1,1,"NG","GAS",null,null,{"v":200,"d":"200.0"},{"$nulls":62},"--"]
[165,2020,"AL","Bankhead Dam",2,"Alabama Power Co",195,"Alabama Power Co",195,"Electric Utility","Southern Company Services, Inc. - Trans","SOCO","SERC","SRSO","SERC South",null,"01","125","Tuscaloosa",33.458665,-87.356823,1,1,"WAT","HYDRO",null,{"v":0.29475,"d":"0.2948"},53.9,{"$nulls":9},{"v":1220939,"d":"1,220,939"},{"v":555605,"d":"555,605"},{"v":139170,"d":"139,170"},{"v":63331,"d":"63,331"},{"$nulls":41},{"v":1220939,"d":"1,220,939"},{"v":555605,"d":"555,605"},{"$nulls":6},"--","EIA","EIA",{"$nulls":15},0,0,0,0,{"v":139170,"d":"139,170"},0,0,0,0,0,0,0,{"v":139170,"d":"139,170"},0,0,{"v":139170,"d":"139,170"},{"v":0,"d":"0.0%"},{"v":0,"d":"0.0%"},{"v":0,"d":"0.0%"},{"v":0,"d":"0.0%"},{"v":1,"d":"100.0%"},{"v":0,"d":"0.0%"},{"v":0,"d":"0.0%"},{"v":0,"d":"0.0%"},{"v":0,"d":"0.0%"},{"v":0,"d":"0.0%"},{"v":0,"d":"0.0%"},{"v":0,"d":"0.0%"},{"v":1,"d":"100.0%"},{"v":0,"d":"0.0%"},{"v":0,"d":"0.0%"},{"v":1,"d":"100.0%"}]
[166,2020,"AL","Barry",3,"Alabama Power Co",195,"Alabama Power Co",195,"Electric Utility","Southern Company Services, Inc. - Trans","SOCO","SERC","SRSO","SERC South",null,"01","097","Mobile",31.0069,-88.0103,8,13,"BIT","COAL","Yes",0.3315,{"v":3615.5,"d":"3,615.5"},{"v":0.780835915547952,"d":"0.7808"},{"$nulls":6},{"v":91895876.801,"d":"91,895,877"},{"v":42432427.344,"d":"42,432,427"},{"v":91895876.801,"d":"91,895,877"},{"v":42432427.344,"d":"42,432,427"},{"v":10499146,"d":"10,499,146"},{"v":5033281,"d":"5,033,281"},{"v":1656.34,"d":"1,656"},{"v":674.561,"d":"675"},{"v":1283.6,"d":"1,284"},{"v":6846726.509,"d":"6,846,727"},{"v":758277.046,"d":"758,277"},{"v":104695.846,"d":"104,696"},{"v":6871804.653,"d":"6,871,805"},null,0.316,0.268,0.245,{"v":1304.244,"d":"1,304.244"},0.072,{"v":0.01,"d":"0.010"},{"v":1309.022,"d":"1,309.022"},null,0.036,0.032,0.028,149.011,0.008,{"v":1E-3,"d":"0.001"},149.556,null,0.316,0.268,0.245,{"v":1304.244,"d":"1,304.244"},0.072,{"v":0.01,"d":"0.010"},{"v":1309.022,"d":"1,309.022"},null,{"v":1656.34,"d":"1,656"},{"v":674.561,"d":"675"},{"v":1283.6,"d":"1,284"},{"v":6846726.509,"d":"6,846,727"},{"v":758277.046,"d":"758,277"},{"v":104695.846,"d":"104,696"},null,{"v":91895876.801,"d":"91,895,877"},{"v":42432427.344,"d":"42,432,427"},{"v":91895876.801,"d":"91,895,877"},{"v":42432427.344,"d":"42,432,427"},"EPA/CAMD","EPA/CAMD; EIA","EPA/CAMD","EPA/CAMD","EIA","EIA","--","EPA/CAMD","EPA/CAMD; EIA",{"$nulls":14},{"v":8752.700178,"d":"8,752.700"},{"v":2625834.5,"d":"2,625,835"},0,{"v":7873311.47,"d":"7,873,311"},0,0,0,0,0,0,0,0,{"v":10499145.97,"d":"10,499,146"},0,0,{"v":10499145.97,"d":"10,499,146"},0,{"v":0.25009981835694,"d":"25.0%"},{"v":0,"d":"0.0%"},{"v":0.74990018164306,"d":"75.0%"},{"v":0,"d":"0.0%"},{"v":0,"d":"0.0%"},{"v":0,"d":"0.0%"},{"v":0,"d":"0.0%"},{"v":0,"d":"0.0%"},{"v":0,"d":"0.0%"},{"v":0,"d":"0.0%"},{"v":0,"d":"0.0%"},{"v":1,"d":"100.0%"},{"v":0,"d":"0.0%"},{"v":0,"d":"0.0%"},{"v":1,"d":"100.0%"},{"v":0,"d":"0.0%"}]
[167,2020,"AL","Bartletts Ferry",702,"Georgia Power Co",7140,"Georgia Power Co",7140,"Electric Utility","Southern Company Services, Inc. - Trans","SOCO","SERC","SRSO","SERC South",null,"01","081","Lee",32.661976,-85.091552,6,6,"WAT","HYDRO",null,{"v":0.41137,"d":"0.4114"},{"v":173,"d":"173.0"},{"$nulls":9},{"v":5469274,"d":"5,469,274"},{"v":2488865.938,"d":"2,488,866"},{"v":623421,"d":"623,421"},{"v":283696,"d":"283,696"},{"$nulls":41},{"v":5469274,"d":"5,469,274"},{"v":2488865.938,"d":"2,488,866"},{"$nulls":6},"--","EIA","EIA",{"$nulls":15},0,0,0,0,{"v":623421,"d":"623,421"},0,0,0,0,0,0,0,{"v":623421,"d":"623,421"},0,0,{"v":623421,"d":"623,421"},{"v":0,"d":"0.0%"},{"v":0,"d":"0.0%"},{"v":0,"d":"0.0%"},{"v":0,"d":"0.0%"},{"v":1,"d":"100.0%"},{"v":0,"d":"0.0%"},{"v":0,"d":"0.0%"},{"v":0,"d":"0.0%"},{"v":0,"d":"0.0%"},{"v":0,"d":"0.0%"},{"v":0,"d":"0.0%"},{"v":0,"d":"0.0%"},{"v":1,"d":"100.0%"},{"v":0,"d":"0.0%"},{"v":0,"d":"0.0%"},{"v":1,"d":"100.0%"}]
[168,2020,"AL","Bellefonte",6150,"Tennessee Valley Authority",18642,"Tennessee Valley Authority",18642,"Electric Utility","Tennessee Valley Authority","TVA","SERC","SRTV","SERC Tennessee Valley",null,"01","071","Jackson",34.7092,-85.9278,2,2,"DFO","OIL",null,null,{"v":14,"d":"14.0"},{"$nulls":62},"--"]
[169,2020,"AL","Blackbear Solar 1",63765,"Alabama Power Co",195,"Lightsource Renewable Energy Asset Management, LLC",62842,"IPP Non-CHP","Southern Company Services, Inc. - Trans","SOCO","SERC","SRSO","SERC South",null,"01","101","Montgomery",32.196971,-86.327341,1,1,"SUN","SOLAR",null,null,{"v":100,"d":"100.0"},{"$nulls":62},"--"]
[170,2020,"AL","Browns Ferry",46,"Tennessee Valley Authority",18642,"Tennessee Valley Authority",18642,"Electric Utility","Tennessee Valley Authority","TVA","SERC","SRTV","SERC Tennessee Valley",null,"01","083","Limestone",34.7042,-87.1189,3,3,"NUC","NUCLEAR",null,{"v":0.94013,"d":"0.9401"},{"v":3494,"d":"3,494.0"},{"$nulls":9},{"v":300581456,"d":"300,581,456"},{"v":128892528,"d":"128,892,528"},{"v":28774850,"d":"28,774,850"},{"v":12338962,"d":"12,338,962"},{"$nulls":41},{"v":300581456,"d":"300,581,456"},{"v":128892528,"d":"128,892,528"},{"$nulls":6},"--","EIA","EIA",{"$nulls":15},0,0,0,{"v":28774850,"d":"28,774,850"},0,0,0,0,0,0,0,{"v":28774850,"d":"28,774,850"},0,0,0,{"v":28774850,"d":"28,774,850"},{"v":0,"d":"0.0%"},{"v":0,"d":"0.0%"},{"v":0,"d":"0.0%"},{"v":1,"d":"100.0%"},{"v":0,"d":"0.0%"},{"v":0,"d":"0.0%"},{"v":0,"d":"0.0%"},{"v":0,"d":"0.0%"},{"v":0,"d":"0.0%"},{"v":0,"d":"0.0%"},{"v":0,"d":"0.0%"},{"v":1,"d":"100.0%"},{"v":0,"d":"0.0%"},{"v":0,"d":"0.0%"},{"v":0,"d":"0.0%"},{"v":1,"d":"100.0%"}]
[171,2020,"AL","Calhoun Energy Center",55409,"Alabama Power Co",195,"Calhoun Power Co LLC",34028,"IPP Non-CHP","Southern Company Services, Inc. - Trans","SOCO","SERC","SRSO","SERC South",null,"01","015","Calhoun",33.5883,-85.9731,4,4,"NG","GAS",null,{"v":0.00598,"d":"0.0060"},{"v":748,"d":"748.0"},{"v":1,"d":"1.0000"},{"$nulls":6},{"v":422671.256,"d":"422,671"},{"v":301410.596,"d":"301,411"},{"v":422671.256,"d":"422,671"},{"v":301410.596,"d":"301,411"},{"v":39211,"d":"39,211"},{"v":28645,"d":"28,645"},{"v":7.864,"d":"8"},{"v":5.347,"d":"5"},{"v":0.1,"d":"0"},{"v":25547.399,"d":"25,547"},{"v":1070.561,"d":"1,071"},{"v":122.419,"d":"122"},{"v":25579.022,"d":"25,579"},null,0.401,0.373,0.005,{"v":1303.073,"d":"1,303.073"},0.027,0.003,{"v":1304.686,"d":"1,304.686"},null,0.037,0.035,{"v":0,"d":"0.000"},120.885,0.003,{"v":0,"d":"0.000"},121.035,null,0.401,0.373,0.005,{"v":1303.073,"d":"1,303.073"},0.027,0.003,{"v":1304.686,"d":"1,304.686"},null,{"v":7.864,"d":"8"},{"v":5.347,"d":"5"},{"v":0.1,"d":"0"},{"v":25547.399,"d":"25,547"},{"v":1070.561,"d":"1,071"},{"v":122.419,"d":"122"},null,{"v":422671.256,"d":"422,671"},{"v":301410.596,"d":"301,411"},{"v":422671.256,"d":"422,671"},{"v":301410.596,"d":"301,411"},"EPA/CAMD","EPA/CAMD","EPA/CAMD","EPA/CAMD","EIA","EIA","--","EPA/CAMD","EPA/CAMD",{"$nulls":14},{"v":10779.405163,"d":"10,779.405"},0,{"v":1698.18,"d":"1,698"},{"v":37512.82,"d":"37,513"},0,0,0,0,0,0,0,0,{"v":39211,"d":"39,211"},0,0,{"v":39211,"d":"39,211"},0,{"v":0,"d":"0.0%"},{"v":0.043308765397465,"d":"4.3%"},{"v":0.956691234602535,"d":"95.7%"},{"v":0,"d":"0.0%"},{"v":0,"d":"0.0%"},{"v":0,"d":"0.0%"},{"v":0,"d":"0.0%"},{"v":0,"d":"0.0%"},{"v":0,"d":"0.0%"},{"v":0,"d":"0.0%"},{"v":0,"d":"0.0%"},{"v":1,"d":"100.0%"},{"v":0,"d":"0.0%"},{"v":0,"d":"0.0%"},{"v":1,"d":"100.0%"},{"v":0,"d":"0.0%"}]
[172,2020,"AL","Central Alabama Gen Station",55440,"Alabama Power Co",195,"Alabama Power Co",195,"Electric Utility","Southern Company Services, Inc. - Trans","SOCO","SERC","SRSO","SERC South",null,"01","001","Autagua",32.6497,-86.74,3,4,"NG","GAS",null,{"v":0.62212,"d":"0.6221"},927.1,{"v":0.296466847161087,"d":"0.2965"},{"$nulls":6},{"v":40248912,"d":"40,248,912"},{"v":19438500.5,"d":"19,438,501"},{"v":40248912,"d":"40,248,912"},{"v":19438500.5,"d":"19,438,501"},{"v":5052482,"d":"5,052,482"},{"v":2422383,"d":"2,422,383"},{"v":210.958,"d":"211"},{"v":117.022,"d":"117"},{"v":12.1,"d":"12"},{"v":2391941.25,"d":"2,391,941"},{"v":82629.359,"d":"82,629"},{"v":8262.936,"d":"8,263"},{"v":2394205.294,"d":"2,394,205"},null,0.084,0.097,0.005,946.838,0.016,{"v":2E-3,"d":"0.002"},947.734,null,{"v":0.01,"d":"0.010"},0.012,{"v":1E-3,"d":"0.001"},118.857,{"v":2E-3,"d":"0.002"},{"v":0,"d":"0.000"},{"v":118.97,"d":"118.970"},null,0.084,0.097,0.005,946.838,0.016,{"v":2E-3,"d":"0.002"},947.734,null,{"v":210.958,"d":"211"},{"v":117.022,"d":"117"},{"v":12.1,"d":"12"},{"v":2391941.25,"d":"2,391,941"},{"v":82629.359,"d":"82,629"},{"v":8262.936,"d":"8,263"},null,{"v":40248912,"d":"40,248,912"},{"v":19438500.5,"d":"19,438,501"},{"v":40248912,"d":"40,248,912"},{"v":19438500.5,"d":"19,438,501"},"EPA/CAMD","EPA/CAMD","EPA/CAMD","EPA/CAMD","EIA","EIA","--","EPA/CAMD","EPA/CAMD",{"$nulls":14},{"v":7966.166332,"d":"7,966.166"},0,0,{"v":5052482,"d":"5,052,482"},0,0,0,0,0,0,0,0,{"v":5052482,"d":"5,052,482"},0,0,{"v":5052482,"d":"5,052,482"},0,{"v":0,"d":"0.0%"},{"v":0,"d":"0.0%"},{"v":1,"d":"100.0%"},{"v":0,"d":"0.0%"},{"v":0,"d":"0.0%"},{"v":0,"d":"0.0%"},{"v":0,"d":"0.0%"},{"v":0,"d":"0.0%"},{"v":0,"d":"0.0%"},{"v":0,"d":"0.0%"},{"v":0,"d":"0.0%"},{"v":1,"d":"100.0%"},{"v":0,"d":"0.0%"},{"v":0,"d":"0.0%"},{"v":1,"d":"100.0%"},{"v":0,"d":"0.0%"}]
[173,2020,"AL","Charles R Lowman",56,"PowerSouth Energy Cooperative",189,"PowerSouth Energy Cooperative",189,"Electric Utility","PowerSouth Energy Cooperative","AEC","SERC","SRSO","SERC South",null,"01","129","Washington",31.488019,-87.910747,3,5,"BIT","COAL","Yes",{"v":0.02864,"d":"0.0286"},{"v":1264.7,"d":"1,264.7"},{"v":1,"d":"1.0000"},{"$nulls":6},{"v":4043808.75,"d":"4,043,809"},{"v":3094769.5,"d":"3,094,770"},{"v":4043808.75,"d":"4,043,809"},{"v":3094769.5,"d":"3,094,770"},{"v":317291,"d":"317,291"},{"v":246113,"d":"246,113"},{"v":857.321,"d":"857"},{"v":657.812,"d":"658"},{"v":264.6,"d":"265"},{"v":414894.312,"d":"414,894"},{"v":100386.105,"d":"100,386"},{"v":14613.388,"d":"14,613"},{"v":418326.534,"d":"418,327"},null,5.404,5.346,1.668,{"v":2615.229,"d":"2,615.229"},0.316,0.046,{"v":2636.864,"d":"2,636.864"},null,0.424,0.425,0.131,{"v":205.2,"d":"205.200"},0.025,0.004,206.897,null,5.404,5.346,1.668,{"v":2615.229,"d":"2,615.229"},0.316,0.046,{"v":2636.863,"d":"2,636.863"},null,{"v":857.321,"d":"857"},{"v":657.812,"d":"658"},{"v":264.6,"d":"265"},{"v":414894.312,"d":"414,894"},{"v":100386.105,"d":"100,386"},{"v":14613.388,"d":"14,613"},null,{"v":4043808.75,"d":"4,043,809"},{"v":3094769.5,"d":"3,094,770"},{"v":4043808.75,"d":"4,043,809"},{"v":3094769.5,"d":"3,094,770"},"EPA/CAMD","EPA/CAMD","EPA/CAMD","EPA/CAMD","EIA","EIA","--","EPA/CAMD","EPA/CAMD",{"$nulls":14},{"v":12744.794838,"d":"12,744.795"},{"v":314886.57,"d":"314,887"},{"v":2404.434,"d":"2,404"},0,0,0,0,0,0,0,0,0,{"v":317291.004,"d":"317,291"},0,0,{"v":317291.004,"d":"317,291"},0,{"v":0.992421991264524,"d":"99.2%"},{"v":0.00757800873547616,"d":"0.8%"},{"v":0,"d":"0.0%"},{"v":0,"d":"0.0%"},{"v":0,"d":"0.0%"},{"v":0,"d":"0.0%"},{"v":0,"d":"0.0%"},{"v":0,"d":"0.0%"},{"v":0,"d":"0.0%"},{"v":0,"d":"0.0%"},{"v":0,"d":"0.0%"},{"v":1,"d":"100.0%"},{"v":0,"d":"0.0%"},{"v":0,"d":"0.0%"},{"v":1,"d":"100.0%"},{"v":0,"d":"0.0%"}]
[174,2020,"AL","Colbert",47,"Tennessee Valley Authority",18642,"Tennessee Valley Authority",18642,"Electric Utility","Tennessee Valley Authority","TVA","SERC","SRTV","SERC Tennessee Valley",null,"01","033","Colbert",34.7439,-87.8486,8,13,"NG","GAS",null,{"v":0.00018,"d":"0.0002"},{"v":1826,"d":"1,826.0"},{"v":1,"d":"1.0000"},{"$nulls":6},{"v":53425,"d":"53,425"},{"v":25892,"d":"25,892"},{"v":53425,"d":"53,425"},{"v":25892,"d":"25,892"},{"v":2952,"d":"2,952"},{"v":1440,"d":"1,440"},{"v":11.298,"d":"11"},{"v":9.055,"d":"9"},{"v":1.8,"d":"2"},{"v":3304.1,"d":"3,304"},{"v":132.994,"d":"133"},{"v":14.957,"d":"15"},{"v":3307.991,"d":"3,308"},null,7.654,12.576,{"v":1.22,"d":"1.220"},{"v":2238.55,"d":"2,238.550"},0.045,0.005,{"v":2241.186,"d":"2,241.186"},null,0.423,0.699,0.067,123.691,{"v":2E-3,"d":"0.002"},{"v":0,"d":"0.000"},123.837,null,7.654,12.576,{"v":1.22,"d":"1.220"},{"v":2238.55,"d":"2,238.550"},0.045,0.005,{"v":2241.186,"d":"2,241.186"},null,{"v":11.298,"d":"11"},{"v":9.055,"d":"9"},{"v":1.8,"d":"2"},{"v":3304.1,"d":"3,304"},{"v":132.994,"d":"133"},{"v":14.957,"d":"15"},null,{"v":53425,"d":"53,425"},{"v":25892,"d":"25,892"},{"v":53425,"d":"53,425"},{"v":25892,"d":"25,892"},"EPA/CAMD","EPA/CAMD; EIA","EPA/CAMD","EPA/CAMD","EIA","EIA","--","EPA/CAMD","EPA/CAMD; EIA",{"$nulls":14},{"v":18097.899894,"d":"18,097.900"},0,{"v":133.767,"d":"134"},{"v":2818.233,"d":"2,818"},0,0,0,0,0,0,0,0,{"v":2952,"d":"2,952"},0,0,{"v":2952,"d":"2,952"},0,{"v":0,"d":"0.0%"},{"v":0.0453140243902439,"d":"4.5%"},{"v":0.954685975609756,"d":"95.5%"},{"v":0,"d":"0.0%"},{"v":0,"d":"0.0%"},{"v":0,"d":"0.0%"},{"v":0,"d":"0.0%"},{"v":0,"d":"0.0%"},{"v":0,"d":"0.0%"},{"v":0,"d":"0.0%"},{"v":0,"d":"0.0%"},{"v":1,"d":"100.0%"},{"v":0,"d":"0.0%"},{"v":0,"d":"0.0%"},{"v":1,"d":"100.0%"},{"v":0,"d":"0.0%"}]
[175,2020,"AL","Crestwood Dothan",54985,"City of Dothan - (AL)",5309,"Crestwood Corp",4468,"IPP Non-CHP","Southern Company Services, Inc. - Trans","SOCO","SERC","SRSO","SERC South",null,"01","069","Houston",31.262356,-85.402737,8,8,"DFO","OIL",null,{"v":0.00723,"d":"0.0072"},13.6,{"v":1,"d":"1.0000"},null,"Yes",0,null,{"v":1,"d":"1.0000"},null,{"v":9295.998,"d":"9,296"},{"v":4026.002,"d":"4,026"},{"v":9295.998,"d":"9,296"},{"v":4026.002,"d":"4,026"},861,{"v":372.999,"d":"373"},{"v":14.205,"d":"14"},{"v":6.149,"d":"6"},{"v":1.348,"d":"1"},{"v":759.139,"d":"759"},{"v":61.483,"d":"61"},{"v":12.297,"d":"12"},{"v":761.74,"d":"762"},null,32.997,32.971,3.131,{"v":1763.389,"d":"1,763.389"},0.071,0.014,{"v":1769.43,"d":"1,769.430"},null,3.056,3.055,{"v":0.29,"d":"0.290"},163.326,0.007,{"v":1E-3,"d":"0.001"},163.886,null,32.997,32.971,3.131,{"v":1763.389,"d":"1,763.389"},0.071,0.014,{"v":1769.43,"d":"1,769.430"},null,{"v":14.205,"d":"14"},{"v":6.149,"d":"6"},{"v":1.348,"d":"1"},{"v":759.139,"d":"759"},{"v":61.483,"d":"61"},{"v":12.297,"d":"12"},null,{"v":9295.998,"d":"9,296"},{"v":4026.002,"d":"4,026"},{"v":9295.998,"d":"9,296"},{"v":4026.002,"d":"4,026"},"EIA","EIA","EIA","EIA","EIA","EIA","--","EIA","EIA",{"$nulls":6},0,0,0,0,0,0,0,0,{"v":10796.746124,"d":"10,796.746"},0,861,0,0,0,0,0,0,0,0,0,861,0,0,861,0,{"v":0,"d":"0.0%"},{"v":1,"d":"100.0%"},{"v":0,"d":"0.0%"},{"v":0,"d":"0.0%"},{"v":0,"d":"0.0%"},{"v":0,"d":"0.0%"},{"v":0,"d":"0.0%"},{"v":0,"d":"0.0%"},{"v":0,"d":"0.0%"},{"v":0,"d":"0.0%"},{"v":0,"d":"0.0%"},{"v":1,"d":"100.0%"},{"v":0,"d":"0.0%"},{"v":0,"d":"0.0%"},{"v":1,"d":"100.0%"},{"v":0,"d":"0.0%"}]
[176,2020,"AL","Cumblerland Land Holdings, LLC",61924,"Tennessee Valley Authority",18642,"Cumberland Land Holdings, LLC",61528,"IPP Non-CHP","Tennessee Valley Authority","TVA","SERC","SRTV","SERC Tennessee Valley",null,"01","083","Limestone",34.94974,-86.868053,1,1,"SUN","SOLAR",null,{"v":0.22715,"d":"0.2272"},14.7,{"$nulls":9},{"v":256617,"d":"256,617"},{"v":130986,"d":"130,986"},{"v":29251,"d":"29,251"},{"v":14931,"d":"14,931"},{"$nulls":41},{"v":256617,"d":"256,617"},{"v":130986,"d":"130,986"},{"$nulls":6},"--","EIA","EIA",{"$nulls":15},0,0,0,0,0,0,0,{"v":29251,"d":"29,251"},0,0,0,0,{"v":29251,"d":"29,251"},{"v":29251,"d":"29,251"},0,{"v":29251,"d":"29,251"},{"v":0,"d":"0.0%"},{"v":0,"d":"0.0%"},{"v":0,"d":"0.0%"},{"v":0,"d":"0.0%"},{"v":0,"d":"0.0%"},{"v":0,"d":"0.0%"},{"v":0,"d":"0.0%"},{"v":1,"d":"100.0%"},{"v":0,"d":"0.0%"},{"v":0,"d":"0.0%"},{"v":0,"d":"0.0%"},{"v":0,"d":"0.0%"},{"v":1,"d":"100.0%"},{"v":1,"d":"100.0%"},{"v":0,"d":"0.0%"},{"v":1,"d":"100.0%"}]
[177,2020,"AL","Decatur Energy Center",55292,"Tennessee Valley Authority",18642,"Decatur Energy Center LLC",2929,"IPP Non-CHP","Tennessee Valley Authority","TVA","SERC","SRTV","SERC Tennessee Valley",null,"01","103","Morgan",34.6292,-87.0214,3,4,"NG","GAS",null,{"v":0.18751,"d":"0.1875"},902.4,{"v":1,"d":"1.0000"},null,"Yes",0,null,{"v":1,"d":"1.0000"},null,{"v":11008537.5,"d":"11,008,538"},{"v":7373518.5,"d":"7,373,519"},{"v":11008537.5,"d":"11,008,538"},{"v":7373518.5,"d":"7,373,519"},{"v":1482286,"d":"1,482,286"},{"v":989116,"d":"989,116"},{"v":50.752,"d":"51"},{"v":32.775,"d":"33"},{"v":3.3,"d":"3"},{"v":654223,"d":"654,223"},{"v":25253.583,"d":"25,254"},{"v":2525.358,"d":"2,525"},{"v":654914.948,"d":"654,915"},null,0.068,0.066,0.004,882.722,0.017,{"v":2E-3,"d":"0.002"},883.655,null,0.009,0.009,{"v":1E-3,"d":"0.001"},118.857,{"v":2E-3,"d":"0.002"},{"v":0,"d":"0.000"},118.983,null,0.068,0.066,0.004,882.722,0.017,{"v":2E-3,"d":"0.002"},883.655,null,{"v":50.752,"d":"51"},{"v":32.775,"d":"33"},{"v":3.3,"d":"3"},{"v":654223,"d":"654,223"},{"v":25253.583,"d":"25,254"},{"v":2525.358,"d":"2,525"},null,{"v":11008537.5,"d":"11,008,538"},{"v":7373518.5,"d":"7,373,519"},{"v":11008537.5,"d":"11,008,538"},{"v":7373518.5,"d":"7,373,519"},"EPA/CAMD","EPA/CAMD","EPA/CAMD","EPA/CAMD","EIA","EIA","--","EPA/CAMD","EPA/CAMD",{"$nulls":6},0,0,0,0,0,0,0,0,{"v":7426.729727,"d":"7,426.730"},0,0,{"v":1482286,"d":"1,482,286"},0,0,0,0,0,0,0,0,{"v":1482286,"d":"1,482,286"},0,0,{"v":1482286,"d":"1,482,286"},0,{"v":0,"d":"0.0%"},{"v":0,"d":"0.0%"},{"v":1,"d":"100.0%"},{"v":0,"d":"0.0%"},{"v":0,"d":"0.0%"},{"v":0,"d":"0.0%"},{"v":0,"d":"0.0%"},{"v":0,"d":"0.0%"},{"v":0,"d":"0.0%"},{"v":0,"d":"0.0%"},{"v":0,"d":"0.0%"},{"v":1,"d":"100.0%"},{"v":0,"d":"0.0%"},{"v":0,"d":"0.0%"},{"v":1,"d":"100.0%"},{"v":0,"d":"0.0%"}]
[178,2020,"AL","Decatur-Morgan Co LFG Recovery Project",58061,"Joe Wheeler Elec Member Corp",9739,"EDL Inc",55858,"IPP Non-CHP","Tennessee Valley Authority","TVA","SERC","SRTV","SERC Tennessee Valley",null,"01","103","Morgan",34.623611,-87.101111,2,2,"LFG","BIOMASS",null,{"v":0.91767,"d":"0.9177"},1.6,{"v":0,"d":"0.0000"},"Yes",{"$nulls":5},{"v":137357,"d":"137,357"},{"v":56917,"d":"56,917"},{"v":137357,"d":"137,357"},{"v":56917,"d":"56,917"},{"v":12862,"d":"12,862"},{"v":5330,"d":"5,330"},0,0,{"v":2.301,"d":"2"},0,0,0,0,null,{"v":0,"d":"0.000"},{"v":0,"d":"0.000"},0.358,{"v":0,"d":"0.000"},{"v":0,"d":"0.000"},{"v":0,"d":"0.000"},{"v":0,"d":"0.000"},null,{"v":0,"d":"0.000"},{"v":0,"d":"0.000"},0.034,{"v":0,"d":"0.000"},{"v":0,"d":"0.000"},{"v":0,"d":"0.000"},{"v":0,"d":"0.000"},null,{"v":0,"d":"0.000"},{"v":0,"d":"0.000"},0.358,{"v":0,"d":"0.000"},{"v":0,"d":"0.000"},{"v":0,"d":"0.000"},{"v":0,"d":"0.000"},null,{"v":99.582,"d":"100"},{"v":41.264,"d":"41"},{"v":3.091,"d":"3"},{"v":8722.14,"d":"8,722"},{"v":319.493,"d":"319"},{"v":31.949,"d":"32"},null,{"v":137357,"d":"137,357"},{"v":56917,"d":"56,917"},{"v":137357,"d":"137,357"},{"v":56917,"d":"56,917"},"EIA","EIA","EIA","EIA","EIA","EIA","--","EIA","EIA",{"v":99.582,"d":"100"},{"v":41.264,"d":"41"},{"v":0.79,"d":"1"},{"v":8722.14,"d":"8,722"},{"v":319.493,"d":"319"},{"v":31.949,"d":"32"},{"$nulls":8},{"v":10679.287825,"d":"10,679.288"},0,0,0,0,0,{"v":12862,"d":"12,862"},0,0,0,0,0,0,{"v":12862,"d":"12,862"},{"v":12862,"d":"12,862"},{"v":12862,"d":"12,862"},0,{"v":0,"d":"0.0%"},{"v":0,"d":"0.0%"},{"v":0,"d":"0.0%"},{"v":0,"d":"0.0%"},{"v":0,"d":"0.0%"},{"v":1,"d":"100.0%"},{"v":0,"d":"0.0%"},{"v":0,"d":"0.0%"},{"v":0,"d":"0.0%"},{"v":0,"d":"0.0%"},{"v":0,"d":"0.0%"},{"v":0,"d":"0.0%"},{"v":1,"d":"100.0%"},{"v":1,"d":"100.0%"},{"v":1,"d":"100.0%"},{"v":0,"d":"0.0%"}]
[179,2020,"AL","District 100 Transco Gas Pipe Line",54743,"Alabama Power Co",195,"Transcontinental Gas PL Corp",19102,"Commercial Non-CHP","Southern Company Services, Inc. - Trans","SOCO","SERC","SRSO","SERC South",null,"01","021","Chilton",32.668889,-86.72,2,2,"WH","OTHF",null,null,1.6,{"$nulls":62},"--"]
[180,2020,"AL","E B Harris Generating Plant",7897,"Alabama Power Co",195,"Southern Power Co",17650,"IPP Non-CHP","Southern Company Services, Inc. - Trans","SOCO","SERC","SRSO","SERC South",null,"01","001","Autauga",32.381352,-86.574366,4,8,"NG","GAS",null,{"v":0.19904,"d":"0.1990"},{"v":2534,"d":"2,534.0"},{"v":1,"d":"1.0000"},{"$nulls":6},{"v":30763681,"d":"30,763,681"},{"v":18208830.5,"d":"18,208,831"},{"v":30763681,"d":"30,763,681"},{"v":18208830.5,"d":"18,208,831"},{"v":4418244,"d":"4,418,244"},{"v":2609860,"d":"2,609,860"},{"v":152.039,"d":"152"},{"v":87.342,"d":"87"},{"v":9.1,"d":"9"},{"v":1828239.969,"d":"1,828,240"},{"v":68472.462,"d":"68,472"},{"v":6847.246,"d":"6,847"},{"v":1830116.114,"d":"1,830,116"},null,0.069,0.067,0.004,827.587,0.015,{"v":2E-3,"d":"0.002"},828.436,null,{"v":0.01,"d":"0.010"},{"v":0.01,"d":"0.010"},{"v":1E-3,"d":"0.001"},118.857,{"v":2E-3,"d":"0.002"},{"v":0,"d":"0.000"},118.979,null,0.069,0.067,0.004,827.587,0.015,{"v":2E-3,"d":"0.002"},828.436,null,{"v":152.039,"d":"152"},{"v":87.342,"d":"87"},{"v":9.1,"d":"9"},{"v":1828239.969,"d":"1,828,240"},{"v":68472.462,"d":"68,472"},{"v":6847.246,"d":"6,847"},null,{"v":30763681,"d":"30,763,681"},{"v":18208830.5,"d":"18,208,831"},{"v":30763681,"d":"30,763,681"},{"v":18208830.5,"d":"18,208,831"},"EPA/CAMD","EPA/CAMD","EPA/CAMD","EPA/CAMD","EIA","EIA","--","EPA/CAMD","EPA/CAMD",{"$nulls":14},{"v":6962.87507,"d":"6,962.875"},0,0,{"v":4418244,"d":"4,418,244"},0,0,0,0,0,0,0,0,{"v":4418244,"d":"4,418,244"},0,0,{"v":4418244,"d":"4,418,244"},0,{"v":0,"d":"0.0%"},{"v":0,"d":"0.0%"},{"v":1,"d":"100.0%"},{"v":0,"d":"0.0%"},{"v":0,"d":"0.0%"},{"v":0,"d":"0.0%"},{"v":0,"d":"0.0%"},{"v":0,"d":"0.0%"},{"v":0,"d":"0.0%"},{"v":0,"d":"0.0%"},{"v":0,"d":"0.0%"},{"v":1,"d":"100.0%"},{"v":0,"d":"0.0%"},{"v":0,"d":"0.0%"},{"v":1,"d":"100.0%"},{"v":0,"d":"0.0%"}]
[181,2020,"AL","E C Gaston",26,"Alabama Power Co",195,"Alabama Power Co",195,"Electric Utility","Southern Company Services, Inc. - Trans","SOCO","SERC","SRSO","SERC South",null,"01","117","Shelby",33.244211,-86.458056,5,6,"BIT","COAL","Yes",0.2131,{"v":2034,"d":"2,034.0"},{"v":0.978170099929808,"d":"0.9782"},{"$nulls":6},{"v":44005748,"d":"44,005,748"},{"v":32624859.75,"d":"32,624,860"},{"v":44005748,"d":"44,005,748"},{"v":32624859.75,"d":"32,624,860"},{"v":3796945,"d":"3,796,945"},{"v":2846018,"d":"2,846,018"},{"v":2254.772,"d":"2,255"},{"v":1729.557,"d":"1,730"},{"v":760.1,"d":"760"},{"v":3832358.594,"d":"3,832,359"},{"v":642347.403,"d":"642,347"},{"v":91876.874,"d":"91,877"},{"v":3854077.59,"d":"3,854,078"},null,1.188,1.215,{"v":0.4,"d":"0.400"},{"v":2018.654,"d":"2,018.654"},0.169,0.024,{"v":2030.094,"d":"2,030.094"},null,0.102,0.106,0.035,174.175,0.015,{"v":2E-3,"d":"0.002"},175.162,null,1.188,1.215,{"v":0.4,"d":"0.400"},{"v":2018.654,"d":"2,018.654"},0.169,0.024,{"v":2030.094,"d":"2,030.094"},null,{"v":2254.772,"d":"2,255"},{"v":1729.557,"d":"1,730"},{"v":760.1,"d":"760"},{"v":3832358.594,"d":"3,832,359"},{"v":642347.403,"d":"642,347"},{"v":91876.874,"d":"91,877"},null,{"v":44005748,"d":"44,005,748"},{"v":32624859.75,"d":"32,624,860"},{"v":44005748,"d":"44,005,748"},{"v":32624859.75,"d":"32,624,860"},"EPA/CAMD","EPA/CAMD","EPA/CAMD","EPA/CAMD","EIA","EIA","--","EPA/CAMD","EPA/CAMD",{"$nulls":14},{"v":11589.777571,"d":"11,589.778"},{"v":2384708.5,"d":"2,384,709"},132,{"v":1412104.5,"d":"1,412,105"},0,0,0,0,0,0,0,0,{"v":3796945,"d":"3,796,945"},0,0,{"v":3796945,"d":"3,796,945"},0,{"v":0.628059795440808,"d":"62.8%"},{"v":3.47647911676361e-05,"d":"0.0%"},{"v":0.371905439768024,"d":"37.2%"},{"v":0,"d":"0.0%"},{"v":0,"d":"0.0%"},{"v":0,"d":"0.0%"},{"v":0,"d":"0.0%"},{"v":0,"d":"0.0%"},{"v":0,"d":"0.0%"},{"v":0,"d":"0.0%"},{"v":0,"d":"0.0%"},{"v":1,"d":"100.0%"},{"v":0,"d":"0.0%"},{"v":0,"d":"0.0%"},{"v":1,"d":"100.0%"},{"v":0,"d":"0.0%"}]
[182,2020,"AL","Fort Rucker Solar Array",60679,"Alabama Power Co",195,"Alabama Power Co",195,"Electric Utility","Southern Company Services, Inc. - Trans","SOCO","SERC","SRSO","SERC South",null,"01","045","Dale",31.331148,-85.73019,1,1,"SUN","SOLAR",null,{"v":0.16172,"d":"0.1617"},10.6,{"$nulls":9},{"v":131746,"d":"131,746"},{"v":67248,"d":"67,248"},{"v":15017,"d":"15,017"},{"v":7665,"d":"7,665"},{"$nulls":41},{"v":131746,"d":"131,746"},{"v":67248,"d":"67,248"},{"$nulls":6},"--","EIA","EIA",{"$nulls":15},0,0,0,0,0,0,0,{"v":15017,"d":"15,017"},0,0,0,0,{"v":15017,"d":"15,017"},{"v":15017,"d":"15,017"},0,{"v":15017,"d":"15,017"},{"v":0,"d":"0.0%"},{"v":0,"d":"0.0%"},{"v":0,"d":"0.0%"},{"v":0,"d":"0.0%"},{"v":0,"d":"0.0%"},{"v":0,"d":"0.0%"},{"v":0,"d":"0.0%"},{"v":1,"d":"100.0%"},{"v":0,"d":"0.0%"},{"v":0,"d":"0.0%"},{"v":0,"d":"0.0%"},{"v":0,"d":"0.0%"},{"v":1,"d":"100.0%"},{"v":1,"d":"100.0%"},{"v":0,"d":"0.0%"},{"v":1,"d":"100.0%"}]
[183,2020,"AL","Gadsden",7,"Alabama Power Co",195,"Alabama Power Co",195,"Electric Utility","Southern Company Services, Inc. - Trans","SOCO","SERC","SRSO","SERC South",null,"01","055","Etowah",34.0128,-85.9708,2,2,"NG","GAS",null,{"v":0.04172,"d":"0.0417"},{"v":138,"d":"138.0"},{"v":1,"d":"1.0000"},null,"Yes",{"v":67592.8,"d":"67,593"},{"v":2.547,"d":"3"},{"v":0.772496,"d":"0.7725"},null,{"v":685016.458,"d":"685,016"},0,{"v":685016.458,"d":"685,016"},0,{"v":50435,"d":"50,435"},{"v":-1754,"d":"(1,754)"},{"v":43.278,"d":"43"},0,{"v":0.232,"d":"0"},{"v":40707.358,"d":"40,707"},{"v":1211.224,"d":"1,211"},{"v":121.122,"d":"121"},{"v":40740.546,"d":"40,741"},null,1.716,{"v":0,"d":"0.000"},0.009,{"v":1614.25,"d":"1,614.250"},0.024,{"v":2E-3,"d":"0.002"},{"v":1615.566,"d":"1,615.566"},null,0.126,null,{"v":1E-3,"d":"0.001"},118.851,{"v":2E-3,"d":"0.002"},{"v":0,"d":"0.000"},118.948,null,1.716,{"v":0,"d":"0.000"},0.009,{"v":1614.25,"d":"1,614.250"},0.024,{"v":2E-3,"d":"0.002"},{"v":1615.566,"d":"1,615.566"},null,{"v":56.023,"d":"56"},0,{"v":0.3,"d":"0"},{"v":52695.898,"d":"52,696"},{"v":1567.936,"d":"1,568"},{"v":156.794,"d":"157"},null,{"v":886757.562,"d":"886,758"},0,{"v":886757.562,"d":"886,758"},0,"EPA/CAMD","EIA","EPA/CAMD","EPA/CAMD","EIA","EIA","--","EPA/CAMD","EIA",{"$nulls":6},{"v":201741.104,"d":"201,741"},0,{"v":12.745,"d":"13"},0,{"v":0.068,"d":"0"},{"v":11988.54,"d":"11,989"},{"v":356.712,"d":"357"},{"v":35.671,"d":"36"},{"v":13582.164338,"d":"13,582.164"},0,0,{"v":50435,"d":"50,435"},0,0,0,0,0,0,0,0,{"v":50435,"d":"50,435"},0,0,{"v":50435,"d":"50,435"},0,{"v":0,"d":"0.0%"},{"v":0,"d":"0.0%"},{"v":1,"d":"100.0%"},{"v":0,"d":"0.0%"},{"v":0,"d":"0.0%"},{"v":0,"d":"0.0%"},{"v":0,"d":"0.0%"},{"v":0,"d":"0.0%"},{"v":0,"d":"0.0%"},{"v":0,"d":"0.0%"},{"v":0,"d":"0.0%"},{"v":1,"d":"100.0%"},{"v":0,"d":"0.0%"},{"v":0,"d":"0.0%"},{"v":1,"d":"100.0%"},{"v":0,"d":"0.0%"}]
[184,2020,"AL","Gantt",53,"PowerSouth Energy Cooperative",189,"PowerSouth Energy Cooperative",189,"Electric Utility","PowerSouth Energy Cooperative","AEC","SERC","SRSO","SERC South",null,"01","039","Covington",31.4033,-86.479469,2,2,"WAT","HYDRO",null,{"v":0.23935,"d":"0.2394"},{"v":3,"d":"3.0"},{"$nulls":9},{"v":55182,"d":"55,182"},{"v":25111,"d":"25,111"},{"v":6290,"d":"6,290"},{"v":2862,"d":"2,862"},{"$nulls":41},{"v":55182,"d":"55,182"},{"v":25111,"d":"25,111"},{"$nulls":6},"--","EIA","EIA",{"$nulls":15},0,0,0,0,{"v":6290,"d":"6,290"},0,0,0,0,0,0,0,{"v":6290,"d":"6,290"},0,0,{"v":6290,"d":"6,290"},{"v":0,"d":"0.0%"},{"v":0,"d":"0.0%"},{"v":0,"d":"0.0%"},{"v":0,"d":"0.0%"},{"v":1,"d":"100.0%"},{"v":0,"d":"0.0%"},{"v":0,"d":"0.0%"},{"v":0,"d":"0.0%"},{"v":0,"d":"0.0%"},{"v":0,"d":"0.0%"},{"v":0,"d":"0.0%"},{"v":0,"d":"0.0%"},{"v":1,"d":"100.0%"},{"v":0,"d":"0.0%"},{"v":0,"d":"0.0%"},{"v":1,"d":"100.0%"}]
[185,2020,"AL","Georgia-Pacific Brewton Mill",54789,"Alabama Power Co",195,"Georgia-Pacific Brewton LLC",55932,"Industrial CHP","Southern Company Services, Inc. - Trans","SOCO","SERC","SRSO","SERC South",null,"01","053","Escambia",31.077,-87.1116,7,4,"BLQ","BIOMASS",null,{"v":0.46367,"d":"0.4637"},115.9,{"v":0.560542751256463,"d":"0.5605"},"Yes","Yes",{"v":10135255.2,"d":"10,135,255"},{"v":0.159,"d":"0"},{"v":0.174488,"d":"0.1745"},null,{"v":2652800.28,"d":"2,652,800"},{"v":1112120.508,"d":"1,112,121"},{"v":2652800.28,"d":"2,652,800"},{"v":1112120.508,"d":"1,112,121"},{"v":470761.148,"d":"470,761"},{"v":195973.225,"d":"195,973"},{"v":200.359,"d":"200"},{"v":97.761,"d":"98"},{"v":459.13,"d":"459"},{"v":69594.868,"d":"69,595"},{"v":12827.187,"d":"12,827"},{"v":7063.827,"d":"7,064"},{"v":70807.718,"d":"70,808"},null,0.851,0.998,1.951,{"v":295.67,"d":"295.670"},0.027,0.015,300.822,null,0.151,0.176,0.346,52.469,0.005,0.003,53.383,null,0.851,0.998,1.951,{"v":295.67,"d":"295.670"},0.027,0.015,300.822,null,{"v":1148.272,"d":"1,148"},{"v":560.273,"d":"560"},{"v":2631.303,"d":"2,631"},{"v":1327519.828,"d":"1,327,520"},{"v":73513.462,"d":"73,513"},{"v":40483.259,"d":"40,483"},null,{"v":15203374.75,"d":"15,203,375"},{"v":6373636.562,"d":"6,373,637"},{"v":15203374.75,"d":"15,203,375"},{"v":6373636.562,"d":"6,373,637"},"EIA","EIA","EPA/CAMD; EIA","EIA","EIA","EIA","--","EIA","EIA",{"$nulls":3},{"v":928667.014,"d":"928,667"},null,null,{"v":12550574.47,"d":"12,550,574"},{"v":5261516.054,"d":"5,261,516"},{"v":947.913,"d":"948"},{"v":462.512,"d":"463"},{"v":2172.173,"d":"2,172"},{"v":329257.946,"d":"329,258"},{"v":60686.275,"d":"60,686"},{"v":33419.433,"d":"33,419"},{"v":5635.130001,"d":"5,635.130"},0,0,{"v":211370.14,"d":"211,370"},0,0,{"v":259391.01,"d":"259,391"},0,0,0,0,0,{"v":211370.14,"d":"211,370"},{"v":259391.01,"d":"259,391"},{"v":259391.01,"d":"259,391"},{"v":470761.15,"d":"470,761"},0,{"v":0,"d":"0.0%"},{"v":0,"d":"0.0%"},{"v":0.448996566517862,"d":"44.9%"},{"v":0,"d":"0.0%"},{"v":0,"d":"0.0%"},{"v":0.551003433482138,"d":"55.1%"},{"v":0,"d":"0.0%"},{"v":0,"d":"0.0%"},{"v":0,"d":"0.0%"},{"v":0,"d":"0.0%"},{"v":0,"d":"0.0%"},{"v":0.448996566517862,"d":"44.9%"},{"v":0.551003433482138,"d":"55.1%"},{"v":0.551003433482138,"d":"55.1%"},{"v":1,"d":"100.0%"},{"v":0,"d":"0.0%"}]
[186,2020,"AL","Georgia-Pacific Consr Prods LP-Naheola",10699,"Alabama Power Co",195,"Georgia-Pacific Consr Prods LP-Naheola",7136,"Industrial CHP","Southern Company Services, Inc. - Trans","SOCO","SERC","SRSO","SERC South",null,"01","023","Choctaw",32.2268,-88.0252,5,4,"BLQ","BIOMASS",null,{"v":0.35492,"d":"0.3549"},118.7,{"v":0.741793708862756,"d":"0.7418"},"Yes","Yes",{"v":10651124.8,"d":"10,651,125"},{"v":0.118,"d":"0"},{"v":0.136202,"d":"0.1362"},null,{"v":2203075.751,"d":"2,203,076"},{"v":859515.362,"d":"859,515"},{"v":2203075.751,"d":"2,203,076"},{"v":859515.362,"d":"859,515"},{"v":369054,"d":"369,054"},{"v":143858,"d":"143,858"},{"v":202.112,"d":"202"},{"v":88.804,"d":"89"},{"v":392.801,"d":"393"},{"v":17827.497,"d":"17,827"},{"v":50029.17,"d":"50,029"},{"v":11514.521,"d":"11,515"},{"v":20168.526,"d":"20,169"},null,1.095,1.235,2.129,96.612,0.136,0.031,109.299,null,0.183,0.207,0.357,16.184,0.023,0.005,18.309,null,1.095,1.235,2.129,96.612,0.136,0.031,109.299,null,{"v":1483.92,"d":"1,484"},{"v":652.003,"d":"652"},{"v":2883.971,"d":"2,884"},{"v":1644435.48,"d":"1,644,435"},{"v":367317.304,"d":"367,317"},{"v":84540.338,"d":"84,540"},null,{"v":16175120.312,"d":"16,175,120"},{"v":6310615.688,"d":"6,310,616"},{"v":16175120.312,"d":"16,175,120"},{"v":6310615.688,"d":"6,310,616"},"EIA","EIA","EPA/CAMD; EIA","EIA","EIA","EIA","--","EIA","EIA",{"$nulls":3},{"v":1513544.877,"d":"1,513,545"},null,null,{"v":13972044.561,"d":"13,972,045"},{"v":5451100.325,"d":"5,451,100"},{"v":1281.808,"d":"1,282"},{"v":563.199,"d":"563"},{"v":2491.17,"d":"2,491"},{"v":113063.106,"d":"113,063"},{"v":317288.134,"d":"317,288"},{"v":73025.817,"d":"73,026"},{"v":5969.521386,"d":"5,969.521"},0,{"v":16.06,"d":"16"},{"v":50485.864,"d":"50,486"},0,0,{"v":318552.077,"d":"318,552"},0,0,0,0,0,{"v":50501.924,"d":"50,502"},{"v":318552.077,"d":"318,552"},{"v":318552.077,"d":"318,552"},{"v":369054.001,"d":"369,054"},0,{"v":0,"d":"0.0%"},{"v":4.35166668197156e-05,"d":"0.0%"},{"v":0.1367980400245,"d":"13.7%"},{"v":0,"d":"0.0%"},{"v":0,"d":"0.0%"},{"v":0.86315844330868,"d":"86.3%"},{"v":0,"d":"0.0%"},{"v":0,"d":"0.0%"},{"v":0,"d":"0.0%"},{"v":0,"d":"0.0%"},{"v":0,"d":"0.0%"},{"v":0.13684155669132,"d":"13.7%"},{"v":0.86315844330868,"d":"86.3%"},{"v":0.86315844330868,"d":"86.3%"},{"v":1,"d":"100.0%"},{"v":0,"d":"0.0%"}]
[187,2020,"AL","Goat Rock",707,"Georgia Power Co",7140,"Georgia Power Co",7140,"Electric Utility","Southern Company Services, Inc. - Trans","SOCO","SERC","SRSO","SERC South",null,"01","081","Lee",32.60965,-85.0805,8,8,"WAT","HYDRO",null,{"v":0.49794,"d":"0.4979"},44.6,{"$nulls":9},{"v":1706734,"d":"1,706,734"},{"v":776672,"d":"776,672"},{"v":194544,"d":"194,544"},{"v":88530.002,"d":"88,530"},{"$nulls":41},{"v":1706734,"d":"1,706,734"},{"v":776672,"d":"776,672"},{"$nulls":6},"--","EIA","EIA",{"$nulls":15},0,0,0,0,{"v":194544,"d":"194,544"},0,0,0,0,0,0,0,{"v":194544,"d":"194,544"},0,0,{"v":194544,"d":"194,544"},{"v":0,"d":"0.0%"},{"v":0,"d":"0.0%"},{"v":0,"d":"0.0%"},{"v":0,"d":"0.0%"},{"v":1,"d":"100.0%"},{"v":0,"d":"0.0%"},{"v":0,"d":"0.0%"},{"v":0,"d":"0.0%"},{"v":0,"d":"0.0%"},{"v":0,"d":"0.0%"},{"v":0,"d":"0.0%"},{"v":0,"d":"0.0%"},{"v":1,"d":"100.0%"},{"v":0,"d":"0.0%"},{"v":0,"d":"0.0%"},{"v":1,"d":"100.0%"}]
[188,2020,"AL","Gorgas",8,"Alabama Power Co",195,"Alabama Power Co",195,"Electric Utility","Southern Company Services, Inc. - Trans","SOCO","SERC","SRSO","SERC South",null,"01","127","Walker",33.644344,-87.196486,5,5,"BIT","COAL",null,null,{"v":1416.7,"d":"1,416.7"},{"$nulls":62},"--"]
[189,2020,"AL","Greene County",10,"Alabama Power Co",195,"Alabama Power Co",195,"Electric Utility","Southern Company Services, Inc. - Trans","SOCO","SERC","SRSO","SERC South",null,"01","063","Greene",32.6017,-87.7811,11,11,"NG","GAS",null,{"v":0.09491,"d":"0.0949"},{"v":1288.4,"d":"1,288.4"},{"v":1,"d":"1.0000"},{"$nulls":6},{"v":11641749.574,"d":"11,641,750"},{"v":6757886.395,"d":"6,757,886"},{"v":11641749.574,"d":"11,641,750"},{"v":6757886.395,"d":"6,757,886"},{"v":1071141.998,"d":"1,071,142"},{"v":619762,"d":"619,762"},{"v":832.177,"d":"832"},{"v":501.967,"d":"502"},{"v":3.7,"d":"4"},{"v":696954.494,"d":"696,954"},{"v":25984.385,"d":"25,984"},{"v":2599.648,"d":"2,600"},{"v":697666.646,"d":"697,667"},null,1.554,{"v":1.62,"d":"1.620"},0.007,{"v":1301.33,"d":"1,301.330"},0.024,{"v":2E-3,"d":"0.002"},{"v":1302.659,"d":"1,302.659"},null,0.143,0.149,{"v":1E-3,"d":"0.001"},119.734,{"v":2E-3,"d":"0.002"},{"v":0,"d":"0.000"},119.856,null,1.554,{"v":1.62,"d":"1.620"},0.007,{"v":1301.33,"d":"1,301.330"},0.024,{"v":2E-3,"d":"0.002"},{"v":1302.659,"d":"1,302.659"},null,{"v":832.177,"d":"832"},{"v":501.967,"d":"502"},{"v":3.7,"d":"4"},{"v":696954.494,"d":"696,954"},{"v":25984.385,"d":"25,984"},{"v":2599.648,"d":"2,600"},null,{"v":11641749.574,"d":"11,641,750"},{"v":6757886.395,"d":"6,757,886"},{"v":11641749.574,"d":"11,641,750"},{"v":6757886.395,"d":"6,757,886"},"EPA/CAMD","EPA/CAMD","EPA/CAMD","EPA/CAMD","EIA","EIA","--","EPA/CAMD","EPA/CAMD",{"$nulls":14},{"v":10868.539908,"d":"10,868.540"},0,{"v":134.685,"d":"135"},{"v":1071007.315,"d":"1,071,007"},0,0,0,0,0,0,0,0,{"v":1071142,"d":"1,071,142"},0,0,{"v":1071142,"d":"1,071,142"},0,{"v":0,"d":"0.0%"},{"v":0.000125739631160014,"d":"0.0%"},{"v":0.99987426036884,"d":"100.0%"},{"v":0,"d":"0.0%"},{"v":0,"d":"0.0%"},{"v":0,"d":"0.0%"},{"v":0,"d":"0.0%"},{"v":0,"d":"0.0%"},{"v":0,"d":"0.0%"},{"v":0,"d":"0.0%"},{"v":0,"d":"0.0%"},{"v":1,"d":"100.0%"},{"v":0,"d":"0.0%"},{"v":0,"d":"0.0%"},{"v":1,"d":"100.0%"},{"v":0,"d":"0.0%"}]
[190,2020,"AL","Guntersville",48,"Tennessee Valley Authority",18642,"Tennessee Valley Authority",18642,"Electric Utility","Tennessee Valley Authority","TVA","SERC","SRTV","SERC Tennessee Valley",null,"01","095","Marshall",34.421272,-86.393931,4,4,"WAT","HYDRO",null,{"v":0.93247,"d":"0.9325"},115.2,{"$nulls":9},{"v":8255385,"d":"8,255,385"},{"v":3756724,"d":"3,756,724"},{"v":940999,"d":"940,999"},{"v":428214,"d":"428,214"},{"$nulls":41},{"v":8255385,"d":"8,255,385"},{"v":3756724,"d":"3,756,724"},{"$nulls":6},"--","EIA","EIA",{"$nulls":15},0,0,0,0,{"v":940999,"d":"940,999"},0,0,0,0,0,0,0,{"v":940999,"d":"940,999"},0,0,{"v":940999,"d":"940,999"},{"v":0,"d":"0.0%"},{"v":0,"d":"0.0%"},{"v":0,"d":"0.0%"},{"v":0,"d":"0.0%"},{"v":1,"d":"100.0%"},{"v":0,"d":"0.0%"},{"v":0,"d":"0.0%"},{"v":0,"d":"0.0%"},{"v":0,"d":"0.0%"},{"v":0,"d":"0.0%"},{"v":0,"d":"0.0%"},{"v":0,"d":"0.0%"},{"v":1,"d":"100.0%"},{"v":0,"d":"0.0%"},{"v":0,"d":"0.0%"},{"v":1,"d":"100.0%"}]
[191,2020,"AL","H Neely Henry Dam",11,"Alabama Power Co",195,"Alabama Power Co",195,"Electric Utility","Southern Company Services, Inc. - Trans","SOCO","SERC","SRSO","SERC South",null,"01","015","Calhoun",33.7845,-86.0524,3,3,"WAT","HYDRO",null,{"v":0.42181,"d":"0.4218"},72.9,{"$nulls":9},{"v":2363166,"d":"2,363,166"},{"v":1075390.969,"d":"1,075,391"},{"v":269367.999,"d":"269,368"},{"v":122580,"d":"122,580"},{"$nulls":41},{"v":2363166,"d":"2,363,166"},{"v":1075390.969,"d":"1,075,391"},{"$nulls":6},"--","EIA","EIA",{"$nulls":15},0,0,0,0,{"v":269368,"d":"269,368"},0,0,0,0,0,0,0,{"v":269368,"d":"269,368"},0,0,{"v":269368,"d":"269,368"},{"v":0,"d":"0.0%"},{"v":0,"d":"0.0%"},{"v":0,"d":"0.0%"},{"v":0,"d":"0.0%"},{"v":1,"d":"100.0%"},{"v":0,"d":"0.0%"},{"v":0,"d":"0.0%"},{"v":0,"d":"0.0%"},{"v":0,"d":"0.0%"},{"v":0,"d":"0.0%"},{"v":0,"d":"0.0%"},{"v":0,"d":"0.0%"},{"v":1,"d":"100.0%"},{"v":0,"d":"0.0%"},{"v":0,"d":"0.0%"},{"v":1,"d":"100.0%"}]
[192,2020,"AL","Harris Dam",6188,"Alabama Power Co",195,"Alabama Power Co",195,"Electric Utility","Southern Company Services, Inc. - Trans","SOCO","SERC","SRSO","SERC South",null,"01","111","Randolph",33.258281,-85.616047,2,2,"WAT","HYDRO",null,{"v":0.20576,"d":"0.2058"},{"v":135,"d":"135.0"},{"$nulls":9},{"v":2134715,"d":"2,134,715"},{"v":971431,"d":"971,431"},{"v":243328,"d":"243,328"},{"v":110730,"d":"110,730"},{"$nulls":41},{"v":2134715,"d":"2,134,715"},{"v":971431,"d":"971,431"},{"$nulls":6},"--","EIA","EIA",{"$nulls":15},0,0,0,0,{"v":243328,"d":"243,328"},0,0,0,0,0,0,0,{"v":243328,"d":"243,328"},0,0,{"v":243328,"d":"243,328"},{"v":0,"d":"0.0%"},{"v":0,"d":"0.0%"},{"v":0,"d":"0.0%"},{"v":0,"d":"0.0%"},{"v":1,"d":"100.0%"},{"v":0,"d":"0.0%"},{"v":0,"d":"0.0%"},{"v":0,"d":"0.0%"},{"v":0,"d":"0.0%"},{"v":0,"d":"0.0%"},{"v":0,"d":"0.0%"},{"v":0,"d":"0.0%"},{"v":1,"d":"100.0%"},{"v":0,"d":"0.0%"},{"v":0,"d":"0.0%"},{"v":1,"d":"100.0%"}]
[193,2020,"AL","Hillabee Energy Center",55411,"Alabama Power Co",195,"CER Generation LLC",55987,"IPP Non-CHP","Southern Company Services, Inc. - Trans","SOCO","SERC","SRSO","SERC South",null,"01","123","Tallapoosa",33.000669,-85.903278,2,3,"NG","GAS",null,{"v":0.70406,"d":"0.7041"},822.8,{"v":0.159903462875773,"d":"0.1599"},{"$nulls":6},{"v":36777104,"d":"36,777,104"},{"v":17144415,"d":"17,144,415"},{"v":36777104,"d":"36,777,104"},{"v":17144415,"d":"17,144,415"},{"v":5074658,"d":"5,074,658"},{"v":2354075,"d":"2,354,075"},{"v":136.818,"d":"137"},{"v":63.379,"d":"63"},{"v":11.1,"d":"11"},{"v":2185607.375,"d":"2,185,607"},{"v":82750.011,"d":"82,750"},{"v":8275.001,"d":"8,275"},{"v":2187874.725,"d":"2,187,875"},null,0.054,0.054,0.004,861.381,0.016,{"v":2E-3,"d":"0.002"},862.275,null,0.007,0.007,{"v":1E-3,"d":"0.001"},118.857,{"v":2E-3,"d":"0.002"},{"v":0,"d":"0.000"},{"v":118.98,"d":"118.980"},null,0.054,0.054,0.004,861.381,0.016,{"v":2E-3,"d":"0.002"},862.275,null,{"v":136.818,"d":"137"},{"v":63.379,"d":"63"},{"v":11.1,"d":"11"},{"v":2185607.375,"d":"2,185,607"},{"v":82750.011,"d":"82,750"},{"v":8275.001,"d":"8,275"},null,{"v":36777104,"d":"36,777,104"},{"v":17144415,"d":"17,144,415"},{"v":36777104,"d":"36,777,104"},{"v":17144415,"d":"17,144,415"},"EPA/CAMD","EPA/CAMD","EPA/CAMD","EPA/CAMD","EIA","EIA","--","EPA/CAMD","EPA/CAMD",{"$nulls":14},{"v":7247.208383,"d":"7,247.208"},0,0,{"v":5074658,"d":"5,074,658"},0,0,0,0,0,0,0,0,{"v":5074658,"d":"5,074,658"},0,0,{"v":5074658,"d":"5,074,658"},0,{"v":0,"d":"0.0%"},{"v":0,"d":"0.0%"},{"v":1,"d":"100.0%"},{"v":0,"d":"0.0%"},{"v":0,"d":"0.0%"},{"v":0,"d":"0.0%"},{"v":0,"d":"0.0%"},{"v":0,"d":"0.0%"},{"v":0,"d":"0.0%"},{"v":0,"d":"0.0%"},{"v":0,"d":"0.0%"},{"v":1,"d":"100.0%"},{"v":0,"d":"0.0%"},{"v":0,"d":"0.0%"},{"v":1,"d":"100.0%"},{"v":0,"d":"0.0%"}]
[194,2020,"AL","Hog Bayou Energy Center",55241,"Alabama Power Co",195,"Mobile Energy LLC",12739,"IPP Non-CHP","Southern Company Services, Inc. - Trans","SOCO","SERC","SRSO","SERC South",null,"01","097","Mobile",30.7478,-88.0575,1,2,"NG","GAS",null,{"v":0.69158,"d":"0.6916"},{"v":280,"d":"280.0"},{"v":0.1806921341596,"d":"0.1807"},null,"Yes",0,null,{"v":1,"d":"1.0000"},null,{"v":12651626,"d":"12,651,626"},{"v":5544620.5,"d":"5,544,621"},{"v":12651626,"d":"12,651,626"},{"v":5544620.5,"d":"5,544,621"},{"v":1696319,"d":"1,696,319"},{"v":744638,"d":"744,638"},{"v":61.739,"d":"62"},{"v":27.128,"d":"27"},{"v":3.8,"d":"4"},{"v":751871.188,"d":"751,871"},{"v":27977.927,"d":"27,978"},{"v":2797.793,"d":"2,798"},{"v":752637.783,"d":"752,638"},null,0.073,0.073,0.004,886.474,0.016,{"v":2E-3,"d":"0.002"},887.378,null,{"v":0.01,"d":"0.010"},{"v":0.01,"d":"0.010"},{"v":1E-3,"d":"0.001"},118.858,{"v":2E-3,"d":"0.002"},{"v":0,"d":"0.000"},118.979,null,0.073,0.073,0.004,886.474,0.016,{"v":2E-3,"d":"0.002"},887.378,null,{"v":61.739,"d":"62"},{"v":27.128,"d":"27"},{"v":3.8,"d":"4"},{"v":751871.188,"d":"751,871"},{"v":27977.927,"d":"27,978"},{"v":2797.793,"d":"2,798"},null,{"v":12651626,"d":"12,651,626"},{"v":5544620.5,"d":"5,544,621"},{"v":12651626,"d":"12,651,626"},{"v":5544620.5,"d":"5,544,621"},"EPA/CAMD","EPA/CAMD","EPA/CAMD","EPA/CAMD","EIA","EIA","--","EPA/CAMD","EPA/CAMD",{"$nulls":6},0,0,0,0,0,0,0,0,{"v":7458.282316,"d":"7,458.282"},0,0,{"v":1696319,"d":"1,696,319"},0,0,0,0,0,0,0,0,{"v":1696319,"d":"1,696,319"},0,0,{"v":1696319,"d":"1,696,319"},0,{"v":0,"d":"0.0%"},{"v":0,"d":"0.0%"},{"v":1,"d":"100.0%"},{"v":0,"d":"0.0%"},{"v":0,"d":"0.0%"},{"v":0,"d":"0.0%"},{"v":0,"d":"0.0%"},{"v":0,"d":"0.0%"},{"v":0,"d":"0.0%"},{"v":0,"d":"0.0%"},{"v":0,"d":"0.0%"},{"v":1,"d":"100.0%"},{"v":0,"d":"0.0%"},{"v":0,"d":"0.0%"},{"v":1,"d":"100.0%"},{"v":0,"d":"0.0%"}]
[195,2020,"AL","Holt Dam",12,"Alabama Power Co",195,"Alabama Power Co",195,"Electric Utility","Southern Company Services, Inc. - Trans","SOCO","SERC","SRSO","SERC South",null,"01","125","Tuscaloosa",33.2553,-87.4495,1,1,"WAT","HYDRO",null,{"v":0.45368,"d":"0.4537"},46.9,{"$nulls":9},{"v":1635209,"d":"1,635,209"},{"v":744124,"d":"744,124"},{"v":186391,"d":"186,391"},{"v":84820,"d":"84,820"},{"$nulls":41},{"v":1635209,"d":"1,635,209"},{"v":744124,"d":"744,124"},{"$nulls":6},"--","EIA","EIA",{"$nulls":15},0,0,0,0,{"v":186391,"d":"186,391"},0,0,0,0,0,0,0,{"v":186391,"d":"186,391"},0,0,{"v":186391,"d":"186,391"},{"v":0,"d":"0.0%"},{"v":0,"d":"0.0%"},{"v":0,"d":"0.0%"},{"v":0,"d":"0.0%"},{"v":1,"d":"100.0%"},{"v":0,"d":"0.0%"},{"v":0,"d":"0.0%"},{"v":0,"d":"0.0%"},{"v":0,"d":"0.0%"},{"v":0,"d":"0.0%"},{"v":0,"d":"0.0%"},{"v":0,"d":"0.0%"},{"v":1,"d":"100.0%"},{"v":0,"d":"0.0%"},{"v":0,"d":"0.0%"},{"v":1,"d":"100.0%"}]
[196,2020,"AL","International Paper Pine Hill Mill",54752,"Alabama Power Co",195,"International Paper Co.",56291,"Industrial CHP","Southern Company Services, Inc. - Trans","SOCO","SERC","SRSO","SERC South",null,"01","131","Wilcox",31.9698,-87.4806,3,2,"BLQ","BIOMASS","Yes",{"v":0.67815,"d":"0.6782"},77.4,{"v":0.203088189601941,"d":"0.2031"},"Yes","Yes",{"v":10476156.8,"d":"10,476,157"},{"v":0.15,"d":"0"},{"v":0.166479,"d":"0.1665"},null,{"v":2698280.298,"d":"2,698,280"},{"v":1105964.761,"d":"1,105,965"},{"v":2698280.298,"d":"2,698,280"},{"v":1105964.761,"d":"1,105,965"},{"v":459800,"d":"459,800"},{"v":185902,"d":"185,902"},{"v":149.036,"d":"149"},{"v":61.317,"d":"61"},{"v":415.62,"d":"416"},{"v":22678.162,"d":"22,678"},{"v":86312.937,"d":"86,313"},{"v":15873.905,"d":"15,874"},{"v":26122.286,"d":"26,122"},null,0.648,{"v":0.66,"d":"0.660"},1.808,98.644,0.188,0.035,113.625,null,{"v":0.11,"d":"0.110"},0.111,0.308,16.809,0.032,0.006,19.362,null,0.648,{"v":0.66,"d":"0.660"},1.808,98.644,0.188,0.035,113.625,null,{"v":895.228,"d":"895"},{"v":368.316,"d":"368"},{"v":2496.533,"d":"2,497"},{"v":1627308.656,"d":"1,627,309"},{"v":518462.318,"d":"518,462"},{"v":95350.959,"d":"95,351"},null,{"v":16207960.25,"d":"16,207,960"},{"v":6643280.5,"d":"6,643,281"},{"v":16207960.25,"d":"16,207,960"},{"v":6643280.5,"d":"6,643,281"},"EIA","EIA","EIA","EIA","EIA","EIA","--","EIA","EIA",{"$nulls":3},{"v":1491086.058,"d":"1,491,086"},null,null,{"v":13509679.952,"d":"13,509,680"},{"v":5537315.739,"d":"5,537,316"},{"v":746.192,"d":"746"},{"v":306.999,"d":"307"},{"v":2080.914,"d":"2,081"},{"v":113544.436,"d":"113,544"},{"v":432149.38,"d":"432,149"},{"v":79477.054,"d":"79,477"},{"v":5868.378192,"d":"5,868.378"},{"v":2.181,"d":"2"},{"v":1116.898,"d":"1,117"},{"v":64918.822,"d":"64,919"},0,0,{"v":393762.1,"d":"393,762"},0,0,0,0,0,{"v":66037.901,"d":"66,038"},{"v":393762.1,"d":"393,762"},{"v":393762.1,"d":"393,762"},{"v":459800.001,"d":"459,800"},0,{"v":4.74336667084957e-06,"d":"0.0%"},{"v":0.00242909525352524,"d":"0.2%"},{"v":0.141189260240998,"d":"14.1%"},{"v":0,"d":"0.0%"},{"v":0,"d":"0.0%"},{"v":0.856376901138806,"d":"85.6%"},{"v":0,"d":"0.0%"},{"v":0,"d":"0.0%"},{"v":0,"d":"0.0%"},{"v":0,"d":"0.0%"},{"v":0,"d":"0.0%"},{"v":0.143623098861194,"d":"14.4%"},{"v":0.856376901138806,"d":"85.6%"},{"v":0.856376901138806,"d":"85.6%"},{"v":1,"d":"100.0%"},{"v":0,"d":"0.0%"}]
[197,2020,"AL","International Paper-Prattville Mill",52140,"Alabama Power Co",195,"International Paper Co",8009,"Industrial CHP","Southern Company Services, Inc. - Trans","SOCO","SERC","SRSO","SERC South",null,"01","001","Autauga",32.4187,-86.4718,2,2,"BLQ","BIOMASS",null,0.8005,89.8,{"v":0,"d":"0.0000"},"Yes","Yes",{"v":13062794.4,"d":"13,062,794"},{"v":0.165,"d":"0"},{"v":0.179905,"d":"0.1799"},null,{"v":1153937.989,"d":"1,153,938"},{"v":476902.986,"d":"476,903"},{"v":1153937.989,"d":"1,153,938"},{"v":476902.986,"d":"476,903"},{"v":629711,"d":"629,711"},{"v":263157,"d":"263,157"},{"v":143.188,"d":"143"},{"v":58.872,"d":"59"},{"v":613.759,"d":"614"},0,{"v":55798.525,"d":"55,799"},{"v":14909,"d":"14,909"},0,null,0.455,0.447,1.949,{"v":0,"d":"0.000"},0.089,0.024,{"v":0,"d":"0.000"},null,0.248,0.247,1.064,{"v":0,"d":"0.000"},0.048,0.013,{"v":0,"d":"0.000"},null,0.455,0.447,1.949,{"v":0,"d":"0.000"},0.089,0.024,{"v":0,"d":"0.000"},null,{"v":795.905,"d":"796"},{"v":327.238,"d":"327"},{"v":3411.565,"d":"3,412"},{"v":566041.344,"d":"566,041"},{"v":310154.827,"d":"310,155"},{"v":82871.335,"d":"82,871"},null,{"v":6414138,"d":"6,414,138"},{"v":2650854.375,"d":"2,650,854"},{"v":6414138,"d":"6,414,138"},{"v":2650854.375,"d":"2,650,854"},"EPA/CAMD","EPA/CAMD","EIA","EIA","EIA","EIA","--","EPA/CAMD","EPA/CAMD",{"$nulls":3},{"v":566041.344,"d":"566,041"},null,null,{"v":5260200.011,"d":"5,260,200"},{"v":2173951.389,"d":"2,173,951"},{"v":652.717,"d":"653"},{"v":268.366,"d":"268"},{"v":2797.806,"d":"2,798"},{"v":566041.344,"d":"566,041"},{"v":254356.303,"d":"254,356"},{"v":67962.335,"d":"67,962"},{"v":1832.488199,"d":"1,832.488"},0,{"v":2883.627,"d":"2,884"},{"v":152199.97,"d":"152,200"},0,0,{"v":474627.41,"d":"474,627"},0,0,0,0,0,{"v":155083.597,"d":"155,084"},{"v":474627.41,"d":"474,627"},{"v":474627.41,"d":"474,627"},{"v":629711.007,"d":"629,711"},0,{"v":0,"d":"0.0%"},{"v":0.00457928632014527,"d":"0.5%"},{"v":0.241698125502196,"d":"24.2%"},{"v":0,"d":"0.0%"},{"v":0,"d":"0.0%"},{"v":0.753722588177659,"d":"75.4%"},{"v":0,"d":"0.0%"},{"v":0,"d":"0.0%"},{"v":0,"d":"0.0%"},{"v":0,"d":"0.0%"},{"v":0,"d":"0.0%"},{"v":0.246277411822341,"d":"24.6%"},{"v":0.753722588177659,"d":"75.4%"},{"v":0.753722588177659,"d":"75.4%"},{"v":1,"d":"100.0%"},{"v":0,"d":"0.0%"}]
[198,2020,"AL","International Paper-Riverdale Mill",54096,"Alabama Power Co",195,"International Paper Co-Riverdl",9393,"Industrial CHP","Southern Company Services, Inc. - Trans","SOCO","SERC","SRSO","SERC South",null,"01","047","Dallas",32.426016,-86.870912,2,4,"NG","GAS",null,{"v":0.38716,"d":"0.3872"},104.2,{"v":0.688074975825087,"d":"0.6881"},"Yes","Yes",{"v":5992524.8,"d":"5,992,525"},{"v":0.201,"d":"0"},{"v":0.211582,"d":"0.2116"},null,{"v":1194321.394,"d":"1,194,321"},{"v":231081.296,"d":"231,081"},{"v":1194321.394,"d":"1,194,321"},{"v":231081.296,"d":"231,081"},{"v":353392,"d":"353,392"},{"v":112108,"d":"112,108"},{"v":270.487,"d":"270"},{"v":49.08,"d":"49"},{"v":1.418,"d":"1"},{"v":1761.779,"d":"1,762"},{"v":7042.507,"d":"7,043"},{"v":3131.695,"d":"3,132"},{"v":2316.433,"d":"2,316"},null,1.531,0.876,0.008,9.971,{"v":0.02,"d":"0.020"},0.009,{"v":13.11,"d":"13.110"},null,0.453,0.425,{"v":2E-3,"d":"0.002"},{"v":2.95,"d":"2.950"},0.006,0.003,3.879,null,1.531,0.876,0.008,9.971,{"v":0.02,"d":"0.020"},0.009,{"v":13.11,"d":"13.110"},null,{"v":1278.402,"d":"1,278"},{"v":231.967,"d":"232"},{"v":6.7,"d":"7"},{"v":329903.23,"d":"329,903"},{"v":33285.02,"d":"33,285"},{"v":14801.339,"d":"14,801"},null,{"v":5644724.125,"d":"5,644,724"},{"v":1092160.094,"d":"1,092,160"},{"v":5644724.125,"d":"5,644,724"},{"v":1092160.094,"d":"1,092,160"},"EPA/CAMD; EIA","EPA/CAMD","EIA","EIA","EIA","EIA","--","EPA/CAMD; EIA","EPA/CAMD",{"$nulls":3},{"v":321576.529,"d":"321,577"},null,null,{"v":4450402.731,"d":"4,450,403"},{"v":861078.798,"d":"861,079"},{"v":1007.915,"d":"1,008"},{"v":182.887,"d":"183"},{"v":5.283,"d":"5"},{"v":6564.922,"d":"6,565"},{"v":26242.513,"d":"26,243"},{"v":11669.644,"d":"11,670"},{"v":3379.59375,"d":"3,379.594"},0,0,{"v":277470.251,"d":"277,470"},0,0,{"v":75921.749,"d":"75,922"},0,0,0,0,0,{"v":277470.251,"d":"277,470"},{"v":75921.749,"d":"75,922"},{"v":75921.749,"d":"75,922"},{"v":353392,"d":"353,392"},0,{"v":0,"d":"0.0%"},{"v":0,"d":"0.0%"},{"v":0.785162796554534,"d":"78.5%"},{"v":0,"d":"0.0%"},{"v":0,"d":"0.0%"},{"v":0.214837203445466,"d":"21.5%"},{"v":0,"d":"0.0%"},{"v":0,"d":"0.0%"},{"v":0,"d":"0.0%"},{"v":0,"d":"0.0%"},{"v":0,"d":"0.0%"},{"v":0.785162796554534,"d":"78.5%"},{"v":0.214837203445466,"d":"21.5%"},{"v":0.214837203445466,"d":"21.5%"},{"v":1,"d":"100.0%"},{"v":0,"d":"0.0%"}]
[199,2020,"AL","James H Miller Jr",6002,"Alabama Power Co",195,"Alabama Power Co",195,"Electric Utility","Southern Company Services, Inc. - Trans","SOCO","SERC","SRSO","SERC South",null,"01","073","Jefferson",33.6319,-87.0597,4,4,"SUB","COAL","Yes",{"v":0.66522,"d":"0.6652"},{"v":2822,"d":"2,822.0"},{"v":0.224627491971647,"d":"0.2246"},{"$nulls":6},{"v":179699736,"d":"179,699,736"},{"v":79606756,"d":"79,606,756"},{"v":179699736,"d":"179,699,736"},{"v":79606756,"d":"79,606,756"},{"v":16444804,"d":"16,444,804"},{"v":7247905,"d":"7,247,905"},{"v":6360.155,"d":"6,360"},{"v":2866.408,"d":"2,866"},{"v":870.6,"d":"871"},{"v":18846905.5,"d":"18,846,906"},{"v":3951363.673,"d":"3,951,364"},{"v":574525.573,"d":"574,526"},{"v":18981901.856,"d":"18,981,902"},null,0.774,0.791,0.106,{"v":2292.141,"d":"2,292.141"},{"v":0.24,"d":"0.240"},0.035,{"v":2308.559,"d":"2,308.559"},null,0.071,0.072,{"v":0.01,"d":"0.010"},{"v":209.76,"d":"209.760"},0.022,0.003,211.262,null,0.774,0.791,0.106,{"v":2292.141,"d":"2,292.141"},{"v":0.24,"d":"0.240"},0.035,{"v":2308.559,"d":"2,308.559"},null,{"v":6360.155,"d":"6,360"},{"v":2866.408,"d":"2,866"},{"v":870.6,"d":"871"},{"v":18846905.5,"d":"18,846,906"},{"v":3951363.673,"d":"3,951,364"},{"v":574525.573,"d":"574,526"},null,{"v":179699736,"d":"179,699,736"},{"v":79606756,"d":"79,606,756"},{"v":179699736,"d":"179,699,736"},{"v":79606756,"d":"79,606,756"},"EPA/CAMD","EPA/CAMD","EPA/CAMD","EPA/CAMD","EIA","EIA","--","EPA/CAMD","EPA/CAMD",{"$nulls":14},{"v":10927.447396,"d":"10,927.447"},{"v":16228030,"d":"16,228,030"},0,{"v":216774.49,"d":"216,774"},0,0,0,0,0,0,0,0,{"v":16444804.49,"d":"16,444,804"},0,0,{"v":16444804.49,"d":"16,444,804"},0,{"v":0.986818056114208,"d":"98.7%"},{"v":0,"d":"0.0%"},{"v":0.013181943885792,"d":"1.3%"},{"v":0,"d":"0.0%"},{"v":0,"d":"0.0%"},{"v":0,"d":"0.0%"},{"v":0,"d":"0.0%"},{"v":0,"d":"0.0%"},{"v":0,"d":"0.0%"},{"v":0,"d":"0.0%"},{"v":0,"d":"0.0%"},{"v":1,"d":"100.0%"},{"v":0,"d":"0.0%"},{"v":0,"d":"0.0%"},{"v":1,"d":"100.0%"},{"v":0,"d":"0.0%"}]
[200,2020,"AL","Jones Bluff",6131,"Alabama Power Co",195,"USCE-Mobile District",27813,"Electric Utility","Southern Company Services, Inc. - Trans","SOCO","SERC","SRSO","SERC South",null,"01","001","Autauga",32.324242,-86.784319,4,4,"WAT","HYDRO",null,{"v":0.39726,"d":"0.3973"},{"v":82,"d":"82.0"},{"$nulls":9},{"v":2503436,"d":"2,503,436"},{"v":1139222,"d":"1,139,222"},{"v":285357,"d":"285,357"},{"v":129856,"d":"129,856"},{"$nulls":41},{"v":2503436,"d":"2,503,436"},{"v":1139222,"d":"1,139,222"},{"$nulls":6},"--","EIA","EIA",{"$nulls":15},0,0,0,0,{"v":285357,"d":"285,357"},0,0,0,0,0,0,0,{"v":285357,"d":"285,357"},0,0,{"v":285357,"d":"285,357"},{"v":0,"d":"0.0%"},{"v":0,"d":"0.0%"},{"v":0,"d":"0.0%"},{"v":0,"d":"0.0%"},{"v":1,"d":"100.0%"},{"v":0,"d":"0.0%"},{"v":0,"d":"0.0%"},{"v":0,"d":"0.0%"},{"v":0,"d":"0.0%"},{"v":0,"d":"0.0%"},{"v":0,"d":"0.0%"},{"v":0,"d":"0.0%"},{"v":1,"d":"100.0%"},{"v":0,"d":"0.0%"},{"v":0,"d":"0.0%"},{"v":1,"d":"100.0%"}]
[201,2020,"AL","Jordan Dam",13,"Alabama Power Co",195,"Alabama Power Co",195,"Electric Utility","Southern Company Services, Inc. - Trans","SOCO","SERC","SRSO","SERC South",null,"01","051","Elmore",32.6189,-86.2548,4,4,"WAT","HYDRO",null,{"v":0.67018,"d":"0.6702"},{"v":100,"d":"100.0"},{"$nulls":9},{"v":5150399,"d":"5,150,399"},{"v":2343758,"d":"2,343,758"},{"v":587074,"d":"587,074"},{"v":267156,"d":"267,156"},{"$nulls":41},{"v":5150399,"d":"5,150,399"},{"v":2343758,"d":"2,343,758"},{"$nulls":6},"--","EIA","EIA",{"$nulls":15},0,0,0,0,{"v":587074,"d":"587,074"},0,0,0,0,0,0,0,{"v":587074,"d":"587,074"},0,0,{"v":587074,"d":"587,074"},{"v":0,"d":"0.0%"},{"v":0,"d":"0.0%"},{"v":0,"d":"0.0%"},{"v":0,"d":"0.0%"},{"v":1,"d":"100.0%"},{"v":0,"d":"0.0%"},{"v":0,"d":"0.0%"},{"v":0,"d":"0.0%"},{"v":0,"d":"0.0%"},{"v":0,"d":"0.0%"},{"v":0,"d":"0.0%"},{"v":0,"d":"0.0%"},{"v":1,"d":"100.0%"},{"v":0,"d":"0.0%"},{"v":0,"d":"0.0%"},{"v":1,"d":"100.0%"}]
[202,2020,"AL","Joseph M Farley",6001,"Alabama Power Co",195,"Alabama Power Co",195,"Electric Utility","Southern Company Services, Inc. - Trans","SOCO","SERC","SRSO","SERC South",null,"01","069","Houston",31.2231,-85.1116,2,2,"NUC","NUCLEAR",null,{"v":0.94952,"d":"0.9495"},{"v":1776.4,"d":"1,776.4"},{"$nulls":9},{"v":154347648,"d":"154,347,648"},{"v":67658664,"d":"67,658,664"},{"v":14775797,"d":"14,775,797"},{"v":6477006,"d":"6,477,006"},{"$nulls":41},{"v":154347648,"d":"154,347,648"},{"v":67658664,"d":"67,658,664"},{"$nulls":6},"--","EIA","EIA",{"$nulls":15},0,0,0,{"v":14775797,"d":"14,775,797"},0,0,0,0,0,0,0,{"v":14775797,"d":"14,775,797"},0,0,0,{"v":14775797,"d":"14,775,797"},{"v":0,"d":"0.0%"},{"v":0,"d":"0.0%"},{"v":0,"d":"0.0%"},{"v":1,"d":"100.0%"},{"v":0,"d":"0.0%"},{"v":0,"d":"0.0%"},{"v":0,"d":"0.0%"},{"v":0,"d":"0.0%"},{"v":0,"d":"0.0%"},{"v":0,"d":"0.0%"},{"v":0,"d":"0.0%"},{"v":1,"d":"100.0%"},{"v":0,"d":"0.0%"},{"v":0,"d":"0.0%"},{"v":0,"d":"0.0%"},{"v":1,"d":"100.0%"}]
[203,2020,"AL","Kimberly Clark Mobile - CHP Plant",62449,"Alabama Power Co",195,"Kimberly Clark - Mobile Alabama",61964,"Industrial CHP","Southern Company Services, Inc. - Trans","SOCO","SERC","SRSO","SERC South",null,"01","097","Mobile",30.737741,-88.04977,2,2,"NG","GAS",null,{"v":0.79546,"d":"0.7955"},{"v":50,"d":"50.0"},{"v":0.00756088280060863,"d":"0.0076"},null,"Yes",0,null,{"v":1,"d":"1.0000"},null,{"v":3666304,"d":"3,666,304"},{"v":1797623,"d":"1,797,623"},{"v":3666304,"d":"3,666,304"},{"v":1797623,"d":"1,797,623"},{"v":348413,"d":"348,413"},{"v":170830,"d":"170,830"},{"v":574.544,"d":"575"},{"v":281.704,"d":"282"},{"v":5.859,"d":"6"},{"v":214275.406,"d":"214,275"},{"v":8082.823,"d":"8,083"},{"v":808.282,"d":"808"},{"v":214496.876,"d":"214,497"},null,3.298,3.298,0.034,{"v":1230.008,"d":"1,230.008"},0.023,{"v":2E-3,"d":"0.002"},{"v":1231.279,"d":"1,231.279"},null,0.313,0.313,0.003,116.889,{"v":2E-3,"d":"0.002"},{"v":0,"d":"0.000"},{"v":117.01,"d":"117.010"},null,3.298,3.298,0.034,{"v":1230.008,"d":"1,230.008"},0.023,{"v":2E-3,"d":"0.002"},{"v":1231.279,"d":"1,231.279"},null,{"v":574.544,"d":"575"},{"v":281.704,"d":"282"},{"v":5.859,"d":"6"},{"v":214275.406,"d":"214,275"},{"v":8082.823,"d":"8,083"},{"v":808.282,"d":"808"},null,{"v":3666304,"d":"3,666,304"},{"v":1797623,"d":"1,797,623"},{"v":3666304,"d":"3,666,304"},{"v":1797623,"d":"1,797,623"},"EIA","EIA","EIA","EIA","EIA","EIA","--","EIA","EIA",{"$nulls":6},0,0,0,0,0,0,0,0,{"v":10522.867976,"d":"10,522.868"},0,0,{"v":348413,"d":"348,413"},0,0,0,0,0,0,0,0,{"v":348413,"d":"348,413"},0,0,{"v":348413,"d":"348,413"},0,{"v":0,"d":"0.0%"},{"v":0,"d":"0.0%"},{"v":1,"d":"100.0%"},{"v":0,"d":"0.0%"},{"v":0,"d":"0.0%"},{"v":0,"d":"0.0%"},{"v":0,"d":"0.0%"},{"v":0,"d":"0.0%"},{"v":0,"d":"0.0%"},{"v":0,"d":"0.0%"},{"v":0,"d":"0.0%"},{"v":1,"d":"100.0%"},{"v":0,"d":"0.0%"},{"v":0,"d":"0.0%"},{"v":1,"d":"100.0%"},{"v":0,"d":"0.0%"}]
[204,2020,"AL","LaFayette Solar Farm",60583,"Alabama Power Co",195,"AL Solar A, LLC",60347,"IPP Non-CHP","Southern Company Services, Inc. - Trans","SOCO","SERC","SRSO","SERC South",null,"01","017","Chambers",32.876313,-85.38821,1,1,"SUN","SOLAR",null,{"v":0.21292,"d":"0.2129"},79.2,{"$nulls":9},{"v":1295957,"d":"1,295,957"},{"v":657449,"d":"657,449"},{"v":147721,"d":"147,721"},{"v":74940,"d":"74,940"},{"$nulls":41},{"v":1295957,"d":"1,295,957"},{"v":657449,"d":"657,449"},{"$nulls":6},"--","EIA","EIA",{"$nulls":15},0,0,0,0,0,0,0,{"v":147721,"d":"147,721"},0,0,0,0,{"v":147721,"d":"147,721"},{"v":147721,"d":"147,721"},0,{"v":147721,"d":"147,721"},{"v":0,"d":"0.0%"},{"v":0,"d":"0.0%"},{"v":0,"d":"0.0%"},{"v":0,"d":"0.0%"},{"v":0,"d":"0.0%"},{"v":0,"d":"0.0%"},{"v":0,"d":"0.0%"},{"v":1,"d":"100.0%"},{"v":0,"d":"0.0%"},{"v":0,"d":"0.0%"},{"v":0,"d":"0.0%"},{"v":0,"d":"0.0%"},{"v":1,"d":"100.0%"},{"v":1,"d":"100.0%"},{"v":0,"d":"0.0%"},{"v":1,"d":"100.0%"}]
[205,2020,"AL","Langdale",711,"Georgia Power Co",7140,"Georgia Power Co",7140,"Electric Utility","Southern Company Services, Inc. - Trans","SOCO","SERC","SRSO","SERC South",null,"01","017","Chambers",32.813836,-85.167786,2,2,"WAT","HYDRO",null,null,{"v":1,"d":"1.0"},{"$nulls":62},"--"]
[206,2020,"AL","Lay Dam",15,"Alabama Power Co",195,"Alabama Power Co",195,"Electric Utility","Southern Company Services, Inc. - Trans","SOCO","SERC","SRSO","SERC South",null,"01","021","Chilton",32.9633,-86.5187,6,6,"WAT","HYDRO",null,{"v":0.45329,"d":"0.4533"},{"v":177,"d":"177.0"},{"$nulls":9},{"v":6165919.125,"d":"6,165,919"},{"v":2805884.062,"d":"2,805,884"},{"v":702829.002,"d":"702,829"},{"v":319831.998,"d":"319,832"},{"$nulls":41},{"v":6165919.125,"d":"6,165,919"},{"v":2805884.062,"d":"2,805,884"},{"$nulls":6},"--","EIA","EIA",{"$nulls":15},0,0,0,0,{"v":702829,"d":"702,829"},0,0,0,0,0,0,0,{"v":702829,"d":"702,829"},0,0,{"v":702829,"d":"702,829"},{"v":0,"d":"0.0%"},{"v":0,"d":"0.0%"},{"v":0,"d":"0.0%"},{"v":0,"d":"0.0%"},{"v":1,"d":"100.0%"},{"v":0,"d":"0.0%"},{"v":0,"d":"0.0%"},{"v":0,"d":"0.0%"},{"v":0,"d":"0.0%"},{"v":0,"d":"0.0%"},{"v":0,"d":"0.0%"},{"v":0,"d":"0.0%"},{"v":1,"d":"100.0%"},{"v":0,"d":"0.0%"},{"v":0,"d":"0.0%"},{"v":1,"d":"100.0%"}]
[207,2020,"AL","Lewis Smith Dam",18,"Alabama Power Co",195,"Alabama Power Co",195,"Electric Utility","Southern Company Services, Inc. - Trans","SOCO","SERC","SRSO","SERC South",null,"01","127","Walker",33.9406,-87.1077,2,2,"WAT","HYDRO",null,{"v":0.24785,"d":"0.2479"},{"v":181,"d":"181.0"},{"$nulls":9},{"v":3447639,"d":"3,447,639"},{"v":1568895,"d":"1,568,895"},{"v":392983,"d":"392,983"},{"v":178832,"d":"178,832"},{"$nulls":41},{"v":3447639,"d":"3,447,639"},{"v":1568895,"d":"1,568,895"},{"$nulls":6},"--","EIA","EIA",{"$nulls":15},0,0,0,0,{"v":392983,"d":"392,983"},0,0,0,0,0,0,0,{"v":392983,"d":"392,983"},0,0,{"v":392983,"d":"392,983"},{"v":0,"d":"0.0%"},{"v":0,"d":"0.0%"},{"v":0,"d":"0.0%"},{"v":0,"d":"0.0%"},{"v":1,"d":"100.0%"},{"v":0,"d":"0.0%"},{"v":0,"d":"0.0%"},{"v":0,"d":"0.0%"},{"v":0,"d":"0.0%"},{"v":0,"d":"0.0%"},{"v":0,"d":"0.0%"},{"v":0,"d":"0.0%"},{"v":1,"d":"100.0%"},{"v":0,"d":"0.0%"},{"v":0,"d":"0.0%"},{"v":1,"d":"100.0%"}]
[208,2020,"AL","Logan Martin Dam",14,"Alabama Power Co",195,"Alabama Power Co",195,"Electric Utility","Southern Company Services, Inc. - Trans","SOCO","SERC","SRSO","SERC South",null,"01","121","Talladega",33.425878,-86.337547,3,3,"WAT","HYDRO",null,{"v":0.43637,"d":"0.4364"},128.1,{"$nulls":9},{"v":4295892,"d":"4,295,892"},{"v":1954902.938,"d":"1,954,903"},{"v":489672,"d":"489,672"},{"v":222831.999,"d":"222,832"},{"$nulls":41},{"v":4295892,"d":"4,295,892"},{"v":1954902.938,"d":"1,954,903"},{"$nulls":6},"--","EIA","EIA",{"$nulls":15},0,0,0,0,{"v":489672,"d":"489,672"},0,0,0,0,0,0,0,{"v":489672,"d":"489,672"},0,0,{"v":489672,"d":"489,672"},{"v":0,"d":"0.0%"},{"v":0,"d":"0.0%"},{"v":0,"d":"0.0%"},{"v":0,"d":"0.0%"},{"v":1,"d":"100.0%"},{"v":0,"d":"0.0%"},{"v":0,"d":"0.0%"},{"v":0,"d":"0.0%"},{"v":0,"d":"0.0%"},{"v":0,"d":"0.0%"},{"v":0,"d":"0.0%"},{"v":0,"d":"0.0%"},{"v":1,"d":"100.0%"},{"v":0,"d":"0.0%"},{"v":0,"d":"0.0%"},{"v":1,"d":"100.0%"}]
[209,2020,"AL","Martin Dam",16,"Alabama Power Co",195,"Alabama Power Co",195,"Electric Utility","Southern Company Services, Inc. - Trans","SOCO","SERC","SRSO","SERC South",null,"01","051","Elmore",32.680394,-85.911442,4,4,"WAT","HYDRO",null,{"v":0.28918,"d":"0.2892"},210.6,{"$nulls":9},{"v":4680283,"d":"4,680,283"},{"v":2129826,"d":"2,129,826"},{"v":533486.999,"d":"533,487"},{"v":242770.001,"d":"242,770"},{"$nulls":41},{"v":4680283,"d":"4,680,283"},{"v":2129826,"d":"2,129,826"},{"$nulls":6},"--","EIA","EIA",{"$nulls":15},0,0,0,0,{"v":533487,"d":"533,487"},0,0,0,0,0,0,0,{"v":533487,"d":"533,487"},0,0,{"v":533487,"d":"533,487"},{"v":0,"d":"0.0%"},{"v":0,"d":"0.0%"},{"v":0,"d":"0.0%"},{"v":0,"d":"0.0%"},{"v":1,"d":"100.0%"},{"v":0,"d":"0.0%"},{"v":0,"d":"0.0%"},{"v":0,"d":"0.0%"},{"v":0,"d":"0.0%"},{"v":0,"d":"0.0%"},{"v":0,"d":"0.0%"},{"v":0,"d":"0.0%"},{"v":1,"d":"100.0%"},{"v":0,"d":"0.0%"},{"v":0,"d":"0.0%"},{"v":1,"d":"100.0%"}]
[210,2020,"AL","McIntosh (7063)",7063,"PowerSouth Energy Cooperative",189,"PowerSouth Energy Cooperative",189,"Electric Utility","PowerSouth Energy Cooperative","AEC","SERC","SRSO","SERC South",null,"01","129","Washington",31.2546,-88.0299,5,5,"NG","GAS",null,{"v":0.06248,"d":"0.0625"},{"v":676,"d":"676.0"},{"v":1,"d":"1.0000"},{"$nulls":6},{"v":4000347.498,"d":"4,000,347"},{"v":2486176.467,"d":"2,486,176"},{"v":4000347.498,"d":"4,000,347"},{"v":2486176.467,"d":"2,486,176"},{"v":369974,"d":"369,974"},{"v":181399,"d":"181,399"},{"v":84.245,"d":"84"},{"v":49.455,"d":"49"},{"v":1.2,"d":"1"},{"v":237737.302,"d":"237,737"},{"v":9262.22,"d":"9,262"},{"v":926.519,"d":"927"},{"v":237991.131,"d":"237,991"},null,0.455,0.545,0.006,{"v":1285.157,"d":"1,285.157"},0.025,0.003,{"v":1286.529,"d":"1,286.529"},null,0.042,{"v":0.04,"d":"0.040"},{"v":1E-3,"d":"0.001"},118.858,{"v":2E-3,"d":"0.002"},{"v":0,"d":"0.000"},118.985,null,0.455,0.545,0.006,{"v":1285.157,"d":"1,285.157"},0.025,0.003,{"v":1286.529,"d":"1,286.529"},null,{"v":84.245,"d":"84"},{"v":49.455,"d":"49"},{"v":1.2,"d":"1"},{"v":237737.302,"d":"237,737"},{"v":9262.22,"d":"9,262"},{"v":926.519,"d":"927"},null,{"v":4000347.498,"d":"4,000,347"},{"v":2486176.467,"d":"2,486,176"},{"v":4000347.498,"d":"4,000,347"},{"v":2486176.467,"d":"2,486,176"},"EPA/CAMD","EPA/CAMD","EPA/CAMD","EPA/CAMD","EIA","EIA","--","EPA/CAMD","EPA/CAMD",{"$nulls":14},{"v":10812.509793,"d":"10,812.510"},0,{"v":40.17,"d":"40"},{"v":369933.83,"d":"369,934"},0,0,0,0,0,0,0,0,{"v":369974,"d":"369,974"},0,0,{"v":369974,"d":"369,974"},0,{"v":0,"d":"0.0%"},{"v":1.08575197176018E-4,"d":"0.0%"},{"v":0.999891424802824,"d":"100.0%"},{"v":0,"d":"0.0%"},{"v":0,"d":"0.0%"},{"v":0,"d":"0.0%"},{"v":0,"d":"0.0%"},{"v":0,"d":"0.0%"},{"v":0,"d":"0.0%"},{"v":0,"d":"0.0%"},{"v":0,"d":"0.0%"},{"v":1,"d":"100.0%"},{"v":0,"d":"0.0%"},{"v":0,"d":"0.0%"},{"v":1,"d":"100.0%"},{"v":0,"d":"0.0%"}]
[211,2020,"AL","McWilliams",533,"PowerSouth Energy Cooperative",189,"PowerSouth Energy Cooperative",189,"Electric Utility","PowerSouth Energy Cooperative","AEC","SERC","SRSO","SERC South",null,"01","039","Covington",31.400255,-86.476449,3,7,"NG","GAS",null,0.7258,{"v":654,"d":"654.0"},{"v":0.123673716131615,"d":"0.1237"},{"$nulls":6},{"v":29887417.25,"d":"29,887,417"},{"v":14461618.25,"d":"14,461,618"},{"v":29887417.25,"d":"29,887,417"},{"v":14461618.25,"d":"14,461,618"},{"v":4158113,"d":"4,158,113"},{"v":2011888,"d":"2,011,888"},{"v":219.721,"d":"220"},{"v":106.724,"d":"107"},{"v":8.9,"d":"9"},{"v":1776162.656,"d":"1,776,163"},{"v":68278.475,"d":"68,278"},{"v":6827.847,"d":"6,828"},{"v":1778033.486,"d":"1,778,033"},null,0.106,0.106,0.004,854.312,0.016,{"v":2E-3,"d":"0.002"},855.212,null,0.015,0.015,{"v":1E-3,"d":"0.001"},118.857,{"v":2E-3,"d":"0.002"},{"v":0,"d":"0.000"},118.982,null,0.106,0.106,0.004,854.312,0.016,{"v":2E-3,"d":"0.002"},855.212,null,{"v":219.721,"d":"220"},{"v":106.724,"d":"107"},{"v":8.9,"d":"9"},{"v":1776162.656,"d":"1,776,163"},{"v":68278.475,"d":"68,278"},{"v":6827.847,"d":"6,828"},null,{"v":29887417.25,"d":"29,887,417"},{"v":14461618.25,"d":"14,461,618"},{"v":29887417.25,"d":"29,887,417"},{"v":14461618.25,"d":"14,461,618"},"EPA/CAMD","EPA/CAMD","EPA/CAMD","EPA/CAMD","EIA","EIA","--","EPA/CAMD","EPA/CAMD",{"$nulls":14},{"v":7187.735699,"d":"7,187.736"},0,0,{"v":4158113,"d":"4,158,113"},0,0,0,0,0,0,0,0,{"v":4158113,"d":"4,158,113"},0,0,{"v":4158113,"d":"4,158,113"},0,{"v":0,"d":"0.0%"},{"v":0,"d":"0.0%"},{"v":1,"d":"100.0%"},{"v":0,"d":"0.0%"},{"v":0,"d":"0.0%"},{"v":0,"d":"0.0%"},{"v":0,"d":"0.0%"},{"v":0,"d":"0.0%"},{"v":0,"d":"0.0%"},{"v":0,"d":"0.0%"},{"v":0,"d":"0.0%"},{"v":1,"d":"100.0%"},{"v":0,"d":"0.0%"},{"v":0,"d":"0.0%"},{"v":1,"d":"100.0%"},{"v":0,"d":"0.0%"}]
[212,2020,"AL","Millers Ferry",38,"Alabama Power Co",195,"USCE-Mobile District",27813,"Electric Utility","Southern Company Services, Inc. - Trans","SOCO","SERC","SRSO","SERC South",null,"01","131","Wilcox",32.100881,-87.399767,3,3,"WAT","HYDRO",null,{"v":0.40022,"d":"0.4002"},101.1,{"$nulls":9},{"v":3109614.938,"d":"3,109,615"},{"v":1415071.969,"d":"1,415,072"},{"v":354453,"d":"354,453"},{"v":161298.999,"d":"161,299"},{"$nulls":41},{"v":3109614.938,"d":"3,109,615"},{"v":1415071.969,"d":"1,415,072"},{"$nulls":6},"--","EIA","EIA",{"$nulls":15},0,0,0,0,{"v":354453,"d":"354,453"},0,0,0,0,0,0,0,{"v":354453,"d":"354,453"},0,0,{"v":354453,"d":"354,453"},{"v":0,"d":"0.0%"},{"v":0,"d":"0.0%"},{"v":0,"d":"0.0%"},{"v":0,"d":"0.0%"},{"v":1,"d":"100.0%"},{"v":0,"d":"0.0%"},{"v":0,"d":"0.0%"},{"v":0,"d":"0.0%"},{"v":0,"d":"0.0%"},{"v":0,"d":"0.0%"},{"v":0,"d":"0.0%"},{"v":0,"d":"0.0%"},{"v":1,"d":"100.0%"},{"v":0,"d":"0.0%"},{"v":0,"d":"0.0%"},{"v":1,"d":"100.0%"}]
[213,2020,"AL","Mitchell Dam",17,"Alabama Power Co",195,"Alabama Power Co",195,"Electric Utility","Southern Company Services, Inc. - Trans","SOCO","SERC","SRSO","SERC South",null,"01","037","Coosa",32.806025,-86.444892,4,4,"WAT","HYDRO",null,{"v":0.43322,"d":"0.4332"},{"v":170,"d":"170.0"},{"$nulls":9},{"v":5659943.875,"d":"5,659,944"},{"v":2575634.062,"d":"2,575,634"},{"v":645155.001,"d":"645,155"},{"v":293586.001,"d":"293,586"},{"$nulls":41},{"v":5659943.875,"d":"5,659,944"},{"v":2575634.062,"d":"2,575,634"},{"$nulls":6},"--","EIA","EIA",{"$nulls":15},0,0,0,0,{"v":645155,"d":"645,155"},0,0,0,0,0,0,0,{"v":645155,"d":"645,155"},0,0,{"v":645155,"d":"645,155"},{"v":0,"d":"0.0%"},{"v":0,"d":"0.0%"},{"v":0,"d":"0.0%"},{"v":0,"d":"0.0%"},{"v":1,"d":"100.0%"},{"v":0,"d":"0.0%"},{"v":0,"d":"0.0%"},{"v":0,"d":"0.0%"},{"v":0,"d":"0.0%"},{"v":0,"d":"0.0%"},{"v":0,"d":"0.0%"},{"v":0,"d":"0.0%"},{"v":1,"d":"100.0%"},{"v":0,"d":"0.0%"},{"v":0,"d":"0.0%"},{"v":1,"d":"100.0%"}]
[214,2020,"AL","Morgan Energy Center",55293,"Tennessee Valley Authority",18642,"Morgan Energy Center LLC",29122,"IPP CHP","Tennessee Valley Authority","TVA","SERC","SRTV","SERC Tennessee Valley",null,"01","103","Morgan",34.6397,-87.0639,3,4,"NG","GAS",null,{"v":0.36128,"d":"0.3613"},{"v":900,"d":"900.0"},{"v":0.731201166920345,"d":"0.7312"},null,"Yes",{"v":2262025.6,"d":"2,262,026"},{"v":4.298,"d":"4"},{"v":0.851415,"d":"0.8514"},null,{"v":18976215.062,"d":"18,976,215"},{"v":8454537.729,"d":"8,454,538"},{"v":18976215.062,"d":"18,976,215"},{"v":8454537.729,"d":"8,454,538"},{"v":2848326,"d":"2,848,326"},{"v":1276155,"d":"1,276,155"},{"v":67.999,"d":"68"},{"v":29.434,"d":"29"},{"v":5.704,"d":"6"},{"v":1127726.325,"d":"1,127,726"},{"v":43052.703,"d":"43,053"},{"v":4305.27,"d":"4,305"},{"v":1128905.969,"d":"1,128,906"},null,0.048,0.046,0.004,791.852,0.015,{"v":2E-3,"d":"0.002"},{"v":792.68,"d":"792.680"},null,0.007,0.007,{"v":1E-3,"d":"0.001"},118.857,{"v":2E-3,"d":"0.002"},{"v":0,"d":"0.000"},118.981,null,0.048,0.046,0.004,791.852,0.015,{"v":2E-3,"d":"0.002"},{"v":792.68,"d":"792.680"},null,{"v":79.866,"d":"80"},{"v":34.571,"d":"35"},{"v":6.7,"d":"7"},{"v":1324531.5,"d":"1,324,532"},{"v":50566.046,"d":"50,566"},{"v":5056.605,"d":"5,057"},null,{"v":22287849.5,"d":"22,287,850"},{"v":9929981.5,"d":"9,929,982"},{"v":22287849.5,"d":"22,287,850"},{"v":9929981.5,"d":"9,929,982"},"EPA/CAMD","EPA/CAMD","EPA/CAMD","EPA/CAMD","EIA","EIA","--","EPA/CAMD","EPA/CAMD",{"$nulls":6},{"v":3311634.438,"d":"3,311,634"},{"v":1475443.771,"d":"1,475,444"},{"v":11.867,"d":"12"},{"v":5.137,"d":"5"},{"v":0.996,"d":"1"},{"v":196805.175,"d":"196,805"},{"v":7513.343,"d":"7,513"},{"v":751.334,"d":"751"},{"v":6662.23426,"d":"6,662.234"},0,0,{"v":2848326,"d":"2,848,326"},0,0,0,0,0,0,0,0,{"v":2848326,"d":"2,848,326"},0,0,{"v":2848326,"d":"2,848,326"},0,{"v":0,"d":"0.0%"},{"v":0,"d":"0.0%"},{"v":1,"d":"100.0%"},{"v":0,"d":"0.0%"},{"v":0,"d":"0.0%"},{"v":0,"d":"0.0%"},{"v":0,"d":"0.0%"},{"v":0,"d":"0.0%"},{"v":0,"d":"0.0%"},{"v":0,"d":"0.0%"},{"v":0,"d":"0.0%"},{"v":1,"d":"100.0%"},{"v":0,"d":"0.0%"},{"v":0,"d":"0.0%"},{"v":1,"d":"100.0%"},{"v":0,"d":"0.0%"}]
[215,2020,"AL","Muscle Shoals",62462,"Tennessee Valley Authority",18642,"Muscle Shoals Solar, LLC",63647,"IPP Non-CHP","Tennessee Valley Authority","TVA","SERC","SRTV","SERC Tennessee Valley",null,"01","033","Colbert",34.76973,-87.90454,1,1,"SUN","SOLAR",null,null,{"v":227,"d":"227.0"},{"$nulls":62},"--"]
[216,2020,"AL","OE_ALD",64469,"PowerSouth Energy Cooperative",189,"OE_ALD",64086,"IPP Non-CHP","PowerSouth Energy Cooperative","AEC","SERC","SRSO","SERC South",null,"01","039","Covington",31.007777,-86.59194,1,1,"SUN","SOLAR",null,null,{"v":80,"d":"80.0"},{"$nulls":62},"--"]
[217,2020,"AL","Packaging Corporation of America Jackson Mill",55044,"Alabama Power Co",195,"Boise White Paper LLC",56310,"Industrial CHP","Southern Company Services, Inc. - Trans","SOCO","SERC","SRSO","SERC South",null,"01","025","Clarke",31.4894,-87.8989,4,1,"BLQ","BIOMASS",null,0.4429,15.6,{"v":0.59516804970144,"d":"0.5952"},"Yes","Yes",{"v":3208158.4,"d":"3,208,158"},{"v":0.064,"d":"0"},{"v":0.079065,"d":"0.0791"},null,{"v":343222.688,"d":"343,223"},0,{"v":343222.688,"d":"343,223"},0,{"v":60524.829,"d":"60,525"},0,{"v":16.13,"d":"16"},0,{"v":65.84,"d":"66"},{"v":6982.468,"d":"6,982"},{"v":1831.788,"d":"1,832"},{"v":1070.436,"d":"1,070"},{"v":7164.86,"d":"7,165"},null,0.533,null,2.176,230.731,{"v":0.03,"d":"0.030"},0.018,236.758,null,0.094,null,0.384,40.688,0.005,0.003,41.751,null,0.533,null,2.176,230.731,{"v":0.03,"d":"0.030"},0.018,236.758,null,{"v":204.005,"d":"204"},0,{"v":832.734,"d":"833"},{"v":402594.582,"d":"402,595"},{"v":23168.251,"d":"23,168"},{"v":13538.753,"d":"13,539"},null,{"v":4341042.312,"d":"4,341,042"},0,{"v":4341042.312,"d":"4,341,042"},0,"EIA","EIA","EIA","EIA","EIA","EIA","--","EIA","EIA",{"$nulls":3},{"v":314281.111,"d":"314,281"},null,null,{"v":3997819.624,"d":"3,997,820"},0,{"v":187.875,"d":"188"},0,{"v":766.894,"d":"767"},{"v":81331.004,"d":"81,331"},{"v":21336.463,"d":"21,336"},{"v":12468.318,"d":"12,468"},{"v":5670.775017,"d":"5,670.775"},0,{"v":184.698,"d":"185"},{"v":20812.824,"d":"20,813"},0,0,{"v":39527.307,"d":"39,527"},0,0,0,0,0,{"v":20997.522,"d":"20,998"},{"v":39527.307,"d":"39,527"},{"v":39527.307,"d":"39,527"},{"v":60524.829,"d":"60,525"},0,{"v":0,"d":"0.0%"},{"v":0.00305160713465213,"d":"0.3%"},{"v":0.343872495699244,"d":"34.4%"},{"v":0,"d":"0.0%"},{"v":0,"d":"0.0%"},{"v":0.653075897166104,"d":"65.3%"},{"v":0,"d":"0.0%"},{"v":0,"d":"0.0%"},{"v":0,"d":"0.0%"},{"v":0,"d":"0.0%"},{"v":0,"d":"0.0%"},{"v":0.346924102833897,"d":"34.7%"},{"v":0.653075897166104,"d":"65.3%"},{"v":0.653075897166104,"d":"65.3%"},{"v":1,"d":"100.0%"},{"v":0,"d":"0.0%"}]
[218,2020,"AL","Pinckard Solar",62787,"Alabama Power Co",195,"RWE Renewables Americas LLC",56215,"IPP Non-CHP","Southern Company Services, Inc. - Trans","SOCO","SERC","SRSO","SERC South",null,"01","045","Dale",31.297,-85.536,1,1,"SUN","SOLAR",null,null,85.1,{"$nulls":62},"--"]
[219,2020,"AL","Plant H. Allen Franklin",7710,"Georgia Power Co",7140,"Southern Power Co",17650,"IPP Non-CHP","Southern Company Services, Inc. - Trans","SOCO","SERC","SRSO","SERC South",null,"01","081","Lee",32.6078,-85.0975,6,12,"NG","GAS",null,{"v":0.53752,"d":"0.5375"},{"v":2683.8,"d":"2,683.8"},{"v":0.437464929948369,"d":"0.4375"},{"$nulls":6},{"v":87423376,"d":"87,423,376"},{"v":40394582.5,"d":"40,394,583"},{"v":87423376,"d":"87,423,376"},{"v":40394582.5,"d":"40,394,583"},{"v":12637167,"d":"12,637,167"},{"v":5780778,"d":"5,780,778"},{"v":369.182,"d":"369"},{"v":168.444,"d":"168"},{"v":26.2,"d":"26"},{"v":5195443.688,"d":"5,195,444"},{"v":196133.402,"d":"196,133"},{"v":19613.34,"d":"19,613"},{"v":5200817.743,"d":"5,200,818"},null,0.058,0.058,0.004,822.248,0.016,{"v":2E-3,"d":"0.002"},823.099,null,0.008,0.008,{"v":1E-3,"d":"0.001"},118.857,{"v":2E-3,"d":"0.002"},{"v":0,"d":"0.000"},{"v":118.98,"d":"118.980"},null,0.058,0.058,0.004,822.248,0.016,{"v":2E-3,"d":"0.002"},823.099,null,{"v":369.182,"d":"369"},{"v":168.444,"d":"168"},{"v":26.2,"d":"26"},{"v":5195443.688,"d":"5,195,444"},{"v":196133.402,"d":"196,133"},{"v":19613.34,"d":"19,613"},null,{"v":87423376,"d":"87,423,376"},{"v":40394582.5,"d":"40,394,583"},{"v":87423376,"d":"87,423,376"},{"v":40394582.5,"d":"40,394,583"},"EPA/CAMD","EPA/CAMD","EPA/CAMD","EPA/CAMD","EIA","EIA","--","EPA/CAMD","EPA/CAMD",{"$nulls":14},{"v":6917.956849,"d":"6,917.957"},0,0,{"v":12637167,"d":"12,637,167"},0,0,0,0,0,0,0,0,{"v":12637167,"d":"12,637,167"},0,0,{"v":12637167,"d":"12,637,167"},0,{"v":0,"d":"0.0%"},{"v":0,"d":"0.0%"},{"v":1,"d":"100.0%"},{"v":0,"d":"0.0%"},{"v":0,"d":"0.0%"},{"v":0,"d":"0.0%"},{"v":0,"d":"0.0%"},{"v":0,"d":"0.0%"},{"v":0,"d":"0.0%"},{"v":0,"d":"0.0%"},{"v":0,"d":"0.0%"},{"v":1,"d":"100.0%"},{"v":0,"d":"0.0%"},{"v":0,"d":"0.0%"},{"v":1,"d":"100.0%"},{"v":0,"d":"0.0%"}]
[220,2020,"AL","Point A",55,"PowerSouth Energy Cooperative",189,"PowerSouth Energy Cooperative",189,"Electric Utility","PowerSouth Energy Cooperative","AEC","SERC","SRSO","SERC South",null,"01","039","Covington",31.361146,-86.518307,3,3,"WAT","HYDRO",null,{"v":0.12155,"d":"0.1216"},5.2,{"$nulls":9},{"v":48577,"d":"48,577"},{"v":22105.001,"d":"22,105"},{"v":5536.999,"d":"5,537"},{"v":2520.001,"d":"2,520"},{"$nulls":41},{"v":48577,"d":"48,577"},{"v":22105.001,"d":"22,105"},{"$nulls":6},"--","EIA","EIA",{"$nulls":15},0,0,0,0,{"v":5537,"d":"5,537"},0,0,0,0,0,0,0,{"v":5537,"d":"5,537"},0,0,{"v":5537,"d":"5,537"},{"v":0,"d":"0.0%"},{"v":0,"d":"0.0%"},{"v":0,"d":"0.0%"},{"v":0,"d":"0.0%"},{"v":1,"d":"100.0%"},{"v":0,"d":"0.0%"},{"v":0,"d":"0.0%"},{"v":0,"d":"0.0%"},{"v":0,"d":"0.0%"},{"v":0,"d":"0.0%"},{"v":0,"d":"0.0%"},{"v":0,"d":"0.0%"},{"v":1,"d":"100.0%"},{"v":0,"d":"0.0%"},{"v":0,"d":"0.0%"},{"v":1,"d":"100.0%"}]
[221,2020,"AL","Redstone Arsenal Hybrid",61901,"Tennessee Valley Authority",18642,"Goldman Sachs Renewable Power Group",61944,"IPP Non-CHP","Tennessee Valley Authority","TVA","SERC","SRTV","SERC Tennessee Valley",null,"01","089","Madison",34.610987,-86.611551,2,2,"SUN","SOLAR",null,{"v":0.17889,"d":"0.1789"},{"v":11,"d":"11.0"},{"$nulls":7},0,0,{"v":151598,"d":"151,598"},{"v":77382,"d":"77,382"},{"v":17238,"d":"17,238"},{"v":8803,"d":"8,803"},{"$nulls":24},{"v":0,"d":"0.000"},null,{"v":0,"d":"0.000"},{"v":0,"d":"0.000"},{"v":0,"d":"0.000"},{"v":0,"d":"0.000"},{"v":0,"d":"0.000"},{"$nulls":8},0,0,{"v":151598,"d":"151,598"},{"v":77382,"d":"77,382"},{"$nulls":6},"--","EIA","EIA",{"$nulls":15},0,0,0,0,0,0,0,{"v":17280,"d":"17,280"},0,0,{"v":-42,"d":"(42)"},{"v":-42,"d":"(42)"},{"v":17280,"d":"17,280"},{"v":17280,"d":"17,280"},{"v":-42,"d":"(42)"},{"v":17280,"d":"17,280"},{"v":0,"d":"0.0%"},{"v":0,"d":"0.0%"},{"v":0,"d":"0.0%"},{"v":0,"d":"0.0%"},{"v":0,"d":"0.0%"},{"v":0,"d":"0.0%"},{"v":0,"d":"0.0%"},{"v":1,"d":"100.0%"},{"v":0,"d":"0.0%"},{"v":0,"d":"0.0%"},{"v":0,"d":"0.0%"},{"v":0,"d":"0.0%"},{"v":1,"d":"100.0%"},{"v":1,"d":"100.0%"},{"v":0,"d":"0.0%"},{"v":1,"d":"100.0%"}]
[222,2020,"AL","River Bend Solar, LLC",60058,"Tennessee Valley Authority",18642,"River Bend Solar, LLC",59790,"IPP Non-CHP","Tennessee Valley Authority","TVA","SERC","SRTV","SERC Tennessee Valley",null,"01","077","Lauderdale",34.831511,-87.842204,1,1,"SUN","SOLAR",null,{"v":0.19896,"d":"0.1990"},{"v":75,"d":"75.0"},{"$nulls":9},{"v":1146751,"d":"1,146,751"},{"v":549162,"d":"549,162"},{"v":130714,"d":"130,714"},{"v":62597,"d":"62,597"},{"$nulls":41},{"v":1146751,"d":"1,146,751"},{"v":549162,"d":"549,162"},{"$nulls":6},"--","EIA","EIA",{"$nulls":15},0,0,0,0,0,0,0,{"v":130714,"d":"130,714"},0,0,0,0,{"v":130714,"d":"130,714"},{"v":130714,"d":"130,714"},0,{"v":130714,"d":"130,714"},{"v":0,"d":"0.0%"},{"v":0,"d":"0.0%"},{"v":0,"d":"0.0%"},{"v":0,"d":"0.0%"},{"v":0,"d":"0.0%"},{"v":0,"d":"0.0%"},{"v":0,"d":"0.0%"},{"v":1,"d":"100.0%"},{"v":0,"d":"0.0%"},{"v":0,"d":"0.0%"},{"v":0,"d":"0.0%"},{"v":0,"d":"0.0%"},{"v":1,"d":"100.0%"},{"v":1,"d":"100.0%"},{"v":0,"d":"0.0%"},{"v":1,"d":"100.0%"}]
[223,2020,"AL","SABIC Innovative Plastics - Burkville",7698,"Alabama Power Co",195,"Alabama Power Co",195,"Electric Utility","Southern Company Services, Inc. - Trans","SOCO","SERC","SRSO","SERC South",null,"01","085","Lowndes",32.310226,-86.52542,1,2,"NG","GAS",null,{"v":0.72133,"d":"0.7213"},{"v":97,"d":"97.0"},{"v":0.131123585808658,"d":"0.1311"},null,"Yes",{"v":3937740.8,"d":"3,937,741"},{"v":0.531,"d":"1"},{"v":0.414633,"d":"0.4146"},null,{"v":2560667.77,"d":"2,560,668"},{"v":1046699.301,"d":"1,046,699"},{"v":2560667.77,"d":"2,560,668"},{"v":1046699.301,"d":"1,046,699"},{"v":612925,"d":"612,925"},{"v":249346,"d":"249,346"},{"v":37.712,"d":"38"},{"v":15.435,"d":"15"},{"v":0.788,"d":"1"},{"v":152175.906,"d":"152,176"},{"v":6815.267,"d":"6,815"},{"v":681.527,"d":"682"},{"v":152362.644,"d":"152,363"},null,0.123,0.124,0.003,496.556,0.011,{"v":1E-3,"d":"0.001"},497.166,null,0.029,0.029,{"v":1E-3,"d":"0.001"},118.856,0.003,{"v":0,"d":"0.000"},119.002,null,0.123,0.124,0.003,496.556,0.011,{"v":1E-3,"d":"0.001"},497.166,null,{"v":90.953,"d":"91"},{"v":37.226,"d":"37"},{"v":1.9,"d":"2"},{"v":367013.688,"d":"367,014"},{"v":16436.875,"d":"16,437"},{"v":1643.687,"d":"1,644"},null,{"v":6175748.5,"d":"6,175,749"},{"v":2524400.75,"d":"2,524,401"},{"v":6175748.5,"d":"6,175,749"},{"v":2524400.75,"d":"2,524,401"},"EPA/CAMD","EPA/CAMD","EPA/CAMD","EPA/CAMD","EIA","EIA","--","EPA/CAMD","EPA/CAMD",{"$nulls":6},{"v":3615080.73,"d":"3,615,081"},{"v":1477701.449,"d":"1,477,701"},{"v":53.241,"d":"53"},{"v":21.791,"d":"22"},{"v":1.112,"d":"1"},{"v":214837.782,"d":"214,838"},{"v":9621.608,"d":"9,622"},{"v":962.161,"d":"962"},{"v":4177.783204,"d":"4,177.783"},0,0,{"v":612925,"d":"612,925"},0,0,0,0,0,0,0,0,{"v":612925,"d":"612,925"},0,0,{"v":612925,"d":"612,925"},0,{"v":0,"d":"0.0%"},{"v":0,"d":"0.0%"},{"v":1,"d":"100.0%"},{"v":0,"d":"0.0%"},{"v":0,"d":"0.0%"},{"v":0,"d":"0.0%"},{"v":0,"d":"0.0%"},{"v":0,"d":"0.0%"},{"v":0,"d":"0.0%"},{"v":0,"d":"0.0%"},{"v":0,"d":"0.0%"},{"v":1,"d":"100.0%"},{"v":0,"d":"0.0%"},{"v":0,"d":"0.0%"},{"v":1,"d":"100.0%"},{"v":0,"d":"0.0%"}]
[224,2020,"AL","Sand Valley Power Station",59710,"Sand Mountain Electric Coop",16629,"EDL Inc",55858,"IPP Non-CHP","Tennessee Valley Authority","TVA","SERC","SRTV","SERC Tennessee Valley",null,"01","049","Dekalb",34.343875,-85.866103,3,3,"LFG","BIOMASS",null,{"v":0.58131,"d":"0.5813"},4.8,{"v":0.364480236872146,"d":"0.3645"},"Yes",{"$nulls":5},{"v":360361.008,"d":"360,361"},{"v":149327.004,"d":"149,327"},{"v":360361.008,"d":"360,361"},{"v":149327.004,"d":"149,327"},{"v":24443.001,"d":"24,443"},{"v":10128.999,"d":"10,129"},0,0,{"v":6.036,"d":"6"},{"v":1E-3,"d":"0"},0,0,{"v":1E-3,"d":"0"},null,{"v":0,"d":"0.000"},{"v":0,"d":"0.000"},0.494,{"v":0,"d":"0.000"},{"v":0,"d":"0.000"},{"v":0,"d":"0.000"},{"v":0,"d":"0.000"},null,{"v":0,"d":"0.000"},{"v":0,"d":"0.000"},0.033,{"v":0,"d":"0.000"},{"v":0,"d":"0.000"},{"v":0,"d":"0.000"},{"v":0,"d":"0.000"},null,{"v":0,"d":"0.000"},{"v":0,"d":"0.000"},0.494,{"v":0,"d":"0.000"},{"v":0,"d":"0.000"},{"v":0,"d":"0.000"},{"v":0,"d":"0.000"},null,{"v":261.258,"d":"261"},{"v":108.261,"d":"108"},{"v":8.108,"d":"8"},{"v":22882.849,"d":"22,883"},{"v":838.2,"d":"838"},{"v":83.82,"d":"84"},null,{"v":360361.008,"d":"360,361"},{"v":149327.004,"d":"149,327"},{"v":360361.008,"d":"360,361"},{"v":149327.004,"d":"149,327"},"EIA","EIA","EIA","EIA","EIA","EIA","--","EIA","EIA",{"v":261.258,"d":"261"},{"v":108.261,"d":"108"},{"v":2.072,"d":"2"},{"v":22882.848,"d":"22,883"},{"v":838.2,"d":"838"},{"v":83.82,"d":"84"},{"$nulls":8},{"v":14742.912401,"d":"14,742.912"},0,0,0,0,0,{"v":24443,"d":"24,443"},0,0,0,0,0,0,{"v":24443,"d":"24,443"},{"v":24443,"d":"24,443"},{"v":24443,"d":"24,443"},0,{"v":0,"d":"0.0%"},{"v":0,"d":"0.0%"},{"v":0,"d":"0.0%"},{"v":0,"d":"0.0%"},{"v":0,"d":"0.0%"},{"v":1,"d":"100.0%"},{"v":0,"d":"0.0%"},{"v":0,"d":"0.0%"},{"v":0,"d":"0.0%"},{"v":0,"d":"0.0%"},{"v":0,"d":"0.0%"},{"v":0,"d":"0.0%"},{"v":1,"d":"100.0%"},{"v":1,"d":"100.0%"},{"v":1,"d":"100.0%"},{"v":0,"d":"0.0%"}]
[225,2020,"AL","Sloss Industries Corp",50359,"Alabama Power Co",195,"Bluestone Coke LLC",62972,"Industrial CHP","Southern Company Services, Inc. - Trans","SOCO","SERC","SRSO","SERC South",null,"01","073","Jefferson",33.568164,-86.79873,3,2,"NG","GAS",null,{"v":0,"d":"0.0000"},{"v":25,"d":"25.0"},null,null,"Yes",{"v":1322938.4,"d":"1,322,938"},0,{"v":0,"d":"0.0000"},null,0,0,0,0,0,0,0,0,0,0,0,0,0,{"$nulls":25},{"v":74.177,"d":"74"},{"v":30.302,"d":"30"},{"v":1.791,"d":"2"},{"v":96648.513,"d":"96,649"},{"v":3646.048,"d":"3,646"},{"v":364.178,"d":"364"},null,{"v":1653672.5,"d":"1,653,673"},{"v":722513,"d":"722,513"},{"v":1653672.5,"d":"1,653,673"},{"v":722513,"d":"722,513"},"EIA","EIA","EIA","EIA","EIA","EIA","--","EIA","EIA",{"$nulls":6},{"v":1653672.5,"d":"1,653,673"},{"v":722513,"d":"722,513"},{"v":74.177,"d":"74"},{"v":30.302,"d":"30"},{"v":1.791,"d":"2"},{"v":96648.513,"d":"96,649"},{"v":3646.048,"d":"3,646"},{"v":364.178,"d":"364"},null,0,0,0,0,0,0,0,0,0,0,0,0,0,0,0,0]
[226,2020,"AL","Tenaska Lindsay Hill Generating Station",55271,"Alabama Power Co",195,"Tenaska Alabama Partners LP",31386,"IPP Non-CHP","Southern Company Services, Inc. - Trans","SOCO","SERC","SRSO","SERC South",null,"01","001","Autauga",32.6514,-86.7386,3,4,"NG","GAS",null,{"v":0.22182,"d":"0.2218"},939.4,{"v":0.96363246691677,"d":"0.9636"},{"$nulls":6},{"v":14490465,"d":"14,490,465"},{"v":7412262.25,"d":"7,412,262"},{"v":14490465,"d":"14,490,465"},{"v":7412262.25,"d":"7,412,262"},{"v":1825393,"d":"1,825,393"},{"v":922338,"d":"922,338"},{"v":53.881,"d":"54"},{"v":26.703,"d":"27"},{"v":4.4,"d":"4"},{"v":861178.5,"d":"861,179"},{"v":30774.335,"d":"30,774"},{"v":3077.433,"d":"3,077"},{"v":862021.717,"d":"862,022"},null,0.059,0.058,0.005,943.554,0.017,{"v":2E-3,"d":"0.002"},944.478,null,0.007,0.007,{"v":1E-3,"d":"0.001"},118.861,{"v":2E-3,"d":"0.002"},{"v":0,"d":"0.000"},118.978,null,0.059,0.058,0.005,943.554,0.017,{"v":2E-3,"d":"0.002"},944.478,null,{"v":53.881,"d":"54"},{"v":26.703,"d":"27"},{"v":4.4,"d":"4"},{"v":861178.5,"d":"861,179"},{"v":30774.335,"d":"30,774"},{"v":3077.433,"d":"3,077"},null,{"v":14490465,"d":"14,490,465"},{"v":7412262.25,"d":"7,412,262"},{"v":14490465,"d":"14,490,465"},{"v":7412262.25,"d":"7,412,262"},"EPA/CAMD","EPA/CAMD","EPA/CAMD","EPA/CAMD","EIA","EIA","--","EPA/CAMD","EPA/CAMD",{"$nulls":14},{"v":7938.271375,"d":"7,938.271"},0,0,{"v":1825393,"d":"1,825,393"},0,0,0,0,0,0,0,0,{"v":1825393,"d":"1,825,393"},0,0,{"v":1825393,"d":"1,825,393"},0,{"v":0,"d":"0.0%"},{"v":0,"d":"0.0%"},{"v":1,"d":"100.0%"},{"v":0,"d":"0.0%"},{"v":0,"d":"0.0%"},{"v":0,"d":"0.0%"},{"v":0,"d":"0.0%"},{"v":0,"d":"0.0%"},{"v":0,"d":"0.0%"},{"v":0,"d":"0.0%"},{"v":0,"d":"0.0%"},{"v":1,"d":"100.0%"},{"v":0,"d":"0.0%"},{"v":0,"d":"0.0%"},{"v":1,"d":"100.0%"},{"v":0,"d":"0.0%"}]
[227,2020,"AL","Theodore Cogeneration",7721,"Alabama Power Co",195,"Alabama Power Co",195,"Electric Utility","Southern Company Services, Inc. - Trans","SOCO","SERC","SRSO","SERC South",null,"01","097","Mobile",30.525445,-88.128477,1,2,"NG","GAS",null,{"v":0.58036,"d":"0.5804"},317.4,{"v":0.366064792036514,"d":"0.3661"},null,"Yes",{"v":3139300,"d":"3,139,300"},{"v":1.754,"d":"2"},{"v":0.700519,"d":"0.7005"},null,{"v":9281001.975,"d":"9,281,002"},{"v":3743585.674,"d":"3,743,586"},{"v":9281001.975,"d":"9,281,002"},{"v":3743585.674,"d":"3,743,586"},{"v":1613650,"d":"1,613,650"},{"v":656452,"d":"656,452"},{"v":33.937,"d":"34"},{"v":14.351,"d":"14"},{"v":2.802,"d":"3"},{"v":551561.333,"d":"551,561"},{"v":17347.695,"d":"17,348"},{"v":1734.77,"d":"1,735"},{"v":552036.66,"d":"552,037"},null,0.042,0.044,0.003,{"v":683.62,"d":"683.620"},0.011,{"v":1E-3,"d":"0.001"},684.209,null,0.007,0.008,{"v":1E-3,"d":"0.001"},118.858,{"v":2E-3,"d":"0.002"},{"v":0,"d":"0.000"},118.961,null,0.042,0.044,0.003,{"v":683.62,"d":"683.620"},0.011,{"v":1E-3,"d":"0.001"},684.209,null,{"v":48.445,"d":"48"},{"v":20.486,"d":"20"},4,{"v":787360.5,"d":"787,361"},{"v":24764.046,"d":"24,764"},{"v":2476.405,"d":"2,476"},null,{"v":13248743,"d":"13,248,743"},{"v":5344014,"d":"5,344,014"},{"v":13248743,"d":"13,248,743"},{"v":5344014,"d":"5,344,014"},"EPA/CAMD","EPA/CAMD","EPA/CAMD","EPA/CAMD","EIA","EIA","--","EPA/CAMD","EPA/CAMD",{"$nulls":6},{"v":3967741.025,"d":"3,967,741"},{"v":1600428.326,"d":"1,600,428"},{"v":14.508,"d":"15"},{"v":6.135,"d":"6"},{"v":1.198,"d":"1"},{"v":235799.167,"d":"235,799"},{"v":7416.35,"d":"7,416"},{"v":741.635,"d":"742"},{"v":5751.558253,"d":"5,751.558"},0,0,{"v":1613650,"d":"1,613,650"},0,0,0,0,0,0,0,0,{"v":1613650,"d":"1,613,650"},0,0,{"v":1613650,"d":"1,613,650"},0,{"v":0,"d":"0.0%"},{"v":0,"d":"0.0%"},{"v":1,"d":"100.0%"},{"v":0,"d":"0.0%"},{"v":0,"d":"0.0%"},{"v":0,"d":"0.0%"},{"v":0,"d":"0.0%"},{"v":0,"d":"0.0%"},{"v":0,"d":"0.0%"},{"v":0,"d":"0.0%"},{"v":0,"d":"0.0%"},{"v":1,"d":"100.0%"},{"v":0,"d":"0.0%"},{"v":0,"d":"0.0%"},{"v":1,"d":"100.0%"},{"v":0,"d":"0.0%"}]
[228,2020,"AL","Thurlow Dam",19,"Alabama Power Co",195,"Alabama Power Co",195,"Electric Utility","Southern Company Services, Inc. - Trans","SOCO","SERC","SRSO","SERC South",null,"01","051","Elmore",32.535436,-85.887614,3,3,"WAT","HYDRO",null,{"v":0.37634,"d":"0.3763"},{"v":91,"d":"91.0"},{"$nulls":9},{"v":2631918,"d":"2,631,918"},{"v":1197689.047,"d":"1,197,689"},{"v":300002.001,"d":"300,002"},{"v":136520,"d":"136,520"},{"$nulls":41},{"v":2631918,"d":"2,631,918"},{"v":1197689.047,"d":"1,197,689"},{"$nulls":6},"--","EIA","EIA",{"$nulls":15},0,0,0,0,{"v":300002,"d":"300,002"},0,0,0,0,0,0,0,{"v":300002,"d":"300,002"},0,0,{"v":300002,"d":"300,002"},{"v":0,"d":"0.0%"},{"v":0,"d":"0.0%"},{"v":0,"d":"0.0%"},{"v":0,"d":"0.0%"},{"v":1,"d":"100.0%"},{"v":0,"d":"0.0%"},{"v":0,"d":"0.0%"},{"v":0,"d":"0.0%"},{"v":0,"d":"0.0%"},{"v":0,"d":"0.0%"},{"v":0,"d":"0.0%"},{"v":0,"d":"0.0%"},{"v":1,"d":"100.0%"},{"v":0,"d":"0.0%"},{"v":0,"d":"0.0%"},{"v":1,"d":"100.0%"}]
[229,2020,"AL","Tom Bevill Lock and Dam Hydroelectric",61749,"Alabama Power Co",195,"Energy Resources USA, Inc.",60718,"IPP Non-CHP","Tennessee Valley Authority","TVA","SERC","SRTV","SERC Tennessee Valley",null,"01","107","Pickens",33.210892,-88.289611,3,3,"WAT","HYDRO",null,null,{"v":12,"d":"12.0"},{"$nulls":62},"--"]
[230,2020,"AL","U S Alliance Coosa Pines",54216,"Alabama Power Co",195,"Bowater Newport Coosa Pines Op",2053,"Industrial CHP","Southern Company Services, Inc. - Trans","SOCO","SERC","SRSO","SERC South",null,"01","121","Talladega",33.328107,-86.356825,4,7,"BLQ","BIOMASS",null,{"v":0.27386,"d":"0.2739"},63.4,{"v":0.876892384368293,"d":"0.8769"},"Yes","Yes",{"v":7305725.6,"d":"7,305,726"},{"v":0.071,"d":"0"},{"v":0.086542,"d":"0.0865"},null,{"v":842543.184,"d":"842,543"},{"v":331894.345,"d":"331,894"},{"v":842543.184,"d":"842,543"},{"v":331894.345,"d":"331,894"},{"v":152100,"d":"152,100"},{"v":59801,"d":"59,801"},{"v":39.795,"d":"40"},{"v":16.027,"d":"16"},{"v":168.169,"d":"168"},{"v":14784.592,"d":"14,785"},{"v":4671.759,"d":"4,672"},{"v":2798.476,"d":"2,798"},{"v":15259.961,"d":"15,260"},null,0.523,0.536,2.211,194.406,0.031,0.018,200.657,null,0.094,0.097,0.399,35.095,0.006,0.003,36.224,null,0.523,0.536,2.211,194.406,0.031,0.018,200.657,null,{"v":459.835,"d":"460"},{"v":185.187,"d":"185"},{"v":1943.202,"d":"1,943"},{"v":925897.969,"d":"925,898"},{"v":53982.274,"d":"53,982"},{"v":32336.45,"d":"32,336"},null,{"v":9735604.5,"d":"9,735,605"},{"v":3835046.25,"d":"3,835,046"},{"v":9735604.5,"d":"9,735,605"},{"v":3835046.25,"d":"3,835,046"},"EIA","EIA","EIA","EIA","EIA","EIA","--","EIA","EIA",{"$nulls":3},{"v":755061.697,"d":"755,062"},null,null,{"v":8893061.316,"d":"8,893,061"},{"v":3503151.905,"d":"3,503,152"},{"v":420.04,"d":"420"},{"v":169.16,"d":"169"},{"v":1775.033,"d":"1,775"},{"v":156051.68,"d":"156,052"},{"v":49310.515,"d":"49,311"},{"v":29537.974,"d":"29,538"},{"v":5539.403026,"d":"5,539.403"},0,0,{"v":45650.857,"d":"45,651"},0,0,{"v":106449.14,"d":"106,449"},0,0,0,0,0,{"v":45650.857,"d":"45,651"},{"v":106449.14,"d":"106,449"},{"v":106449.14,"d":"106,449"},{"v":152099.997,"d":"152,100"},0,{"v":0,"d":"0.0%"},{"v":0,"d":"0.0%"},{"v":0.300137132810068,"d":"30.0%"},{"v":0,"d":"0.0%"},{"v":0,"d":"0.0%"},{"v":0.699862867189932,"d":"70.0%"},{"v":0,"d":"0.0%"},{"v":0,"d":"0.0%"},{"v":0,"d":"0.0%"},{"v":0,"d":"0.0%"},{"v":0,"d":"0.0%"},{"v":0.300137132810068,"d":"30.0%"},{"v":0.699862867189932,"d":"70.0%"},{"v":0.699862867189932,"d":"70.0%"},{"v":1,"d":"100.0%"},{"v":0,"d":"0.0%"}]
[231,2020,"AL","W&T Onshore Treating Facility (OTF)",54550,"Alabama Power Co",195,"W&T Offshore Inc",57139,"Industrial CHP","Southern Company Services, Inc. - Trans","SOCO","SERC","SRSO","SERC South",null,"01","097","Mobile",30.43203,-88.18241,4,4,"NG","GAS",null,0.6009,{"v":12,"d":"12.0"},{"v":0.331827118214104,"d":"0.3318"},null,"Yes",{"v":400386.4,"d":"400,386"},{"v":0.538,"d":"1"},{"v":0.417906,"d":"0.4179"},null,{"v":331701.045,"d":"331,701"},{"v":125699.518,"d":"125,700"},{"v":331701.045,"d":"331,701"},{"v":125699.518,"d":"125,700"},{"v":63167,"d":"63,167"},{"v":23570,"d":"23,570"},{"v":52.962,"d":"53"},{"v":20.112,"d":"20"},{"v":0.53,"d":"1"},{"v":19386.111,"d":"19,386"},{"v":731.276,"d":"731"},{"v":73.128,"d":"73"},{"v":19406.148,"d":"19,406"},null,1.677,1.707,0.017,613.805,0.012,{"v":1E-3,"d":"0.001"},614.439,null,0.319,{"v":0.32,"d":"0.320"},0.003,116.889,{"v":2E-3,"d":"0.002"},{"v":0,"d":"0.000"},{"v":117.01,"d":"117.010"},null,1.677,1.707,0.017,613.805,0.012,{"v":1E-3,"d":"0.001"},614.439,null,{"v":126.732,"d":"127"},{"v":48.126,"d":"48"},{"v":1.268,"d":"1"},{"v":46388.658,"d":"46,389"},{"v":1749.857,"d":"1,750"},{"v":174.986,"d":"175"},null,{"v":793721.156,"d":"793,721"},{"v":300784,"d":"300,784"},{"v":793721.156,"d":"793,721"},{"v":300784,"d":"300,784"},"EIA","EIA","EIA","EIA","EIA","EIA","--","EIA","EIA",{"$nulls":6},{"v":462020.111,"d":"462,020"},{"v":175084.482,"d":"175,084"},{"v":73.77,"d":"74"},{"v":28.014,"d":"28"},{"v":0.738,"d":"1"},{"v":27002.547,"d":"27,003"},{"v":1018.581,"d":"1,019"},{"v":101.858,"d":"102"},{"v":5251.176165,"d":"5,251.176"},0,0,{"v":63167,"d":"63,167"},0,0,0,0,0,0,0,0,{"v":63167,"d":"63,167"},0,0,{"v":63167,"d":"63,167"},0,{"v":0,"d":"0.0%"},{"v":0,"d":"0.0%"},{"v":1,"d":"100.0%"},{"v":0,"d":"0.0%"},{"v":0,"d":"0.0%"},{"v":0,"d":"0.0%"},{"v":0,"d":"0.0%"},{"v":0,"d":"0.0%"},{"v":0,"d":"0.0%"},{"v":0,"d":"0.0%"},{"v":0,"d":"0.0%"},{"v":1,"d":"100.0%"},{"v":0,"d":"0.0%"},{"v":0,"d":"0.0%"},{"v":1,"d":"100.0%"},{"v":0,"d":"0.0%"}]
[232,2020,"AL","Walter Bouldin Dam",4,"Alabama Power Co",195,"Alabama Power Co",195,"Electric Utility","Southern Company Services, Inc. - Trans","SOCO","SERC","SRSO","SERC South",null,"01","051","Elmore",32.583889,-86.283056,3,3,"WAT","HYDRO",null,{"v":0.28139,"d":"0.2814"},{"v":225,"d":"225.0"},{"$nulls":9},{"v":4865620.875,"d":"4,865,621"},{"v":2214165.938,"d":"2,214,166"},{"v":554613,"d":"554,613"},{"v":252384,"d":"252,384"},{"$nulls":41},{"v":4865620.875,"d":"4,865,621"},{"v":2214165.938,"d":"2,214,166"},{"$nulls":6},"--","EIA","EIA",{"$nulls":15},0,0,0,0,{"v":554613,"d":"554,613"},0,0,0,0,0,0,0,{"v":554613,"d":"554,613"},0,0,{"v":554613,"d":"554,613"},{"v":0,"d":"0.0%"},{"v":0,"d":"0.0%"},{"v":0,"d":"0.0%"},{"v":0,"d":"0.0%"},{"v":1,"d":"100.0%"},{"v":0,"d":"0.0%"},{"v":0,"d":"0.0%"},{"v":0,"d":"0.0%"},{"v":0,"d":"0.0%"},{"v":0,"d":"0.0%"},{"v":0,"d":"0.0%"},{"v":0,"d":"0.0%"},{"v":1,"d":"100.0%"},{"v":0,"d":"0.0%"},{"v":0,"d":"0.0%"},{"v":1,"d":"100.0%"}]
[233,2020,"AL","Walton Discover Power Facility",55138,"Georgia Transmission Corp",7197,"Walton Discover LLC",60492,"IPP Non-CHP","Southern Company Services, Inc. - Trans","SOCO","SERC","SRSO","SERC South",null,"01","081","LEE",32.54098,-85.038879,4,2,"NG","GAS",null,{"v":9e-05,"d":"0.0001"},{"v":103,"d":"103.0"},{"v":1,"d":"1.0000"},{"$nulls":6},{"v":1130.104,"d":"1,130"},{"v":1130.104,"d":"1,130"},{"v":1130.104,"d":"1,130"},{"v":1130.104,"d":"1,130"},80,39,{"v":0.196,"d":"0"},{"v":0.196,"d":"0"},0,{"v":66.049,"d":"66"},{"v":2.407,"d":"2"},{"v":0.241,"d":"0"},{"v":66.115,"d":"66"},null,{"v":4.9,"d":"4.900"},10.051,{"v":0,"d":"0.000"},{"v":1651.225,"d":"1,651.225"},{"v":0.03,"d":"0.030"},0.003,{"v":1652.874,"d":"1,652.874"},null,0.347,0.347,{"v":0,"d":"0.000"},{"v":116.89,"d":"116.890"},{"v":2E-3,"d":"0.002"},{"v":0,"d":"0.000"},117.007,null,{"v":4.9,"d":"4.900"},10.051,{"v":0,"d":"0.000"},{"v":1651.225,"d":"1,651.225"},{"v":0.03,"d":"0.030"},0.003,{"v":1652.874,"d":"1,652.874"},null,{"v":0.196,"d":"0"},{"v":0.196,"d":"0"},0,{"v":66.049,"d":"66"},{"v":2.407,"d":"2"},{"v":0.241,"d":"0"},null,{"v":1130.104,"d":"1,130"},{"v":1130.104,"d":"1,130"},{"v":1130.104,"d":"1,130"},{"v":1130.104,"d":"1,130"},"EPA/CAMD","EPA/CAMD","EPA/CAMD","EIA","EIA","EIA","--","EPA/CAMD","EPA/CAMD",{"$nulls":14},{"v":14126.300049,"d":"14,126.300"},0,0,80,0,0,0,0,0,0,0,0,80,0,0,80,0,{"v":0,"d":"0.0%"},{"v":0,"d":"0.0%"},{"v":1,"d":"100.0%"},{"v":0,"d":"0.0%"},{"v":0,"d":"0.0%"},{"v":0,"d":"0.0%"},{"v":0,"d":"0.0%"},{"v":0,"d":"0.0%"},{"v":0,"d":"0.0%"},{"v":0,"d":"0.0%"},{"v":0,"d":"0.0%"},{"v":1,"d":"100.0%"},{"v":0,"d":"0.0%"},{"v":0,"d":"0.0%"},{"v":1,"d":"100.0%"},{"v":0,"d":"0.0%"}]
[234,2020,"AL","Washington County Cogen (Olin)",7697,"Alabama Power Co",195,"Alabama Power Co",195,"Electric Utility","Southern Company Services, Inc. - Trans","SOCO","SERC","SRSO","SERC South",null,"01","129","Washington",31.2504,-88.0156,1,2,"NG","GAS",null,{"v":0.66198,"d":"0.6620"},122.5,{"v":0.230029820147237,"d":"0.2300"},null,"Yes",{"v":2551244,"d":"2,551,244"},{"v":0.95,"d":"1"},{"v":0.558907,"d":"0.5589"},null,{"v":4437392.238,"d":"4,437,392"},{"v":2131210.119,"d":"2,131,210"},{"v":4437392.238,"d":"4,437,392"},{"v":2131210.119,"d":"2,131,210"},{"v":710373,"d":"710,373"},{"v":356977,"d":"356,977"},{"v":84.873,"d":"85"},{"v":39.226,"d":"39"},{"v":1.285,"d":"1"},{"v":263712.293,"d":"263,712"},{"v":7806.262,"d":"7,806"},{"v":780.626,"d":"781"},{"v":263926.185,"d":"263,926"},null,0.239,{"v":0.22,"d":"0.220"},0.004,742.461,0.011,{"v":1E-3,"d":"0.001"},743.064,null,0.038,0.037,{"v":1E-3,"d":"0.001"},118.859,{"v":2E-3,"d":"0.002"},{"v":0,"d":"0.000"},118.956,null,0.239,{"v":0.22,"d":"0.220"},0.004,742.461,0.011,{"v":1E-3,"d":"0.001"},743.064,null,{"v":151.856,"d":"152"},{"v":70.183,"d":"70"},{"v":2.3,"d":"2"},{"v":471835.688,"d":"471,836"},{"v":13967.012,"d":"13,967"},{"v":1396.701,"d":"1,397"},null,{"v":7939410,"d":"7,939,410"},{"v":3813174.5,"d":"3,813,175"},{"v":7939410,"d":"7,939,410"},{"v":3813174.5,"d":"3,813,175"},"EPA/CAMD","EPA/CAMD","EPA/CAMD","EPA/CAMD","EIA","EIA","--","EPA/CAMD","EPA/CAMD",{"$nulls":6},{"v":3502017.762,"d":"3,502,018"},{"v":1681964.381,"d":"1,681,964"},{"v":66.983,"d":"67"},{"v":30.957,"d":"31"},{"v":1.015,"d":"1"},{"v":208123.394,"d":"208,123"},{"v":6160.751,"d":"6,161"},{"v":616.075,"d":"616"},{"v":6246.566575,"d":"6,246.567"},0,0,{"v":710373,"d":"710,373"},0,0,0,0,0,0,0,0,{"v":710373,"d":"710,373"},0,0,{"v":710373,"d":"710,373"},0,{"v":0,"d":"0.0%"},{"v":0,"d":"0.0%"},{"v":1,"d":"100.0%"},{"v":0,"d":"0.0%"},{"v":0,"d":"0.0%"},{"v":0,"d":"0.0%"},{"v":0,"d":"0.0%"},{"v":0,"d":"0.0%"},{"v":0,"d":"0.0%"},{"v":0,"d":"0.0%"},{"v":0,"d":"0.0%"},{"v":1,"d":"100.0%"},{"v":0,"d":"0.0%"},{"v":0,"d":"0.0%"},{"v":1,"d":"100.0%"},{"v":0,"d":"0.0%"}]
[235,2020,"AL","Weiss Dam",20,"Alabama Power Co",195,"Alabama Power Co",195,"Electric Utility","Southern Company Services, Inc. - Trans","SOCO","SERC","SRSO","SERC South",null,"01","019","Cherokee",34.172142,-85.753806,3,3,"WAT","HYDRO",null,{"v":0.37974,"d":"0.3797"},87.6,{"$nulls":9},{"v":2556486.938,"d":"2,556,487"},{"v":1163362.969,"d":"1,163,363"},{"v":291404.001,"d":"291,404"},{"v":132606.999,"d":"132,607"},{"$nulls":41},{"v":2556486.938,"d":"2,556,487"},{"v":1163362.969,"d":"1,163,363"},{"$nulls":6},"--","EIA","EIA",{"$nulls":15},0,0,0,0,{"v":291404,"d":"291,404"},0,0,0,0,0,0,0,{"v":291404,"d":"291,404"},0,0,{"v":291404,"d":"291,404"},{"v":0,"d":"0.0%"},{"v":0,"d":"0.0%"},{"v":0,"d":"0.0%"},{"v":0,"d":"0.0%"},{"v":1,"d":"100.0%"},{"v":0,"d":"0.0%"},{"v":0,"d":"0.0%"},{"v":0,"d":"0.0%"},{"v":0,"d":"0.0%"},{"v":0,"d":"0.0%"},{"v":0,"d":"0.0%"},{"v":0,"d":"0.0%"},{"v":1,"d":"100.0%"},{"v":0,"d":"0.0%"},{"v":0,"d":"0.0%"},{"v":1,"d":"100.0%"}]
[236,2020,"AL","Westervelt Moundville Cogen",57467,"Alabama Power Co",195,"The Westervelt Co",56785,"Industrial CHP","Southern Company Services, Inc. - Trans","SOCO","SERC","SRSO","SERC South",null,"01","065","Hale",32.960714,-87.655419,2,1,"WDS","BIOMASS",null,{"v":0.28314,"d":"0.2831"},{"v":13,"d":"13.0"},{"v":0.861433087460485,"d":"0.8614"},"Yes","Yes",{"v":893145.6,"d":"893,146"},{"v":0.123,"d":"0"},{"v":0.141105,"d":"0.1411"},null,{"v":185500.529,"d":"185,501"},0,{"v":185500.529,"d":"185,501"},0,{"v":32244,"d":"32,244"},{"v":13253.929,"d":"13,254"},{"v":15.304,"d":"15"},{"v":7.371,"d":"7"},{"v":2.319,"d":"2"},{"v":0.004,"d":"0"},{"v":13086.685,"d":"13,087"},{"v":1717.627,"d":"1,718"},{"v":419.514,"d":"420"},null,0.949,1.112,0.144,{"v":0,"d":"0.000"},0.406,0.053,26.021,null,0.165,null,0.025,{"v":0,"d":"0.000"},0.071,0.009,4.523,null,0.949,1.112,0.144,{"v":0,"d":"0.000"},0.406,0.053,26.021,null,{"v":108.457,"d":"108"},{"v":52.241,"d":"52"},{"v":16.433,"d":"16"},{"v":135928.422,"d":"135,928"},{"v":92744.422,"d":"92,744"},{"v":12172.705,"d":"12,173"},null,{"v":1314629.312,"d":"1,314,629"},0,{"v":1314629.312,"d":"1,314,629"},0,"EIA","EIA","EIA","EIA","EIA","EIA","--","EIA","EIA",{"$nulls":3},{"v":135928.394,"d":"135,928"},null,null,{"v":1129128.783,"d":"1,129,129"},0,{"v":93.153,"d":"93"},{"v":44.87,"d":"45"},{"v":14.114,"d":"14"},{"v":0.024,"d":"0"},{"v":79657.738,"d":"79,658"},{"v":10455.078,"d":"10,455"},{"v":5753.024722,"d":"5,753.025"},0,0,0,0,0,{"v":32244,"d":"32,244"},0,0,0,0,0,0,{"v":32244,"d":"32,244"},{"v":32244,"d":"32,244"},{"v":32244,"d":"32,244"},0,{"v":0,"d":"0.0%"},{"v":0,"d":"0.0%"},{"v":0,"d":"0.0%"},{"v":0,"d":"0.0%"},{"v":0,"d":"0.0%"},{"v":1,"d":"100.0%"},{"v":0,"d":"0.0%"},{"v":0,"d":"0.0%"},{"v":0,"d":"0.0%"},{"v":0,"d":"0.0%"},{"v":0,"d":"0.0%"},{"v":0,"d":"0.0%"},{"v":1,"d":"100.0%"},{"v":1,"d":"100.0%"},{"v":1,"d":"100.0%"},{"v":0,"d":"0.0%"}]
[237,2020,"AL","WestRock Coated Board",54802,"Alabama Power Co",195,"Mead Coated Board Inc",12222,"Industrial CHP","Southern Company Services, Inc. - Trans","SOCO","SERC","SRSO","SERC South",null,"01","113","Russell",32.1761,-85.0272,2,3,"NG","GAS",null,{"v":0.74506,"d":"0.7451"},120.5,{"v":0.0915626164446717,"d":"0.0916"},"Yes","Yes",{"v":17342650.4,"d":"17,342,650"},{"v":0.155,"d":"0"},{"v":0.171066,"d":"0.1711"},null,{"v":2781657.548,"d":"2,781,658"},{"v":261877.749,"d":"261,878"},{"v":2781657.548,"d":"2,781,658"},{"v":261877.749,"d":"261,878"},{"v":786473,"d":"786,473"},{"v":339290,"d":"339,290"},{"v":332.368,"d":"332"},{"v":14.545,"d":"15"},{"v":0.622,"d":"1"},0,{"v":137243.127,"d":"137,243"},{"v":25057.555,"d":"25,058"},0,null,0.845,0.086,{"v":2E-3,"d":"0.002"},{"v":0,"d":"0.000"},0.175,0.032,{"v":0,"d":"0.000"},null,0.239,0.111,{"v":0,"d":"0.000"},{"v":0,"d":"0.000"},0.049,0.009,{"v":0,"d":"0.000"},null,0.845,0.086,{"v":2E-3,"d":"0.002"},{"v":0,"d":"0.000"},0.175,0.032,{"v":0,"d":"0.000"},null,{"v":1942.924,"d":"1,943"},{"v":85.025,"d":"85"},{"v":3.637,"d":"4"},{"v":950351.25,"d":"950,351"},{"v":802282.304,"d":"802,282"},{"v":146478.979,"d":"146,479"},null,{"v":16260738.75,"d":"16,260,739"},{"v":1530859.062,"d":"1,530,859"},{"v":16260738.75,"d":"16,260,739"},{"v":1530859.062,"d":"1,530,859"},"EPA/CAMD; EIA","EPA/CAMD","EIA","EIA","EIA","EIA","--","EPA/CAMD; EIA","EPA/CAMD",{"$nulls":3},{"v":950351.25,"d":"950,351"},null,null,{"v":13479081.202,"d":"13,479,081"},{"v":1268981.313,"d":"1,268,981"},{"v":1610.556,"d":"1,611"},{"v":70.48,"d":"70"},{"v":3.015,"d":"3"},{"v":950351.25,"d":"950,351"},{"v":665039.177,"d":"665,039"},{"v":121421.424,"d":"121,421"},{"v":3536.876067,"d":"3,536.876"},0,0,{"v":212020.125,"d":"212,020"},0,0,{"v":574452.88,"d":"574,453"},0,0,0,0,0,{"v":212020.125,"d":"212,020"},{"v":574452.88,"d":"574,453"},{"v":574452.88,"d":"574,453"},{"v":786473.005,"d":"786,473"},0,{"v":0,"d":"0.0%"},{"v":0,"d":"0.0%"},{"v":0.269583474133356,"d":"27.0%"},{"v":0,"d":"0.0%"},{"v":0,"d":"0.0%"},{"v":0.730416525866644,"d":"73.0%"},{"v":0,"d":"0.0%"},{"v":0,"d":"0.0%"},{"v":0,"d":"0.0%"},{"v":0,"d":"0.0%"},{"v":0,"d":"0.0%"},{"v":0.269583474133356,"d":"27.0%"},{"v":0.730416525866644,"d":"73.0%"},{"v":0.730416525866644,"d":"73.0%"},{"v":1,"d":"100.0%"},{"v":0,"d":"0.0%"}]
[238,2020,"AL","WestRock Demopolis Mill",54763,"Alabama Power Co",195,"WestRock Mill Company, LLC",59976,"Industrial CHP","Southern Company Services, Inc. - Trans","SOCO","SERC","SRSO","SERC South",null,"01","091","Marengo",32.4541,-87.9759,8,4,"BLQ","BIOMASS",null,{"v":0.45819,"d":"0.4582"},76.4,{"v":0.569679782567118,"d":"0.5697"},"Yes","Yes",{"v":9234650.4,"d":"9,234,650"},{"v":0.113,"d":"0"},{"v":0.131275,"d":"0.1313"},null,{"v":1732193.253,"d":"1,732,193"},{"v":725387.306,"d":"725,387"},{"v":1732193.253,"d":"1,732,193"},{"v":725387.306,"d":"725,387"},{"v":306651.498,"d":"306,651"},{"v":126726.557,"d":"126,727"},{"v":137.572,"d":"138"},{"v":57.625,"d":"58"},{"v":31.544,"d":"32"},{"v":2238.222,"d":"2,238"},{"v":44640.503,"d":"44,641"},{"v":10263.862,"d":"10,264"},{"v":4325.543,"d":"4,326"},null,0.897,0.909,0.206,14.598,0.146,0.033,28.211,null,0.159,0.159,0.036,2.584,0.026,0.006,4.994,null,0.897,0.909,0.206,14.598,0.146,0.033,28.211,null,{"v":1047.969,"d":"1,048"},{"v":438.963,"d":"439"},{"v":240.286,"d":"240"},{"v":1418404.124,"d":"1,418,404"},{"v":340053.382,"d":"340,053"},{"v":78185.967,"d":"78,186"},null,{"v":13195150.852,"d":"13,195,151"},{"v":5525708.469,"d":"5,525,708"},{"v":13195150.852,"d":"13,195,151"},{"v":5525708.469,"d":"5,525,708"},"EIA","EIA","EPA/CAMD; EIA","EIA","EIA","EIA","--","EIA","EIA",{"$nulls":3},{"v":1401354.252,"d":"1,401,354"},null,null,{"v":11462957.599,"d":"11,462,958"},{"v":4800321.163,"d":"4,800,321"},{"v":910.397,"d":"910"},{"v":381.338,"d":"381"},{"v":208.742,"d":"209"},{"v":14811.65,"d":"14,812"},{"v":295412.879,"d":"295,413"},{"v":67922.105,"d":"67,922"},{"v":5648.735644,"d":"5,648.736"},0,{"v":198.927,"d":"199"},{"v":6428.963,"d":"6,429"},0,0,{"v":300023.609,"d":"300,024"},0,0,0,0,0,{"v":6627.89,"d":"6,628"},{"v":300023.609,"d":"300,024"},{"v":300023.609,"d":"300,024"},{"v":306651.499,"d":"306,651"},0,{"v":0,"d":"0.0%"},{"v":0.000648707084911396,"d":"0.1%"},{"v":0.0209650467092613,"d":"2.1%"},{"v":0,"d":"0.0%"},{"v":0,"d":"0.0%"},{"v":0.978386246205827,"d":"97.8%"},{"v":0,"d":"0.0%"},{"v":0,"d":"0.0%"},{"v":0,"d":"0.0%"},{"v":0,"d":"0.0%"},{"v":0,"d":"0.0%"},{"v":0.0216137537941727,"d":"2.2%"},{"v":0.978386246205827,"d":"97.8%"},{"v":0.978386246205827,"d":"97.8%"},{"v":1,"d":"100.0%"},{"v":0,"d":"0.0%"}]
[239,2020,"AL","Wheeler Dam",49,"Tennessee Valley Authority",18642,"Tennessee Valley Authority",18642,"Electric Utility","Tennessee Valley Authority","TVA","SERC","SRTV","SERC Tennessee Valley",null,"01","079","Lawrence",34.8069,-87.3819,11,11,"WAT","HYDRO",null,{"v":0.64708,"d":"0.6471"},{"v":404,"d":"404.0"},{"$nulls":9},{"v":20090564.25,"d":"20,090,564"},{"v":9142481.125,"d":"9,142,481"},{"v":2290044.996,"d":"2,290,045"},{"v":1042115.998,"d":"1,042,116"},{"$nulls":41},{"v":20090564.25,"d":"20,090,564"},{"v":9142481.125,"d":"9,142,481"},{"$nulls":6},"--","EIA","EIA",{"$nulls":15},0,0,0,0,{"v":2290045,"d":"2,290,045"},0,0,0,0,0,0,0,{"v":2290045,"d":"2,290,045"},0,0,{"v":2290045,"d":"2,290,045"},{"v":0,"d":"0.0%"},{"v":0,"d":"0.0%"},{"v":0,"d":"0.0%"},{"v":0,"d":"0.0%"},{"v":1,"d":"100.0%"},{"v":0,"d":"0.0%"},{"v":0,"d":"0.0%"},{"v":0,"d":"0.0%"},{"v":0,"d":"0.0%"},{"v":0,"d":"0.0%"},{"v":0,"d":"0.0%"},{"v":0,"d":"0.0%"},{"v":1,"d":"100.0%"},{"v":0,"d":"0.0%"},{"v":0,"d":"0.0%"},{"v":1,"d":"100.0%"}]
[240,2020,"AL","Widows Creek",50,"Tennessee Valley Authority",18642,"Tennessee Valley Authority",18642,"Electric Utility","Tennessee Valley Authority","TVA","SERC","SRTV","SERC Tennessee Valley",null,"01","071","Jackson",34.883022,-85.755253,8,8,"BIT","COAL",null,null,{"v":1968.6,"d":"1,968.6"},{"$nulls":62},"--"]
[241,2020,"AL","Wilson Dam",6440,"Tennessee Valley Authority",18642,"Tennessee Valley Authority",18642,"Electric Utility","Tennessee Valley Authority","TVA","SERC","SRTV","SERC Tennessee Valley",null,"01","077","Lauderdale",34.79782,-87.62537,21,21,"WAT","HYDRO",null,{"v":0.53368,"d":"0.5337"},666.7,{"$nulls":9},{"v":27344073.125,"d":"27,344,073"},{"v":7805953.031,"d":"7,805,953"},{"v":3116844.002,"d":"3,116,844"},{"v":889770.005,"d":"889,770"},{"$nulls":41},{"v":27344073.125,"d":"27,344,073"},{"v":7805953.031,"d":"7,805,953"},{"$nulls":6},"--","EIA","EIA",{"$nulls":15},0,0,0,0,{"v":3116844,"d":"3,116,844"},0,0,0,0,0,0,0,{"v":3116844,"d":"3,116,844"},0,0,{"v":3116844,"d":"3,116,844"},{"v":0,"d":"0.0%"},{"v":0,"d":"0.0%"},{"v":0,"d":"0.0%"},{"v":0,"d":"0.0%"},{"v":1,"d":"100.0%"},{"v":0,"d":"0.0%"},{"v":0,"d":"0.0%"},{"v":0,"d":"0.0%"},{"v":0,"d":"0.0%"},{"v":0,"d":"0.0%"},{"v":0,"d":"0.0%"},{"v":0,"d":"0.0%"},{"v":1,"d":"100.0%"},{"v":0,"d":"0.0%"},{"v":0,"d":"0.0%"},{"v":1,"d":"100.0%"}]
[242,2020,"AL","Yates Dam",21,"Alabama Power Co",195,"Alabama Power Co",195,"Electric Utility","Southern Company Services, Inc. - Trans","SOCO","SERC","SRSO","SERC South",null,"01","051","Elmore",32.5743,-85.8901,2,2,"WAT","HYDRO",null,{"v":0.44344,"d":"0.4434"},50.5,{"$nulls":9},{"v":1720981,"d":"1,720,981"},{"v":783156,"d":"783,156"},{"v":196168,"d":"196,168"},{"v":89269,"d":"89,269"},{"$nulls":41},{"v":1720981,"d":"1,720,981"},{"v":783156,"d":"783,156"},{"$nulls":6},"--","EIA","EIA",{"$nulls":15},0,0,0,0,{"v":196168,"d":"196,168"},0,0,0,0,0,0,0,{"v":196168,"d":"196,168"},0,0,{"v":196168,"d":"196,168"},{"v":0,"d":"0.0%"},{"v":0,"d":"0.0%"},{"v":0,"d":"0.0%"},{"v":0,"d":"0.0%"},{"v":1,"d":"100.0%"},{"v":0,"d":"0.0%"},{"v":0,"d":"0.0%"},{"v":0,"d":"0.0%"},{"v":0,"d":"0.0%"},{"v":0,"d":"0.0%"},{"v":0,"d":"0.0%"},{"v":0,"d":"0.0%"},{"v":1,"d":"100.0%"},{"v":0,"d":"0.0%"},{"v":0,"d":"0.0%"},{"v":1,"d":"100.0%"}]
[243,2020,"AL","Yellowhammer Gas Plant",54730,"Alabama Power Co",195,"W&T Offshore Inc",57139,"Industrial Non-CHP","Southern Company Services, Inc. - Trans","SOCO","SERC","SRSO","SERC South",null,"01","097","MOBILE",30.403538,-88.12833,1,1,"NG","GAS",null,{"v":0.57679,"d":"0.5768"},3.4,{"v":0.372023010117289,"d":"0.3720"},null,"Yes",0,null,{"v":1,"d":"1.0000"},null,{"v":297349,"d":"297,349"},{"v":127351,"d":"127,351"},{"v":297349,"d":"297,349"},{"v":127351,"d":"127,351"},{"v":17179,"d":"17,179"},{"v":7358,"d":"7,358"},{"v":43.251,"d":"43"},{"v":18.524,"d":"19"},{"v":0.475,"d":"0"},{"v":17378.422,"d":"17,378"},{"v":655.543,"d":"656"},{"v":65.554,"d":"66"},{"v":17396.384,"d":"17,396"},null,5.035,5.035,0.055,{"v":2023.217,"d":"2,023.217"},0.038,0.004,{"v":2025.308,"d":"2,025.308"},null,0.291,0.291,0.003,116.889,{"v":2E-3,"d":"0.002"},{"v":0,"d":"0.000"},{"v":117.01,"d":"117.010"},null,5.035,5.035,0.055,{"v":2023.217,"d":"2,023.217"},0.038,0.004,{"v":2025.308,"d":"2,025.308"},null,{"v":43.251,"d":"43"},{"v":18.524,"d":"19"},{"v":0.475,"d":"0"},{"v":17378.422,"d":"17,378"},{"v":655.543,"d":"656"},{"v":65.554,"d":"66"},null,{"v":297349,"d":"297,349"},{"v":127351,"d":"127,351"},{"v":297349,"d":"297,349"},{"v":127351,"d":"127,351"},"EIA","EIA","EIA","EIA","EIA","EIA","--","EIA","EIA",{"$nulls":6},0,0,0,0,0,0,0,0,{"v":17308.865475,"d":"17,308.865"},0,0,{"v":17179,"d":"17,179"},0,0,0,0,0,0,0,0,{"v":17179,"d":"17,179"},0,0,{"v":17179,"d":"17,179"},0,{"v":0,"d":"0.0%"},{"v":0,"d":"0.0%"},{"v":1,"d":"100.0%"},{"v":0,"d":"0.0%"},{"v":0,"d":"0.0%"},{"v":0,"d":"0.0%"},{"v":0,"d":"0.0%"},{"v":0,"d":"0.0%"},{"v":0,"d":"0.0%"},{"v":0,"d":"0.0%"},{"v":0,"d":"0.0%"},{"v":1,"d":"100.0%"},{"v":0,"d":"0.0%"},{"v":0,"d":"0.0%"},{"v":1,"d":"100.0%"},{"v":0,"d":"0.0%"}]
[244,2020,"AR","Archer Daniels Midland Little Rock",54311,"Entergy Arkansas Inc",814,"Archer Daniels Midland Co",772,"Industrial CHP","Midcontinent Independent Transmission System Operator, Inc..","MISO","SERC","SRMV","SERC Mississippi Valley","MISO","05","119","Pulaski",34.7,-92.199722,4,4,"NG","GAS",null,null,{"v":4,"d":"4.0"},{"$nulls":62},"--"]
[245,2020,"AR","Arkansas Nuclear One",8055,"Entergy Arkansas Inc",814,"Entergy Arkansas LLC",814,"Electric Utility","Midcontinent Independent Transmission System Operator, Inc..","MISO","SERC","SRMV","SERC Mississippi Valley","MISO","05","115","Pope",35.311,-93.2351,2,2,"NUC","NUCLEAR",null,{"v":0.93199,"d":"0.9320"},{"v":1845,"d":"1,845.0"},{"$nulls":9},{"v":157348280,"d":"157,348,280"},{"v":69951972,"d":"69,951,972"},{"v":15063049,"d":"15,063,049"},{"v":6696546,"d":"6,696,546"},{"$nulls":41},{"v":157348280,"d":"157,348,280"},{"v":69951972,"d":"69,951,972"},{"$nulls":6},"--","EIA","EIA",{"$nulls":15},0,0,0,{"v":15063049,"d":"15,063,049"},0,0,0,0,0,0,0,{"v":15063049,"d":"15,063,049"},0,0,0,{"v":15063049,"d":"15,063,049"},{"v":0,"d":"0.0%"},{"v":0,"d":"0.0%"},{"v":0,"d":"0.0%"},{"v":1,"d":"100.0%"},{"v":0,"d":"0.0%"},{"v":0,"d":"0.0%"},{"v":0,"d":"0.0%"},{"v":0,"d":"0.0%"},{"v":0,"d":"0.0%"},{"v":0,"d":"0.0%"},{"v":0,"d":"0.0%"},{"v":1,"d":"100.0%"},{"v":0,"d":"0.0%"},{"v":0,"d":"0.0%"},{"v":0,"d":"0.0%"},{"v":1,"d":"100.0%"}]
[246,2020,"AR","Ashdown",54104,"Southwestern Electric Power Co",17698,"Domtar Industries Inc",5262,"Industrial CHP","Southwest Power Pool","SWPP","SERC","SPSO","SPP South",null,"05","081","Little River",33.6417,-94.1083,5,4,"BLQ","BIOMASS","Yes",{"v":0.40732,"d":"0.4073"},156.5,{"v":0.654474302303529,"d":"0.6545"},"Yes","Yes",{"v":14675967.2,"d":"14,675,967"},{"v":0.13,"d":"0"},{"v":0.147593,"d":"0.1476"},null,{"v":3075736.497,"d":"3,075,736"},{"v":1253426.598,"d":"1,253,427"},{"v":3075736.497,"d":"3,075,736"},{"v":1253426.598,"d":"1,253,427"},{"v":558405,"d":"558,405"},{"v":216980,"d":"216,980"},{"v":297.581,"d":"298"},{"v":124.043,"d":"124"},{"v":781.666,"d":"782"},{"v":44643.449,"d":"44,643"},{"v":42908.002,"d":"42,908"},{"v":13792.454,"d":"13,792"},{"v":47234.875,"d":"47,235"},null,1.066,1.143,{"v":2.8,"d":"2.800"},159.896,0.077,0.025,169.178,null,0.194,0.198,0.508,29.029,0.014,0.004,30.715,null,1.066,1.143,{"v":2.8,"d":"2.800"},159.896,0.077,0.025,169.178,null,{"v":2016.231,"d":"2,016"},{"v":840.444,"d":"840"},{"v":5296.101,"d":"5,296"},{"v":2139825.734,"d":"2,139,826"},{"v":290719.07,"d":"290,719"},{"v":93449.455,"d":"93,449"},null,{"v":20839359,"d":"20,839,359"},{"v":8492472.25,"d":"8,492,472"},{"v":20839359,"d":"20,839,359"},{"v":8492472.25,"d":"8,492,472"},"EIA","EIA","EIA","EIA","EIA","EIA","--","EIA","EIA",{"$nulls":3},{"v":1837348.309,"d":"1,837,348"},null,null,{"v":17763622.503,"d":"17,763,623"},{"v":7239045.652,"d":"7,239,046"},{"v":1718.65,"d":"1,719"},{"v":716.401,"d":"716"},{"v":4514.435,"d":"4,514"},{"v":257833.977,"d":"257,834"},{"v":247811.068,"d":"247,811"},{"v":79657.001,"d":"79,657"},{"v":5508.07473,"d":"5,508.075"},{"v":32699.761,"d":"32,700"},0,{"v":73517.134,"d":"73,517"},0,0,{"v":447233.331,"d":"447,233"},0,0,0,{"v":4954.779,"d":"4,955"},0,{"v":111171.674,"d":"111,172"},{"v":447233.331,"d":"447,233"},{"v":447233.331,"d":"447,233"},{"v":558405.005,"d":"558,405"},0,{"v":0.0585592190385185,"d":"5.9%"},{"v":0,"d":"0.0%"},{"v":0.131655578552703,"d":"13.2%"},{"v":0,"d":"0.0%"},{"v":0,"d":"0.0%"},{"v":0.800912110377664,"d":"80.1%"},{"v":0,"d":"0.0%"},{"v":0,"d":"0.0%"},{"v":0,"d":"0.0%"},{"v":0.00887309203111459,"d":"0.9%"},{"v":0,"d":"0.0%"},{"v":0.199087889622336,"d":"19.9%"},{"v":0.800912110377664,"d":"80.1%"},{"v":0.800912110377664,"d":"80.1%"},{"v":1,"d":"100.0%"},{"v":0,"d":"0.0%"}]
[247,2020,"AR","Beaver Dam",182,"Southwestern Power Administration",17716,"USCE-Little Rock District",19647,"Electric Utility","Southwestern Power Administration","SPA","MRO","SPSO","SPP South","SPP","05","015","Carroll",36.421507,-93.847373,2,2,"WAT","HYDRO",null,{"v":0.19988,"d":"0.1999"},{"v":112,"d":"112.0"},{"$nulls":9},{"v":1720412,"d":"1,720,412"},{"v":734369,"d":"734,369"},{"v":196103,"d":"196,103"},{"v":83708,"d":"83,708"},{"$nulls":41},{"v":1720412,"d":"1,720,412"},{"v":734369,"d":"734,369"},{"$nulls":6},"--","EIA","EIA",{"$nulls":15},0,0,0,0,{"v":196103,"d":"196,103"},0,0,0,0,0,0,0,{"v":196103,"d":"196,103"},0,0,{"v":196103,"d":"196,103"},{"v":0,"d":"0.0%"},{"v":0,"d":"0.0%"},{"v":0,"d":"0.0%"},{"v":0,"d":"0.0%"},{"v":1,"d":"100.0%"},{"v":0,"d":"0.0%"},{"v":0,"d":"0.0%"},{"v":0,"d":"0.0%"},{"v":0,"d":"0.0%"},{"v":0,"d":"0.0%"},{"v":0,"d":"0.0%"},{"v":0,"d":"0.0%"},{"v":1,"d":"100.0%"},{"v":0,"d":"0.0%"},{"v":0,"d":"0.0%"},{"v":1,"d":"100.0%"}]
[248,2020,"AR","Big Creek Solar LLC",64670,"Entergy Arkansas LLC",814,"Big Creek Solar LLC",64267,"IPP Non-CHP","Midcontinent Independent Transmission System Operator, Inc..","MISO","SERC","SRMV","SERC Mississippi Valley","MISO","05","077","Lee",null,null,1,1,"SUN","SOLAR",null,null,{"v":400,"d":"400.0"},{"$nulls":62},"--"]
[249,2020,"AR","Blakely Mountain",197,"Entergy Arkansas Inc",814,"USCE -Vickburg District",19406,"Electric Utility","Midcontinent Independent Transmission System Operator, Inc..","MISO","SERC","SRMV","SERC Mississippi Valley","MISO","05","051","Garland",34.570984,-93.194425,2,2,"WAT","HYDRO",null,{"v":0.50103,"d":"0.5010"},{"v":75,"d":"75.0"},{"$nulls":9},{"v":2887878,"d":"2,887,878"},{"v":1232710,"d":"1,232,710"},{"v":329178,"d":"329,178"},{"v":140512,"d":"140,512"},{"$nulls":41},{"v":2887878,"d":"2,887,878"},{"v":1232710,"d":"1,232,710"},{"$nulls":6},"--","EIA","EIA",{"$nulls":15},0,0,0,0,{"v":329178,"d":"329,178"},0,0,0,0,0,0,0,{"v":329178,"d":"329,178"},0,0,{"v":329178,"d":"329,178"},{"v":0,"d":"0.0%"},{"v":0,"d":"0.0%"},{"v":0,"d":"0.0%"},{"v":0,"d":"0.0%"},{"v":1,"d":"100.0%"},{"v":0,"d":"0.0%"},{"v":0,"d":"0.0%"},{"v":0,"d":"0.0%"},{"v":0,"d":"0.0%"},{"v":0,"d":"0.0%"},{"v":0,"d":"0.0%"},{"v":0,"d":"0.0%"},{"v":1,"d":"100.0%"},{"v":0,"d":"0.0%"},{"v":0,"d":"0.0%"},{"v":1,"d":"100.0%"}]
[250,2020,"AR","Branch Solar Farm",64392,"Oklahoma Gas & Electric Co",14063,"Oklahoma Gas & Electric Co",14063,"Electric Utility","Southwest Power Pool","SWPP","SERC","SPSO","SPP South",null,"05","047","Franklin",35.306183,-93.925758,1,1,"SUN","SOLAR",null,null,{"v":5,"d":"5.0"},{"$nulls":62},"--"]
[251,2020,"AR","Bull Shoals",198,"Southwestern Power Administration",17716,"USCE-Little Rock District",19647,"Electric Utility","Southwestern Power Administration","SPA","MRO","SPSO","SPP South","SPP","05","089","Marion",36.3635,-92.5763,8,8,"WAT","HYDRO",null,{"v":0.51675,"d":"0.5168"},{"v":340,"d":"340.0"},{"$nulls":9},{"v":13502419,"d":"13,502,419"},{"v":5763600,"d":"5,763,600"},{"v":1539088,"d":"1,539,088"},{"v":656970,"d":"656,970"},{"$nulls":41},{"v":13502419,"d":"13,502,419"},{"v":5763600,"d":"5,763,600"},{"$nulls":6},"--","EIA","EIA",{"$nulls":15},0,0,0,0,{"v":1539088,"d":"1,539,088"},0,0,0,0,0,0,0,{"v":1539088,"d":"1,539,088"},0,0,{"v":1539088,"d":"1,539,088"},{"v":0,"d":"0.0%"},{"v":0,"d":"0.0%"},{"v":0,"d":"0.0%"},{"v":0,"d":"0.0%"},{"v":1,"d":"100.0%"},{"v":0,"d":"0.0%"},{"v":0,"d":"0.0%"},{"v":0,"d":"0.0%"},{"v":0,"d":"0.0%"},{"v":0,"d":"0.0%"},{"v":0,"d":"0.0%"},{"v":0,"d":"0.0%"},{"v":1,"d":"100.0%"},{"v":0,"d":"0.0%"},{"v":0,"d":"0.0%"},{"v":1,"d":"100.0%"}]
[252,2020,"AR","Carl Bailey",202,"Entergy Arkansas Inc",814,"Arkansas Electric Coop Corp",807,"Electric Utility","Midcontinent Independent Transmission System Operator, Inc..","MISO","SERC","SRMV","SERC Mississippi Valley","MISO","05","147","Woodruff",35.260102,-91.363426,1,1,"NG","GAS",null,0.0034,{"v":120,"d":"120.0"},{"v":1,"d":"1.0000"},{"$nulls":6},{"v":44763.781,"d":"44,764"},0,{"v":44763.781,"d":"44,764"},0,{"v":3572,"d":"3,572"},0,{"v":4.383,"d":"4"},0,{"v":18.3,"d":"18"},{"v":3185.1,"d":"3,185"},{"v":189.662,"d":"190"},{"v":33.29,"d":"33"},{"v":3192.431,"d":"3,192"},null,2.454,null,10.246,{"v":1783.371,"d":"1,783.371"},0.053,0.009,{"v":1787.475,"d":"1,787.475"},null,0.196,null,0.818,142.307,0.004,{"v":1E-3,"d":"0.001"},142.635,null,2.454,null,10.246,{"v":1783.371,"d":"1,783.371"},0.053,0.009,{"v":1787.475,"d":"1,787.475"},null,{"v":4.383,"d":"4"},0,{"v":18.3,"d":"18"},{"v":3185.1,"d":"3,185"},{"v":189.662,"d":"190"},{"v":33.29,"d":"33"},null,{"v":44763.781,"d":"44,764"},0,{"v":44763.781,"d":"44,764"},0,"EPA/CAMD","EIA","EPA/CAMD","EPA/CAMD","EIA","EIA","--","EPA/CAMD","EIA",{"$nulls":14},{"v":12531.853653,"d":"12,531.854"},0,{"v":1866.005,"d":"1,866"},{"v":1705.995,"d":"1,706"},0,0,0,0,0,0,0,0,{"v":3572,"d":"3,572"},0,0,{"v":3572,"d":"3,572"},0,{"v":0,"d":"0.0%"},{"v":0.522397816349384,"d":"52.2%"},{"v":0.477602183650616,"d":"47.8%"},{"v":0,"d":"0.0%"},{"v":0,"d":"0.0%"},{"v":0,"d":"0.0%"},{"v":0,"d":"0.0%"},{"v":0,"d":"0.0%"},{"v":0,"d":"0.0%"},{"v":0,"d":"0.0%"},{"v":0,"d":"0.0%"},{"v":1,"d":"100.0%"},{"v":0,"d":"0.0%"},{"v":0,"d":"0.0%"},{"v":1,"d":"100.0%"},{"v":0,"d":"0.0%"}]
[253,2020,"AR","Carpenter",166,"Entergy Arkansas Inc",814,"Entergy Arkansas LLC",814,"Electric Utility","Midcontinent Independent Transmission System Operator, Inc..","MISO","SERC","SRMV","SERC Mississippi Valley","MISO","05","051","Garland",34.4425,-93.0262,2,2,"WAT","HYDRO",null,{"v":0.31667,"d":"0.3167"},{"v":56,"d":"56.0"},{"$nulls":9},{"v":1362851,"d":"1,362,851"},{"v":581742,"d":"581,742"},{"v":155346,"d":"155,346"},{"v":66310,"d":"66,310"},{"$nulls":41},{"v":1362851,"d":"1,362,851"},{"v":581742,"d":"581,742"},{"$nulls":6},"--","EIA","EIA",{"$nulls":15},0,0,0,0,{"v":155346,"d":"155,346"},0,0,0,0,0,0,0,{"v":155346,"d":"155,346"},0,0,{"v":155346,"d":"155,346"},{"v":0,"d":"0.0%"},{"v":0,"d":"0.0%"},{"v":0,"d":"0.0%"},{"v":0,"d":"0.0%"},{"v":1,"d":"100.0%"},{"v":0,"d":"0.0%"},{"v":0,"d":"0.0%"},{"v":0,"d":"0.0%"},{"v":0,"d":"0.0%"},{"v":0,"d":"0.0%"},{"v":0,"d":"0.0%"},{"v":0,"d":"0.0%"},{"v":1,"d":"100.0%"},{"v":0,"d":"0.0%"},{"v":0,"d":"0.0%"},{"v":1,"d":"100.0%"}]
[254,2020,"AR","Cecil Lynch",167,"Entergy Arkansas Inc",814,"Entergy Arkansas LLC",814,"Electric Utility","Midcontinent Independent Transmission System Operator, Inc..","MISO","SERC","SRMV","SERC Mississippi Valley","MISO","05","119","Pulaski",34.7535,-92.1987,3,3,{"$nulls":4},{"v":231,"d":"231.0"},{"$nulls":62},"--"]
[255,2020,"AR","Chicot Solar",63295,"Entergy Arkansas LLC",814,"Chicot Solar, LLC",63073,"IPP Non-CHP","Midcontinent Independent Transmission System Operator, Inc..","MISO","SERC","SRMV","SERC Mississippi Valley","MISO","05","017","Chicot",33.479,-91.349,1,1,"SUN","SOLAR",null,{"v":0.06149,"d":"0.0615"},{"v":100,"d":"100.0"},{"$nulls":9},{"v":472548,"d":"472,548"},{"v":77562,"d":"77,562"},{"v":53864,"d":"53,864"},{"v":8841,"d":"8,841"},{"$nulls":41},{"v":472548,"d":"472,548"},{"v":77562,"d":"77,562"},{"$nulls":6},"--","EIA","EIA",{"$nulls":15},0,0,0,0,0,0,0,{"v":53864,"d":"53,864"},0,0,0,0,{"v":53864,"d":"53,864"},{"v":53864,"d":"53,864"},0,{"v":53864,"d":"53,864"},{"v":0,"d":"0.0%"},{"v":0,"d":"0.0%"},{"v":0,"d":"0.0%"},{"v":0,"d":"0.0%"},{"v":0,"d":"0.0%"},{"v":0,"d":"0.0%"},{"v":0,"d":"0.0%"},{"v":1,"d":"100.0%"},{"v":0,"d":"0.0%"},{"v":0,"d":"0.0%"},{"v":0,"d":"0.0%"},{"v":0,"d":"0.0%"},{"v":1,"d":"100.0%"},{"v":1,"d":"100.0%"},{"v":0,"d":"0.0%"},{"v":1,"d":"100.0%"}]
[256,2020,"AR","City of Paris Solar",64444,"City of Paris - (AR)",14460,"Today's Power, Inc.",61204,"IPP Non-CHP","Southwest Power Pool","SWPP","MRO","SRMV","SERC Mississippi Valley",null,"05","083","Logan",35.301,-93.734,1,1,"SUN","SOLAR",null,{"v":0.10974,"d":"0.1097"},1.5,{"$nulls":9},{"v":12650,"d":"12,650"},{"v":8429,"d":"8,429"},{"v":1442,"d":"1,442"},961,{"$nulls":41},{"v":12650,"d":"12,650"},{"v":8429,"d":"8,429"},{"$nulls":6},"--","EIA","EIA",{"$nulls":15},0,0,0,0,0,0,0,{"v":1442,"d":"1,442"},0,0,0,0,{"v":1442,"d":"1,442"},{"v":1442,"d":"1,442"},0,{"v":1442,"d":"1,442"},{"v":0,"d":"0.0%"},{"v":0,"d":"0.0%"},{"v":0,"d":"0.0%"},{"v":0,"d":"0.0%"},{"v":0,"d":"0.0%"},{"v":0,"d":"0.0%"},{"v":0,"d":"0.0%"},{"v":1,"d":"100.0%"},{"v":0,"d":"0.0%"},{"v":0,"d":"0.0%"},{"v":0,"d":"0.0%"},{"v":0,"d":"0.0%"},{"v":1,"d":"100.0%"},{"v":1,"d":"100.0%"},{"v":0,"d":"0.0%"},{"v":1,"d":"100.0%"}]
[257,2020,"AR","City Water & Light - City of Jonesboro",56505,"City Water and Light Plant",9879,"City Water and Light Plant",9879,"Electric Utility","Midcontinent Independent Transmission System Operator, Inc..","MISO","SERC","SPSO","SPP South","MISO","05","031","Craighead",35.848561,-90.725377,3,5,"NG","GAS",null,{"v":0.00531,"d":"0.0053"},224.3,{"v":1,"d":"1.0000"},{"$nulls":6},{"v":112600.101,"d":"112,600"},{"v":38558.3,"d":"38,558"},{"v":112600.101,"d":"112,600"},{"v":38558.3,"d":"38,558"},{"v":10442,"d":"10,442"},{"v":4901,"d":"4,901"},{"v":6.426,"d":"6"},{"v":2.025,"d":"2"},0,{"v":6666.9,"d":"6,667"},{"v":316.029,"d":"316"},{"v":32.581,"d":"33"},{"v":6675.705,"d":"6,676"},null,1.231,0.826,{"v":0,"d":"0.000"},{"v":1276.939,"d":"1,276.939"},{"v":0.03,"d":"0.030"},0.003,{"v":1278.626,"d":"1,278.626"},null,0.114,0.105,{"v":0,"d":"0.000"},118.417,0.003,{"v":0,"d":"0.000"},118.574,null,1.231,0.826,{"v":0,"d":"0.000"},{"v":1276.939,"d":"1,276.939"},{"v":0.03,"d":"0.030"},0.003,{"v":1278.626,"d":"1,278.626"},null,{"v":6.426,"d":"6"},{"v":2.025,"d":"2"},0,{"v":6666.9,"d":"6,667"},{"v":316.029,"d":"316"},{"v":32.581,"d":"33"},null,{"v":112600.101,"d":"112,600"},{"v":38558.3,"d":"38,558"},{"v":112600.101,"d":"112,600"},{"v":38558.3,"d":"38,558"},"EPA/CAMD","EPA/CAMD","EPA/CAMD","EPA/CAMD","EIA","EIA","--","EPA/CAMD","EPA/CAMD",{"$nulls":14},{"v":10783.384465,"d":"10,783.384"},0,{"v":109.914,"d":"110"},{"v":10332.086,"d":"10,332"},0,0,0,0,0,0,0,0,{"v":10442,"d":"10,442"},0,0,{"v":10442,"d":"10,442"},0,{"v":0,"d":"0.0%"},{"v":0.0105261444167784,"d":"1.1%"},{"v":0.989473855583222,"d":"98.9%"},{"v":0,"d":"0.0%"},{"v":0,"d":"0.0%"},{"v":0,"d":"0.0%"},{"v":0,"d":"0.0%"},{"v":0,"d":"0.0%"},{"v":0,"d":"0.0%"},{"v":0,"d":"0.0%"},{"v":0,"d":"0.0%"},{"v":1,"d":"100.0%"},{"v":0,"d":"0.0%"},{"v":0,"d":"0.0%"},{"v":1,"d":"100.0%"},{"v":0,"d":"0.0%"}]
[258,2020,"AR","Clearwater Paper APP CB",50638,"Entergy Arkansas Inc",814,"Clearwater Paper Corporation",56225,"Industrial CHP","Midcontinent Independent Transmission System Operator, Inc..","MISO","SERC","SRMV","SERC Mississippi Valley","MISO","05","041","Desha",33.7061,-91.2371,2,1,"BLQ","BIOMASS",null,{"v":0.47501,"d":"0.4750"},{"v":28,"d":"28.0"},{"v":0.541646281800391,"d":"0.5416"},"Yes","Yes",{"v":6167420,"d":"6,167,420"},{"v":0.064,"d":"0"},{"v":0.079163,"d":"0.0792"},null,{"v":671145.958,"d":"671,146"},{"v":269758.512,"d":"269,759"},{"v":671145.958,"d":"671,146"},{"v":269758.512,"d":"269,759"},{"v":116511,"d":"116,511"},{"v":46409,"d":"46,409"},{"v":50.676,"d":"51"},{"v":19.388,"d":"19"},{"v":136.803,"d":"137"},{"v":11639.992,"d":"11,640"},{"v":3733.567,"d":"3,734"},{"v":2240.023,"d":"2,240"},{"v":12020.425,"d":"12,020"},null,{"v":0.87,"d":"0.870"},0.836,2.348,199.809,0.032,0.019,{"v":206.34,"d":"206.340"},null,0.151,0.144,0.408,34.687,0.006,0.003,35.821,null,{"v":0.87,"d":"0.870"},0.836,2.348,199.809,0.032,0.019,{"v":206.34,"d":"206.340"},null,{"v":640.147,"d":"640"},{"v":244.912,"d":"245"},{"v":1728.116,"d":"1,728"},{"v":807937.062,"d":"807,937"},{"v":47163.137,"d":"47,163"},{"v":28296.396,"d":"28,296"},null,{"v":8478044.75,"d":"8,478,045"},{"v":3407641.375,"d":"3,407,641"},{"v":8478044.75,"d":"8,478,045"},{"v":3407641.375,"d":"3,407,641"},"EIA","EIA","EPA/CAMD; EIA","EIA","EIA","EIA","--","EIA","EIA",{"$nulls":3},{"v":660898.45,"d":"660,898"},null,null,{"v":7806898.792,"d":"7,806,899"},{"v":3137882.863,"d":"3,137,883"},{"v":589.471,"d":"589"},{"v":225.524,"d":"226"},{"v":1591.313,"d":"1,591"},{"v":135398.621,"d":"135,399"},{"v":43429.57,"d":"43,430"},{"v":26056.374,"d":"26,056"},{"v":5760.365615,"d":"5,760.366"},0,{"v":27.421,"d":"27"},{"v":34532.501,"d":"34,533"},0,0,{"v":81951.078,"d":"81,951"},0,0,0,0,0,{"v":34559.922,"d":"34,560"},{"v":81951.078,"d":"81,951"},{"v":81951.078,"d":"81,951"},{"v":116511,"d":"116,511"},0,{"v":0,"d":"0.0%"},{"v":0.000235351168559192,"d":"0.0%"},{"v":0.296388332432131,"d":"29.6%"},{"v":0,"d":"0.0%"},{"v":0,"d":"0.0%"},{"v":0.70337631639931,"d":"70.3%"},{"v":0,"d":"0.0%"},{"v":0,"d":"0.0%"},{"v":0,"d":"0.0%"},{"v":0,"d":"0.0%"},{"v":0,"d":"0.0%"},{"v":0.29662368360069,"d":"29.7%"},{"v":0.70337631639931,"d":"70.3%"},{"v":0.70337631639931,"d":"70.3%"},{"v":1,"d":"100.0%"},{"v":0,"d":"0.0%"}]
[259,2020,"AR","Columbia Flooring Melbourne",56182,"Entergy Arkansas Inc",814,"Unilin Flooring NC LLC-Columbia Flooring",49831,"Industrial CHP","Midcontinent Independent Transmission System Operator, Inc..","MISO","SERC","SRMV","SERC Mississippi Valley","MISO","05","065","Izard",36.060514,-91.919802,1,1,"WDS","BIOMASS",null,null,{"v":2,"d":"2.0"},{"$nulls":62},"--"]
[260,2020,"AR","Dam 2",7246,"Entergy Arkansas Inc",814,"Arkansas Electric Coop Corp",807,"Electric Utility","Midcontinent Independent Transmission System Operator, Inc..","MISO","SERC","SRMV","SERC Mississippi Valley","MISO","05","041","Desha",33.986501,-91.315788,3,3,"WAT","HYDRO",null,{"v":0.39276,"d":"0.3928"},102.6,{"$nulls":9},{"v":3096930,"d":"3,096,930"},{"v":1321945.031,"d":"1,321,945"},{"v":353007,"d":"353,007"},{"v":150683.001,"d":"150,683"},{"$nulls":41},{"v":3096930,"d":"3,096,930"},{"v":1321945.031,"d":"1,321,945"},{"$nulls":6},"--","EIA","EIA",{"$nulls":15},0,0,0,0,{"v":353007,"d":"353,007"},0,0,0,0,0,0,0,{"v":353007,"d":"353,007"},0,0,{"v":353007,"d":"353,007"},{"v":0,"d":"0.0%"},{"v":0,"d":"0.0%"},{"v":0,"d":"0.0%"},{"v":0,"d":"0.0%"},{"v":1,"d":"100.0%"},{"v":0,"d":"0.0%"},{"v":0,"d":"0.0%"},{"v":0,"d":"0.0%"},{"v":0,"d":"0.0%"},{"v":0,"d":"0.0%"},{"v":0,"d":"0.0%"},{"v":0,"d":"0.0%"},{"v":1,"d":"100.0%"},{"v":0,"d":"0.0%"},{"v":0,"d":"0.0%"},{"v":1,"d":"100.0%"}]
[261,2020,"AR","Dardanelle",199,"Southwestern Power Administration",17716,"USCE-Little Rock District",19647,"Electric Utility","Southwestern Power Administration","SPA","MRO","SPSO","SPP South","SPP","05","115","Pope",35.2503,-93.1686,4,4,"WAT","HYDRO",null,{"v":0.34438,"d":"0.3444"},160.8,{"$nulls":9},{"v":4255808,"d":"4,255,808"},{"v":1816620,"d":"1,816,620"},{"v":485103,"d":"485,103"},{"v":207070,"d":"207,070"},{"$nulls":41},{"v":4255808,"d":"4,255,808"},{"v":1816620,"d":"1,816,620"},{"$nulls":6},"--","EIA","EIA",{"$nulls":15},0,0,0,0,{"v":485103,"d":"485,103"},0,0,0,0,0,0,0,{"v":485103,"d":"485,103"},0,0,{"v":485103,"d":"485,103"},{"v":0,"d":"0.0%"},{"v":0,"d":"0.0%"},{"v":0,"d":"0.0%"},{"v":0,"d":"0.0%"},{"v":1,"d":"100.0%"},{"v":0,"d":"0.0%"},{"v":0,"d":"0.0%"},{"v":0,"d":"0.0%"},{"v":0,"d":"0.0%"},{"v":0,"d":"0.0%"},{"v":0,"d":"0.0%"},{"v":0,"d":"0.0%"},{"v":1,"d":"100.0%"},{"v":0,"d":"0.0%"},{"v":0,"d":"0.0%"},{"v":1,"d":"100.0%"}]
[262,2020,"AR","Degray",187,"Entergy Arkansas Inc",814,"USCE -Vickburg District",19406,"Electric Utility","Midcontinent Independent Transmission System Operator, Inc..","MISO","SERC","SRMV","SERC Mississippi Valley","MISO","05","019","Clark",34.211913,-93.110963,2,2,"WAT","HYDRO",null,{"v":0.23918,"d":"0.2392"},{"v":70,"d":"70.0"},{"$nulls":6},"Yes",null,null,{"v":711368,"d":"711,368"},{"v":320987,"d":"320,987"},{"v":146665,"d":"146,665"},{"v":63975,"d":"63,975"},{"$nulls":41},{"v":711368,"d":"711,368"},{"v":320987,"d":"320,987"},{"$nulls":6},"--","EIA","EIA",{"$nulls":15},0,0,0,0,{"v":146665,"d":"146,665"},0,0,0,0,0,0,0,{"v":146665,"d":"146,665"},0,0,{"v":146665,"d":"146,665"},{"v":0,"d":"0.0%"},{"v":0,"d":"0.0%"},{"v":0,"d":"0.0%"},{"v":0,"d":"0.0%"},{"v":1,"d":"100.0%"},{"v":0,"d":"0.0%"},{"v":0,"d":"0.0%"},{"v":0,"d":"0.0%"},{"v":0,"d":"0.0%"},{"v":0,"d":"0.0%"},{"v":0,"d":"0.0%"},{"v":0,"d":"0.0%"},{"v":1,"d":"100.0%"},{"v":0,"d":"0.0%"},{"v":0,"d":"0.0%"},{"v":1,"d":"100.0%"}]
[263,2020,"AR","Dell Power Plant",55340,"Associated Electric Coop, Inc",924,"Associated Electric Coop, Inc",924,"Electric Utility","Associated Electric Cooperative, Inc.","AECI","SERC","SRMW","SERC Midwest",null,"05","093","Mississippi",35.8619,-90.0253,2,3,"NG","GAS",null,{"v":0.46642,"d":"0.4664"},679.1,{"v":0.555959214530289,"d":"0.5560"},{"$nulls":6},{"v":21468053,"d":"21,468,053"},{"v":10548982,"d":"10,548,982"},{"v":21468053,"d":"21,468,053"},{"v":10548982,"d":"10,548,982"},{"v":2774720,"d":"2,774,720"},{"v":1351527,"d":"1,351,527"},{"v":90.688,"d":"91"},{"v":41.167,"d":"41"},{"v":6.4,"d":"6"},{"v":1275819.438,"d":"1,275,819"},{"v":44903.074,"d":"44,903"},{"v":4490.307,"d":"4,490"},{"v":1277049.782,"d":"1,277,050"},null,0.065,0.061,0.005,919.602,0.016,{"v":2E-3,"d":"0.002"},920.489,null,0.008,0.008,{"v":1E-3,"d":"0.001"},118.857,{"v":2E-3,"d":"0.002"},{"v":0,"d":"0.000"},118.972,null,0.065,0.061,0.005,919.602,0.016,{"v":2E-3,"d":"0.002"},920.489,null,{"v":90.688,"d":"91"},{"v":41.167,"d":"41"},{"v":6.4,"d":"6"},{"v":1275819.438,"d":"1,275,819"},{"v":44903.074,"d":"44,903"},{"v":4490.307,"d":"4,490"},null,{"v":21468053,"d":"21,468,053"},{"v":10548982,"d":"10,548,982"},{"v":21468053,"d":"21,468,053"},{"v":10548982,"d":"10,548,982"},"EPA/CAMD","EPA/CAMD","EPA/CAMD","EPA/CAMD","EIA","EIA","--","EPA/CAMD","EPA/CAMD",{"$nulls":14},{"v":7737.015987,"d":"7,737.016"},0,0,{"v":2774720,"d":"2,774,720"},0,0,0,0,0,0,0,0,{"v":2774720,"d":"2,774,720"},0,0,{"v":2774720,"d":"2,774,720"},0,{"v":0,"d":"0.0%"},{"v":0,"d":"0.0%"},{"v":1,"d":"100.0%"},{"v":0,"d":"0.0%"},{"v":0,"d":"0.0%"},{"v":0,"d":"0.0%"},{"v":0,"d":"0.0%"},{"v":0,"d":"0.0%"},{"v":0,"d":"0.0%"},{"v":0,"d":"0.0%"},{"v":0,"d":"0.0%"},{"v":1,"d":"100.0%"},{"v":0,"d":"0.0%"},{"v":0,"d":"0.0%"},{"v":1,"d":"100.0%"},{"v":0,"d":"0.0%"}]
[264,2020,"AR","Elkins Generating Center",56489,"Ozarks Electric Coop Corp - (AR)",14289,"Arkansas Electric Coop Corp",807,"Electric Utility","Southwest Power Pool","SWPP","SERC","SPSO","SPP South",null,"05","143","Washington",35.9714,-94.0014,3,3,"NG","GAS",null,{"v":0.00747,"d":"0.0075"},{"v":66,"d":"66.0"},{"v":1,"d":"1.0000"},{"$nulls":6},{"v":38181.999,"d":"38,182"},{"v":17940.999,"d":"17,941"},{"v":38181.999,"d":"38,182"},{"v":17940.999,"d":"17,941"},{"v":4316.001,"d":"4,316"},{"v":2028,"d":"2,028"},{"v":6.108,"d":"6"},{"v":2.871,"d":"3"},{"v":0.061,"d":"0"},{"v":2231.529,"d":"2,232"},{"v":84.177,"d":"84"},{"v":8.418,"d":"8"},{"v":2233.836,"d":"2,234"},null,{"v":2.83,"d":"2.830"},2.831,0.028,{"v":1034.073,"d":"1,034.073"},{"v":0.02,"d":"0.020"},{"v":2E-3,"d":"0.002"},{"v":1035.141,"d":"1,035.141"},null,{"v":0.32,"d":"0.320"},{"v":0.32,"d":"0.320"},0.003,116.889,{"v":2E-3,"d":"0.002"},{"v":0,"d":"0.000"},{"v":117.01,"d":"117.010"},null,{"v":2.83,"d":"2.830"},2.831,0.028,{"v":1034.073,"d":"1,034.073"},{"v":0.02,"d":"0.020"},{"v":2E-3,"d":"0.002"},{"v":1035.142,"d":"1,035.142"},null,{"v":6.108,"d":"6"},{"v":2.871,"d":"3"},{"v":0.061,"d":"0"},{"v":2231.529,"d":"2,232"},{"v":84.177,"d":"84"},{"v":8.418,"d":"8"},null,{"v":38181.999,"d":"38,182"},{"v":17940.999,"d":"17,941"},{"v":38181.999,"d":"38,182"},{"v":17940.999,"d":"17,941"},"EIA","EIA","EIA","EIA","EIA","EIA","--","EIA","EIA",{"$nulls":14},{"v":8846.617012,"d":"8,846.617"},0,0,{"v":4316,"d":"4,316"},0,0,0,0,0,0,0,0,{"v":4316,"d":"4,316"},0,0,{"v":4316,"d":"4,316"},0,{"v":0,"d":"0.0%"},{"v":0,"d":"0.0%"},{"v":1,"d":"100.0%"},{"v":0,"d":"0.0%"},{"v":0,"d":"0.0%"},{"v":0,"d":"0.0%"},{"v":0,"d":"0.0%"},{"v":0,"d":"0.0%"},{"v":0,"d":"0.0%"},{"v":0,"d":"0.0%"},{"v":0,"d":"0.0%"},{"v":1,"d":"100.0%"},{"v":0,"d":"0.0%"},{"v":0,"d":"0.0%"},{"v":1,"d":"100.0%"},{"v":0,"d":"0.0%"}]
[265,2020,"AR","Ellis Hydro",7040,"Southwestern Electric Power Co",17698,"Arkansas Electric Coop Corp",807,"Electric Utility","Southwest Power Pool","SWPP","SERC","SPSO","SPP South",null,"05","033","Crawford",35.351361,-94.294349,3,3,"WAT","HYDRO",null,{"v":0.41048,"d":"0.4105"},32.4,{"$nulls":9},{"v":1022098.031,"d":"1,022,098"},{"v":436289.016,"d":"436,289"},{"v":116505,"d":"116,505"},{"v":49731,"d":"49,731"},{"$nulls":41},{"v":1022098.031,"d":"1,022,098"},{"v":436289.016,"d":"436,289"},{"$nulls":6},"--","EIA","EIA",{"$nulls":15},0,0,0,0,{"v":116505,"d":"116,505"},0,0,0,0,0,0,0,{"v":116505,"d":"116,505"},0,0,{"v":116505,"d":"116,505"},{"v":0,"d":"0.0%"},{"v":0,"d":"0.0%"},{"v":0,"d":"0.0%"},{"v":0,"d":"0.0%"},{"v":1,"d":"100.0%"},{"v":0,"d":"0.0%"},{"v":0,"d":"0.0%"},{"v":0,"d":"0.0%"},{"v":0,"d":"0.0%"},{"v":0,"d":"0.0%"},{"v":0,"d":"0.0%"},{"v":0,"d":"0.0%"},{"v":1,"d":"100.0%"},{"v":0,"d":"0.0%"},{"v":0,"d":"0.0%"},{"v":1,"d":"100.0%"}]
[266,2020,"AR","FECC Solar Benton",61839,"First Electric Coop Corp",6342,"Today's Power, Inc.",61204,"IPP Non-CHP","Midcontinent Independent Transmission System Operator, Inc..","MISO","SERC","SRMV","SERC Mississippi Valley","MISO","05","125","Saline",34.638429,-92.578347,1,1,"SUN","SOLAR",null,{"v":0.15491,"d":"0.1549"},{"v":1,"d":"1.0"},{"$nulls":9},{"v":11905,"d":"11,905"},{"v":6588,"d":"6,588"},{"v":1357,"d":"1,357"},751,{"$nulls":41},{"v":11905,"d":"11,905"},{"v":6588,"d":"6,588"},{"$nulls":6},"--","EIA","EIA",{"$nulls":15},0,0,0,0,0,0,0,{"v":1357,"d":"1,357"},0,0,0,0,{"v":1357,"d":"1,357"},{"v":1357,"d":"1,357"},0,{"v":1357,"d":"1,357"},{"v":0,"d":"0.0%"},{"v":0,"d":"0.0%"},{"v":0,"d":"0.0%"},{"v":0,"d":"0.0%"},{"v":0,"d":"0.0%"},{"v":0,"d":"0.0%"},{"v":0,"d":"0.0%"},{"v":1,"d":"100.0%"},{"v":0,"d":"0.0%"},{"v":0,"d":"0.0%"},{"v":0,"d":"0.0%"},{"v":0,"d":"0.0%"},{"v":1,"d":"100.0%"},{"v":1,"d":"100.0%"},{"v":0,"d":"0.0%"},{"v":1,"d":"100.0%"}]
[267,2020,"AR","Flint Creek Power Plant",6138,"Southwestern Electric Power Co",17698,"Southwestern Electric Power Co",17698,"Electric Utility","Southwest Power Pool","SWPP","MRO","SPSO","SPP South",null,"05","007","Benton",36.2561,-94.5241,1,1,"SUB","COAL","Yes",{"v":0.37167,"d":"0.3717"},{"v":558,"d":"558.0"},{"v":0.713878796309935,"d":"0.7139"},{"$nulls":6},{"v":20074444,"d":"20,074,444"},{"v":9958482,"d":"9,958,482"},{"v":20074444,"d":"20,074,444"},{"v":9958482,"d":"9,958,482"},{"v":1816766,"d":"1,816,766"},{"v":890729,"d":"890,729"},{"v":1866.057,"d":"1,866"},{"v":920.811,"d":"921"},{"v":536.1,"d":"536"},{"v":2105410.5,"d":"2,105,411"},{"v":487184.763,"d":"487,185"},{"v":70887.294,"d":"70,887"},{"v":2122062.516,"d":"2,122,063"},null,2.054,2.068,{"v":0.59,"d":"0.590"},{"v":2317.756,"d":"2,317.756"},0.268,0.039,{"v":2336.088,"d":"2,336.088"},null,0.186,0.185,0.053,{"v":209.76,"d":"209.760"},0.024,0.004,211.419,null,2.054,2.068,{"v":0.59,"d":"0.590"},{"v":2317.756,"d":"2,317.756"},0.268,0.039,{"v":2336.088,"d":"2,336.088"},null,{"v":1866.057,"d":"1,866"},{"v":920.811,"d":"921"},{"v":536.1,"d":"536"},{"v":2105410.5,"d":"2,105,411"},{"v":487184.763,"d":"487,185"},{"v":70887.294,"d":"70,887"},null,{"v":20074444,"d":"20,074,444"},{"v":9958482,"d":"9,958,482"},{"v":20074444,"d":"20,074,444"},{"v":9958482,"d":"9,958,482"},"EPA/CAMD","EPA/CAMD","EPA/CAMD","EPA/CAMD","EIA","EIA","--","EPA/CAMD","EPA/CAMD",{"$nulls":14},{"v":11049.548271,"d":"11,049.548"},{"v":1810829.9,"d":"1,810,830"},{"v":5936.135,"d":"5,936"},0,0,0,0,0,0,0,0,0,{"v":1816766.035,"d":"1,816,766"},0,0,{"v":1816766.035,"d":"1,816,766"},0,{"v":0.996732581474092,"d":"99.7%"},{"v":0.00326741852590832,"d":"0.3%"},{"v":0,"d":"0.0%"},{"v":0,"d":"0.0%"},{"v":0,"d":"0.0%"},{"v":0,"d":"0.0%"},{"v":0,"d":"0.0%"},{"v":0,"d":"0.0%"},{"v":0,"d":"0.0%"},{"v":0,"d":"0.0%"},{"v":0,"d":"0.0%"},{"v":1,"d":"100.0%"},{"v":0,"d":"0.0%"},{"v":0,"d":"0.0%"},{"v":1,"d":"100.0%"},{"v":0,"d":"0.0%"}]
[268,2020,"AR","Forrest City- Eldridge Road",64262,"Woodruff Electric Coop Corp",20963,"Greenbacker Renewable Energy Corporation",60025,"IPP Non-CHP","Midcontinent Independent Transmission System Operator, Inc..","MISO","SERC","SRMV","SERC Mississippi Valley","MISO","05","123","St Francis",35.03789,-90.80707,1,1,"SUN","SOLAR",null,null,{"v":1,"d":"1.0"},{"$nulls":62},"--"]
[269,2020,"AR","Forrest City- Prison Site",64261,"Entergy Arkansas LLC",814,"Greenbacker Renewable Energy Corporation",60025,"IPP Non-CHP","Midcontinent Independent Transmission System Operator, Inc..","MISO","SERC","SRMV","SERC Mississippi Valley","MISO","05","123","St Francis",34.97953,-90.80602,1,1,"SUN","SOLAR",null,null,{"v":1,"d":"1.0"},{"$nulls":62},"--"]
[270,2020,"AR","Fourche Creek Wastewater",10050,"Entergy Arkansas Inc",814,"Little Rock Water Reclamation Authority",11079,"Commercial CHP","Midcontinent Independent Transmission System Operator, Inc..","MISO","SERC","SRMV","SERC Mississippi Valley","MISO","05","119","Pulaski",34.6968,-92.165,4,4,"OBG","BIOMASS",null,{"v":0.18803,"d":"0.1880"},2.8,{"v":1,"d":"1.0000"},"Yes","Yes",{"v":15247.2,"d":"15,247"},{"v":1.032,"d":"1"},{"v":0.579212,"d":"0.5792"},null,{"v":20697.562,"d":"20,698"},{"v":6193.514,"d":"6,194"},{"v":20697.562,"d":"20,698"},{"v":6193.514,"d":"6,194"},{"v":4612,"d":"4,612"},{"v":1957,"d":"1,957"},{"v":39.691,"d":"40"},{"v":11.636,"d":"12"},{"v":0.063,"d":"0"},{"v":76.208,"d":"76"},{"v":47.997,"d":"48"},{"v":4.8,"d":"5"},{"v":77.523,"d":"78"},null,17.212,11.891,0.027,33.048,{"v":0.01,"d":"0.010"},{"v":1E-3,"d":"0.001"},33.618,null,3.835,3.757,0.006,7.364,{"v":2E-3,"d":"0.002"},{"v":0,"d":"0.000"},7.491,null,17.212,11.892,0.027,33.049,{"v":0.01,"d":"0.010"},{"v":1E-3,"d":"0.001"},33.619,null,{"v":68.525,"d":"69"},{"v":20.089,"d":"20"},{"v":0.109,"d":"0"},{"v":2269.102,"d":"2,269"},{"v":82.866,"d":"83"},{"v":8.287,"d":"8"},null,{"v":35734,"d":"35,734"},{"v":10693,"d":"10,693"},{"v":35734,"d":"35,734"},{"v":10693,"d":"10,693"},"EIA","EIA","EIA","EIA","EIA","EIA","--","EIA","EIA",{"$nulls":3},{"v":2137.53,"d":"2,138"},null,null,{"v":15036.438,"d":"15,036"},{"v":4499.486,"d":"4,499"},{"v":28.834,"d":"29"},{"v":8.453,"d":"8"},{"v":0.046,"d":"0"},{"v":55.364,"d":"55"},{"v":34.869,"d":"35"},{"v":3.487,"d":"3"},{"v":4487.879573,"d":"4,487.880"},0,0,{"v":518.813,"d":"519"},0,0,{"v":4093.067,"d":"4,093"},0,0,0,0,0,{"v":518.813,"d":"519"},{"v":4093.067,"d":"4,093"},{"v":4093.067,"d":"4,093"},{"v":4611.88,"d":"4,612"},0,{"v":0,"d":"0.0%"},{"v":0,"d":"0.0%"},{"v":0.112494904464123,"d":"11.2%"},{"v":0,"d":"0.0%"},{"v":0,"d":"0.0%"},{"v":0.887505095535877,"d":"88.8%"},{"v":0,"d":"0.0%"},{"v":0,"d":"0.0%"},{"v":0,"d":"0.0%"},{"v":0,"d":"0.0%"},{"v":0,"d":"0.0%"},{"v":0.112494904464123,"d":"11.2%"},{"v":0.887505095535877,"d":"88.8%"},{"v":0.887505095535877,"d":"88.8%"},{"v":1,"d":"100.0%"},{"v":0,"d":"0.0%"}]
[271,2020,"AR","Fulton",7825,"Southwestern Electric Power Co",17698,"Arkansas Electric Coop Corp",807,"Electric Utility","Southwest Power Pool","SWPP","SERC","SPSO","SPP South",null,"05","057","Hempstead",33.6094,-93.7924,1,1,"NG","GAS",null,{"v":0.05292,"d":"0.0529"},154.8,{"v":1,"d":"1.0000"},{"$nulls":6},{"v":752603.75,"d":"752,604"},{"v":415597.469,"d":"415,597"},{"v":752603.75,"d":"752,604"},{"v":415597.469,"d":"415,597"},{"v":71762,"d":"71,762"},{"v":33719,"d":"33,719"},{"v":20.498,"d":"20"},{"v":10.622,"d":"11"},{"v":0.2,"d":"0"},{"v":44726.898,"d":"44,727"},{"v":1632.491,"d":"1,632"},{"v":163.249,"d":"163"},{"v":44771.629,"d":"44,772"},null,0.571,{"v":0.63,"d":"0.630"},0.006,{"v":1246.534,"d":"1,246.534"},0.023,{"v":2E-3,"d":"0.002"},{"v":1247.781,"d":"1,247.781"},null,0.054,0.051,{"v":1E-3,"d":"0.001"},118.859,{"v":2E-3,"d":"0.002"},{"v":0,"d":"0.000"},118.978,null,0.571,{"v":0.63,"d":"0.630"},0.006,{"v":1246.534,"d":"1,246.534"},0.023,{"v":2E-3,"d":"0.002"},{"v":1247.781,"d":"1,247.781"},null,{"v":20.498,"d":"20"},{"v":10.622,"d":"11"},{"v":0.2,"d":"0"},{"v":44726.898,"d":"44,727"},{"v":1632.491,"d":"1,632"},{"v":163.249,"d":"163"},null,{"v":752603.75,"d":"752,604"},{"v":415597.469,"d":"415,597"},{"v":752603.75,"d":"752,604"},{"v":415597.469,"d":"415,597"},"EPA/CAMD","EPA/CAMD","EPA/CAMD","EPA/CAMD","EIA","EIA","--","EPA/CAMD","EPA/CAMD",{"$nulls":14},{"v":10487.496865,"d":"10,487.497"},0,0,{"v":71762,"d":"71,762"},0,0,0,0,0,0,0,0,{"v":71762,"d":"71,762"},0,0,{"v":71762,"d":"71,762"},0,{"v":0,"d":"0.0%"},{"v":0,"d":"0.0%"},{"v":1,"d":"100.0%"},{"v":0,"d":"0.0%"},{"v":0,"d":"0.0%"},{"v":0,"d":"0.0%"},{"v":0,"d":"0.0%"},{"v":0,"d":"0.0%"},{"v":0,"d":"0.0%"},{"v":0,"d":"0.0%"},{"v":0,"d":"0.0%"},{"v":1,"d":"100.0%"},{"v":0,"d":"0.0%"},{"v":0,"d":"0.0%"},{"v":1,"d":"100.0%"},{"v":0,"d":"0.0%"}]
[272,2020,"AR","Genova Arkansas I LLC",55869,null,-9999,"Southwestern Electric Power Co",17698,"Electric Utility","Southwest Power Pool","SWPP","MRO",{"$nulls":3},"05","143","Washington",36.186111,-94.284166,3,3,"NG","GAS",null,null,631.4,{"$nulls":62},"--"]
[273,2020,"AR","Georgia-Pacific Crossett LLC",10606,"Entergy Arkansas Inc",814,"G-P CONSUMER OPER LLC",4580,"Industrial CHP","Midcontinent Independent Transmission System Operator, Inc..","MISO","SERC","SRMV","SERC Mississippi Valley","MISO","05","003","Ashley",33.1421,-91.975,5,3,"NG","GAS",null,{"v":0.08088,"d":"0.0809"},91.6,{"v":1,"d":"1.0000"},"Yes","Yes",{"v":1935284.8,"d":"1,935,285"},{"v":0.114,"d":"0"},{"v":0.132403,"d":"0.1324"},null,{"v":365197.395,"d":"365,197"},{"v":148099.396,"d":"148,099"},{"v":365197.395,"d":"365,197"},{"v":148099.396,"d":"148,099"},{"v":64900.916,"d":"64,901"},{"v":25187.709,"d":"25,188"},{"v":30.584,"d":"31"},{"v":12.817,"d":"13"},{"v":0.584,"d":"1"},{"v":21343.79,"d":"21,344"},{"v":805.123,"d":"805"},{"v":80.512,"d":"81"},{"v":21365.851,"d":"21,366"},null,0.942,1.018,0.018,657.735,0.012,{"v":1E-3,"d":"0.001"},658.414,null,0.167,0.173,0.003,116.889,{"v":2E-3,"d":"0.002"},{"v":0,"d":"0.000"},{"v":117.01,"d":"117.010"},null,0.942,1.018,0.018,657.735,0.012,{"v":1E-3,"d":"0.001"},658.414,null,{"v":230.993,"d":"231"},{"v":96.804,"d":"97"},{"v":4.408,"d":"4"},{"v":161202.843,"d":"161,203"},{"v":6080.837,"d":"6,081"},{"v":608.084,"d":"608"},null,{"v":2758219.469,"d":"2,758,219"},{"v":1118547.516,"d":"1,118,548"},{"v":2758219.469,"d":"2,758,219"},{"v":1118547.516,"d":"1,118,548"},"EIA","EIA","EPA/CAMD; EIA","EIA","EIA","EIA","--","EIA","EIA",{"$nulls":3},0,null,null,{"v":2393022.074,"d":"2,393,022"},{"v":970448.119,"d":"970,448"},{"v":200.409,"d":"200"},{"v":83.987,"d":"84"},{"v":3.824,"d":"4"},{"v":139859.052,"d":"139,859"},{"v":5275.714,"d":"5,276"},{"v":527.571,"d":"528"},{"v":5626.999078,"d":"5,626.999"},0,0,{"v":64900.916,"d":"64,901"},0,0,0,0,0,0,0,0,{"v":64900.916,"d":"64,901"},0,0,{"v":64900.916,"d":"64,901"},0,{"v":0,"d":"0.0%"},{"v":0,"d":"0.0%"},{"v":1,"d":"100.0%"},{"v":0,"d":"0.0%"},{"v":0,"d":"0.0%"},{"v":0,"d":"0.0%"},{"v":0,"d":"0.0%"},{"v":0,"d":"0.0%"},{"v":0,"d":"0.0%"},{"v":0,"d":"0.0%"},{"v":0,"d":"0.0%"},{"v":1,"d":"100.0%"},{"v":0,"d":"0.0%"},{"v":0,"d":"0.0%"},{"v":1,"d":"100.0%"},{"v":0,"d":"0.0%"}]
[274,2020,"AR","Greers Ferry Lake",188,"Southwestern Power Administration",17716,"USCE-Little Rock District",19647,"Electric Utility","Southwestern Power Administration","SPA","MRO","SPSO","SPP South","SPP","05","023","Cleburne",35.5207,-91.9953,2,2,"WAT","HYDRO",null,{"v":0.30128,"d":"0.3013"},{"v":96,"d":"96.0"},{"$nulls":9},{"v":2222754,"d":"2,222,754"},{"v":948798,"d":"948,798"},{"v":253363,"d":"253,363"},{"v":108150,"d":"108,150"},{"$nulls":41},{"v":2222754,"d":"2,222,754"},{"v":948798,"d":"948,798"},{"$nulls":6},"--","EIA","EIA",{"$nulls":15},0,0,0,0,{"v":253363,"d":"253,363"},0,0,0,0,0,0,0,{"v":253363,"d":"253,363"},0,0,{"v":253363,"d":"253,363"},{"v":0,"d":"0.0%"},{"v":0,"d":"0.0%"},{"v":0,"d":"0.0%"},{"v":0,"d":"0.0%"},{"v":1,"d":"100.0%"},{"v":0,"d":"0.0%"},{"v":0,"d":"0.0%"},{"v":0,"d":"0.0%"},{"v":0,"d":"0.0%"},{"v":0,"d":"0.0%"},{"v":0,"d":"0.0%"},{"v":0,"d":"0.0%"},{"v":1,"d":"100.0%"},{"v":0,"d":"0.0%"},{"v":0,"d":"0.0%"},{"v":1,"d":"100.0%"}]
[275,2020,"AR","Hamilton Moses",168,"Entergy Arkansas Inc",814,"Entergy Arkansas LLC",814,"Electric Utility","Midcontinent Independent Transmission System Operator, Inc..","MISO","SERC","SRMV","SERC Mississippi Valley","MISO","05","123","St Francis",34.9806,-90.8722,2,2,"NG","GAS",null,null,{"v":138,"d":"138.0"},{"$nulls":62},"--"]
[276,2020,"AR","Happy Solar 1",63766,"Entergy Arkansas LLC",814,"Lightsource Renewable Energy Asset Management, LLC",62842,"IPP Non-CHP","Midcontinent Independent Transmission System Operator, Inc..","MISO","MRO","SRMV","SERC Mississippi Valley","MISO","05","145","White",35.167715,-91.660279,1,1,"SUN","SOLAR",null,null,{"v":95,"d":"95.0"},{"$nulls":62},"--"]
[277,2020,"AR","Harry D. Mattison Power Plant",56328,"Southwestern Electric Power Co",17698,"Southwestern Electric Power Co",17698,"Electric Utility","Southwest Power Pool","SWPP","MRO","SPSO","SPP South",null,"05","143","Washington",36.1855,-94.2841,4,4,"NG","GAS",null,{"v":0.01576,"d":"0.0158"},{"v":349,"d":"349.0"},{"v":1,"d":"1.0000"},{"$nulls":6},{"v":691161.812,"d":"691,162"},{"v":388644.195,"d":"388,644"},{"v":691161.812,"d":"691,162"},{"v":388644.195,"d":"388,644"},{"v":48191,"d":"48,191"},{"v":22644,"d":"22,644"},{"v":26.022,"d":"26"},{"v":14.754,"d":"15"},{"v":0.3,"d":"0"},{"v":40779.101,"d":"40,779"},{"v":1434.529,"d":"1,435"},{"v":143.453,"d":"143"},{"v":40818.407,"d":"40,818"},null,{"v":1.08,"d":"1.080"},1.303,0.012,{"v":1692.395,"d":"1,692.395"},{"v":0.03,"d":"0.030"},0.003,{"v":1694.026,"d":"1,694.026"},null,0.075,0.076,{"v":1E-3,"d":"0.001"},118.002,{"v":2E-3,"d":"0.002"},{"v":0,"d":"0.000"},118.115,null,{"v":1.08,"d":"1.080"},1.303,0.012,{"v":1692.395,"d":"1,692.395"},{"v":0.03,"d":"0.030"},0.003,{"v":1694.026,"d":"1,694.026"},null,{"v":26.022,"d":"26"},{"v":14.754,"d":"15"},{"v":0.3,"d":"0"},{"v":40779.101,"d":"40,779"},{"v":1434.529,"d":"1,435"},{"v":143.453,"d":"143"},null,{"v":691161.812,"d":"691,162"},{"v":388644.195,"d":"388,644"},{"v":691161.812,"d":"691,162"},{"v":388644.195,"d":"388,644"},"EPA/CAMD","EPA/CAMD","EPA/CAMD","EPA/CAMD","EIA","EIA","--","EPA/CAMD","EPA/CAMD",{"$nulls":14},{"v":14342.134683,"d":"14,342.135"},0,0,{"v":48191,"d":"48,191"},0,0,0,0,0,0,0,0,{"v":48191,"d":"48,191"},0,0,{"v":48191,"d":"48,191"},0,{"v":0,"d":"0.0%"},{"v":0,"d":"0.0%"},{"v":1,"d":"100.0%"},{"v":0,"d":"0.0%"},{"v":0,"d":"0.0%"},{"v":0,"d":"0.0%"},{"v":0,"d":"0.0%"},{"v":0,"d":"0.0%"},{"v":0,"d":"0.0%"},{"v":0,"d":"0.0%"},{"v":0,"d":"0.0%"},{"v":1,"d":"100.0%"},{"v":0,"d":"0.0%"},{"v":0,"d":"0.0%"},{"v":1,"d":"100.0%"},{"v":0,"d":"0.0%"}]
[278,2020,"AR","Harvey Couch",169,"Entergy Arkansas Inc",814,"Entergy Arkansas LLC",814,"Electric Utility","Midcontinent Independent Transmission System Operator, Inc..","MISO","SERC","SRMV","SERC Mississippi Valley","MISO","05","073","Lafayette",33.3592,-93.4649,2,2,"NG","GAS",null,null,182.7,{"$nulls":62},"--"]
[279,2020,"AR","Hot Spring Energy Facility",55418,"Entergy Arkansas Inc",814,"Entergy Arkansas LLC",814,"Electric Utility","Midcontinent Independent Transmission System Operator, Inc..","MISO","SERC","SRMV","SERC Mississippi Valley","MISO","05","059","Hot Spring",34.29759,-92.868344,2,6,"NG","GAS",null,{"v":0.093,"d":"0.0930"},{"v":1429.7,"d":"1,429.7"},{"v":1,"d":"1.0000"},{"$nulls":6},{"v":8659294.25,"d":"8,659,294"},{"v":3432940.875,"d":"3,432,941"},{"v":8659294.25,"d":"8,659,294"},{"v":3432940.875,"d":"3,432,941"},{"v":1164782,"d":"1,164,782"},{"v":455981,"d":"455,981"},{"v":48.202,"d":"48"},{"v":20.393,"d":"20"},{"v":2.6,"d":"3"},{"v":514609.016,"d":"514,609"},{"v":18991.655,"d":"18,992"},{"v":1899.166,"d":"1,899"},{"v":515129.387,"d":"515,129"},null,0.083,0.089,0.004,883.614,0.016,{"v":2E-3,"d":"0.002"},884.508,null,0.011,0.012,{"v":1E-3,"d":"0.001"},118.857,{"v":2E-3,"d":"0.002"},{"v":0,"d":"0.000"},118.977,null,0.083,0.089,0.004,883.614,0.016,{"v":2E-3,"d":"0.002"},884.508,null,{"v":48.202,"d":"48"},{"v":20.393,"d":"20"},{"v":2.6,"d":"3"},{"v":514609.016,"d":"514,609"},{"v":18991.655,"d":"18,992"},{"v":1899.166,"d":"1,899"},null,{"v":8659294.25,"d":"8,659,294"},{"v":3432940.875,"d":"3,432,941"},{"v":8659294.25,"d":"8,659,294"},{"v":3432940.875,"d":"3,432,941"},"EPA/CAMD","EPA/CAMD","EPA/CAMD","EPA/CAMD","EIA","EIA","--","EPA/CAMD","EPA/CAMD",{"$nulls":14},{"v":7434.261733,"d":"7,434.262"},0,0,{"v":1164782,"d":"1,164,782"},0,0,0,0,0,0,0,0,{"v":1164782,"d":"1,164,782"},0,0,{"v":1164782,"d":"1,164,782"},0,{"v":0,"d":"0.0%"},{"v":0,"d":"0.0%"},{"v":1,"d":"100.0%"},{"v":0,"d":"0.0%"},{"v":0,"d":"0.0%"},{"v":0,"d":"0.0%"},{"v":0,"d":"0.0%"},{"v":0,"d":"0.0%"},{"v":0,"d":"0.0%"},{"v":0,"d":"0.0%"},{"v":0,"d":"0.0%"},{"v":1,"d":"100.0%"},{"v":0,"d":"0.0%"},{"v":0,"d":"0.0%"},{"v":1,"d":"100.0%"},{"v":0,"d":"0.0%"}]
[280,2020,"AR","Hot Springs 2020",64263,"Entergy Arkansas LLC",814,"Greenbacker Renewable Energy Corporation",60025,"IPP Non-CHP","Southwest Power Pool","SWPP","SERC","SRMV","SERC Mississippi Valley",null,"05","051","Garland",34.421,-93.19485,1,1,"SUN","SOLAR",null,null,{"v":1,"d":"1.0"},{"$nulls":62},"--"]
[281,2020,"AR","Independence",6641,"Entergy Arkansas Inc",814,"Entergy Arkansas LLC",814,"Electric Utility","Midcontinent Independent Transmission System Operator, Inc..","MISO","SERC","SRMV","SERC Mississippi Valley","MISO","05","063","Independence",35.678442,-91.408761,2,2,"SUB","COAL","Yes",{"v":0.18436,"d":"0.1844"},{"v":1800,"d":"1,800.0"},{"v":1,"d":"1.0000"},{"$nulls":6},{"v":35188268,"d":"35,188,268"},{"v":23159066,"d":"23,159,066"},{"v":35188268,"d":"35,188,268"},{"v":23159066,"d":"23,159,066"},{"v":2906972,"d":"2,906,972"},{"v":1891290,"d":"1,891,290"},{"v":2991.829,"d":"2,992"},{"v":1983.142,"d":"1,983"},{"v":7989.3,"d":"7,989"},{"v":3688666.375,"d":"3,688,666"},{"v":756942.446,"d":"756,942"},{"v":110169.748,"d":"110,170"},{"v":3714543.448,"d":"3,714,543"},null,2.058,2.097,5.497,{"v":2537.807,"d":"2,537.807"},{"v":0.26,"d":"0.260"},0.038,{"v":2555.61,"d":"2,555.610"},null,{"v":0.17,"d":"0.170"},0.171,0.454,209.653,0.022,0.003,211.124,null,2.058,2.097,5.497,{"v":2537.807,"d":"2,537.807"},{"v":0.26,"d":"0.260"},0.038,{"v":2555.61,"d":"2,555.610"},null,{"v":2991.829,"d":"2,992"},{"v":1983.142,"d":"1,983"},{"v":7989.3,"d":"7,989"},{"v":3688666.375,"d":"3,688,666"},{"v":756942.446,"d":"756,942"},{"v":110169.748,"d":"110,170"},null,{"v":35188268,"d":"35,188,268"},{"v":23159066,"d":"23,159,066"},{"v":35188268,"d":"35,188,268"},{"v":23159066,"d":"23,159,066"},"EPA/CAMD","EPA/CAMD","EPA/CAMD","EPA/CAMD","EIA","EIA","--","EPA/CAMD","EPA/CAMD",{"$nulls":14},{"v":12104.783822,"d":"12,104.784"},{"v":2894158.2,"d":"2,894,158"},{"v":12813.83,"d":"12,814"},0,0,0,0,0,0,0,0,0,{"v":2906972.03,"d":"2,906,972"},0,0,{"v":2906972.03,"d":"2,906,972"},0,{"v":0.995592035331692,"d":"99.6%"},{"v":0.00440796466830814,"d":"0.4%"},{"v":0,"d":"0.0%"},{"v":0,"d":"0.0%"},{"v":0,"d":"0.0%"},{"v":0,"d":"0.0%"},{"v":0,"d":"0.0%"},{"v":0,"d":"0.0%"},{"v":0,"d":"0.0%"},{"v":0,"d":"0.0%"},{"v":0,"d":"0.0%"},{"v":1,"d":"100.0%"},{"v":0,"d":"0.0%"},{"v":0,"d":"0.0%"},{"v":1,"d":"100.0%"},{"v":0,"d":"0.0%"}]
[282,2020,"AR","John W. Turk Jr. Power Plant",56564,"Southwestern Electric Power Co",17698,"Southwestern Electric Power Co",17698,"Electric Utility","Southwest Power Pool","SWPP","MRO","SPSO","SPP South",null,"05","057","Hempstead",33.649722,-93.811944,1,1,"SUB","COAL","Yes",{"v":0.65967,"d":"0.6597"},{"v":609,"d":"609.0"},{"v":0.233877054732038,"d":"0.2339"},{"$nulls":6},{"v":32814038,"d":"32,814,038"},{"v":13188947,"d":"13,188,947"},{"v":32814038,"d":"32,814,038"},{"v":13188947,"d":"13,188,947"},{"v":3519254,"d":"3,519,254"},{"v":1387346,"d":"1,387,346"},{"v":696.817,"d":"697"},{"v":289.446,"d":"289"},{"v":658.1,"d":"658"},{"v":3441534,"d":"3,441,534"},{"v":785542.245,"d":"785,542"},{"v":114254.87,"d":"114,255"},{"v":3468377.254,"d":"3,468,377"},null,0.396,0.417,0.374,{"v":1955.832,"d":"1,955.832"},0.223,0.032,{"v":1971.087,"d":"1,971.087"},null,0.042,0.044,{"v":0.04,"d":"0.040"},{"v":209.76,"d":"209.760"},0.024,0.003,211.396,null,0.396,0.417,0.374,{"v":1955.832,"d":"1,955.832"},0.223,0.032,{"v":1971.087,"d":"1,971.087"},null,{"v":696.817,"d":"697"},{"v":289.446,"d":"289"},{"v":658.1,"d":"658"},{"v":3441534,"d":"3,441,534"},{"v":785542.245,"d":"785,542"},{"v":114254.87,"d":"114,255"},null,{"v":32814038,"d":"32,814,038"},{"v":13188947,"d":"13,188,947"},{"v":32814038,"d":"32,814,038"},{"v":13188947,"d":"13,188,947"},"EPA/CAMD","EPA/CAMD","EPA/CAMD","EPA/CAMD","EIA","EIA","--","EPA/CAMD","EPA/CAMD",{"$nulls":14},{"v":9324.145978,"d":"9,324.146"},{"v":3513154.1,"d":"3,513,154"},0,{"v":6099.897,"d":"6,100"},0,0,0,0,0,0,0,0,{"v":3519253.997,"d":"3,519,254"},0,0,{"v":3519253.997,"d":"3,519,254"},0,{"v":0.998266707374574,"d":"99.8%"},{"v":0,"d":"0.0%"},{"v":1.73329262542569E-3,"d":"0.2%"},{"v":0,"d":"0.0%"},{"v":0,"d":"0.0%"},{"v":0,"d":"0.0%"},{"v":0,"d":"0.0%"},{"v":0,"d":"0.0%"},{"v":0,"d":"0.0%"},{"v":0,"d":"0.0%"},{"v":0,"d":"0.0%"},{"v":1,"d":"100.0%"},{"v":0,"d":"0.0%"},{"v":0,"d":"0.0%"},{"v":1,"d":"100.0%"},{"v":0,"d":"0.0%"}]
[283,2020,"AR","Lake Catherine",170,"Entergy Arkansas Inc",814,"Entergy Arkansas LLC",814,"Electric Utility","Midcontinent Independent Transmission System Operator, Inc..","MISO","SERC","SRMV","SERC Mississippi Valley","MISO","05","059","Hot Spring",34.4341,-92.9049,1,4,"NG","GAS",null,0.0725,{"v":752,"d":"752.0"},{"v":1,"d":"1.0000"},{"$nulls":6},{"v":5247637.5,"d":"5,247,638"},{"v":4430821,"d":"4,430,821"},{"v":5247637.5,"d":"5,247,638"},{"v":4430821,"d":"4,430,821"},{"v":477579,"d":"477,579"},{"v":408016,"d":"408,016"},{"v":689.357,"d":"689"},{"v":586.54,"d":"587"},{"v":1.6,"d":"2"},{"v":311859.094,"d":"311,859"},{"v":11615.101,"d":"11,615"},{"v":1161.51,"d":"1,162"},{"v":312177.348,"d":"312,177"},null,2.887,2.875,0.007,{"v":1306,"d":"1,306.000"},0.024,{"v":2E-3,"d":"0.002"},{"v":1307.333,"d":"1,307.333"},null,0.263,0.265,{"v":1E-3,"d":"0.001"},118.857,{"v":2E-3,"d":"0.002"},{"v":0,"d":"0.000"},118.978,null,2.887,2.875,0.007,{"v":1306,"d":"1,306.000"},0.024,{"v":2E-3,"d":"0.002"},{"v":1307.333,"d":"1,307.333"},null,{"v":689.357,"d":"689"},{"v":586.54,"d":"587"},{"v":1.6,"d":"2"},{"v":311859.094,"d":"311,859"},{"v":11615.101,"d":"11,615"},{"v":1161.51,"d":"1,162"},null,{"v":5247637.5,"d":"5,247,638"},{"v":4430821,"d":"4,430,821"},{"v":5247637.5,"d":"5,247,638"},{"v":4430821,"d":"4,430,821"},"EPA/CAMD","EPA/CAMD","EPA/CAMD","EPA/CAMD","EIA","EIA","--","EPA/CAMD","EPA/CAMD",{"$nulls":14},{"v":10987.998844,"d":"10,987.999"},0,0,{"v":477579,"d":"477,579"},0,0,0,0,0,0,0,0,{"v":477579,"d":"477,579"},0,0,{"v":477579,"d":"477,579"},0,{"v":0,"d":"0.0%"},{"v":0,"d":"0.0%"},{"v":1,"d":"100.0%"},{"v":0,"d":"0.0%"},{"v":0,"d":"0.0%"},{"v":0,"d":"0.0%"},{"v":0,"d":"0.0%"},{"v":0,"d":"0.0%"},{"v":0,"d":"0.0%"},{"v":0,"d":"0.0%"},{"v":0,"d":"0.0%"},{"v":1,"d":"100.0%"},{"v":0,"d":"0.0%"},{"v":0,"d":"0.0%"},{"v":1,"d":"100.0%"},{"v":0,"d":"0.0%"}]
[284,2020,"AR","Lee Creek Water Treatment Facility",54283,"Arkansas Valley Elec Coop Corp",817,"Fort Smith City of",31518,"IPP Non-CHP","Midcontinent Independent Transmission System Operator, Inc..","MISO","MRO","SRMV","SERC Mississippi Valley","MISO","05","033","Crawford",35.484488,-94.392858,1,1,"WAT","HYDRO",null,{"v":0,"d":"0.0000"},1.3,{"$nulls":11},0,0,{"$nulls":49},"--",{"$nulls":17},0,0,0,0,0,0,0,0,0,0,0,0,0,0,0,0]
[285,2020,"AR","Mabelvale",171,"Entergy Arkansas Inc",814,"Entergy Arkansas LLC",814,"Electric Utility","Midcontinent Independent Transmission System Operator, Inc..","MISO","SERC","SRMV","SERC Mississippi Valley","MISO","05","119","Pulaski",34.635997,-92.409602,4,4,"NG","GAS",null,null,{"v":78,"d":"78.0"},{"$nulls":62},"--"]
[286,2020,"AR","Magnet Cove Generating Station",55714,"Entergy Arkansas Inc",814,"Arkansas Electric Coop Corp",807,"Electric Utility","Midcontinent Independent Transmission System Operator, Inc..","MISO","SERC","SRMV","SERC Mississippi Valley","MISO","05","059","Hot Spring",34.4297,-92.8317,2,3,"NG","GAS",null,{"v":0.26186,"d":"0.2619"},{"v":746,"d":"746.0"},{"v":0.896899394436487,"d":"0.8969"},{"$nulls":6},{"v":12178633,"d":"12,178,633"},{"v":4094900.75,"d":"4,094,901"},{"v":12178633,"d":"12,178,633"},{"v":4094900.75,"d":"4,094,901"},{"v":1711247,"d":"1,711,247"},{"v":570268,"d":"570,268"},{"v":81.845,"d":"82"},{"v":28.635,"d":"29"},{"v":3.6,"d":"4"},{"v":723762.375,"d":"723,762"},{"v":26515.977,"d":"26,516"},{"v":2651.598,"d":"2,652"},{"v":724488.913,"d":"724,489"},null,0.096,{"v":0.1,"d":"0.100"},0.004,845.889,0.015,{"v":2E-3,"d":"0.002"},846.738,null,0.013,0.014,{"v":1E-3,"d":"0.001"},118.858,{"v":2E-3,"d":"0.002"},{"v":0,"d":"0.000"},118.977,null,0.096,{"v":0.1,"d":"0.100"},0.004,845.889,0.015,{"v":2E-3,"d":"0.002"},846.738,null,{"v":81.845,"d":"82"},{"v":28.635,"d":"29"},{"v":3.6,"d":"4"},{"v":723762.375,"d":"723,762"},{"v":26515.977,"d":"26,516"},{"v":2651.598,"d":"2,652"},null,{"v":12178633,"d":"12,178,633"},{"v":4094900.75,"d":"4,094,901"},{"v":12178633,"d":"12,178,633"},{"v":4094900.75,"d":"4,094,901"},"EPA/CAMD","EPA/CAMD","EPA/CAMD","EPA/CAMD","EIA","EIA","--","EPA/CAMD","EPA/CAMD",{"$nulls":14},{"v":7116.817736,"d":"7,116.818"},0,0,{"v":1711247,"d":"1,711,247"},0,0,0,0,0,0,0,0,{"v":1711247,"d":"1,711,247"},0,0,{"v":1711247,"d":"1,711,247"},0,{"v":0,"d":"0.0%"},{"v":0,"d":"0.0%"},{"v":1,"d":"100.0%"},{"v":0,"d":"0.0%"},{"v":0,"d":"0.0%"},{"v":0,"d":"0.0%"},{"v":0,"d":"0.0%"},{"v":0,"d":"0.0%"},{"v":0,"d":"0.0%"},{"v":0,"d":"0.0%"},{"v":0,"d":"0.0%"},{"v":1,"d":"100.0%"},{"v":0,"d":"0.0%"},{"v":0,"d":"0.0%"},{"v":1,"d":"100.0%"},{"v":0,"d":"0.0%"}]
[287,2020,"AR","McClellan",203,"Entergy Arkansas Inc",814,"Arkansas Electric Coop Corp",807,"Electric Utility","Midcontinent Independent Transmission System Operator, Inc..","MISO","SERC","SRMV","SERC Mississippi Valley","MISO","05","103","Ouachita",33.5648,-92.7917,1,1,"NG","GAS",null,{"v":0.03234,"d":"0.0323"},{"v":136,"d":"136.0"},{"v":1,"d":"1.0000"},{"$nulls":6},{"v":388052.688,"d":"388,053"},{"v":240032.109,"d":"240,032"},{"v":388052.688,"d":"388,053"},{"v":240032.109,"d":"240,032"},{"v":38533,"d":"38,533"},{"v":22669,"d":"22,669"},{"v":52.711,"d":"53"},{"v":29.769,"d":"30"},{"v":2.8,"d":"3"},{"v":23141.6,"d":"23,142"},{"v":1075.685,"d":"1,076"},{"v":107.568,"d":"108"},{"v":23171.073,"d":"23,171"},null,2.736,2.626,0.145,{"v":1201.131,"d":"1,201.131"},0.028,0.003,{"v":1202.661,"d":"1,202.661"},null,0.272,0.248,0.014,{"v":119.27,"d":"119.270"},0.003,{"v":0,"d":"0.000"},119.422,null,2.736,2.626,0.145,{"v":1201.131,"d":"1,201.131"},0.028,0.003,{"v":1202.661,"d":"1,202.661"},null,{"v":52.711,"d":"53"},{"v":29.769,"d":"30"},{"v":2.8,"d":"3"},{"v":23141.6,"d":"23,142"},{"v":1075.685,"d":"1,076"},{"v":107.568,"d":"108"},null,{"v":388052.688,"d":"388,053"},{"v":240032.109,"d":"240,032"},{"v":388052.688,"d":"388,053"},{"v":240032.109,"d":"240,032"},"EPA/CAMD","EPA/CAMD","EPA/CAMD","EPA/CAMD","EIA","EIA","--","EPA/CAMD","EPA/CAMD",{"$nulls":14},{"v":10070.658591,"d":"10,070.659"},0,0,{"v":38533,"d":"38,533"},0,0,0,0,0,0,0,0,{"v":38533,"d":"38,533"},0,0,{"v":38533,"d":"38,533"},0,{"v":0,"d":"0.0%"},{"v":0,"d":"0.0%"},{"v":1,"d":"100.0%"},{"v":0,"d":"0.0%"},{"v":0,"d":"0.0%"},{"v":0,"d":"0.0%"},{"v":0,"d":"0.0%"},{"v":0,"d":"0.0%"},{"v":0,"d":"0.0%"},{"v":0,"d":"0.0%"},{"v":0,"d":"0.0%"},{"v":1,"d":"100.0%"},{"v":0,"d":"0.0%"},{"v":0,"d":"0.0%"},{"v":1,"d":"100.0%"},{"v":0,"d":"0.0%"}]
[288,2020,"AR","Municipal Light",193,"Southwestern Power Administration",17716,"City of Piggott - (AR)",15043,"Electric Utility","Southwestern Power Administration","SPA","SERC","SRMV","SERC Mississippi Valley","SPP","05","021","Clay",36.3858,-90.1867,5,5,"DFO","OIL",null,{"v":0,"d":"0.0000"},7.2,{"$nulls":11},0,0,{"$nulls":49},"--",{"$nulls":17},0,0,0,0,0,0,0,0,0,0,0,0,0,0,0,0]
[289,2020,"AR","Murray",7166,"Entergy Arkansas Inc",814,"City of North Little Rock - (AR)",13718,"Electric Utility","Midcontinent Independent Transmission System Operator, Inc..","MISO","SERC","SRMV","SERC Mississippi Valley","MISO","05","119","Pulaski",34.7956,-92.3569,2,2,"WAT","HYDRO",null,{"v":0.40054,"d":"0.4005"},45.4,{"$nulls":9},{"v":1397495,"d":"1,397,495"},{"v":596530,"d":"596,530"},{"v":159295,"d":"159,295"},{"v":67996,"d":"67,996"},{"$nulls":41},{"v":1397495,"d":"1,397,495"},{"v":596530,"d":"596,530"},{"$nulls":6},"--","EIA","EIA",{"$nulls":15},0,0,0,0,{"v":159295,"d":"159,295"},0,0,0,0,0,0,0,{"v":159295,"d":"159,295"},0,0,{"v":159295,"d":"159,295"},{"v":0,"d":"0.0%"},{"v":0,"d":"0.0%"},{"v":0,"d":"0.0%"},{"v":0,"d":"0.0%"},{"v":1,"d":"100.0%"},{"v":0,"d":"0.0%"},{"v":0,"d":"0.0%"},{"v":0,"d":"0.0%"},{"v":0,"d":"0.0%"},{"v":0,"d":"0.0%"},{"v":0,"d":"0.0%"},{"v":0,"d":"0.0%"},{"v":1,"d":"100.0%"},{"v":0,"d":"0.0%"},{"v":0,"d":"0.0%"},{"v":1,"d":"100.0%"}]
[290,2020,"AR","Narrows (AR)",195,"Southwestern Electric Power Co",17698,"USCE -Vickburg District",19406,"Electric Utility","Southwest Power Pool","SWPP","SERC","SPSO","SPP South",null,"05","109","Pike",34.148427,-93.715168,3,3,"WAT","HYDRO",null,{"v":0.29903,"d":"0.2990"},25.5,{"$nulls":9},{"v":586020,"d":"586,020"},{"v":250146,"d":"250,146"},{"v":66798,"d":"66,798"},{"v":28512.999,"d":"28,513"},{"$nulls":41},{"v":586020,"d":"586,020"},{"v":250146,"d":"250,146"},{"$nulls":6},"--","EIA","EIA",{"$nulls":15},0,0,0,0,{"v":66798,"d":"66,798"},0,0,0,0,0,0,0,{"v":66798,"d":"66,798"},0,0,{"v":66798,"d":"66,798"},{"v":0,"d":"0.0%"},{"v":0,"d":"0.0%"},{"v":0,"d":"0.0%"},{"v":0,"d":"0.0%"},{"v":1,"d":"100.0%"},{"v":0,"d":"0.0%"},{"v":0,"d":"0.0%"},{"v":0,"d":"0.0%"},{"v":0,"d":"0.0%"},{"v":0,"d":"0.0%"},{"v":0,"d":"0.0%"},{"v":0,"d":"0.0%"},{"v":1,"d":"100.0%"},{"v":0,"d":"0.0%"},{"v":0,"d":"0.0%"},{"v":1,"d":"100.0%"}]
[291,2020,"AR","Noland Wastewater Treatment Plant Hybrid",62682,"Ozarks Electric Coop Corp - (AR)",14289,"Today's Power, Inc.",61204,"Commercial Non-CHP","Southwest Power Pool","SWPP","MRO","SPSO","SPP South",null,"05","143","Washington",36.082301,-94.067149,2,2,"SUN","SOLAR",null,{"v":0.09495,"d":"0.0950"},{"v":11,"d":"11.0"},{"$nulls":7},0,0,{"v":82546,"d":"82,546"},{"v":44646,"d":"44,646"},{"v":9149,"d":"9,149"},{"v":4884,"d":"4,884"},{"$nulls":24},{"v":0,"d":"0.000"},null,{"v":0,"d":"0.000"},{"v":0,"d":"0.000"},{"v":0,"d":"0.000"},{"v":0,"d":"0.000"},{"v":0,"d":"0.000"},{"$nulls":8},0,0,{"v":82546,"d":"82,546"},{"v":44646,"d":"44,646"},{"$nulls":6},"--","EIA","EIA",{"$nulls":15},0,0,0,0,0,0,0,{"v":9409,"d":"9,409"},0,0,{"v":-260,"d":"(260)"},{"v":-260,"d":"(260)"},{"v":9409,"d":"9,409"},{"v":9409,"d":"9,409"},{"v":-260,"d":"(260)"},{"v":9409,"d":"9,409"},{"v":0,"d":"0.0%"},{"v":0,"d":"0.0%"},{"v":0,"d":"0.0%"},{"v":0,"d":"0.0%"},{"v":0,"d":"0.0%"},{"v":0,"d":"0.0%"},{"v":0,"d":"0.0%"},{"v":1,"d":"100.0%"},{"v":0,"d":"0.0%"},{"v":0,"d":"0.0%"},{"v":0,"d":"0.0%"},{"v":0,"d":"0.0%"},{"v":1,"d":"100.0%"},{"v":1,"d":"100.0%"},{"v":0,"d":"0.0%"},{"v":1,"d":"100.0%"}]
[292,2020,"AR","Norfork",196,"Southwestern Power Administration",17716,"USCE-Little Rock District",19647,"Electric Utility","Southwestern Power Administration","SPA","MRO","SPSO","SPP South","SPP","05","005","Baxter",36.2491,-92.2401,2,2,"WAT","HYDRO",null,{"v":0.53018,"d":"0.5302"},80.4,{"$nulls":9},{"v":3275884,"d":"3,275,884"},{"v":1398334,"d":"1,398,334"},{"v":373405,"d":"373,405"},{"v":159390,"d":"159,390"},{"$nulls":41},{"v":3275884,"d":"3,275,884"},{"v":1398334,"d":"1,398,334"},{"$nulls":6},"--","EIA","EIA",{"$nulls":15},0,0,0,0,{"v":373405,"d":"373,405"},0,0,0,0,0,0,0,{"v":373405,"d":"373,405"},0,0,{"v":373405,"d":"373,405"},{"v":0,"d":"0.0%"},{"v":0,"d":"0.0%"},{"v":0,"d":"0.0%"},{"v":0,"d":"0.0%"},{"v":1,"d":"100.0%"},{"v":0,"d":"0.0%"},{"v":0,"d":"0.0%"},{"v":0,"d":"0.0%"},{"v":0,"d":"0.0%"},{"v":0,"d":"0.0%"},{"v":0,"d":"0.0%"},{"v":0,"d":"0.0%"},{"v":1,"d":"100.0%"},{"v":0,"d":"0.0%"},{"v":0,"d":"0.0%"},{"v":1,"d":"100.0%"}]
[293,2020,"AR","Osceola (AR)",172,"Entergy Arkansas Inc",814,"City of Osceola - (AR)",14216,"Electric Utility","Midcontinent Independent Transmission System Operator, Inc..","MISO","SERC","SRMV","SERC Mississippi Valley","MISO","05","093","Mississippi",35.705381,-89.9689,6,6,"DFO","OIL",null,{"v":0,"d":"0.0000"},9.6,{"$nulls":11},0,0,{"$nulls":49},"--",{"$nulls":17},0,0,0,0,0,0,0,0,0,0,0,0,0,0,0,0]
[294,2020,"AR","Oswald Generating Station",55221,"Entergy Arkansas Inc",814,"Arkansas Electric Coop Corp",807,"Electric Utility","Midcontinent Independent Transmission System Operator, Inc..","MISO","SERC","SRMV","SERC Mississippi Valley","MISO","05","119","Pulaski",34.5923,-92.2166,7,9,"NG","GAS",null,{"v":0.09136,"d":"0.0914"},599.5,{"v":1,"d":"1.0000"},{"$nulls":6},{"v":3543324.75,"d":"3,543,325"},{"v":2516929.594,"d":"2,516,930"},{"v":3543324.75,"d":"3,543,325"},{"v":2516929.594,"d":"2,516,930"},{"v":479813,"d":"479,813"},{"v":335564,"d":"335,564"},{"v":166.674,"d":"167"},{"v":118.939,"d":"119"},{"v":0.9,"d":"1"},{"v":210578.102,"d":"210,578"},{"v":8908.202,"d":"8,908"},{"v":890.82,"d":"891"},{"v":210822.186,"d":"210,822"},null,0.695,0.709,0.004,877.751,0.019,{"v":2E-3,"d":"0.002"},878.768,null,0.094,0.095,{"v":1E-3,"d":"0.001"},118.859,0.003,{"v":0,"d":"0.000"},118.997,null,0.695,0.709,0.004,877.751,0.019,{"v":2E-3,"d":"0.002"},878.768,null,{"v":166.674,"d":"167"},{"v":118.939,"d":"119"},{"v":0.9,"d":"1"},{"v":210578.102,"d":"210,578"},{"v":8908.202,"d":"8,908"},{"v":890.82,"d":"891"},null,{"v":3543324.75,"d":"3,543,325"},{"v":2516929.594,"d":"2,516,930"},{"v":3543324.75,"d":"3,543,325"},{"v":2516929.594,"d":"2,516,930"},"EPA/CAMD","EPA/CAMD","EPA/CAMD","EPA/CAMD","EIA","EIA","--","EPA/CAMD","EPA/CAMD",{"$nulls":14},{"v":7384.803559,"d":"7,384.804"},0,0,{"v":479813,"d":"479,813"},0,0,0,0,0,0,0,0,{"v":479813,"d":"479,813"},0,0,{"v":479813,"d":"479,813"},0,{"v":0,"d":"0.0%"},{"v":0,"d":"0.0%"},{"v":1,"d":"100.0%"},{"v":0,"d":"0.0%"},{"v":0,"d":"0.0%"},{"v":0,"d":"0.0%"},{"v":0,"d":"0.0%"},{"v":0,"d":"0.0%"},{"v":0,"d":"0.0%"},{"v":0,"d":"0.0%"},{"v":0,"d":"0.0%"},{"v":1,"d":"100.0%"},{"v":0,"d":"0.0%"},{"v":0,"d":"0.0%"},{"v":1,"d":"100.0%"},{"v":0,"d":"0.0%"}]
[295,2020,"AR","Ozark",6142,"Southwestern Power Administration",17716,"USCE-Little Rock District",19647,"Electric Utility","Southwestern Power Administration","SPA","MRO","SPSO","SPP South","SPP","05","047","Franklin",35.4693,-93.8175,5,5,"WAT","HYDRO",null,{"v":0.20757,"d":"0.2076"},{"v":100,"d":"100.0"},{"$nulls":9},{"v":1595202.031,"d":"1,595,202"},{"v":680922.031,"d":"680,922"},{"v":181831,"d":"181,831"},{"v":77616,"d":"77,616"},{"$nulls":41},{"v":1595202.031,"d":"1,595,202"},{"v":680922.031,"d":"680,922"},{"$nulls":6},"--","EIA","EIA",{"$nulls":15},0,0,0,0,{"v":181831,"d":"181,831"},0,0,0,0,0,0,0,{"v":181831,"d":"181,831"},0,0,{"v":181831,"d":"181,831"},{"v":0,"d":"0.0%"},{"v":0,"d":"0.0%"},{"v":0,"d":"0.0%"},{"v":0,"d":"0.0%"},{"v":1,"d":"100.0%"},{"v":0,"d":"0.0%"},{"v":0,"d":"0.0%"},{"v":0,"d":"0.0%"},{"v":0,"d":"0.0%"},{"v":0,"d":"0.0%"},{"v":0,"d":"0.0%"},{"v":0,"d":"0.0%"},{"v":1,"d":"100.0%"},{"v":0,"d":"0.0%"},{"v":0,"d":"0.0%"},{"v":1,"d":"100.0%"}]
[296,2020,"AR","Ozarks Natural Energy Community Solar",60924,"Ozarks Electric Coop Corp - (AR)",14289,"Ozarks Electric Coop Corp - (AR)",14289,"Electric Utility","Southwest Power Pool","SWPP","MRO","SPSO","SPP South",null,"05","143","Washington",36.164296,-94.082269,1,1,"SUN","SOLAR",null,{"v":0.17477,"d":"0.1748"},{"v":1,"d":"1.0"},{"$nulls":9},{"v":13431,"d":"13,431"},{"v":7121,"d":"7,121"},{"v":1531,"d":"1,531"},812,{"$nulls":41},{"v":13431,"d":"13,431"},{"v":7121,"d":"7,121"},{"$nulls":6},"--","EIA","EIA",{"$nulls":15},0,0,0,0,0,0,0,{"v":1531,"d":"1,531"},0,0,0,0,{"v":1531,"d":"1,531"},{"v":1531,"d":"1,531"},0,{"v":1531,"d":"1,531"},{"v":0,"d":"0.0%"},{"v":0,"d":"0.0%"},{"v":0,"d":"0.0%"},{"v":0,"d":"0.0%"},{"v":0,"d":"0.0%"},{"v":0,"d":"0.0%"},{"v":0,"d":"0.0%"},{"v":1,"d":"100.0%"},{"v":0,"d":"0.0%"},{"v":0,"d":"0.0%"},{"v":0,"d":"0.0%"},{"v":0,"d":"0.0%"},{"v":1,"d":"100.0%"},{"v":1,"d":"100.0%"},{"v":0,"d":"0.0%"},{"v":1,"d":"100.0%"}]
[297,2020,"AR","Paragould",192,"Paragould Light & Water Comm",14446,"Paragould Light & Water Comm",14446,"Electric Utility","Southwestern Power Administration","SPA","MRO","SPSO","SPP South","SPP","05","055","Greene",36.060556,-90.521389,5,5,"DFO","OIL",null,null,4.1,{"$nulls":62},"--"]
[298,2020,"AR","Paragould Reciprocating",8015,"Paragould Light & Water Comm",14446,"Paragould Light & Water Comm",14446,"Electric Utility","Southwestern Power Administration","SPA","MRO","SPSO","SPP South","SPP","05","055","Greene",36.0242,-90.5094,3,3,"NG","GAS",null,0.0024,19.2,{"v":1,"d":"1.0000"},{"$nulls":6},{"v":4029.999,"d":"4,030"},{"v":1895.001,"d":"1,895"},{"v":4029.999,"d":"4,030"},{"v":1895.001,"d":"1,895"},{"v":402.999,"d":"403"},189,{"v":5.577,"d":"6"},{"v":2.622,"d":"3"},{"v":0.006,"d":"0"},{"v":235.53,"d":"236"},{"v":8.885,"d":"9"},{"v":0.888,"d":"1"},{"v":235.773,"d":"236"},null,27.677,27.746,0.031,{"v":1168.886,"d":"1,168.886"},0.022,{"v":2E-3,"d":"0.002"},{"v":1170.094,"d":"1,170.094"},null,2.768,2.767,0.003,116.888,{"v":2E-3,"d":"0.002"},{"v":0,"d":"0.000"},117.009,null,27.677,27.746,0.031,{"v":1168.883,"d":"1,168.883"},0.022,{"v":2E-3,"d":"0.002"},{"v":1170.092,"d":"1,170.092"},null,{"v":5.577,"d":"6"},{"v":2.622,"d":"3"},{"v":0.006,"d":"0"},{"v":235.53,"d":"236"},{"v":8.885,"d":"9"},{"v":0.888,"d":"1"},null,{"v":4029.999,"d":"4,030"},{"v":1895.001,"d":"1,895"},{"v":4029.999,"d":"4,030"},{"v":1895.001,"d":"1,895"},"EIA","EIA","EIA","EIA","EIA","EIA","--","EIA","EIA",{"$nulls":14},{"v":9999.997577,"d":"9,999.998"},0,0,403,0,0,0,0,0,0,0,0,403,0,0,403,0,{"v":0,"d":"0.0%"},{"v":0,"d":"0.0%"},{"v":1,"d":"100.0%"},{"v":0,"d":"0.0%"},{"v":0,"d":"0.0%"},{"v":0,"d":"0.0%"},{"v":0,"d":"0.0%"},{"v":0,"d":"0.0%"},{"v":0,"d":"0.0%"},{"v":0,"d":"0.0%"},{"v":0,"d":"0.0%"},{"v":1,"d":"100.0%"},{"v":0,"d":"0.0%"},{"v":0,"d":"0.0%"},{"v":1,"d":"100.0%"},{"v":0,"d":"0.0%"}]
[299,2020,"AR","Paragould Turbine",7283,"Paragould Light & Water Comm",14446,"Paragould Light & Water Comm",14446,"Electric Utility","Southwestern Power Administration","SPA","MRO","SPSO","SPP South","SPP","05","055","Greene",36.024272,-90.509229,5,5,"NG","GAS",null,{"v":1E-4,"d":"0.0001"},13.9,{"v":1,"d":"1.0000"},{"$nulls":6},169,79,169,79,12,6,{"v":0.028,"d":"0"},{"v":0.012,"d":"0"},0,{"v":9.876,"d":"10"},{"v":0.373,"d":"0"},{"v":0.037,"d":"0"},{"v":9.886,"d":"10"},null,4.667,{"v":4,"d":"4.000"},0.067,{"v":1646,"d":"1,646.000"},0.031,0.003,{"v":1647.702,"d":"1,647.702"},null,0.331,0.304,0.005,116.876,{"v":2E-3,"d":"0.002"},{"v":0,"d":"0.000"},116.997,null,4.667,{"v":4,"d":"4.000"},0.067,{"v":1646,"d":"1,646.000"},0.031,0.003,{"v":1647.702,"d":"1,647.702"},null,{"v":0.028,"d":"0"},{"v":0.012,"d":"0"},0,{"v":9.876,"d":"10"},{"v":0.373,"d":"0"},{"v":0.037,"d":"0"},null,169,79,169,79,"EIA","EIA","EIA","EIA","EIA","EIA","--","EIA","EIA",{"$nulls":14},{"v":14083.333333,"d":"14,083.333"},0,0,12,0,0,0,0,0,0,0,0,12,0,0,12,0,{"v":0,"d":"0.0%"},{"v":0,"d":"0.0%"},{"v":1,"d":"100.0%"},{"v":0,"d":"0.0%"},{"v":0,"d":"0.0%"},{"v":0,"d":"0.0%"},{"v":0,"d":"0.0%"},{"v":0,"d":"0.0%"},{"v":0,"d":"0.0%"},{"v":0,"d":"0.0%"},{"v":0,"d":"0.0%"},{"v":1,"d":"100.0%"},{"v":0,"d":"0.0%"},{"v":0,"d":"0.0%"},{"v":1,"d":"100.0%"},{"v":0,"d":"0.0%"}]
[300,2020,"AR","Pine Bluff Energy Center",55075,"Entergy Arkansas Inc",814,"Pine Bluff Energy LLC",28764,"IPP CHP","Midcontinent Independent Transmission System Operator, Inc..","MISO","SERC","SRMV","SERC Mississippi Valley","MISO","05","069","Jefferson",34.2181,-91.9025,1,2,"NG","GAS",null,{"v":0.57937,"d":"0.5794"},{"v":236,"d":"236.0"},{"v":0.367719378015117,"d":"0.3677"},null,"Yes",{"v":4769947.2,"d":"4,769,947"},{"v":0.857,"d":"1"},{"v":0.533299,"d":"0.5333"},null,{"v":6679709.78,"d":"6,679,710"},{"v":2825630.225,"d":"2,825,630"},{"v":6679709.78,"d":"6,679,710"},{"v":2825630.225,"d":"2,825,630"},{"v":1197763,"d":"1,197,763"},{"v":509173,"d":"509,173"},{"v":120.565,"d":"121"},{"v":46.54,"d":"47"},{"v":2.027,"d":"2"},{"v":396966.775,"d":"396,967"},{"v":14916.934,"d":"14,917"},{"v":1491.693,"d":"1,492"},{"v":397375.499,"d":"397,375"},null,0.201,0.183,0.003,662.847,0.012,{"v":1E-3,"d":"0.001"},663.529,null,0.036,0.033,{"v":1E-3,"d":"0.001"},118.857,{"v":2E-3,"d":"0.002"},{"v":0,"d":"0.000"},{"v":118.98,"d":"118.980"},null,0.201,0.183,0.003,662.847,0.012,{"v":1E-3,"d":"0.001"},663.529,null,{"v":226.074,"d":"226"},{"v":87.268,"d":"87"},{"v":3.8,"d":"4"},{"v":744360.375,"d":"744,360"},{"v":27971.042,"d":"27,971"},{"v":2797.104,"d":"2,797"},null,{"v":12525258,"d":"12,525,258"},{"v":5298396,"d":"5,298,396"},{"v":12525258,"d":"12,525,258"},{"v":5298396,"d":"5,298,396"},"EPA/CAMD","EPA/CAMD","EPA/CAMD","EPA/CAMD","EIA","EIA","--","EPA/CAMD","EPA/CAMD",{"$nulls":6},{"v":5845548.22,"d":"5,845,548"},{"v":2472765.775,"d":"2,472,766"},{"v":105.509,"d":"106"},{"v":40.728,"d":"41"},{"v":1.773,"d":"2"},{"v":347393.6,"d":"347,394"},{"v":13054.108,"d":"13,054"},{"v":1305.411,"d":"1,305"},{"v":5576.820941,"d":"5,576.821"},0,0,{"v":1197763,"d":"1,197,763"},0,0,0,0,0,0,0,0,{"v":1197763,"d":"1,197,763"},0,0,{"v":1197763,"d":"1,197,763"},0,{"v":0,"d":"0.0%"},{"v":0,"d":"0.0%"},{"v":1,"d":"100.0%"},{"v":0,"d":"0.0%"},{"v":0,"d":"0.0%"},{"v":0,"d":"0.0%"},{"v":0,"d":"0.0%"},{"v":0,"d":"0.0%"},{"v":0,"d":"0.0%"},{"v":0,"d":"0.0%"},{"v":0,"d":"0.0%"},{"v":1,"d":"100.0%"},{"v":0,"d":"0.0%"},{"v":0,"d":"0.0%"},{"v":1,"d":"100.0%"},{"v":0,"d":"0.0%"}]
[301,2020,"AR","Pine Bluff Mill",10627,"Entergy Arkansas Inc",814,"Evergreen Packaging Inc",55863,"Industrial CHP","Midcontinent Independent Transmission System Operator, Inc..","MISO","SERC","SRMV","SERC Mississippi Valley","MISO","05","069","Jefferson",34.221213,-91.907365,6,3,"BLQ","BIOMASS",null,{"v":0.51512,"d":"0.5151"},{"v":85,"d":"85.0"},{"v":0.47480750290984,"d":"0.4748"},"Yes","Yes",{"v":8722536,"d":"8,722,536"},{"v":0.15,"d":"0"},{"v":0.16674,"d":"0.1667"},null,{"v":2191207.355,"d":"2,191,207"},{"v":844348.7,"d":"844,349"},{"v":2191207.355,"d":"2,191,207"},{"v":844348.7,"d":"844,349"},{"v":383555,"d":"383,555"},{"v":146529,"d":"146,529"},{"v":145.628,"d":"146"},{"v":55.095,"d":"55"},{"v":549.201,"d":"549"},{"v":19976.414,"d":"19,976"},{"v":13658.71,"d":"13,659"},{"v":8678.798,"d":"8,679"},{"v":21440.288,"d":"21,440"},null,0.759,0.752,2.864,104.165,0.036,0.023,111.798,null,0.133,0.131,0.501,18.233,0.006,0.004,19.569,null,0.759,0.752,2.864,104.165,0.036,0.023,111.798,null,{"v":873.381,"d":"873"},{"v":330.425,"d":"330"},{"v":3293.751,"d":"3,294"},{"v":1349124.17,"d":"1,349,124"},{"v":81916.117,"d":"81,916"},{"v":52049.824,"d":"52,050"},null,{"v":13141445.75,"d":"13,141,446"},{"v":5063857.883,"d":"5,063,858"},{"v":13141445.75,"d":"13,141,446"},{"v":5063857.883,"d":"5,063,858"},"EIA","EIA","EPA/CAMD; EIA","EIA","EIA","EIA","--","EIA","EIA",{"$nulls":3},{"v":1229318.55,"d":"1,229,319"},null,null,{"v":10950238.395,"d":"10,950,238"},{"v":4219509.183,"d":"4,219,509"},{"v":727.753,"d":"728"},{"v":275.33,"d":"275"},{"v":2744.55,"d":"2,745"},{"v":99829.207,"d":"99,829"},{"v":68257.407,"d":"68,257"},{"v":43371.026,"d":"43,371"},{"v":5712.88962,"d":"5,712.890"},0,0,{"v":58533.406,"d":"58,533"},0,0,{"v":325021.59,"d":"325,022"},0,0,0,0,0,{"v":58533.406,"d":"58,533"},{"v":325021.59,"d":"325,022"},{"v":325021.59,"d":"325,022"},{"v":383554.996,"d":"383,555"},0,{"v":0,"d":"0.0%"},{"v":0,"d":"0.0%"},{"v":0.152607596330201,"d":"15.3%"},{"v":0,"d":"0.0%"},{"v":0,"d":"0.0%"},{"v":0.847392403669799,"d":"84.7%"},{"v":0,"d":"0.0%"},{"v":0,"d":"0.0%"},{"v":0,"d":"0.0%"},{"v":0,"d":"0.0%"},{"v":0,"d":"0.0%"},{"v":0.152607596330201,"d":"15.3%"},{"v":0.847392403669799,"d":"84.7%"},{"v":0.847392403669799,"d":"84.7%"},{"v":1,"d":"100.0%"},{"v":0,"d":"0.0%"}]
[302,2020,"AR","Plum Point Energy Station",56456,"Entergy Arkansas Inc",814,"NRG Energy Services - Plum Point",58905,"IPP Non-CHP","Midcontinent Independent Transmission System Operator, Inc..","MISO","SERC","SRMV","SERC Mississippi Valley","MISO","05","093","Mississippi",35.6644,-89.9489,1,1,"SUB","COAL","Yes",{"v":0.51349,"d":"0.5135"},{"v":720,"d":"720.0"},{"v":0.477521456959242,"d":"0.4775"},{"$nulls":6},{"v":35408540,"d":"35,408,540"},{"v":14690548,"d":"14,690,548"},{"v":35408540,"d":"35,408,540"},{"v":14690548,"d":"14,690,548"},{"v":3238666,"d":"3,238,666"},{"v":1333632,"d":"1,333,632"},{"v":1323.841,"d":"1,324"},{"v":546.576,"d":"547"},{"v":2270.3,"d":"2,270"},{"v":3713369,"d":"3,713,369"},{"v":801801.985,"d":"801,802"},{"v":116665.706,"d":"116,666"},{"v":3740774.715,"d":"3,740,775"},null,0.818,{"v":0.82,"d":"0.820"},1.402,{"v":2293.147,"d":"2,293.147"},0.248,0.036,{"v":2310.071,"d":"2,310.071"},null,0.075,0.074,0.128,209.744,0.023,0.003,211.292,null,0.818,{"v":0.82,"d":"0.820"},1.402,{"v":2293.147,"d":"2,293.147"},0.248,0.036,{"v":2310.071,"d":"2,310.071"},null,{"v":1323.841,"d":"1,324"},{"v":546.576,"d":"547"},{"v":2270.3,"d":"2,270"},{"v":3713369,"d":"3,713,369"},{"v":801801.985,"d":"801,802"},{"v":116665.706,"d":"116,666"},null,{"v":35408540,"d":"35,408,540"},{"v":14690548,"d":"14,690,548"},{"v":35408540,"d":"35,408,540"},{"v":14690548,"d":"14,690,548"},"EPA/CAMD","EPA/CAMD","EPA/CAMD","EPA/CAMD","EIA","EIA","--","EPA/CAMD","EPA/CAMD",{"$nulls":14},{"v":10933.063255,"d":"10,933.063"},{"v":3227992.9,"d":"3,227,993"},{"v":10673.078,"d":"10,673"},0,0,0,0,0,0,0,0,0,{"v":3238665.978,"d":"3,238,666"},0,0,{"v":3238665.978,"d":"3,238,666"},0,{"v":0.996704483243255,"d":"99.7%"},{"v":0.00329551675674533,"d":"0.3%"},{"v":0,"d":"0.0%"},{"v":0,"d":"0.0%"},{"v":0,"d":"0.0%"},{"v":0,"d":"0.0%"},{"v":0,"d":"0.0%"},{"v":0,"d":"0.0%"},{"v":0,"d":"0.0%"},{"v":0,"d":"0.0%"},{"v":0,"d":"0.0%"},{"v":1,"d":"100.0%"},{"v":0,"d":"0.0%"},{"v":0,"d":"0.0%"},{"v":1,"d":"100.0%"},{"v":0,"d":"0.0%"}]
[303,2020,"AR","Remmel",174,"Entergy Arkansas Inc",814,"Entergy Arkansas LLC",814,"Electric Utility","Midcontinent Independent Transmission System Operator, Inc..","MISO","SERC","SRMV","SERC Mississippi Valley","MISO","05","059","Hot Spring",34.4272,-92.8941,3,3,"WAT","HYDRO",null,{"v":0.68772,"d":"0.6877"},{"v":9,"d":"9.0"},{"$nulls":9},{"v":475671.984,"d":"475,672"},{"v":203044.008,"d":"203,044"},{"v":54219.999,"d":"54,220"},{"v":23144.001,"d":"23,144"},{"$nulls":41},{"v":475671.984,"d":"475,672"},{"v":203044.008,"d":"203,044"},{"$nulls":6},"--","EIA","EIA",{"$nulls":15},0,0,0,0,{"v":54220,"d":"54,220"},0,0,0,0,0,0,0,{"v":54220,"d":"54,220"},0,0,{"v":54220,"d":"54,220"},{"v":0,"d":"0.0%"},{"v":0,"d":"0.0%"},{"v":0,"d":"0.0%"},{"v":0,"d":"0.0%"},{"v":1,"d":"100.0%"},{"v":0,"d":"0.0%"},{"v":0,"d":"0.0%"},{"v":0,"d":"0.0%"},{"v":0,"d":"0.0%"},{"v":0,"d":"0.0%"},{"v":0,"d":"0.0%"},{"v":0,"d":"0.0%"},{"v":1,"d":"100.0%"},{"v":0,"d":"0.0%"},{"v":0,"d":"0.0%"},{"v":1,"d":"100.0%"}]
[304,2020,"AR","Riceland Foods Cogeneration Plant",56079,"Entergy Arkansas Inc",814,"Riceland Foods Inc.",15597,"IPP CHP","Midcontinent Independent Transmission System Operator, Inc..","MISO","SERC","SRMV","SERC Mississippi Valley","MISO","05","001","Arkansas",34.5136,-91.5331,2,1,"OBS","BIOMASS",null,{"v":0.08165,"d":"0.0817"},{"v":18,"d":"18.0"},{"v":1,"d":"1.0000"},"Yes","Yes",{"v":1140900.8,"d":"1,140,901"},{"v":0.039,"d":"0"},{"v":0.048842,"d":"0.0488"},null,{"v":78686.454,"d":"78,686"},{"v":33348.398,"d":"33,348"},{"v":78686.454,"d":"78,686"},{"v":33348.398,"d":"33,348"},{"v":12874,"d":"12,874"},{"v":6899,"d":"6,899"},{"v":3.529,"d":"4"},{"v":3.529,"d":"4"},{"v":0.984,"d":"1"},{"v":1E-3,"d":"0"},{"v":5490.745,"d":"5,491"},{"v":732.099,"d":"732"},{"v":177.718,"d":"178"},null,0.548,1.023,0.153,{"v":0,"d":"0.000"},0.426,0.057,27.609,null,{"v":0.09,"d":"0.090"},0.212,0.025,{"v":0,"d":"0.000"},{"v":0.07,"d":"0.070"},0.009,4.517,null,0.548,1.023,0.153,{"v":0,"d":"0.000"},0.426,0.057,27.609,null,{"v":72.244,"d":"72"},{"v":72.244,"d":"72"},{"v":20.138,"d":"20"},{"v":187364.062,"d":"187,364"},{"v":112418.547,"d":"112,419"},{"v":14989.14,"d":"14,989"},null,{"v":1611041.25,"d":"1,611,041"},{"v":682781.375,"d":"682,781"},{"v":1611041.25,"d":"1,611,041"},{"v":682781.375,"d":"682,781"},"EIA","EIA","EIA","EIA","EIA","EIA","--","EIA","EIA",{"$nulls":3},{"v":187364.038,"d":"187,364"},null,null,{"v":1532354.796,"d":"1,532,355"},{"v":649432.977,"d":"649,433"},{"v":68.715,"d":"69"},{"v":68.715,"d":"69"},{"v":19.154,"d":"19"},{"v":0.023,"d":"0"},{"v":106927.802,"d":"106,928"},{"v":14257.04,"d":"14,257"},{"v":6112.044,"d":"6,112.044"},0,0,0,0,0,{"v":12874,"d":"12,874"},0,0,0,0,0,0,{"v":12874,"d":"12,874"},{"v":12874,"d":"12,874"},{"v":12874,"d":"12,874"},0,{"v":0,"d":"0.0%"},{"v":0,"d":"0.0%"},{"v":0,"d":"0.0%"},{"v":0,"d":"0.0%"},{"v":0,"d":"0.0%"},{"v":1,"d":"100.0%"},{"v":0,"d":"0.0%"},{"v":0,"d":"0.0%"},{"v":0,"d":"0.0%"},{"v":0,"d":"0.0%"},{"v":0,"d":"0.0%"},{"v":0,"d":"0.0%"},{"v":1,"d":"100.0%"},{"v":1,"d":"100.0%"},{"v":1,"d":"100.0%"},{"v":0,"d":"0.0%"}]
[305,2020,"AR","Robert E Ritchie",173,"Entergy Arkansas Inc",814,"Entergy Arkansas LLC",814,"Electric Utility","Midcontinent Independent Transmission System Operator, Inc..","MISO","SERC","SRMV","SERC Mississippi Valley","MISO","05","107","Phillips",34.4629,-90.5987,3,3,"NG","GAS",null,null,923.1,{"$nulls":62},"--"]
[306,2020,"AR","Scenic Hill Solar III",61869,"Clarksville Light & Water Co",3705,"Scenic Hill Solar III LLC",61486,"IPP Non-CHP","Southwestern Power Administration","SPA","SERC","SPSO","SPP South","SPP","05","071","Johnson",35.46715,-93.51517,1,1,"SUN","SOLAR",null,{"v":0.21174,"d":"0.2117"},{"v":5,"d":"5.0"},{"$nulls":9},{"v":81361,"d":"81,361"},{"v":43133,"d":"43,133"},{"v":9274,"d":"9,274"},{"v":4917,"d":"4,917"},{"$nulls":41},{"v":81361,"d":"81,361"},{"v":43133,"d":"43,133"},{"$nulls":6},"--","EIA","EIA",{"$nulls":15},0,0,0,0,0,0,0,{"v":9274,"d":"9,274"},0,0,0,0,{"v":9274,"d":"9,274"},{"v":9274,"d":"9,274"},0,{"v":9274,"d":"9,274"},{"v":0,"d":"0.0%"},{"v":0,"d":"0.0%"},{"v":0,"d":"0.0%"},{"v":0,"d":"0.0%"},{"v":0,"d":"0.0%"},{"v":0,"d":"0.0%"},{"v":0,"d":"0.0%"},{"v":1,"d":"100.0%"},{"v":0,"d":"0.0%"},{"v":0,"d":"0.0%"},{"v":0,"d":"0.0%"},{"v":0,"d":"0.0%"},{"v":1,"d":"100.0%"},{"v":1,"d":"100.0%"},{"v":0,"d":"0.0%"},{"v":1,"d":"100.0%"}]
[307,2020,"AR","Scenic Hill Solar IV, LLC",63627,"Clarksville Light & Water Co",3705,"Greenbacker Renewable Energy Corporation",60025,"IPP Non-CHP","Southwest Power Pool","SWPP","SERC","SRMV","SERC Mississippi Valley",null,"05","071","Johnson",35.47056,-93.4464,1,1,"SUN","SOLAR",null,{"v":0.17461,"d":"0.1746"},2.2,{"$nulls":9},{"v":29521,"d":"29,521"},{"v":15651,"d":"15,651"},{"v":3365,"d":"3,365"},{"v":1784,"d":"1,784"},{"$nulls":41},{"v":29521,"d":"29,521"},{"v":15651,"d":"15,651"},{"$nulls":6},"--","EIA","EIA",{"$nulls":15},0,0,0,0,0,0,0,{"v":3365,"d":"3,365"},0,0,0,0,{"v":3365,"d":"3,365"},{"v":3365,"d":"3,365"},0,{"v":3365,"d":"3,365"},{"v":0,"d":"0.0%"},{"v":0,"d":"0.0%"},{"v":0,"d":"0.0%"},{"v":0,"d":"0.0%"},{"v":0,"d":"0.0%"},{"v":0,"d":"0.0%"},{"v":0,"d":"0.0%"},{"v":1,"d":"100.0%"},{"v":0,"d":"0.0%"},{"v":0,"d":"0.0%"},{"v":0,"d":"0.0%"},{"v":0,"d":"0.0%"},{"v":1,"d":"100.0%"},{"v":1,"d":"100.0%"},{"v":0,"d":"0.0%"},{"v":1,"d":"100.0%"}]
[308,2020,"AR","Searcy Solar Hybrid",62617,"Entergy Arkansas LLC",814,"Searcy Solar, LLC",62109,"IPP Non-CHP","Midcontinent Independent Transmission System Operator, Inc..","MISO","SERC","SRMV","SERC Mississippi Valley","MISO","05","145","White",35.233,-91.69,2,2,{"$nulls":4},{"v":110,"d":"110.0"},{"$nulls":62},"--"]
[309,2020,"AR","SR Camden",59947,"Ouachita Electric Coop Corp",14238,"SR Camden, LLC",59710,"IPP Non-CHP","Southwestern Power Administration","SPA","SERC","SRMV","SERC Mississippi Valley","SPP","05","013","Calhoun",33.631538,-92.703611,1,1,"SUN","SOLAR",null,{"v":0.22998,"d":"0.2300"},{"v":12,"d":"12.0"},{"$nulls":9},{"v":212093,"d":"212,093"},{"v":119295,"d":"119,295"},{"v":24176,"d":"24,176"},{"v":13598,"d":"13,598"},{"$nulls":41},{"v":212093,"d":"212,093"},{"v":119295,"d":"119,295"},{"$nulls":6},"--","EIA","EIA",{"$nulls":15},0,0,0,0,0,0,0,{"v":24175.86,"d":"24,176"},0,0,0,0,{"v":24175.86,"d":"24,176"},{"v":24175.86,"d":"24,176"},0,{"v":24175.86,"d":"24,176"},{"v":0,"d":"0.0%"},{"v":0,"d":"0.0%"},{"v":0,"d":"0.0%"},{"v":0,"d":"0.0%"},{"v":0,"d":"0.0%"},{"v":0,"d":"0.0%"},{"v":0,"d":"0.0%"},{"v":1,"d":"100.0%"},{"v":0,"d":"0.0%"},{"v":0,"d":"0.0%"},{"v":0,"d":"0.0%"},{"v":0,"d":"0.0%"},{"v":1,"d":"100.0%"},{"v":1,"d":"100.0%"},{"v":0,"d":"0.0%"},{"v":1,"d":"100.0%"}]
[310,2020,"AR","Stuttgart Solar",61262,"Entergy Arkansas Inc",814,"Stuttgart Solar, LLC",60871,"IPP Non-CHP","Midcontinent Independent Transmission System Operator, Inc..","MISO","SERC","SRMV","SERC Mississippi Valley","MISO","05","001","Arkansas",34.439722,-91.44,1,1,"SUN","SOLAR",null,{"v":0.22295,"d":"0.2230"},{"v":81,"d":"81.0"},{"$nulls":9},{"v":1387836,"d":"1,387,836"},{"v":728624,"d":"728,624"},{"v":158194,"d":"158,194"},{"v":83053,"d":"83,053"},{"$nulls":41},{"v":1387836,"d":"1,387,836"},{"v":728624,"d":"728,624"},{"$nulls":6},"--","EIA","EIA",{"$nulls":15},0,0,0,0,0,0,0,{"v":158194,"d":"158,194"},0,0,0,0,{"v":158194,"d":"158,194"},{"v":158194,"d":"158,194"},0,{"v":158194,"d":"158,194"},{"v":0,"d":"0.0%"},{"v":0,"d":"0.0%"},{"v":0,"d":"0.0%"},{"v":0,"d":"0.0%"},{"v":0,"d":"0.0%"},{"v":0,"d":"0.0%"},{"v":0,"d":"0.0%"},{"v":1,"d":"100.0%"},{"v":0,"d":"0.0%"},{"v":0,"d":"0.0%"},{"v":0,"d":"0.0%"},{"v":0,"d":"0.0%"},{"v":1,"d":"100.0%"},{"v":1,"d":"100.0%"},{"v":0,"d":"0.0%"},{"v":1,"d":"100.0%"}]
[311,2020,"AR","Thomas Fitzhugh",201,"Southwestern Electric Power Co",17698,"Arkansas Electric Coop Corp",807,"Electric Utility","Southwest Power Pool","SWPP","SERC","SPSO","SPP South",null,"05","047","Franklin",35.462382,-93.804926,1,2,"NG","GAS",null,{"v":0.26221,"d":"0.2622"},{"v":185,"d":"185.0"},{"v":0.896315150767205,"d":"0.8963"},{"$nulls":6},{"v":3751482.25,"d":"3,751,482"},{"v":2111541,"d":"2,111,541"},{"v":3751482.25,"d":"3,751,482"},{"v":2111541,"d":"2,111,541"},{"v":424939,"d":"424,939"},{"v":243022,"d":"243,022"},{"v":151.545,"d":"152"},{"v":78.831,"d":"79"},{"v":3.5,"d":"4"},{"v":223336.406,"d":"223,336"},{"v":8211.633,"d":"8,212"},{"v":821.163,"d":"821"},{"v":223561.405,"d":"223,561"},null,0.713,0.649,0.016,{"v":1051.146,"d":"1,051.146"},0.019,{"v":2E-3,"d":"0.002"},{"v":1052.205,"d":"1,052.205"},null,0.081,0.075,{"v":2E-3,"d":"0.002"},119.066,{"v":2E-3,"d":"0.002"},{"v":0,"d":"0.000"},119.186,null,0.713,0.649,0.016,{"v":1051.146,"d":"1,051.146"},0.019,{"v":2E-3,"d":"0.002"},{"v":1052.205,"d":"1,052.205"},null,{"v":151.545,"d":"152"},{"v":78.831,"d":"79"},{"v":3.5,"d":"4"},{"v":223336.406,"d":"223,336"},{"v":8211.633,"d":"8,212"},{"v":821.163,"d":"821"},null,{"v":3751482.25,"d":"3,751,482"},{"v":2111541,"d":"2,111,541"},{"v":3751482.25,"d":"3,751,482"},{"v":2111541,"d":"2,111,541"},"EPA/CAMD","EPA/CAMD","EPA/CAMD","EPA/CAMD","EIA","EIA","--","EPA/CAMD","EPA/CAMD",{"$nulls":14},{"v":8828.284177,"d":"8,828.284"},0,0,{"v":424939,"d":"424,939"},0,0,0,0,0,0,0,0,{"v":424939,"d":"424,939"},0,0,{"v":424939,"d":"424,939"},0,{"v":0,"d":"0.0%"},{"v":0,"d":"0.0%"},{"v":1,"d":"100.0%"},{"v":0,"d":"0.0%"},{"v":0,"d":"0.0%"},{"v":0,"d":"0.0%"},{"v":0,"d":"0.0%"},{"v":0,"d":"0.0%"},{"v":0,"d":"0.0%"},{"v":0,"d":"0.0%"},{"v":0,"d":"0.0%"},{"v":1,"d":"100.0%"},{"v":0,"d":"0.0%"},{"v":0,"d":"0.0%"},{"v":1,"d":"100.0%"},{"v":0,"d":"0.0%"}]
[312,2020,"AR","Two Pine Landfill Gas Recovery",56523,"Entergy Arkansas Inc",814,"WM Renewable Energy LLC",54842,"IPP Non-CHP","Midcontinent Independent Transmission System Operator, Inc..","MISO","SERC","SRMV","SERC Mississippi Valley","MISO","05","119","Pulaski",34.8332,-92.157103,7,7,"LFG","BIOMASS",null,{"v":0.58729,"d":"0.5873"},5.6,{"v":0.354519936399217,"d":"0.3545"},"Yes","Yes",0,null,{"v":1,"d":"1.0000"},null,{"v":368965.992,"d":"368,966"},{"v":160718.004,"d":"160,718"},{"v":368965.992,"d":"368,966"},{"v":160718.004,"d":"160,718"},{"v":28810.002,"d":"28,810"},{"v":12549,"d":"12,549"},0,0,{"v":6.18,"d":"6"},0,0,0,0,null,{"v":0,"d":"0.000"},{"v":0,"d":"0.000"},0.429,{"v":0,"d":"0.000"},{"v":0,"d":"0.000"},{"v":0,"d":"0.000"},{"v":0,"d":"0.000"},null,{"v":0,"d":"0.000"},{"v":0,"d":"0.000"},0.033,{"v":0,"d":"0.000"},{"v":0,"d":"0.000"},{"v":0,"d":"0.000"},{"v":0,"d":"0.000"},null,{"v":0,"d":"0.000"},{"v":0,"d":"0.000"},0.429,{"v":0,"d":"0.000"},{"v":0,"d":"0.000"},{"v":0,"d":"0.000"},{"v":0,"d":"0.000"},null,{"v":246.774,"d":"247"},{"v":107.49,"d":"107"},{"v":8.302,"d":"8"},{"v":23429.262,"d":"23,429"},{"v":858.216,"d":"858"},{"v":85.822,"d":"86"},null,{"v":368965.992,"d":"368,966"},{"v":160718.004,"d":"160,718"},{"v":368965.992,"d":"368,966"},{"v":160718.004,"d":"160,718"},"EIA","EIA","EIA","EIA","EIA","EIA","--","EIA","EIA",{"v":246.774,"d":"247"},{"v":107.49,"d":"107"},{"v":2.122,"d":"2"},{"v":23429.262,"d":"23,429"},{"v":858.216,"d":"858"},{"v":85.822,"d":"86"},0,0,0,0,0,0,0,0,{"v":12806.872343,"d":"12,806.872"},0,0,0,0,0,{"v":28810,"d":"28,810"},0,0,0,0,0,0,{"v":28810,"d":"28,810"},{"v":28810,"d":"28,810"},{"v":28810,"d":"28,810"},0,{"v":0,"d":"0.0%"},{"v":0,"d":"0.0%"},{"v":0,"d":"0.0%"},{"v":0,"d":"0.0%"},{"v":0,"d":"0.0%"},{"v":1,"d":"100.0%"},{"v":0,"d":"0.0%"},{"v":0,"d":"0.0%"},{"v":0,"d":"0.0%"},{"v":0,"d":"0.0%"},{"v":0,"d":"0.0%"},{"v":0,"d":"0.0%"},{"v":1,"d":"100.0%"},{"v":1,"d":"100.0%"},{"v":1,"d":"100.0%"},{"v":0,"d":"0.0%"}]
[313,2020,"AR","UA Central Utility Plant",60536,"Southwestern Electric Power Co",17698,"University Of Arkansas",60295,"Commercial CHP","Southwest Power Pool","SWPP","SERC","SPSO","SPP South",null,"05","143","Washington",36.066336,-94.172254,1,1,"NG","GAS",null,{"v":0.86464,"d":"0.8646"},5.6,{"v":0,"d":"0.0000"},null,"Yes",0,null,{"v":1,"d":"1.0000"},null,{"v":475950,"d":"475,950"},{"v":223634,"d":"223,634"},{"v":475950,"d":"475,950"},{"v":223634,"d":"223,634"},{"v":42416,"d":"42,416"},{"v":19930,"d":"19,930"},{"v":76.152,"d":"76"},{"v":35.781,"d":"36"},{"v":0.761,"d":"1"},{"v":27816.674,"d":"27,817"},{"v":1049.291,"d":"1,049"},{"v":104.929,"d":"105"},{"v":27845.424,"d":"27,845"},null,3.591,3.591,0.036,{"v":1311.612,"d":"1,311.612"},0.025,{"v":2E-3,"d":"0.002"},{"v":1312.968,"d":"1,312.968"},null,{"v":0.32,"d":"0.320"},{"v":0.32,"d":"0.320"},0.003,116.889,{"v":2E-3,"d":"0.002"},{"v":0,"d":"0.000"},{"v":117.01,"d":"117.010"},null,3.591,3.591,0.036,{"v":1311.612,"d":"1,311.612"},0.025,{"v":2E-3,"d":"0.002"},{"v":1312.968,"d":"1,312.968"},null,{"v":76.152,"d":"76"},{"v":35.781,"d":"36"},{"v":0.761,"d":"1"},{"v":27816.674,"d":"27,817"},{"v":1049.291,"d":"1,049"},{"v":104.929,"d":"105"},null,{"v":475950,"d":"475,950"},{"v":223634,"d":"223,634"},{"v":475950,"d":"475,950"},{"v":223634,"d":"223,634"},"EIA","EIA","EIA","EIA","EIA","EIA","--","EIA","EIA",{"$nulls":6},0,0,0,0,0,0,0,0,{"v":11221.001509,"d":"11,221.002"},0,0,{"v":42416,"d":"42,416"},0,0,0,0,0,0,0,0,{"v":42416,"d":"42,416"},0,0,{"v":42416,"d":"42,416"},0,{"v":0,"d":"0.0%"},{"v":0,"d":"0.0%"},{"v":1,"d":"100.0%"},{"v":0,"d":"0.0%"},{"v":0,"d":"0.0%"},{"v":0,"d":"0.0%"},{"v":0,"d":"0.0%"},{"v":0,"d":"0.0%"},{"v":0,"d":"0.0%"},{"v":0,"d":"0.0%"},{"v":0,"d":"0.0%"},{"v":1,"d":"100.0%"},{"v":0,"d":"0.0%"},{"v":0,"d":"0.0%"},{"v":1,"d":"100.0%"},{"v":0,"d":"0.0%"}]
[314,2020,"AR","Union Power Station",55380,"Entergy Arkansas Inc",814,"Entergy Arkansas LLC",814,"Electric Utility","Midcontinent Independent Transmission System Operator, Inc..","MISO","SERC","SRMV","SERC Mississippi Valley","MISO","05","139","Union",33.296146,-92.589364,8,12,"NG","GAS",null,{"v":0.45233,"d":"0.4523"},{"v":2428,"d":"2,428.0"},{"v":0.579451835385746,"d":"0.5795"},{"$nulls":6},{"v":70151889.5,"d":"70,151,890"},{"v":34755095.75,"d":"34,755,096"},{"v":70151889.5,"d":"70,151,890"},{"v":34755095.75,"d":"34,755,096"},{"v":9620710,"d":"9,620,710"},{"v":4733242,"d":"4,733,242"},{"v":416.508,"d":"417"},{"v":203.675,"d":"204"},{"v":21.1,"d":"21"},{"v":4169027.594,"d":"4,169,028"},{"v":154012.65,"d":"154,013"},{"v":15401.265,"d":"15,401"},{"v":4173247.54,"d":"4,173,248"},null,0.087,0.086,0.004,866.678,0.016,{"v":2E-3,"d":"0.002"},867.555,null,0.012,0.012,{"v":1E-3,"d":"0.001"},118.857,{"v":2E-3,"d":"0.002"},{"v":0,"d":"0.000"},118.977,null,0.087,0.086,0.004,866.678,0.016,{"v":2E-3,"d":"0.002"},867.555,null,{"v":416.508,"d":"417"},{"v":203.675,"d":"204"},{"v":21.1,"d":"21"},{"v":4169027.594,"d":"4,169,028"},{"v":154012.65,"d":"154,013"},{"v":15401.265,"d":"15,401"},null,{"v":70151889.5,"d":"70,151,890"},{"v":34755095.75,"d":"34,755,096"},{"v":70151889.5,"d":"70,151,890"},{"v":34755095.75,"d":"34,755,096"},"EPA/CAMD","EPA/CAMD","EPA/CAMD","EPA/CAMD","EIA","EIA","--","EPA/CAMD","EPA/CAMD",{"$nulls":14},{"v":7291.758041,"d":"7,291.758"},0,0,{"v":9620710,"d":"9,620,710"},0,0,0,0,0,0,0,0,{"v":9620710,"d":"9,620,710"},0,0,{"v":9620710,"d":"9,620,710"},0,{"v":0,"d":"0.0%"},{"v":0,"d":"0.0%"},{"v":1,"d":"100.0%"},{"v":0,"d":"0.0%"},{"v":0,"d":"0.0%"},{"v":0,"d":"0.0%"},{"v":0,"d":"0.0%"},{"v":0,"d":"0.0%"},{"v":0,"d":"0.0%"},{"v":0,"d":"0.0%"},{"v":0,"d":"0.0%"},{"v":1,"d":"100.0%"},{"v":0,"d":"0.0%"},{"v":0,"d":"0.0%"},{"v":1,"d":"100.0%"},{"v":0,"d":"0.0%"}]
[315,2020,"AR","Waste Management Eco Vista LFGTE",57025,"Arkansas Electric Coop Corp",807,"WM Renewable Energy LLC",54842,"IPP Non-CHP","Midcontinent Independent Transmission System Operator, Inc..","MISO","SERC","SPSO","SPP South","MISO","05","143","Washington",36.140849,-94.259713,5,5,"LFG","BIOMASS",null,{"v":0.94024,"d":"0.9402"},{"v":4,"d":"4.0"},{"v":0,"d":"0.0000"},"Yes",{"$nulls":5},{"v":393478.008,"d":"393,478"},{"v":171395,"d":"171,395"},{"v":393478.008,"d":"393,478"},{"v":171395,"d":"171,395"},{"v":32946,"d":"32,946"},{"v":14351,"d":"14,351"},0,0,{"v":6.591,"d":"7"},0,0,0,0,null,{"v":0,"d":"0.000"},{"v":0,"d":"0.000"},{"v":0.4,"d":"0.400"},{"v":0,"d":"0.000"},{"v":0,"d":"0.000"},{"v":0,"d":"0.000"},{"v":0,"d":"0.000"},null,{"v":0,"d":"0.000"},{"v":0,"d":"0.000"},0.034,{"v":0,"d":"0.000"},{"v":0,"d":"0.000"},{"v":0,"d":"0.000"},{"v":0,"d":"0.000"},null,{"v":0,"d":"0.000"},{"v":0,"d":"0.000"},{"v":0.4,"d":"0.400"},{"v":0,"d":"0.000"},{"v":0,"d":"0.000"},{"v":0,"d":"0.000"},{"v":0,"d":"0.000"},null,{"v":272.725,"d":"273"},{"v":118.795,"d":"119"},{"v":8.853,"d":"9"},{"v":24985.769,"d":"24,986"},{"v":915.231,"d":"915"},{"v":91.523,"d":"92"},null,{"v":393478.008,"d":"393,478"},{"v":171395,"d":"171,395"},{"v":393478.008,"d":"393,478"},{"v":171395,"d":"171,395"},"EIA","EIA","EIA","EIA","EIA","EIA","--","EIA","EIA",{"v":272.725,"d":"273"},{"v":118.795,"d":"119"},{"v":2.262,"d":"2"},{"v":24985.769,"d":"24,986"},{"v":915.231,"d":"915"},{"v":91.523,"d":"92"},{"$nulls":8},{"v":11943.11928,"d":"11,943.119"},0,0,0,0,0,{"v":32946,"d":"32,946"},0,0,0,0,0,0,{"v":32946,"d":"32,946"},{"v":32946,"d":"32,946"},{"v":32946,"d":"32,946"},0,{"v":0,"d":"0.0%"},{"v":0,"d":"0.0%"},{"v":0,"d":"0.0%"},{"v":0,"d":"0.0%"},{"v":0,"d":"0.0%"},{"v":1,"d":"100.0%"},{"v":0,"d":"0.0%"},{"v":0,"d":"0.0%"},{"v":0,"d":"0.0%"},{"v":0,"d":"0.0%"},{"v":0,"d":"0.0%"},{"v":0,"d":"0.0%"},{"v":1,"d":"100.0%"},{"v":1,"d":"100.0%"},{"v":1,"d":"100.0%"},{"v":0,"d":"0.0%"}]
[316,2020,"AR","Westside Wastewater Treatment Plant Hybrid",62683,"Ozarks Electric Coop Corp - (AR)",14289,"Today's Power, Inc.",61204,"Commercial Non-CHP","Southwest Power Pool","SWPP","MRO","SPSO","SPP South",null,"05","143","Washington",36.04135,-94.140079,2,2,"SUN","SOLAR",null,{"v":0.09624,"d":"0.0962"},{"v":11,"d":"11.0"},{"$nulls":7},0,0,{"v":83659,"d":"83,659"},{"v":45084,"d":"45,084"},{"v":9274,"d":"9,274"},{"v":4932,"d":"4,932"},{"$nulls":24},{"v":0,"d":"0.000"},null,{"v":0,"d":"0.000"},{"v":0,"d":"0.000"},{"v":0,"d":"0.000"},{"v":0,"d":"0.000"},{"v":0,"d":"0.000"},{"$nulls":8},0,0,{"v":83659,"d":"83,659"},{"v":45084,"d":"45,084"},{"$nulls":6},"--","EIA","EIA",{"$nulls":15},0,0,0,0,0,0,0,{"v":9536,"d":"9,536"},0,0,{"v":-262,"d":"(262)"},{"v":-262,"d":"(262)"},{"v":9536,"d":"9,536"},{"v":9536,"d":"9,536"},{"v":-262,"d":"(262)"},{"v":9536,"d":"9,536"},{"v":0,"d":"0.0%"},{"v":0,"d":"0.0%"},{"v":0,"d":"0.0%"},{"v":0,"d":"0.0%"},{"v":0,"d":"0.0%"},{"v":0,"d":"0.0%"},{"v":0,"d":"0.0%"},{"v":1,"d":"100.0%"},{"v":0,"d":"0.0%"},{"v":0,"d":"0.0%"},{"v":0,"d":"0.0%"},{"v":0,"d":"0.0%"},{"v":1,"d":"100.0%"},{"v":1,"d":"100.0%"},{"v":0,"d":"0.0%"},{"v":1,"d":"100.0%"}]
[317,2020,"AR","Whillock",7135,"Entergy Arkansas Inc",814,"Arkansas Electric Coop Corp",807,"Electric Utility","Midcontinent Independent Transmission System Operator, Inc..","MISO","SERC","SRMV","SERC Mississippi Valley","MISO","05","029","Conway",35.127591,-92.790273,3,3,"WAT","HYDRO",null,0.4631,32.4,{"$nulls":9},{"v":1153123.031,"d":"1,153,123"},{"v":492218.016,"d":"492,218"},{"v":131439.999,"d":"131,440"},{"v":56106,"d":"56,106"},{"$nulls":41},{"v":1153123.031,"d":"1,153,123"},{"v":492218.016,"d":"492,218"},{"$nulls":6},"--","EIA","EIA",{"$nulls":15},0,0,0,0,{"v":131440,"d":"131,440"},0,0,0,0,0,0,0,{"v":131440,"d":"131,440"},0,0,{"v":131440,"d":"131,440"},{"v":0,"d":"0.0%"},{"v":0,"d":"0.0%"},{"v":0,"d":"0.0%"},{"v":0,"d":"0.0%"},{"v":1,"d":"100.0%"},{"v":0,"d":"0.0%"},{"v":0,"d":"0.0%"},{"v":0,"d":"0.0%"},{"v":0,"d":"0.0%"},{"v":0,"d":"0.0%"},{"v":0,"d":"0.0%"},{"v":0,"d":"0.0%"},{"v":1,"d":"100.0%"},{"v":0,"d":"0.0%"},{"v":0,"d":"0.0%"},{"v":1,"d":"100.0%"}]
[318,2020,"AR","White Bluff",6009,"Entergy Arkansas Inc",814,"Entergy Arkansas LLC",814,"Electric Utility","Midcontinent Independent Transmission System Operator, Inc..","MISO","SERC","SRMV","SERC Mississippi Valley","MISO","05","069","Jefferson",34.4228,-92.1406,2,2,"SUB","COAL","Yes",{"v":0.25082,"d":"0.2508"},{"v":1800,"d":"1,800.0"},{"v":0.915302300016912,"d":"0.9153"},{"$nulls":6},{"v":46014976,"d":"46,014,976"},{"v":30748504,"d":"30,748,504"},{"v":46014976,"d":"46,014,976"},{"v":30748504,"d":"30,748,504"},{"v":3954908,"d":"3,954,908"},{"v":2651035,"d":"2,651,035"},{"v":3786.142,"d":"3,786"},{"v":2583.319,"d":"2,583"},{"v":10711.1,"d":"10,711"},{"v":4824080.5,"d":"4,824,081"},{"v":1017686.156,"d":"1,017,686"},{"v":148079.027,"d":"148,079"},{"v":4858865.352,"d":"4,858,865"},null,1.915,1.949,5.417,{"v":2439.541,"d":"2,439.541"},0.257,0.037,{"v":2457.132,"d":"2,457.132"},null,0.165,0.168,0.466,209.674,0.022,0.003,211.186,null,1.915,1.949,5.417,{"v":2439.541,"d":"2,439.541"},0.257,0.037,{"v":2457.132,"d":"2,457.132"},null,{"v":3786.142,"d":"3,786"},{"v":2583.319,"d":"2,583"},{"v":10711.1,"d":"10,711"},{"v":4824080.5,"d":"4,824,081"},{"v":1017686.156,"d":"1,017,686"},{"v":148079.027,"d":"148,079"},null,{"v":46014976,"d":"46,014,976"},{"v":30748504,"d":"30,748,504"},{"v":46014976,"d":"46,014,976"},{"v":30748504,"d":"30,748,504"},"EPA/CAMD","EPA/CAMD","EPA/CAMD","EPA/CAMD","EIA","EIA","--","EPA/CAMD","EPA/CAMD",{"$nulls":14},{"v":11634.904261,"d":"11,634.904"},{"v":3942162.9,"d":"3,942,163"},{"v":12745.105,"d":"12,745"},0,0,0,0,0,0,0,0,0,{"v":3954908.005,"d":"3,954,908"},0,0,{"v":3954908.005,"d":"3,954,908"},0,{"v":0.996777395331601,"d":"99.7%"},{"v":0.0032226046683986,"d":"0.3%"},{"v":0,"d":"0.0%"},{"v":0,"d":"0.0%"},{"v":0,"d":"0.0%"},{"v":0,"d":"0.0%"},{"v":0,"d":"0.0%"},{"v":0,"d":"0.0%"},{"v":0,"d":"0.0%"},{"v":0,"d":"0.0%"},{"v":0,"d":"0.0%"},{"v":1,"d":"100.0%"},{"v":0,"d":"0.0%"},{"v":0,"d":"0.0%"},{"v":1,"d":"100.0%"},{"v":0,"d":"0.0%"}]
[319,2020,"AR","White River Lock and Dam 1",57160,"Southwestern Power Administration",17716,"White River Hydroelectric",56515,"IPP Non-CHP","Southwestern Power Administration","SPA","SERC","SRMV","SERC Mississippi Valley","SPP","05","063","Independence",35.757401,-91.636887,1,1,"WAT","HYDRO",null,{"v":0.36824,"d":"0.3682"},4.3,{"$nulls":9},{"v":121689,"d":"121,689"},{"v":50778,"d":"50,778"},{"v":13871,"d":"13,871"},{"v":5788,"d":"5,788"},{"$nulls":41},{"v":121689,"d":"121,689"},{"v":50778,"d":"50,778"},{"$nulls":6},"--","EIA","EIA",{"$nulls":15},0,0,0,0,{"v":13871,"d":"13,871"},0,0,0,0,0,0,0,{"v":13871,"d":"13,871"},0,0,{"v":13871,"d":"13,871"},{"v":0,"d":"0.0%"},{"v":0,"d":"0.0%"},{"v":0,"d":"0.0%"},{"v":0,"d":"0.0%"},{"v":1,"d":"100.0%"},{"v":0,"d":"0.0%"},{"v":0,"d":"0.0%"},{"v":0,"d":"0.0%"},{"v":0,"d":"0.0%"},{"v":0,"d":"0.0%"},{"v":0,"d":"0.0%"},{"v":0,"d":"0.0%"},{"v":1,"d":"100.0%"},{"v":0,"d":"0.0%"},{"v":0,"d":"0.0%"},{"v":1,"d":"100.0%"}]
[320,2020,"AR","White River Lock and Dam 2",57161,"Southwestern Power Administration",17716,"White River Hydroelectric",56515,"IPP Non-CHP","Southwestern Power Administration","SPA","SERC","SRMV","SERC Mississippi Valley","SPP","05","063","Independence",35.744036,-91.765418,1,1,"WAT","HYDRO",null,{"v":0.45241,"d":"0.4524"},3.5,{"$nulls":9},{"v":121689,"d":"121,689"},{"v":50778,"d":"50,778"},{"v":13871,"d":"13,871"},{"v":5788,"d":"5,788"},{"$nulls":41},{"v":121689,"d":"121,689"},{"v":50778,"d":"50,778"},{"$nulls":6},"--","EIA","EIA",{"$nulls":15},0,0,0,0,{"v":13871,"d":"13,871"},0,0,0,0,0,0,0,{"v":13871,"d":"13,871"},0,0,{"v":13871,"d":"13,871"},{"v":0,"d":"0.0%"},{"v":0,"d":"0.0%"},{"v":0,"d":"0.0%"},{"v":0,"d":"0.0%"},{"v":1,"d":"100.0%"},{"v":0,"d":"0.0%"},{"v":0,"d":"0.0%"},{"v":0,"d":"0.0%"},{"v":0,"d":"0.0%"},{"v":0,"d":"0.0%"},{"v":0,"d":"0.0%"},{"v":0,"d":"0.0%"},{"v":1,"d":"100.0%"},{"v":0,"d":"0.0%"},{"v":0,"d":"0.0%"},{"v":1,"d":"100.0%"}]
[321,2020,"AR","White River Lock and Dam 3",57162,"Southwestern Power Administration",17716,"White River Hydroelectric",56515,"IPP Non-CHP","Southwestern Power Administration","SPA","SERC","SRMV","SERC Mississippi Valley","SPP","05","137","Stone",35.84361,-91.850521,1,1,"WAT","HYDRO",null,{"v":0.71984,"d":"0.7198"},4.3,{"$nulls":9},{"v":237880,"d":"237,880"},{"v":101557,"d":"101,557"},{"v":27115,"d":"27,115"},{"v":11576,"d":"11,576"},{"$nulls":41},{"v":237880,"d":"237,880"},{"v":101557,"d":"101,557"},{"$nulls":6},"--","EIA","EIA",{"$nulls":15},0,0,0,0,{"v":27115,"d":"27,115"},0,0,0,0,0,0,0,{"v":27115,"d":"27,115"},0,0,{"v":27115,"d":"27,115"},{"v":0,"d":"0.0%"},{"v":0,"d":"0.0%"},{"v":0,"d":"0.0%"},{"v":0,"d":"0.0%"},{"v":1,"d":"100.0%"},{"v":0,"d":"0.0%"},{"v":0,"d":"0.0%"},{"v":0,"d":"0.0%"},{"v":0,"d":"0.0%"},{"v":0,"d":"0.0%"},{"v":0,"d":"0.0%"},{"v":0,"d":"0.0%"},{"v":1,"d":"100.0%"},{"v":0,"d":"0.0%"},{"v":0,"d":"0.0%"},{"v":1,"d":"100.0%"}]
[322,2020,"AZ","Actus Lend Lease DMAFB",58632,"Tucson Electric Power Co",24211,"Tesla Inc.",60947,"IPP Non-CHP","Tucson Electric Power Company","TEPC","WECC","AZNM","WECC Southwest",null,"04","019","Pima",32.1825,-110.863333,1,1,"SUN","SOLAR",null,{"v":0.15011,"d":"0.1501"},{"v":3,"d":"3.0"},{"$nulls":9},{"v":34609,"d":"34,609"},{"v":17441,"d":"17,441"},{"v":3945,"d":"3,945"},{"v":1988,"d":"1,988"},{"$nulls":41},{"v":34609,"d":"34,609"},{"v":17441,"d":"17,441"},{"$nulls":6},"--","EIA","EIA",{"$nulls":15},0,0,0,0,0,0,0,{"v":3945,"d":"3,945"},0,0,0,0,{"v":3945,"d":"3,945"},{"v":3945,"d":"3,945"},0,{"v":3945,"d":"3,945"},{"v":0,"d":"0.0%"},{"v":0,"d":"0.0%"},{"v":0,"d":"0.0%"},{"v":0,"d":"0.0%"},{"v":0,"d":"0.0%"},{"v":0,"d":"0.0%"},{"v":0,"d":"0.0%"},{"v":1,"d":"100.0%"},{"v":0,"d":"0.0%"},{"v":0,"d":"0.0%"},{"v":0,"d":"0.0%"},{"v":0,"d":"0.0%"},{"v":1,"d":"100.0%"},{"v":1,"d":"100.0%"},{"v":0,"d":"0.0%"},{"v":1,"d":"100.0%"}]
[323,2020,"AZ","AES ES GILBERT",61861,"Salt River Project",16572,"AES ES GILBERT, LLC",61482,"IPP Non-CHP","Salt River Project","SRP","WECC","AZNM","WECC Southwest",null,"04","013","Maricopa",33.446804,-111.956261,1,1,"MWH","OTHF",null,{"v":0,"d":"0.0000"},{"v":10,"d":"10.0"},{"$nulls":7},0,0,0,0,{"v":-2225,"d":"(2,225)"},{"v":-917,"d":"(917)"},{"$nulls":8},{"v":0,"d":"0.000"},{"v":0,"d":"0.000"},{"v":0,"d":"0.000"},{"v":0,"d":"0.000"},{"v":0,"d":"0.000"},{"v":0,"d":"0.000"},{"v":0,"d":"0.000"},{"$nulls":9},{"v":0,"d":"0.000"},null,{"v":0,"d":"0.000"},{"v":0,"d":"0.000"},{"v":0,"d":"0.000"},{"v":0,"d":"0.000"},{"v":0,"d":"0.000"},{"$nulls":8},0,0,0,0,{"$nulls":6},"--","EIA","EIA",{"$nulls":15},0,0,0,0,0,0,0,0,0,0,{"v":-2225,"d":"(2,225)"},{"v":-2225,"d":"(2,225)"},0,0,{"v":-2225,"d":"(2,225)"},0]
[324,2020,"AZ","Agua Caliente Solar Project",57373,"San Diego Gas & Electric Co",16609,"Agua Caliente Solar",59396,"IPP Non-CHP","California Independent System Operator","CISO","WECC","CAMX","WECC California",null,"04","027","Yuma",32.9774,-113.4945,4,4,"SUN","SOLAR",null,{"v":0.12973,"d":"0.1297"},637.7,{"$nulls":9},{"v":6357626.875,"d":"6,357,627"},{"v":2991076.062,"d":"2,991,076"},{"v":724681,"d":"724,681"},{"v":340941,"d":"340,941"},{"$nulls":41},{"v":6357626.875,"d":"6,357,627"},{"v":2991076.062,"d":"2,991,076"},{"$nulls":6},"--","EIA","EIA",{"$nulls":15},0,0,0,0,0,0,0,{"v":724681,"d":"724,681"},0,0,0,0,{"v":724681,"d":"724,681"},{"v":724681,"d":"724,681"},0,{"v":724681,"d":"724,681"},{"v":0,"d":"0.0%"},{"v":0,"d":"0.0%"},{"v":0,"d":"0.0%"},{"v":0,"d":"0.0%"},{"v":0,"d":"0.0%"},{"v":0,"d":"0.0%"},{"v":0,"d":"0.0%"},{"v":1,"d":"100.0%"},{"v":0,"d":"0.0%"},{"v":0,"d":"0.0%"},{"v":0,"d":"0.0%"},{"v":0,"d":"0.0%"},{"v":1,"d":"100.0%"},{"v":1,"d":"100.0%"},{"v":0,"d":"0.0%"},{"v":1,"d":"100.0%"}]
[325,2020,"AZ","Agua Fria Generating Station",141,"Salt River Project",16572,"Salt River Project",16572,"Electric Utility","Salt River Project","SRP","WECC","AZNM","WECC Southwest",null,"04","013","Maricopa",33.5561,-112.2153,4,8,"NG","GAS",null,{"v":0.06123,"d":"0.0612"},638.5,{"v":1,"d":"1.0000"},{"$nulls":6},{"v":3546740.938,"d":"3,546,741"},{"v":2953094.938,"d":"2,953,095"},{"v":3546740.938,"d":"3,546,741"},{"v":2953094.938,"d":"2,953,095"},{"v":342453,"d":"342,453"},{"v":285721,"d":"285,721"},{"v":707.347,"d":"707"},{"v":600.104,"d":"600"},{"v":1.1,"d":"1"},{"v":210779.402,"d":"210,779"},{"v":8280.21,"d":"8,280"},{"v":828.903,"d":"829"},{"v":211006.412,"d":"211,006"},null,4.131,4.201,0.006,{"v":1230.998,"d":"1,230.998"},0.024,{"v":2E-3,"d":"0.002"},{"v":1232.323,"d":"1,232.323"},null,0.399,0.406,{"v":1E-3,"d":"0.001"},118.858,{"v":2E-3,"d":"0.002"},{"v":0,"d":"0.000"},118.986,null,4.131,4.201,0.006,{"v":1230.998,"d":"1,230.998"},0.024,{"v":2E-3,"d":"0.002"},{"v":1232.323,"d":"1,232.323"},null,{"v":707.347,"d":"707"},{"v":600.104,"d":"600"},{"v":1.1,"d":"1"},{"v":210779.402,"d":"210,779"},{"v":8280.21,"d":"8,280"},{"v":828.903,"d":"829"},null,{"v":3546740.938,"d":"3,546,741"},{"v":2953094.938,"d":"2,953,095"},{"v":3546740.938,"d":"3,546,741"},{"v":2953094.938,"d":"2,953,095"},"EPA/CAMD","EPA/CAMD","EPA/CAMD","EPA/CAMD","EIA","EIA","--","EPA/CAMD","EPA/CAMD",{"$nulls":14},{"v":10356.869227,"d":"10,356.869"},0,{"v":58.833,"d":"59"},{"v":342394.167,"d":"342,394"},0,0,0,0,0,0,0,0,{"v":342453,"d":"342,453"},0,0,{"v":342453,"d":"342,453"},0,{"v":0,"d":"0.0%"},{"v":1.7179875778574E-4,"d":"0.0%"},{"v":0.999828201242214,"d":"100.0%"},{"v":0,"d":"0.0%"},{"v":0,"d":"0.0%"},{"v":0,"d":"0.0%"},{"v":0,"d":"0.0%"},{"v":0,"d":"0.0%"},{"v":0,"d":"0.0%"},{"v":0,"d":"0.0%"},{"v":0,"d":"0.0%"},{"v":1,"d":"100.0%"},{"v":0,"d":"0.0%"},{"v":0,"d":"0.0%"},{"v":1,"d":"100.0%"},{"v":0,"d":"0.0%"}]
[326,2020,"AZ","Amazon TUS2",64384,"Tucson Electric Power Co",24211,"SkyHigh 2 Solar",63432,"Commercial Non-CHP","Tucson Electric Power Company","TEPC","WECC","AZNM","WECC Southwest",null,"04","019","Pima",32.129416,-110.838888,1,1,"SUN","SOLAR",null,null,2.6,{"$nulls":62},"--"]
[327,2020,"AZ","Amphitheater High School Solar",60684,"Tucson Electric Power Co",24211,"Constellation Solar Arizona 2, LLC",60404,"IPP Non-CHP","Tucson Electric Power Company","TEPC","WECC","AZNM","WECC Southwest",null,"04","019","Pima",32.269,-110.975,1,1,"SUN","SOLAR",null,{"v":0.25365,"d":"0.2537"},{"v":1,"d":"1.0"},{"$nulls":9},{"v":19496,"d":"19,496"},{"v":9825,"d":"9,825"},{"v":2222,"d":"2,222"},{"v":1120,"d":"1,120"},{"$nulls":41},{"v":19496,"d":"19,496"},{"v":9825,"d":"9,825"},{"$nulls":6},"--","EIA","EIA",{"$nulls":15},0,0,0,0,0,0,0,{"v":2222,"d":"2,222"},0,0,0,0,{"v":2222,"d":"2,222"},{"v":2222,"d":"2,222"},0,{"v":2222,"d":"2,222"},{"v":0,"d":"0.0%"},{"v":0,"d":"0.0%"},{"v":0,"d":"0.0%"},{"v":0,"d":"0.0%"},{"v":0,"d":"0.0%"},{"v":0,"d":"0.0%"},{"v":0,"d":"0.0%"},{"v":1,"d":"100.0%"},{"v":0,"d":"0.0%"},{"v":0,"d":"0.0%"},{"v":0,"d":"0.0%"},{"v":0,"d":"0.0%"},{"v":1,"d":"100.0%"},{"v":1,"d":"100.0%"},{"v":0,"d":"0.0%"},{"v":1,"d":"100.0%"}]
[328,2020,"AZ","Apache Solar 1",60964,"Arizona Electric Pwr Coop Inc",796,"Arizona Electric Pwr Coop Inc",796,"Electric Utility","Western Area Power Administration - Desert Southwest Region","WALC","WECC","AZNM","WECC Southwest",null,"04","003","Cochise",32.068141,-109.890379,1,1,"SUN","SOLAR",null,{"v":0.31402,"d":"0.3140"},{"v":20,"d":"20.0"},{"$nulls":9},{"v":482664,"d":"482,664"},{"v":243236,"d":"243,236"},{"v":55017,"d":"55,017"},{"v":27726,"d":"27,726"},{"$nulls":41},{"v":482664,"d":"482,664"},{"v":243236,"d":"243,236"},{"$nulls":6},"--","EIA","EIA",{"$nulls":15},0,0,0,0,0,0,0,{"v":55017,"d":"55,017"},0,0,0,0,{"v":55017,"d":"55,017"},{"v":55017,"d":"55,017"},0,{"v":55017,"d":"55,017"},{"v":0,"d":"0.0%"},{"v":0,"d":"0.0%"},{"v":0,"d":"0.0%"},{"v":0,"d":"0.0%"},{"v":0,"d":"0.0%"},{"v":0,"d":"0.0%"},{"v":0,"d":"0.0%"},{"v":1,"d":"100.0%"},{"v":0,"d":"0.0%"},{"v":0,"d":"0.0%"},{"v":0,"d":"0.0%"},{"v":0,"d":"0.0%"},{"v":1,"d":"100.0%"},{"v":1,"d":"100.0%"},{"v":0,"d":"0.0%"},{"v":1,"d":"100.0%"}]
[329,2020,"AZ","Apache Station",160,"Arizona Electric Pwr Coop Inc",796,"Arizona Electric Pwr Coop Inc",796,"Electric Utility","Western Area Power Administration - Desert Southwest Region","WALC","WECC","AZNM","WECC Southwest",null,"04","003","Cochise",32.0603,-109.8931,4,7,"NG","GAS","Yes",{"v":0.38191,"d":"0.3819"},660.7,{"v":0.696810541388809,"d":"0.6968"},{"$nulls":6},{"v":24173838.312,"d":"24,173,838"},{"v":12761038.688,"d":"12,761,039"},{"v":24173838.312,"d":"24,173,838"},{"v":12761038.688,"d":"12,761,039"},{"v":2210413.999,"d":"2,210,414"},{"v":1191537.999,"d":"1,191,538"},{"v":1289.336,"d":"1,289"},{"v":668.065,"d":"668"},{"v":95.3,"d":"95"},{"v":1683841.09,"d":"1,683,841"},{"v":177181.39,"d":"177,181"},{"v":23869.344,"d":"23,869"},{"v":1689612.39,"d":"1,689,612"},null,1.167,1.121,0.086,{"v":1523.553,"d":"1,523.553"},{"v":0.08,"d":"0.080"},0.011,{"v":1528.775,"d":"1,528.775"},null,0.107,0.105,0.008,139.311,0.007,{"v":1E-3,"d":"0.001"},139.789,null,1.167,1.121,0.086,{"v":1523.553,"d":"1,523.553"},{"v":0.08,"d":"0.080"},0.011,{"v":1528.775,"d":"1,528.775"},null,{"v":1289.336,"d":"1,289"},{"v":668.065,"d":"668"},{"v":95.3,"d":"95"},{"v":1683841.09,"d":"1,683,841"},{"v":177181.39,"d":"177,181"},{"v":23869.344,"d":"23,869"},null,{"v":24173838.312,"d":"24,173,838"},{"v":12761038.688,"d":"12,761,039"},{"v":24173838.312,"d":"24,173,838"},{"v":12761038.688,"d":"12,761,039"},"EPA/CAMD","EPA/CAMD","EPA/CAMD","EPA/CAMD","EIA","EIA","--","EPA/CAMD","EPA/CAMD",{"$nulls":14},{"v":10936.33954,"d":"10,936.340"},{"v":505936.826,"d":"505,937"},0,{"v":1704477.2,"d":"1,704,477"},0,0,0,0,0,0,0,0,{"v":2210414.026,"d":"2,210,414"},0,0,{"v":2210414.026,"d":"2,210,414"},0,{"v":0.228887810178961,"d":"22.9%"},{"v":0,"d":"0.0%"},{"v":0.771112189821039,"d":"77.1%"},{"v":0,"d":"0.0%"},{"v":0,"d":"0.0%"},{"v":0,"d":"0.0%"},{"v":0,"d":"0.0%"},{"v":0,"d":"0.0%"},{"v":0,"d":"0.0%"},{"v":0,"d":"0.0%"},{"v":0,"d":"0.0%"},{"v":1,"d":"100.0%"},{"v":0,"d":"0.0%"},{"v":0,"d":"0.0%"},{"v":1,"d":"100.0%"},{"v":0,"d":"0.0%"}]
[330,2020,"AZ","APS Saguaro Power Plant",118,"Arizona Public Service Co",803,"Arizona Public Service Co",803,"Electric Utility","Arizona Public Service Company","AZPS","WECC","AZNM","WECC Southwest",null,"04","021","Pinal",32.5517,-111.3,2,6,"NG","GAS",null,{"v":0.02828,"d":"0.0283"},435.5,{"v":1,"d":"1.0000"},{"$nulls":6},{"v":1160786.125,"d":"1,160,786"},{"v":337969.344,"d":"337,969"},{"v":1160786.125,"d":"1,160,786"},{"v":337969.344,"d":"337,969"},{"v":107883.001,"d":"107,883"},{"v":54142.001,"d":"54,142"},{"v":18.92,"d":"19"},{"v":4.864,"d":"5"},{"v":0.3,"d":"0"},{"v":68982.797,"d":"68,983"},{"v":3371.204,"d":"3,371"},{"v":337.12,"d":"337"},{"v":69075.168,"d":"69,075"},null,0.351,{"v":0.18,"d":"0.180"},0.006,{"v":1278.845,"d":"1,278.845"},0.031,0.003,{"v":1280.557,"d":"1,280.557"},null,0.033,0.029,{"v":1E-3,"d":"0.001"},118.855,0.003,{"v":0,"d":"0.000"},119.014,null,0.351,{"v":0.18,"d":"0.180"},0.006,{"v":1278.845,"d":"1,278.845"},0.031,0.003,{"v":1280.557,"d":"1,280.557"},null,{"v":18.92,"d":"19"},{"v":4.864,"d":"5"},{"v":0.3,"d":"0"},{"v":68982.797,"d":"68,983"},{"v":3371.204,"d":"3,371"},{"v":337.12,"d":"337"},null,{"v":1160786.125,"d":"1,160,786"},{"v":337969.344,"d":"337,969"},{"v":1160786.125,"d":"1,160,786"},{"v":337969.344,"d":"337,969"},"EPA/CAMD","EPA/CAMD","EPA/CAMD","EPA/CAMD","EIA","EIA","--","EPA/CAMD","EPA/CAMD",{"$nulls":14},{"v":10759.675992,"d":"10,759.676"},0,0,{"v":107883,"d":"107,883"},0,0,0,0,0,0,0,0,{"v":107883,"d":"107,883"},0,0,{"v":107883,"d":"107,883"},0,{"v":0,"d":"0.0%"},{"v":0,"d":"0.0%"},{"v":1,"d":"100.0%"},{"v":0,"d":"0.0%"},{"v":0,"d":"0.0%"},{"v":0,"d":"0.0%"},{"v":0,"d":"0.0%"},{"v":0,"d":"0.0%"},{"v":0,"d":"0.0%"},{"v":0,"d":"0.0%"},{"v":0,"d":"0.0%"},{"v":1,"d":"100.0%"},{"v":0,"d":"0.0%"},{"v":0,"d":"0.0%"},{"v":1,"d":"100.0%"},{"v":0,"d":"0.0%"}]
[331,2020,"AZ","APS West Phoenix Power Plant",117,"Arizona Public Service Co",803,"Arizona Public Service Co",803,"Electric Utility","Arizona Public Service Company","AZPS","WECC","AZNM","WECC Southwest",null,"04","013","Maricopa",33.4417,-112.1583,3,13,"NG","GAS",null,0.3101,{"v":1326.9,"d":"1,326.9"},{"v":0.816496989526979,"d":"0.8165"},{"$nulls":6},{"v":20384204.75,"d":"20,384,205"},{"v":10415148.25,"d":"10,415,148"},{"v":20384204.75,"d":"20,384,205"},{"v":10415148.25,"d":"10,415,148"},{"v":3604513,"d":"3,604,513"},{"v":1784545,"d":"1,784,545"},{"v":169.227,"d":"169"},{"v":83.63,"d":"84"},{"v":6.1,"d":"6"},{"v":1211403.906,"d":"1,211,404"},{"v":67725.163,"d":"67,725"},{"v":6772.516,"d":"6,773"},{"v":1213259.576,"d":"1,213,260"},null,0.094,0.094,0.003,{"v":672.16,"d":"672.160"},0.019,{"v":2E-3,"d":"0.002"},673.189,null,0.017,0.016,{"v":1E-3,"d":"0.001"},118.857,0.003,{"v":0,"d":"0.000"},119.039,null,0.094,0.094,0.003,{"v":672.16,"d":"672.160"},0.019,{"v":2E-3,"d":"0.002"},673.189,null,{"v":169.227,"d":"169"},{"v":83.63,"d":"84"},{"v":6.1,"d":"6"},{"v":1211403.906,"d":"1,211,404"},{"v":67725.163,"d":"67,725"},{"v":6772.516,"d":"6,773"},null,{"v":20384204.75,"d":"20,384,205"},{"v":10415148.25,"d":"10,415,148"},{"v":20384204.75,"d":"20,384,205"},{"v":10415148.25,"d":"10,415,148"},"EPA/CAMD","EPA/CAMD","EPA/CAMD","EPA/CAMD","EIA","EIA","--","EPA/CAMD","EPA/CAMD",{"$nulls":14},{"v":5655.189689,"d":"5,655.190"},0,0,{"v":3604513,"d":"3,604,513"},0,0,0,0,0,0,0,0,{"v":3604513,"d":"3,604,513"},0,0,{"v":3604513,"d":"3,604,513"},0,{"v":0,"d":"0.0%"},{"v":0,"d":"0.0%"},{"v":1,"d":"100.0%"},{"v":0,"d":"0.0%"},{"v":0,"d":"0.0%"},{"v":0,"d":"0.0%"},{"v":0,"d":"0.0%"},{"v":0,"d":"0.0%"},{"v":0,"d":"0.0%"},{"v":0,"d":"0.0%"},{"v":0,"d":"0.0%"},{"v":1,"d":"100.0%"},{"v":0,"d":"0.0%"},{"v":0,"d":"0.0%"},{"v":1,"d":"100.0%"},{"v":0,"d":"0.0%"}]
[332,2020,"AZ","Arizona State University CHP",58199,"Arizona Public Service Co",803,"Energy Center Phoenix LLC",58172,"Commercial CHP","Arizona Public Service Company","AZPS","WECC","AZNM","WECC Southwest",null,"04","013","Maricopa",33.417222,-111.928333,2,2,"NG","GAS",null,{"v":0.26501,"d":"0.2650"},17.1,{"v":0.891654872849297,"d":"0.8917"},null,"Yes",{"v":250546.4,"d":"250,546"},{"v":0.541,"d":"1"},{"v":0.418948,"d":"0.4189"},null,{"v":211130.737,"d":"211,131"},{"v":92332.697,"d":"92,333"},{"v":211130.737,"d":"211,131"},{"v":92332.697,"d":"92,333"},{"v":39697,"d":"39,697"},{"v":18582,"d":"18,582"},{"v":32.896,"d":"33"},{"v":14.421,"d":"14"},{"v":0.337,"d":"0"},{"v":12339.437,"d":"12,339"},{"v":465.462,"d":"465"},{"v":46.546,"d":"47"},{"v":12352.191,"d":"12,352"},null,1.657,1.552,0.017,621.681,0.012,{"v":1E-3,"d":"0.001"},622.324,null,0.312,0.312,0.003,116.889,{"v":2E-3,"d":"0.002"},{"v":0,"d":"0.000"},{"v":117.01,"d":"117.010"},null,1.657,1.552,0.017,621.681,0.012,{"v":1E-3,"d":"0.001"},622.324,null,{"v":78.521,"d":"79"},{"v":34.421,"d":"34"},{"v":0.805,"d":"1"},{"v":29453.408,"d":"29,453"},{"v":1111.027,"d":"1,111"},{"v":111.103,"d":"111"},null,{"v":503954.906,"d":"503,955"},{"v":220391.953,"d":"220,392"},{"v":503954.906,"d":"503,955"},{"v":220391.953,"d":"220,392"},"EIA","EIA","EIA","EIA","EIA","EIA","--","EIA","EIA",{"$nulls":6},{"v":292824.169,"d":"292,824"},{"v":128059.256,"d":"128,059"},{"v":45.625,"d":"46"},20,{"v":0.468,"d":"0"},{"v":17113.971,"d":"17,114"},{"v":645.565,"d":"646"},{"v":64.556,"d":"65"},{"v":5318.5565,"d":"5,318.557"},0,0,{"v":39697,"d":"39,697"},0,0,0,0,0,0,0,0,{"v":39697,"d":"39,697"},0,0,{"v":39697,"d":"39,697"},0,{"v":0,"d":"0.0%"},{"v":0,"d":"0.0%"},{"v":1,"d":"100.0%"},{"v":0,"d":"0.0%"},{"v":0,"d":"0.0%"},{"v":0,"d":"0.0%"},{"v":0,"d":"0.0%"},{"v":0,"d":"0.0%"},{"v":0,"d":"0.0%"},{"v":0,"d":"0.0%"},{"v":0,"d":"0.0%"},{"v":1,"d":"100.0%"},{"v":0,"d":"0.0%"},{"v":0,"d":"0.0%"},{"v":1,"d":"100.0%"},{"v":0,"d":"0.0%"}]
[333,2020,"AZ","Arizona Western College PV",57765,"Arizona Public Service Co",803,"AES Distributed Energy",61012,"IPP Non-CHP","Arizona Public Service Company","AZPS","WECC","AZNM","WECC Southwest",null,"04","027","Yuma",32.687778,-114.49611,7,7,"SUN","SOLAR",null,{"v":0.15846,"d":"0.1585"},5.7,{"$nulls":9},{"v":69411.999,"d":"69,412"},{"v":34980,"d":"34,980"},{"v":7912,"d":"7,912"},{"v":3987,"d":"3,987"},{"$nulls":41},{"v":69411.999,"d":"69,412"},{"v":34980,"d":"34,980"},{"$nulls":6},"--","EIA","EIA",{"$nulls":15},0,0,0,0,0,0,0,{"v":7912,"d":"7,912"},0,0,0,0,{"v":7912,"d":"7,912"},{"v":7912,"d":"7,912"},0,{"v":7912,"d":"7,912"},{"v":0,"d":"0.0%"},{"v":0,"d":"0.0%"},{"v":0,"d":"0.0%"},{"v":0,"d":"0.0%"},{"v":0,"d":"0.0%"},{"v":0,"d":"0.0%"},{"v":0,"d":"0.0%"},{"v":1,"d":"100.0%"},{"v":0,"d":"0.0%"},{"v":0,"d":"0.0%"},{"v":0,"d":"0.0%"},{"v":0,"d":"0.0%"},{"v":1,"d":"100.0%"},{"v":1,"d":"100.0%"},{"v":0,"d":"0.0%"},{"v":1,"d":"100.0%"}]
[334,2020,"AZ","Arlington Valley Energy Facility",55282,"Salt River Project",16572,"Arlington Valley LLC",56812,"IPP Non-CHP","Arlington Valley, LLC - AVBA","DEAA","WECC","AZNM","WECC Southwest",null,"04","013","Maricopa",33.3417,-112.8897,2,3,"NG","GAS",null,{"v":0.33804,"d":"0.3380"},{"v":713,"d":"713.0"},{"v":0.769926468861607,"d":"0.7699"},{"$nulls":6},{"v":15561216.5,"d":"15,561,217"},{"v":7683025.5,"d":"7,683,026"},{"v":15561216.5,"d":"15,561,217"},{"v":7683025.5,"d":"7,683,026"},{"v":2111383,"d":"2,111,383"},{"v":1027398,"d":"1,027,398"},{"v":61.704,"d":"62"},{"v":31.56,"d":"32"},{"v":4.7,"d":"5"},{"v":924781.906,"d":"924,782"},{"v":34391.008,"d":"34,391"},{"v":3439.101,"d":"3,439"},{"v":925724.22,"d":"925,724"},null,0.058,0.061,0.004,875.996,0.016,{"v":2E-3,"d":"0.002"},876.889,null,0.008,0.008,{"v":1E-3,"d":"0.001"},118.857,{"v":2E-3,"d":"0.002"},{"v":0,"d":"0.000"},118.978,null,0.058,0.061,0.004,875.996,0.016,{"v":2E-3,"d":"0.002"},876.889,null,{"v":61.704,"d":"62"},{"v":31.56,"d":"32"},{"v":4.7,"d":"5"},{"v":924781.906,"d":"924,782"},{"v":34391.008,"d":"34,391"},{"v":3439.101,"d":"3,439"},null,{"v":15561216.5,"d":"15,561,217"},{"v":7683025.5,"d":"7,683,026"},{"v":15561216.5,"d":"15,561,217"},{"v":7683025.5,"d":"7,683,026"},"EPA/CAMD","EPA/CAMD","EPA/CAMD","EPA/CAMD","EIA","EIA","--","EPA/CAMD","EPA/CAMD",{"$nulls":14},{"v":7370.153354,"d":"7,370.153"},0,0,{"v":2111383,"d":"2,111,383"},0,0,0,0,0,0,0,0,{"v":2111383,"d":"2,111,383"},0,0,{"v":2111383,"d":"2,111,383"},0,{"v":0,"d":"0.0%"},{"v":0,"d":"0.0%"},{"v":1,"d":"100.0%"},{"v":0,"d":"0.0%"},{"v":0,"d":"0.0%"},{"v":0,"d":"0.0%"},{"v":0,"d":"0.0%"},{"v":0,"d":"0.0%"},{"v":0,"d":"0.0%"},{"v":0,"d":"0.0%"},{"v":0,"d":"0.0%"},{"v":1,"d":"100.0%"},{"v":0,"d":"0.0%"},{"v":0,"d":"0.0%"},{"v":1,"d":"100.0%"},{"v":0,"d":"0.0%"}]
[335,2020,"AZ","Arlington Valley Solar Energy I",57679,"Salt River Project",16572,"Consolidated Edison Development Inc.",56769,"IPP Non-CHP","Arizona Public Service Company","AZPS","WECC","AZNM","WECC Southwest",null,"04","013","Maricopa",33.321667,-112.880555,1,1,"SUN","SOLAR",null,null,{"v":127,"d":"127.0"},{"$nulls":62},"--"]
[336,2020,"AZ","Arlington Valley Solar Energy II",57680,"Salt River Project",16572,"CD Arevon USA, Inc.",61230,"IPP Non-CHP","Arizona Public Service Company","AZPS","WECC","AZNM","WECC Southwest",null,"04","013","Maricopa",33.305,-112.833888,5,5,"SUN","SOLAR",null,0.3201,{"v":129,"d":"129.0"},{"$nulls":9},{"v":3173389.062,"d":"3,173,389"},{"v":1599213,"d":"1,599,213"},{"v":361721.999,"d":"361,722"},{"v":182288.001,"d":"182,288"},{"$nulls":41},{"v":3173389.062,"d":"3,173,389"},{"v":1599213,"d":"1,599,213"},{"$nulls":6},"--","EIA","EIA",{"$nulls":15},0,0,0,0,0,0,0,{"v":361722,"d":"361,722"},0,0,0,0,{"v":361722,"d":"361,722"},{"v":361722,"d":"361,722"},0,{"v":361722,"d":"361,722"},{"v":0,"d":"0.0%"},{"v":0,"d":"0.0%"},{"v":0,"d":"0.0%"},{"v":0,"d":"0.0%"},{"v":0,"d":"0.0%"},{"v":0,"d":"0.0%"},{"v":0,"d":"0.0%"},{"v":1,"d":"100.0%"},{"v":0,"d":"0.0%"},{"v":0,"d":"0.0%"},{"v":0,"d":"0.0%"},{"v":0,"d":"0.0%"},{"v":1,"d":"100.0%"},{"v":1,"d":"100.0%"},{"v":0,"d":"0.0%"},{"v":1,"d":"100.0%"}]
[337,2020,"AZ","Atlas",63798,"Dixie Escalante R E A, Inc",40165,"174 Power Global Corp.",61222,"IPP Non-CHP","Arizona Public Service Company","AZPS","WECC","AZNM","WECC Southwest",null,"04","012","La Paz",33.94345,-113.79165,2,2,{"$nulls":4},{"v":600,"d":"600.0"},{"$nulls":62},"--"]
[338,2020,"AZ","Avalon Solar",59168,"Tucson Electric Power Co",24211,"CD Arevon USA, Inc.",61230,"IPP Non-CHP","Tucson Electric Power Company","TEPC","WECC","AZNM","WECC Southwest",null,"04","019","Pima",32.001389,-110.960556,1,1,"SUN","SOLAR",null,{"v":0.29427,"d":"0.2943"},{"v":29,"d":"29.0"},{"$nulls":9},{"v":655834,"d":"655,834"},{"v":330504,"d":"330,504"},{"v":74756,"d":"74,756"},{"v":37673,"d":"37,673"},{"$nulls":41},{"v":655834,"d":"655,834"},{"v":330504,"d":"330,504"},{"$nulls":6},"--","EIA","EIA",{"$nulls":15},0,0,0,0,0,0,0,{"v":74756,"d":"74,756"},0,0,0,0,{"v":74756,"d":"74,756"},{"v":74756,"d":"74,756"},0,{"v":74756,"d":"74,756"},{"v":0,"d":"0.0%"},{"v":0,"d":"0.0%"},{"v":0,"d":"0.0%"},{"v":0,"d":"0.0%"},{"v":0,"d":"0.0%"},{"v":0,"d":"0.0%"},{"v":0,"d":"0.0%"},{"v":1,"d":"100.0%"},{"v":0,"d":"0.0%"},{"v":0,"d":"0.0%"},{"v":0,"d":"0.0%"},{"v":0,"d":"0.0%"},{"v":1,"d":"100.0%"},{"v":1,"d":"100.0%"},{"v":0,"d":"0.0%"},{"v":1,"d":"100.0%"}]
[339,2020,"AZ","Avalon Solar II",60062,"Tucson Electric Power Co",24211,"Avalon Solar Partners II, LLC",59789,"IPP Non-CHP","Tucson Electric Power Company","TEPC","WECC","AZNM","WECC Southwest",null,"04","019","Pima",32.000854,-110.958427,1,1,"SUN","SOLAR",null,{"v":0.31782,"d":"0.3178"},{"v":16,"d":"16.0"},{"$nulls":9},{"v":390794,"d":"390,794"},{"v":196938,"d":"196,938"},{"v":44545,"d":"44,545"},{"v":22448,"d":"22,448"},{"$nulls":41},{"v":390794,"d":"390,794"},{"v":196938,"d":"196,938"},{"$nulls":6},"--","EIA","EIA",{"$nulls":15},0,0,0,0,0,0,0,{"v":44545,"d":"44,545"},0,0,0,0,{"v":44545,"d":"44,545"},{"v":44545,"d":"44,545"},0,{"v":44545,"d":"44,545"},{"v":0,"d":"0.0%"},{"v":0,"d":"0.0%"},{"v":0,"d":"0.0%"},{"v":0,"d":"0.0%"},{"v":0,"d":"0.0%"},{"v":0,"d":"0.0%"},{"v":0,"d":"0.0%"},{"v":1,"d":"100.0%"},{"v":0,"d":"0.0%"},{"v":0,"d":"0.0%"},{"v":0,"d":"0.0%"},{"v":0,"d":"0.0%"},{"v":1,"d":"100.0%"},{"v":1,"d":"100.0%"},{"v":0,"d":"0.0%"},{"v":1,"d":"100.0%"}]
[340,2020,"AZ","Avra Valley Solar",57657,"Tucson Electric Power Co",24211,"NRG Solar Avra Valley",59398,"IPP Non-CHP","Tucson Electric Power Company","TEPC","WECC","AZNM","WECC Southwest",null,"04","019","Pima",32.371667,-111.282777,1,1,"SUN","SOLAR",null,{"v":0.29809,"d":"0.2981"},{"v":25,"d":"25.0"},{"$nulls":9},{"v":572709,"d":"572,709"},{"v":288615,"d":"288,615"},{"v":65281,"d":"65,281"},{"v":32898,"d":"32,898"},{"$nulls":41},{"v":572709,"d":"572,709"},{"v":288615,"d":"288,615"},{"$nulls":6},"--","EIA","EIA",{"$nulls":15},0,0,0,0,0,0,0,{"v":65281,"d":"65,281"},0,0,0,0,{"v":65281,"d":"65,281"},{"v":65281,"d":"65,281"},0,{"v":65281,"d":"65,281"},{"v":0,"d":"0.0%"},{"v":0,"d":"0.0%"},{"v":0,"d":"0.0%"},{"v":0,"d":"0.0%"},{"v":0,"d":"0.0%"},{"v":0,"d":"0.0%"},{"v":0,"d":"0.0%"},{"v":1,"d":"100.0%"},{"v":0,"d":"0.0%"},{"v":0,"d":"0.0%"},{"v":0,"d":"0.0%"},{"v":0,"d":"0.0%"},{"v":1,"d":"100.0%"},{"v":1,"d":"100.0%"},{"v":0,"d":"0.0%"},{"v":1,"d":"100.0%"}]
[341,2020,"AZ","AZ State University - Tempe Campus Solar",62643,"Arizona Public Service Co",803,"Arizona State University FDM",62083,"Commercial Non-CHP","Arizona Public Service Company","AZPS","WECC","AZNM","WECC Southwest",null,"04","013","Maricopa",33.424279,-111.92822,11,11,"SUN","SOLAR",null,{"v":0.18717,"d":"0.1872"},2.4,{"$nulls":9},{"v":34522.998,"d":"34,523"},{"v":17397,"d":"17,397"},{"v":3934.998,"d":"3,935"},{"v":1983,"d":"1,983"},{"$nulls":41},{"v":34522.998,"d":"34,523"},{"v":17397,"d":"17,397"},{"$nulls":6},"--","EIA","EIA",{"$nulls":15},0,0,0,0,0,0,0,{"v":3935,"d":"3,935"},0,0,0,0,{"v":3935,"d":"3,935"},{"v":3935,"d":"3,935"},0,{"v":3935,"d":"3,935"},{"v":0,"d":"0.0%"},{"v":0,"d":"0.0%"},{"v":0,"d":"0.0%"},{"v":0,"d":"0.0%"},{"v":0,"d":"0.0%"},{"v":0,"d":"0.0%"},{"v":0,"d":"0.0%"},{"v":1,"d":"100.0%"},{"v":0,"d":"0.0%"},{"v":0,"d":"0.0%"},{"v":0,"d":"0.0%"},{"v":0,"d":"0.0%"},{"v":1,"d":"100.0%"},{"v":1,"d":"100.0%"},{"v":0,"d":"0.0%"},{"v":1,"d":"100.0%"}]
[342,2020,"AZ","Badger 1",58262,"Arizona Public Service Co",803,"Desert Sky Solar LLC",58239,"IPP Non-CHP","Arizona Public Service Company","AZPS","WECC","AZNM","WECC Southwest",null,"04","013","Maricopa",33.498003,-112.813458,1,1,"SUN","SOLAR",null,{"v":0.30216,"d":"0.3022"},14.8,{"$nulls":9},{"v":343683,"d":"343,683"},{"v":173197,"d":"173,197"},{"v":39175,"d":"39,175"},{"v":19742,"d":"19,742"},{"$nulls":41},{"v":343683,"d":"343,683"},{"v":173197,"d":"173,197"},{"$nulls":6},"--","EIA","EIA",{"$nulls":15},0,0,0,0,0,0,0,{"v":39175,"d":"39,175"},0,0,0,0,{"v":39175,"d":"39,175"},{"v":39175,"d":"39,175"},0,{"v":39175,"d":"39,175"},{"v":0,"d":"0.0%"},{"v":0,"d":"0.0%"},{"v":0,"d":"0.0%"},{"v":0,"d":"0.0%"},{"v":0,"d":"0.0%"},{"v":0,"d":"0.0%"},{"v":0,"d":"0.0%"},{"v":1,"d":"100.0%"},{"v":0,"d":"0.0%"},{"v":0,"d":"0.0%"},{"v":0,"d":"0.0%"},{"v":0,"d":"0.0%"},{"v":1,"d":"100.0%"},{"v":1,"d":"100.0%"},{"v":0,"d":"0.0%"},{"v":1,"d":"100.0%"}]
[343,2020,"AZ","Black Mountain Generating Station",56482,"UNS Electric, Inc",19728,"UNS Electric, Inc",19728,"Electric Utility","Tucson Electric Power Company","TEPC","WECC","AZNM","WECC Southwest",null,"04","015","Mohave",35.0361,-114.1594,2,2,"NG","GAS",null,{"v":0.15621,"d":"0.1562"},{"v":121,"d":"121.0"},{"v":1,"d":"1.0000"},{"$nulls":6},{"v":1687855.5,"d":"1,687,856"},{"v":1002412.281,"d":"1,002,412"},{"v":1687855.5,"d":"1,687,856"},{"v":1002412.281,"d":"1,002,412"},{"v":165574,"d":"165,574"},{"v":83095,"d":"83,095"},{"v":72.721,"d":"73"},{"v":41.876,"d":"42"},{"v":2.9,"d":"3"},{"v":100307.5,"d":"100,308"},{"v":3721.99,"d":"3,722"},{"v":372.199,"d":"372"},{"v":100409.483,"d":"100,409"},null,0.878,1.008,0.035,{"v":1211.633,"d":"1,211.633"},0.022,{"v":2E-3,"d":"0.002"},{"v":1212.865,"d":"1,212.865"},null,0.086,0.084,0.003,118.858,{"v":2E-3,"d":"0.002"},{"v":0,"d":"0.000"},118.979,null,0.878,1.008,0.035,{"v":1211.633,"d":"1,211.633"},0.022,{"v":2E-3,"d":"0.002"},{"v":1212.865,"d":"1,212.865"},null,{"v":72.721,"d":"73"},{"v":41.876,"d":"42"},{"v":2.9,"d":"3"},{"v":100307.5,"d":"100,308"},{"v":3721.99,"d":"3,722"},{"v":372.199,"d":"372"},null,{"v":1687855.5,"d":"1,687,856"},{"v":1002412.281,"d":"1,002,412"},{"v":1687855.5,"d":"1,687,856"},{"v":1002412.281,"d":"1,002,412"},"EPA/CAMD","EPA/CAMD","EPA/CAMD","EPA/CAMD","EIA","EIA","--","EPA/CAMD","EPA/CAMD",{"$nulls":14},{"v":10193.964632,"d":"10,193.965"},0,0,{"v":165574,"d":"165,574"},0,0,0,0,0,0,0,0,{"v":165574,"d":"165,574"},0,0,{"v":165574,"d":"165,574"},0,{"v":0,"d":"0.0%"},{"v":0,"d":"0.0%"},{"v":1,"d":"100.0%"},{"v":0,"d":"0.0%"},{"v":0,"d":"0.0%"},{"v":0,"d":"0.0%"},{"v":0,"d":"0.0%"},{"v":0,"d":"0.0%"},{"v":0,"d":"0.0%"},{"v":0,"d":"0.0%"},{"v":0,"d":"0.0%"},{"v":1,"d":"100.0%"},{"v":0,"d":"0.0%"},{"v":0,"d":"0.0%"},{"v":1,"d":"100.0%"},{"v":0,"d":"0.0%"}]
[344,2020,"AZ","Black Mountain Solar LLC",58042,"UNS Electric, Inc",19728,"Black Mountain Solar LLC",57413,"IPP Non-CHP","Arizona Public Service Company","AZPS","WECC","AZNM","WECC Southwest",null,"04","015","Mohave",35.0227,-114.1627,1,1,"SUN","SOLAR",null,{"v":0.26046,"d":"0.2605"},{"v":9,"d":"9.0"},{"$nulls":9},{"v":180155,"d":"180,155"},{"v":90788,"d":"90,788"},{"v":20535,"d":"20,535"},{"v":10349,"d":"10,349"},{"$nulls":41},{"v":180155,"d":"180,155"},{"v":90788,"d":"90,788"},{"$nulls":6},"--","EIA","EIA",{"$nulls":15},0,0,0,0,0,0,0,{"v":20535,"d":"20,535"},0,0,0,0,{"v":20535,"d":"20,535"},{"v":20535,"d":"20,535"},0,{"v":20535,"d":"20,535"},{"v":0,"d":"0.0%"},{"v":0,"d":"0.0%"},{"v":0,"d":"0.0%"},{"v":0,"d":"0.0%"},{"v":0,"d":"0.0%"},{"v":0,"d":"0.0%"},{"v":0,"d":"0.0%"},{"v":1,"d":"100.0%"},{"v":0,"d":"0.0%"},{"v":0,"d":"0.0%"},{"v":0,"d":"0.0%"},{"v":0,"d":"0.0%"},{"v":1,"d":"100.0%"},{"v":1,"d":"100.0%"},{"v":0,"d":"0.0%"},{"v":1,"d":"100.0%"}]
[345,2020,"AZ","Bonnybrooke PV",60413,"Salt River Project",16572,"Apple, Inc",57369,"IPP Non-CHP","Salt River Project","SRP","WECC","AZNM","WECC Southwest",null,"04","021","Pinal",33.053,-111.34,1,1,"SUN","SOLAR",null,{"v":0.32164,"d":"0.3216"},{"v":50,"d":"50.0"},{"$nulls":9},{"v":1235940,"d":"1,235,940"},{"v":622846,"d":"622,846"},{"v":140880,"d":"140,880"},{"v":70996,"d":"70,996"},{"$nulls":41},{"v":1235940,"d":"1,235,940"},{"v":622846,"d":"622,846"},{"$nulls":6},"--","EIA","EIA",{"$nulls":15},0,0,0,0,0,0,0,{"v":140880,"d":"140,880"},0,0,0,0,{"v":140880,"d":"140,880"},{"v":140880,"d":"140,880"},0,{"v":140880,"d":"140,880"},{"v":0,"d":"0.0%"},{"v":0,"d":"0.0%"},{"v":0,"d":"0.0%"},{"v":0,"d":"0.0%"},{"v":0,"d":"0.0%"},{"v":0,"d":"0.0%"},{"v":0,"d":"0.0%"},{"v":1,"d":"100.0%"},{"v":0,"d":"0.0%"},{"v":0,"d":"0.0%"},{"v":0,"d":"0.0%"},{"v":0,"d":"0.0%"},{"v":1,"d":"100.0%"},{"v":1,"d":"100.0%"},{"v":0,"d":"0.0%"},{"v":1,"d":"100.0%"}]
[346,2020,"AZ","Broadway 2 - Tucson Phase II",64580,"Arizona Electric Pwr Coop Inc",796,"Goldman Sachs Renewable Power Group",61944,"IPP Non-CHP","Tucson Electric Power Company","TEPC","WECC","AZNM","WECC Southwest",null,"04","019","Pima",32.24817,-111.2611,1,1,"SUN","SOLAR",null,{"v":0.27032,"d":"0.2703"},{"v":3,"d":"3.0"},{"$nulls":9},{"v":62323,"d":"62,323"},{"v":31407,"d":"31,407"},{"v":7104,"d":"7,104"},{"v":3580,"d":"3,580"},{"$nulls":41},{"v":62323,"d":"62,323"},{"v":31407,"d":"31,407"},{"$nulls":6},"--","EIA","EIA",{"$nulls":15},0,0,0,0,0,0,0,{"v":7104,"d":"7,104"},0,0,0,0,{"v":7104,"d":"7,104"},{"v":7104,"d":"7,104"},0,{"v":7104,"d":"7,104"},{"v":0,"d":"0.0%"},{"v":0,"d":"0.0%"},{"v":0,"d":"0.0%"},{"v":0,"d":"0.0%"},{"v":0,"d":"0.0%"},{"v":0,"d":"0.0%"},{"v":0,"d":"0.0%"},{"v":1,"d":"100.0%"},{"v":0,"d":"0.0%"},{"v":0,"d":"0.0%"},{"v":0,"d":"0.0%"},{"v":0,"d":"0.0%"},{"v":1,"d":"100.0%"},{"v":1,"d":"100.0%"},{"v":0,"d":"0.0%"},{"v":1,"d":"100.0%"}]
[347,2020,"AZ","Buckeye Generation Center, LLC",59471,"Arizona Public Service Co",803,"Corporate Growth Solutions, LLC",63996,"IPP Non-CHP","Arizona Public Service Company","AZPS","WECC","AZNM","WECC Southwest",null,"04","013","Maricopa",33.230833,-112.626389,6,6,"NG","GAS",null,null,652.2,{"$nulls":62},"--"]
[348,2020,"AZ","Buckeye Union HS District 201",58037,"Arizona Public Service Co",803,"Constellation Solar Arizona LLC",57408,"IPP Non-CHP","Arizona Public Service Company","AZPS","WECC","AZNM","WECC Southwest",null,"04","013","Maricopa",33.419167,-112.576111,1,1,"SUN","SOLAR",null,{"v":0.25626,"d":"0.2563"},3.3,{"$nulls":9},{"v":64992,"d":"64,992"},{"v":32752,"d":"32,752"},{"v":7408,"d":"7,408"},{"v":3733,"d":"3,733"},{"$nulls":41},{"v":64992,"d":"64,992"},{"v":32752,"d":"32,752"},{"$nulls":6},"--","EIA","EIA",{"$nulls":15},0,0,0,0,0,0,0,{"v":7408,"d":"7,408"},0,0,0,0,{"v":7408,"d":"7,408"},{"v":7408,"d":"7,408"},0,{"v":7408,"d":"7,408"},{"v":0,"d":"0.0%"},{"v":0,"d":"0.0%"},{"v":0,"d":"0.0%"},{"v":0,"d":"0.0%"},{"v":0,"d":"0.0%"},{"v":0,"d":"0.0%"},{"v":0,"d":"0.0%"},{"v":1,"d":"100.0%"},{"v":0,"d":"0.0%"},{"v":0,"d":"0.0%"},{"v":0,"d":"0.0%"},{"v":0,"d":"0.0%"},{"v":1,"d":"100.0%"},{"v":1,"d":"100.0%"},{"v":0,"d":"0.0%"},{"v":1,"d":"100.0%"}]
[349,2020,"AZ","Canyon Del Oro High School Solar",60685,"Tucson Electric Power Co",24211,"Constellation Solar Arizona 2, LLC",60404,"IPP Non-CHP","Tucson Electric Power Company","TEPC","WECC","AZNM","WECC Southwest",null,"04","019","Pima",32.374,-110.974,4,4,"SUN","SOLAR",null,{"v":0.20791,"d":"0.2079"},1.5,{"$nulls":9},{"v":23967,"d":"23,967"},{"v":12079,"d":"12,079"},{"v":2732,"d":"2,732"},{"v":1377,"d":"1,377"},{"$nulls":41},{"v":23967,"d":"23,967"},{"v":12079,"d":"12,079"},{"$nulls":6},"--","EIA","EIA",{"$nulls":15},0,0,0,0,0,0,0,{"v":2732,"d":"2,732"},0,0,0,0,{"v":2732,"d":"2,732"},{"v":2732,"d":"2,732"},0,{"v":2732,"d":"2,732"},{"v":0,"d":"0.0%"},{"v":0,"d":"0.0%"},{"v":0,"d":"0.0%"},{"v":0,"d":"0.0%"},{"v":0,"d":"0.0%"},{"v":0,"d":"0.0%"},{"v":0,"d":"0.0%"},{"v":1,"d":"100.0%"},{"v":0,"d":"0.0%"},{"v":0,"d":"0.0%"},{"v":0,"d":"0.0%"},{"v":0,"d":"0.0%"},{"v":1,"d":"100.0%"},{"v":1,"d":"100.0%"},{"v":0,"d":"0.0%"},{"v":1,"d":"100.0%"}]
[350,2020,"AZ","Central Line Solar, LLC",64566,"Salt River Project",16572,"AES Distributed Energy",61012,"IPP Non-CHP","Salt River Project","SRP","WECC","AZNM","WECC Southwest",null,"04","021","Pinal",32.834322,-111.56803,1,1,"SUN","SOLAR",null,null,{"v":100,"d":"100.0"},{"$nulls":62},"--"]
[351,2020,"AZ","Childs",112,null,-9999,"Arizona Public Service Co",803,"Electric Utility","Arizona Public Service Company","AZPS","WECC","AZNM","WECC Southwest",null,"04","025","Yavapai",34.351111,-111.700556,3,3,"WAT","HYDRO",null,null,5.4,{"$nulls":62},"--"]
[352,2020,"AZ","Chino Solar Valley",57560,"Arizona Public Service Co",803,"Arizona Public Service Co",803,"Electric Utility","Arizona Public Service Company","AZPS","WECC","AZNM","WECC Southwest",null,"04","025","Yavapai",34.71843,-112.42899,1,1,"SUN","SOLAR",null,{"v":0.29423,"d":"0.2942"},{"v":19,"d":"19.0"},{"$nulls":9},{"v":429632,"d":"429,632"},{"v":216511,"d":"216,511"},{"v":48972,"d":"48,972"},{"v":24679,"d":"24,679"},{"$nulls":41},{"v":429632,"d":"429,632"},{"v":216511,"d":"216,511"},{"$nulls":6},"--","EIA","EIA",{"$nulls":15},0,0,0,0,0,0,0,{"v":48972,"d":"48,972"},0,0,0,0,{"v":48972,"d":"48,972"},{"v":48972,"d":"48,972"},0,{"v":48972,"d":"48,972"},{"v":0,"d":"0.0%"},{"v":0,"d":"0.0%"},{"v":0,"d":"0.0%"},{"v":0,"d":"0.0%"},{"v":0,"d":"0.0%"},{"v":0,"d":"0.0%"},{"v":0,"d":"0.0%"},{"v":1,"d":"100.0%"},{"v":0,"d":"0.0%"},{"v":0,"d":"0.0%"},{"v":0,"d":"0.0%"},{"v":0,"d":"0.0%"},{"v":1,"d":"100.0%"},{"v":1,"d":"100.0%"},{"v":0,"d":"0.0%"},{"v":1,"d":"100.0%"}]
[353,2020,"AZ","Cholla",113,"Arizona Public Service Co",803,"Arizona Public Service Co",803,"Electric Utility","Arizona Public Service Company","AZPS","WECC","AZNM","WECC Southwest",null,"04","017","Navajo",34.9394,-110.3033,3,4,"SUB","COAL","Yes",{"v":0.31856,"d":"0.3186"},{"v":1128.8,"d":"1,128.8"},{"v":0.802402363954879,"d":"0.8024"},{"$nulls":6},{"v":40707844,"d":"40,707,844"},{"v":23731026,"d":"23,731,026"},{"v":40707844,"d":"40,707,844"},{"v":23731026,"d":"23,731,026"},{"v":3149999,"d":"3,149,999"},{"v":1830129,"d":"1,830,129"},{"v":3660.622,"d":"3,661"},{"v":2112.751,"d":"2,113"},{"v":1860.6,"d":"1,861"},{"v":4176620.5,"d":"4,176,621"},{"v":848563.48,"d":"848,563"},{"v":123439.637,"d":"123,440"},{"v":4205620.049,"d":"4,205,620"},null,2.324,2.309,1.181,{"v":2651.823,"d":"2,651.823"},0.269,0.039,{"v":2670.236,"d":"2,670.236"},null,{"v":0.18,"d":"0.180"},0.178,0.091,{"v":205.2,"d":"205.200"},0.021,0.003,206.625,null,2.324,2.309,1.181,{"v":2651.823,"d":"2,651.823"},0.269,0.039,{"v":2670.236,"d":"2,670.236"},null,{"v":3660.622,"d":"3,661"},{"v":2112.751,"d":"2,113"},{"v":1860.6,"d":"1,861"},{"v":4176620.5,"d":"4,176,621"},{"v":848563.48,"d":"848,563"},{"v":123439.637,"d":"123,440"},null,{"v":40707844,"d":"40,707,844"},{"v":23731026,"d":"23,731,026"},{"v":40707844,"d":"40,707,844"},{"v":23731026,"d":"23,731,026"},"EPA/CAMD","EPA/CAMD","EPA/CAMD","EPA/CAMD","EIA","EIA","--","EPA/CAMD","EPA/CAMD",{"$nulls":14},{"v":12923.129207,"d":"12,923.129"},{"v":3146865.2,"d":"3,146,865"},{"v":3025.438,"d":"3,025"},{"v":108.356,"d":"108"},0,0,0,0,0,0,0,0,{"v":3149998.994,"d":"3,149,999"},0,0,{"v":3149998.994,"d":"3,149,999"},0,{"v":0.999005144444183,"d":"99.9%"},{"v":9.60456814672875E-4,"d":"0.1%"},{"v":3.43987411444868e-05,"d":"0.0%"},{"v":0,"d":"0.0%"},{"v":0,"d":"0.0%"},{"v":0,"d":"0.0%"},{"v":0,"d":"0.0%"},{"v":0,"d":"0.0%"},{"v":0,"d":"0.0%"},{"v":0,"d":"0.0%"},{"v":0,"d":"0.0%"},{"v":1,"d":"100.0%"},{"v":0,"d":"0.0%"},{"v":0,"d":"0.0%"},{"v":1,"d":"100.0%"},{"v":0,"d":"0.0%"}]
[354,2020,"AZ","Cogeneration 1",56229,"Tucson Electric Power Co",24211,"University of Arizona",49913,"Commercial CHP","Tucson Electric Power Company","TEPC","WECC","AZNM","WECC Southwest",null,"04","019","Pima",32.229922,-110.952797,1,1,"NG","GAS",null,{"v":0.71554,"d":"0.7155"},{"v":9,"d":"9.0"},{"v":0.140764840182648,"d":"0.1408"},null,"Yes",{"v":331706.4,"d":"331,706"},{"v":0.58,"d":"1"},{"v":0.43628,"d":"0.4363"},null,{"v":291888.01,"d":"291,888"},{"v":121681.831,"d":"121,682"},{"v":291888.01,"d":"291,888"},{"v":121681.831,"d":"121,682"},{"v":56413.26,"d":"56,413"},{"v":23430.35,"d":"23,430"},{"v":45.212,"d":"45"},{"v":18.836,"d":"19"},{"v":0.466,"d":"0"},{"v":17059.256,"d":"17,059"},{"v":643.504,"d":"644"},{"v":64.35,"d":"64"},{"v":17076.888,"d":"17,077"},null,1.603,1.608,0.017,604.796,0.011,{"v":1E-3,"d":"0.001"},605.421,null,{"v":0.31,"d":"0.310"},{"v":0.31,"d":"0.310"},0.003,116.889,{"v":2E-3,"d":"0.002"},{"v":0,"d":"0.000"},{"v":117.01,"d":"117.010"},null,1.603,1.608,0.017,604.796,0.011,{"v":1E-3,"d":"0.001"},605.421,null,{"v":103.631,"d":"104"},{"v":43.173,"d":"43"},{"v":1.069,"d":"1"},{"v":39101.598,"d":"39,102"},{"v":1474.978,"d":"1,475"},{"v":147.498,"d":"147"},null,{"v":669037.812,"d":"669,038"},{"v":278907.469,"d":"278,907"},{"v":669037.812,"d":"669,038"},{"v":278907.469,"d":"278,907"},"EIA","EIA","EIA","EIA","EIA","EIA","--","EIA","EIA",{"$nulls":6},{"v":377149.802,"d":"377,150"},{"v":157225.638,"d":"157,226"},{"v":58.419,"d":"58"},{"v":24.337,"d":"24"},{"v":0.603,"d":"1"},{"v":22042.341,"d":"22,042"},{"v":831.474,"d":"831"},{"v":83.147,"d":"83"},{"v":5174.102864,"d":"5,174.103"},0,0,{"v":56413.26,"d":"56,413"},0,0,0,0,0,0,0,0,{"v":56413.26,"d":"56,413"},0,0,{"v":56413.26,"d":"56,413"},0,{"v":0,"d":"0.0%"},{"v":0,"d":"0.0%"},{"v":1,"d":"100.0%"},{"v":0,"d":"0.0%"},{"v":0,"d":"0.0%"},{"v":0,"d":"0.0%"},{"v":0,"d":"0.0%"},{"v":0,"d":"0.0%"},{"v":0,"d":"0.0%"},{"v":0,"d":"0.0%"},{"v":0,"d":"0.0%"},{"v":1,"d":"100.0%"},{"v":0,"d":"0.0%"},{"v":0,"d":"0.0%"},{"v":1,"d":"100.0%"},{"v":0,"d":"0.0%"}]
[355,2020,"AZ","Cogeneration 2",59233,"Tucson Electric Power Co",24211,"University of Arizona",49913,"Commercial CHP","Tucson Electric Power Company","TEPC","WECC","AZNM","WECC Southwest",null,"04","019","Pima",32.240833,-110.948333,1,1,"NG","GAS",null,{"v":0.76675,"d":"0.7668"},{"v":6,"d":"6.0"},{"v":0.0554100076103501,"d":"0.0554"},null,"Yes",{"v":286202.4,"d":"286,202"},{"v":0.481,"d":"0"},{"v":0.390536,"d":"0.3905"},null,{"v":207229.646,"d":"207,230"},{"v":87153.221,"d":"87,153"},{"v":207229.646,"d":"207,230"},{"v":87153.221,"d":"87,153"},{"v":40300.59,"d":"40,301"},{"v":16945.9,"d":"16,946"},{"v":32.102,"d":"32"},{"v":13.489,"d":"13"},{"v":0.331,"d":"0"},{"v":12111.438,"d":"12,111"},{"v":456.864,"d":"457"},{"v":45.686,"d":"46"},{"v":12123.956,"d":"12,124"},null,1.593,1.592,0.016,601.055,0.011,{"v":1E-3,"d":"0.001"},601.676,null,{"v":0.31,"d":"0.310"},{"v":0.31,"d":"0.310"},0.003,116.889,{"v":2E-3,"d":"0.002"},{"v":0,"d":"0.000"},{"v":117.01,"d":"117.010"},null,1.593,1.592,0.016,601.055,0.011,{"v":1E-3,"d":"0.001"},601.676,null,{"v":82.201,"d":"82"},{"v":34.54,"d":"35"},{"v":0.848,"d":"1"},{"v":31012.342,"d":"31,012"},{"v":1169.838,"d":"1,170"},{"v":116.984,"d":"117"},null,{"v":530628.688,"d":"530,629"},{"v":223163.047,"d":"223,163"},{"v":530628.688,"d":"530,629"},{"v":223163.047,"d":"223,163"},"EIA","EIA","EIA","EIA","EIA","EIA","--","EIA","EIA",{"$nulls":6},{"v":323399.041,"d":"323,399"},{"v":136009.826,"d":"136,010"},{"v":50.099,"d":"50"},{"v":21.051,"d":"21"},{"v":0.517,"d":"1"},{"v":18900.903,"d":"18,901"},{"v":712.974,"d":"713"},{"v":71.297,"d":"71"},{"v":5142.099566,"d":"5,142.100"},0,0,{"v":40300.59,"d":"40,301"},0,0,0,0,0,0,0,0,{"v":40300.59,"d":"40,301"},0,0,{"v":40300.59,"d":"40,301"},0,{"v":0,"d":"0.0%"},{"v":0,"d":"0.0%"},{"v":1,"d":"100.0%"},{"v":0,"d":"0.0%"},{"v":0,"d":"0.0%"},{"v":0,"d":"0.0%"},{"v":0,"d":"0.0%"},{"v":0,"d":"0.0%"},{"v":0,"d":"0.0%"},{"v":0,"d":"0.0%"},{"v":0,"d":"0.0%"},{"v":1,"d":"100.0%"},{"v":0,"d":"0.0%"},{"v":0,"d":"0.0%"},{"v":1,"d":"100.0%"},{"v":0,"d":"0.0%"}]
[356,2020,"AZ","Cogenra - TEP",58832,"Tucson Electric Power Co",24211,"Terraform Arcadia",63249,"IPP Non-CHP","Tucson Electric Power Company","TEPC","WECC","AZNM","WECC Southwest",null,"04","019","Pima",32.101944,-110.813333,1,1,"SUN","SOLAR",null,0.1992,{"v":1,"d":"1.0"},{"$nulls":9},{"v":15307,"d":"15,307"},{"v":7714,"d":"7,714"},{"v":1745,"d":"1,745"},879,{"$nulls":41},{"v":15307,"d":"15,307"},{"v":7714,"d":"7,714"},{"$nulls":6},"--","EIA","EIA",{"$nulls":15},0,0,0,0,0,0,0,{"v":1745,"d":"1,745"},0,0,0,0,{"v":1745,"d":"1,745"},{"v":1745,"d":"1,745"},0,{"v":1745,"d":"1,745"},{"v":0,"d":"0.0%"},{"v":0,"d":"0.0%"},{"v":0,"d":"0.0%"},{"v":0,"d":"0.0%"},{"v":0,"d":"0.0%"},{"v":0,"d":"0.0%"},{"v":0,"d":"0.0%"},{"v":1,"d":"100.0%"},{"v":0,"d":"0.0%"},{"v":0,"d":"0.0%"},{"v":0,"d":"0.0%"},{"v":0,"d":"0.0%"},{"v":1,"d":"100.0%"},{"v":1,"d":"100.0%"},{"v":0,"d":"0.0%"},{"v":1,"d":"100.0%"}]
[357,2020,"AZ","Concord Blue Eagar, LLC",60374,"Navopache Electric Coop, Inc",13318,"Concord Blue Eagar, LLC",60167,"IPP Non-CHP","Public Service Company of New Mexico","PNM","WECC","AZNM","WECC Southwest",null,"04","001","Apache",34.11494,-109.37503,2,2,"OBG","BIOMASS",null,null,1.2,{"$nulls":62},"--"]
[358,2020,"AZ","Coolidge Generating Station",56948,"Salt River Project",16572,"Salt River Project",16572,"Electric Utility","Salt River Project","SRP","WECC","AZNM","WECC Southwest",null,"04","021","Pinal",32.917399,-111.503327,12,12,"NG","GAS",null,{"v":0.07855,"d":"0.0786"},{"v":726,"d":"726.0"},{"v":1,"d":"1.0000"},{"$nulls":6},{"v":5214119.719,"d":"5,214,120"},{"v":2538692.906,"d":"2,538,693"},{"v":5214119.719,"d":"5,214,120"},{"v":2538692.906,"d":"2,538,693"},{"v":499566,"d":"499,566"},{"v":246243.996,"d":"246,244"},{"v":19.745,"d":"20"},{"v":9.175,"d":"9"},{"v":1.5,"d":"2"},{"v":309870.402,"d":"309,870"},{"v":11246.23,"d":"11,246"},{"v":1124.623,"d":"1,125"},{"v":310178.549,"d":"310,179"},null,0.079,0.075,0.006,{"v":1240.558,"d":"1,240.558"},0.023,{"v":2E-3,"d":"0.002"},{"v":1241.792,"d":"1,241.792"},null,0.008,0.007,{"v":1E-3,"d":"0.001"},118.858,{"v":2E-3,"d":"0.002"},{"v":0,"d":"0.000"},118.976,null,0.079,0.075,0.006,{"v":1240.558,"d":"1,240.558"},0.023,{"v":2E-3,"d":"0.002"},{"v":1241.792,"d":"1,241.792"},null,{"v":19.745,"d":"20"},{"v":9.175,"d":"9"},{"v":1.5,"d":"2"},{"v":309870.402,"d":"309,870"},{"v":11246.23,"d":"11,246"},{"v":1124.623,"d":"1,125"},null,{"v":5214119.719,"d":"5,214,120"},{"v":2538692.906,"d":"2,538,693"},{"v":5214119.719,"d":"5,214,120"},{"v":2538692.906,"d":"2,538,693"},"EPA/CAMD","EPA/CAMD","EPA/CAMD","EPA/CAMD","EIA","EIA","--","EPA/CAMD","EPA/CAMD",{"$nulls":14},{"v":10437.299013,"d":"10,437.299"},0,0,{"v":499566,"d":"499,566"},0,0,0,0,0,0,0,0,{"v":499566,"d":"499,566"},0,0,{"v":499566,"d":"499,566"},0,{"v":0,"d":"0.0%"},{"v":0,"d":"0.0%"},{"v":1,"d":"100.0%"},{"v":0,"d":"0.0%"},{"v":0,"d":"0.0%"},{"v":0,"d":"0.0%"},{"v":0,"d":"0.0%"},{"v":0,"d":"0.0%"},{"v":0,"d":"0.0%"},{"v":0,"d":"0.0%"},{"v":0,"d":"0.0%"},{"v":1,"d":"100.0%"},{"v":0,"d":"0.0%"},{"v":0,"d":"0.0%"},{"v":1,"d":"100.0%"},{"v":0,"d":"0.0%"}]
[359,2020,"AZ","Copper Crossing Energy Center",58413,"Salt River Project",16572,"Salt River Project",16572,"Electric Utility","Salt River Project","SRP","WECC","AZNM","WECC Southwest",null,"04","021","Pinal",33.15512,-111.483636,9,9,"NG","GAS",null,null,{"v":1678,"d":"1,678.0"},{"$nulls":62},"--"]
[360,2020,"AZ","Coronado Generating Station",6177,"Salt River Project",16572,"Salt River Project",16572,"Electric Utility","Salt River Project","SRP","WECC","AZNM","WECC Southwest",null,"04","001","Apache",34.5789,-109.2708,2,2,"RC","COAL","Yes",0.3606,821.8,{"v":0.732338857458458,"d":"0.7323"},{"$nulls":6},{"v":32998176,"d":"32,998,176"},{"v":19583530,"d":"19,583,530"},{"v":32998176,"d":"32,998,176"},{"v":19583530,"d":"19,583,530"},{"v":2595924,"d":"2,595,924"},{"v":1569940,"d":"1,569,940"},{"v":2630.748,"d":"2,631"},{"v":1525.93,"d":"1,526"},{"v":60.1,"d":"60"},{"v":3460854,"d":"3,460,854"},{"v":708336.256,"d":"708,336"},{"v":103076.236,"d":"103,076"},{"v":3485066.562,"d":"3,485,067"},null,2.027,1.944,0.046,{"v":2666.375,"d":"2,666.375"},0.273,{"v":0.04,"d":"0.040"},{"v":2685.03,"d":"2,685.030"},null,0.159,0.156,0.004,{"v":209.76,"d":"209.760"},0.021,0.003,211.228,null,2.027,1.944,0.046,{"v":2666.375,"d":"2,666.375"},0.273,{"v":0.04,"d":"0.040"},{"v":2685.03,"d":"2,685.030"},null,{"v":2630.748,"d":"2,631"},{"v":1525.93,"d":"1,526"},{"v":60.1,"d":"60"},{"v":3460854,"d":"3,460,854"},{"v":708336.256,"d":"708,336"},{"v":103076.236,"d":"103,076"},null,{"v":32998176,"d":"32,998,176"},{"v":19583530,"d":"19,583,530"},{"v":32998176,"d":"32,998,176"},{"v":19583530,"d":"19,583,530"},"EPA/CAMD","EPA/CAMD","EPA/CAMD","EPA/CAMD","EIA","EIA","--","EPA/CAMD","EPA/CAMD",{"$nulls":14},{"v":12711.533859,"d":"12,711.534"},{"v":2582192.8,"d":"2,582,193"},{"v":13731.214,"d":"13,731"},0,0,0,0,0,0,0,0,0,{"v":2595924.014,"d":"2,595,924"},0,0,{"v":2595924.014,"d":"2,595,924"},0,{"v":0.994710471521529,"d":"99.5%"},{"v":0.0052895284784711,"d":"0.5%"},{"v":0,"d":"0.0%"},{"v":0,"d":"0.0%"},{"v":0,"d":"0.0%"},{"v":0,"d":"0.0%"},{"v":0,"d":"0.0%"},{"v":0,"d":"0.0%"},{"v":0,"d":"0.0%"},{"v":0,"d":"0.0%"},{"v":0,"d":"0.0%"},{"v":1,"d":"100.0%"},{"v":0,"d":"0.0%"},{"v":0,"d":"0.0%"},{"v":1,"d":"100.0%"},{"v":0,"d":"0.0%"}]
[361,2020,"AZ","Cotton Center Solar Hybrid",57561,"Arizona Public Service Co",803,"Arizona Public Service Co",803,"Electric Utility","Arizona Public Service Company","AZPS","WECC","AZNM","WECC Southwest",null,"04","013","Maricopa",33.034722,-112.661667,2,2,"SUN","SOLAR",null,{"v":0.13121,"d":"0.1312"},{"v":34,"d":"34.0"},{"$nulls":9},{"v":342857,"d":"342,857"},{"v":172781,"d":"172,781"},{"v":39081,"d":"39,081"},{"v":19695,"d":"19,695"},{"$nulls":41},{"v":342857,"d":"342,857"},{"v":172781,"d":"172,781"},{"$nulls":6},"--","EIA","EIA",{"$nulls":15},0,0,0,0,0,0,0,{"v":39081,"d":"39,081"},0,0,0,0,{"v":39081,"d":"39,081"},{"v":39081,"d":"39,081"},0,{"v":39081,"d":"39,081"},{"v":0,"d":"0.0%"},{"v":0,"d":"0.0%"},{"v":0,"d":"0.0%"},{"v":0,"d":"0.0%"},{"v":0,"d":"0.0%"},{"v":0,"d":"0.0%"},{"v":0,"d":"0.0%"},{"v":1,"d":"100.0%"},{"v":0,"d":"0.0%"},{"v":0,"d":"0.0%"},{"v":0,"d":"0.0%"},{"v":0,"d":"0.0%"},{"v":1,"d":"100.0%"},{"v":1,"d":"100.0%"},{"v":0,"d":"0.0%"},{"v":1,"d":"100.0%"}]
[362,2020,"AZ","Crosscut",143,"Salt River Project",16572,"Salt River Project",16572,"Electric Utility","Salt River Project","SRP","WECC","AZNM","WECC Southwest",null,"04","013","Maricopa",33.439375,-111.946052,5,5,{"$nulls":4},{"v":33,"d":"33.0"},{"$nulls":62},"--"]
[363,2020,"AZ","Davis Dam",152,"WAPA-- Western Area Power Administration",27000,"U S Bureau of Reclamation",2518,"Electric Utility","Western Area Power Administration - Desert Southwest Region","WALC","WECC","AZNM","WECC Southwest",null,"04","015","Mohave",35.197044,-114.570669,5,5,"WAT","HYDRO",null,{"v":0.48153,"d":"0.4815"},254.8,{"$nulls":9},{"v":9429114.25,"d":"9,429,114"},{"v":4376511.938,"d":"4,376,512"},{"v":1074788.001,"d":"1,074,788"},{"v":498861.999,"d":"498,862"},{"$nulls":41},{"v":9429114.25,"d":"9,429,114"},{"v":4376511.938,"d":"4,376,512"},{"$nulls":6},"--","EIA","EIA",{"$nulls":15},0,0,0,0,{"v":1074788,"d":"1,074,788"},0,0,0,0,0,0,0,{"v":1074788,"d":"1,074,788"},0,0,{"v":1074788,"d":"1,074,788"},{"v":0,"d":"0.0%"},{"v":0,"d":"0.0%"},{"v":0,"d":"0.0%"},{"v":0,"d":"0.0%"},{"v":1,"d":"100.0%"},{"v":0,"d":"0.0%"},{"v":0,"d":"0.0%"},{"v":0,"d":"0.0%"},{"v":0,"d":"0.0%"},{"v":0,"d":"0.0%"},{"v":0,"d":"0.0%"},{"v":0,"d":"0.0%"},{"v":1,"d":"100.0%"},{"v":0,"d":"0.0%"},{"v":0,"d":"0.0%"},{"v":1,"d":"100.0%"}]
[364,2020,"AZ","Davis Monthan AFB (AZ) West Airfield",59779,"Tucson Electric Power Co",24211,"Goldman Sachs Renewable Power Group",61944,"IPP Non-CHP","Tucson Electric Power Company","TEPC","WECC","AZNM","WECC Southwest",null,"04","019","Pima",32.17356,-110.899734,1,1,"SUN","SOLAR",null,{"v":0.28307,"d":"0.2831"},12.6,{"$nulls":9},{"v":274103,"d":"274,103"},{"v":138133,"d":"138,133"},{"v":31244,"d":"31,244"},{"v":15745,"d":"15,745"},{"$nulls":41},{"v":274103,"d":"274,103"},{"v":138133,"d":"138,133"},{"$nulls":6},"--","EIA","EIA",{"$nulls":15},0,0,0,0,0,0,0,{"v":31244,"d":"31,244"},0,0,0,0,{"v":31244,"d":"31,244"},{"v":31244,"d":"31,244"},0,{"v":31244,"d":"31,244"},{"v":0,"d":"0.0%"},{"v":0,"d":"0.0%"},{"v":0,"d":"0.0%"},{"v":0,"d":"0.0%"},{"v":0,"d":"0.0%"},{"v":0,"d":"0.0%"},{"v":0,"d":"0.0%"},{"v":1,"d":"100.0%"},{"v":0,"d":"0.0%"},{"v":0,"d":"0.0%"},{"v":0,"d":"0.0%"},{"v":0,"d":"0.0%"},{"v":1,"d":"100.0%"},{"v":1,"d":"100.0%"},{"v":0,"d":"0.0%"},{"v":1,"d":"100.0%"}]
[365,2020,"AZ","De Moss Petrie Generating Station",124,"Tucson Electric Power Co",24211,"Tucson Electric Power Co",24211,"Electric Utility","Tucson Electric Power Company","TEPC","WECC","AZNM","WECC Southwest",null,"04","019","Pima",32.252273,-110.992148,1,1,"NG","GAS",null,{"v":0.00169,"d":"0.0017"},{"v":85,"d":"85.0"},{"v":1,"d":"1.0000"},{"$nulls":6},{"v":21859.562,"d":"21,860"},{"v":10500.704,"d":"10,501"},{"v":21859.562,"d":"21,860"},{"v":10500.704,"d":"10,501"},{"v":1260,"d":"1,260"},632,{"v":0.5,"d":"1"},{"v":0.179,"d":"0"},0,{"v":1299.1,"d":"1,299"},{"v":48.209,"d":"48"},{"v":4.821,"d":"5"},{"v":1300.421,"d":"1,300"},null,0.794,0.566,{"v":0,"d":"0.000"},{"v":2062.063,"d":"2,062.063"},0.038,0.004,{"v":2064.16,"d":"2,064.160"},null,0.046,0.034,{"v":0,"d":"0.000"},118.859,{"v":2E-3,"d":"0.002"},{"v":0,"d":"0.000"},{"v":118.98,"d":"118.980"},null,0.794,0.566,{"v":0,"d":"0.000"},{"v":2062.063,"d":"2,062.063"},0.038,0.004,{"v":2064.16,"d":"2,064.160"},null,{"v":0.5,"d":"1"},{"v":0.179,"d":"0"},0,{"v":1299.1,"d":"1,299"},{"v":48.209,"d":"48"},{"v":4.821,"d":"5"},null,{"v":21859.562,"d":"21,860"},{"v":10500.704,"d":"10,501"},{"v":21859.562,"d":"21,860"},{"v":10500.704,"d":"10,501"},"EPA/CAMD","EPA/CAMD","EPA/CAMD","EPA/CAMD","EIA","EIA","--","EPA/CAMD","EPA/CAMD",{"$nulls":14},{"v":17348.859127,"d":"17,348.859"},0,0,{"v":1260,"d":"1,260"},0,0,0,0,0,0,0,0,{"v":1260,"d":"1,260"},0,0,{"v":1260,"d":"1,260"},0,{"v":0,"d":"0.0%"},{"v":0,"d":"0.0%"},{"v":1,"d":"100.0%"},{"v":0,"d":"0.0%"},{"v":0,"d":"0.0%"},{"v":0,"d":"0.0%"},{"v":0,"d":"0.0%"},{"v":0,"d":"0.0%"},{"v":0,"d":"0.0%"},{"v":0,"d":"0.0%"},{"v":0,"d":"0.0%"},{"v":1,"d":"100.0%"},{"v":0,"d":"0.0%"},{"v":0,"d":"0.0%"},{"v":1,"d":"100.0%"},{"v":0,"d":"0.0%"}]
[366,2020,"AZ","Desert Basin Generating Station",55129,"Salt River Project",16572,"Salt River Project",16572,"Electric Utility","Salt River Project","SRP","WECC","AZNM","WECC Southwest",null,"04","021","Pinal",32.9042,-111.7889,2,3,"NG","GAS",null,{"v":0.31833,"d":"0.3183"},646.1,{"v":0.802782624796902,"d":"0.8028"},{"$nulls":6},{"v":14023585,"d":"14,023,585"},{"v":10241147.5,"d":"10,241,148"},{"v":14023585,"d":"14,023,585"},{"v":10241147.5,"d":"10,241,148"},{"v":1801698,"d":"1,801,698"},{"v":1319819,"d":"1,319,819"},{"v":79.036,"d":"79"},{"v":56.401,"d":"56"},{"v":4.2,"d":"4"},{"v":833394.781,"d":"833,395"},{"v":29304.758,"d":"29,305"},{"v":2930.476,"d":"2,930"},{"v":834197.732,"d":"834,198"},null,0.088,0.085,0.005,925.122,0.016,{"v":2E-3,"d":"0.002"},926.013,null,0.011,0.011,{"v":1E-3,"d":"0.001"},118.856,{"v":2E-3,"d":"0.002"},{"v":0,"d":"0.000"},118.971,null,0.088,0.085,0.005,925.122,0.016,{"v":2E-3,"d":"0.002"},926.013,null,{"v":79.036,"d":"79"},{"v":56.401,"d":"56"},{"v":4.2,"d":"4"},{"v":833394.781,"d":"833,395"},{"v":29304.758,"d":"29,305"},{"v":2930.476,"d":"2,930"},null,{"v":14023585,"d":"14,023,585"},{"v":10241147.5,"d":"10,241,148"},{"v":14023585,"d":"14,023,585"},{"v":10241147.5,"d":"10,241,148"},"EPA/CAMD","EPA/CAMD","EPA/CAMD","EPA/CAMD","EIA","EIA","--","EPA/CAMD","EPA/CAMD",{"$nulls":14},{"v":7783.538085,"d":"7,783.538"},0,0,{"v":1801698,"d":"1,801,698"},0,0,0,0,0,0,0,0,{"v":1801698,"d":"1,801,698"},0,0,{"v":1801698,"d":"1,801,698"},0,{"v":0,"d":"0.0%"},{"v":0,"d":"0.0%"},{"v":1,"d":"100.0%"},{"v":0,"d":"0.0%"},{"v":0,"d":"0.0%"},{"v":0,"d":"0.0%"},{"v":0,"d":"0.0%"},{"v":0,"d":"0.0%"},{"v":0,"d":"0.0%"},{"v":0,"d":"0.0%"},{"v":0,"d":"0.0%"},{"v":1,"d":"100.0%"},{"v":0,"d":"0.0%"},{"v":0,"d":"0.0%"},{"v":1,"d":"100.0%"},{"v":0,"d":"0.0%"}]
[367,2020,"AZ","Desert Star Hybrid",59444,"Arizona Public Service Co",803,"Arizona Public Service Co",803,"Electric Utility","Arizona Public Service Company","AZPS","WECC","AZNM","WECC Southwest",null,"04","013","Maricopa",33.145,-112.66,2,2,"SUN","SOLAR",null,{"v":0.18511,"d":"0.1851"},{"v":20,"d":"20.0"},{"$nulls":9},{"v":284517,"d":"284,517"},{"v":143381,"d":"143,381"},{"v":32431,"d":"32,431"},{"v":16343,"d":"16,343"},{"$nulls":41},{"v":284517,"d":"284,517"},{"v":143381,"d":"143,381"},{"$nulls":6},"--","EIA","EIA",{"$nulls":15},0,0,0,0,0,0,0,{"v":32431,"d":"32,431"},0,0,0,0,{"v":32431,"d":"32,431"},{"v":32431,"d":"32,431"},0,{"v":32431,"d":"32,431"},{"v":0,"d":"0.0%"},{"v":0,"d":"0.0%"},{"v":0,"d":"0.0%"},{"v":0,"d":"0.0%"},{"v":0,"d":"0.0%"},{"v":0,"d":"0.0%"},{"v":0,"d":"0.0%"},{"v":1,"d":"100.0%"},{"v":0,"d":"0.0%"},{"v":0,"d":"0.0%"},{"v":0,"d":"0.0%"},{"v":0,"d":"0.0%"},{"v":1,"d":"100.0%"},{"v":1,"d":"100.0%"},{"v":0,"d":"0.0%"},{"v":1,"d":"100.0%"}]
[368,2020,"AZ","Dolan Springs",57920,"Western Area Power Administration - Rock",27000,"Avangrid Renewables LLC",15399,"IPP Non-CHP","Western Area Power Administration - Desert Southwest Region","WALC","WECC","AZNM","WECC Southwest",null,"04","015","Mohave",35.61,-114.26,1,1,"WND","WIND",null,null,{"v":300,"d":"300.0"},{"$nulls":62},"--"]
[369,2020,"AZ","Douglas",114,"Arizona Public Service Co",803,"Arizona Public Service Co",803,"Electric Utility","Arizona Public Service Company","AZPS","WECC","AZNM","WECC Southwest",null,"04","003","Cochise",31.364122,-109.5538,1,1,"DFO","OIL",null,{"v":1E-4,"d":"0.0001"},26.1,{"v":1,"d":"1.0000"},{"$nulls":6},831,325,831,325,23,9,{"v":0.366,"d":"0"},{"v":0.143,"d":"0"},{"v":0.21,"d":"0"},{"v":67.862,"d":"68"},{"v":5.496,"d":"5"},{"v":1.099,"d":"1"},{"v":68.094,"d":"68"},null,31.826,31.778,18.243,{"v":5901.043,"d":"5,901.043"},0.239,0.048,{"v":5921.26,"d":"5,921.260"},null,0.881,{"v":0.88,"d":"0.880"},0.505,163.326,0.007,{"v":1E-3,"d":"0.001"},163.886,null,31.826,31.778,18.243,{"v":5901.043,"d":"5,901.043"},0.239,0.048,{"v":5921.26,"d":"5,921.260"},null,{"v":0.366,"d":"0"},{"v":0.143,"d":"0"},{"v":0.21,"d":"0"},{"v":67.862,"d":"68"},{"v":5.496,"d":"5"},{"v":1.099,"d":"1"},null,831,325,831,325,"EIA","EIA","EIA","EIA","EIA","EIA","--","EIA","EIA",{"$nulls":14},{"v":36130.434783,"d":"36,130.435"},0,23,0,0,0,0,0,0,0,0,0,23,0,0,23,0,{"v":0,"d":"0.0%"},{"v":1,"d":"100.0%"},{"v":0,"d":"0.0%"},{"v":0,"d":"0.0%"},{"v":0,"d":"0.0%"},{"v":0,"d":"0.0%"},{"v":0,"d":"0.0%"},{"v":0,"d":"0.0%"},{"v":0,"d":"0.0%"},{"v":0,"d":"0.0%"},{"v":0,"d":"0.0%"},{"v":1,"d":"100.0%"},{"v":0,"d":"0.0%"},{"v":0,"d":"0.0%"},{"v":1,"d":"100.0%"},{"v":0,"d":"0.0%"}]
[370,2020,"AZ","Dry Lake Solar",57922,"Arizona Public Service Co",803,"Avangrid Renewables LLC",15399,"IPP Non-CHP","Arizona Public Service Company","AZPS","WECC","AZNM","WECC Southwest",null,"04","017","Navajo",34.513333,-110.078333,1,1,"SUN","SOLAR",null,null,{"v":50,"d":"50.0"},{"$nulls":62},"--"]
[371,2020,"AZ","Dry Lake Wind LLC",57098,"Salt River Project",16572,"Avangrid Renewables LLC",15399,"IPP Non-CHP","Salt River Project","SRP","WECC","AZNM","WECC Southwest",null,"04","017","Navajo",34.6596,-110.2842,1,1,"WND","WIND",null,{"v":0.20136,"d":"0.2014"},{"v":63,"d":"63.0"},{"$nulls":9},{"v":974898,"d":"974,898"},{"v":418314,"d":"418,314"},{"v":111125,"d":"111,125"},{"v":47682,"d":"47,682"},{"$nulls":41},{"v":974898,"d":"974,898"},{"v":418314,"d":"418,314"},{"$nulls":6},"--","EIA","EIA",{"$nulls":15},0,0,0,0,0,0,{"v":111125,"d":"111,125"},0,0,0,0,0,{"v":111125,"d":"111,125"},{"v":111125,"d":"111,125"},0,{"v":111125,"d":"111,125"},{"v":0,"d":"0.0%"},{"v":0,"d":"0.0%"},{"v":0,"d":"0.0%"},{"v":0,"d":"0.0%"},{"v":0,"d":"0.0%"},{"v":0,"d":"0.0%"},{"v":1,"d":"100.0%"},{"v":0,"d":"0.0%"},{"v":0,"d":"0.0%"},{"v":0,"d":"0.0%"},{"v":0,"d":"0.0%"},{"v":0,"d":"0.0%"},{"v":1,"d":"100.0%"},{"v":1,"d":"100.0%"},{"v":0,"d":"0.0%"},{"v":1,"d":"100.0%"}]
[372,2020,"AZ","East Line Solar",62899,"Salt River Project",16572,"AES Distributed Energy",61012,"IPP Non-CHP","Salt River Project","SRP","WECC","AZNM","WECC Southwest",null,"04","021","Pinal",32.84703,-111.565072,1,1,"SUN","SOLAR",null,{"v":0,"d":"0.0000"},{"v":100,"d":"100.0"},{"$nulls":11},0,0,{"$nulls":49},"--",{"$nulls":17},0,0,0,0,0,0,0,0,0,0,0,0,0,0,0,0]
[373,2020,"AZ","El Sol BESS",62964,"Arizona Public Service Co",803,"Arizona Public Service Co",803,"Electric Utility","Arizona Public Service Company","AZPS","WECC","AZNM","WECC Southwest",null,"04","013","Maricopa",33.568,-112.305917,1,1,"MWH","OTHF",null,null,{"v":50,"d":"50.0"},{"$nulls":62},"--"]
[374,2020,"AZ","Estrella Mountain PV",60230,"Arizona Public Service Co",803,"Tesla Inc.",60947,"IPP Non-CHP","Arizona Public Service Company","AZPS","WECC","AZNM","WECC Southwest",null,"04","013","Maricopa",33.409803,-112.340297,1,1,"SUN","SOLAR",null,{"v":0.25152,"d":"0.2515"},1.8,{"$nulls":9},{"v":34794,"d":"34,794"},{"v":17535,"d":"17,535"},{"v":3966,"d":"3,966"},{"v":1999,"d":"1,999"},{"$nulls":41},{"v":34794,"d":"34,794"},{"v":17535,"d":"17,535"},{"$nulls":6},"--","EIA","EIA",{"$nulls":15},0,0,0,0,0,0,0,{"v":3966,"d":"3,966"},0,0,0,0,{"v":3966,"d":"3,966"},{"v":3966,"d":"3,966"},0,{"v":3966,"d":"3,966"},{"v":0,"d":"0.0%"},{"v":0,"d":"0.0%"},{"v":0,"d":"0.0%"},{"v":0,"d":"0.0%"},{"v":0,"d":"0.0%"},{"v":0,"d":"0.0%"},{"v":0,"d":"0.0%"},{"v":1,"d":"100.0%"},{"v":0,"d":"0.0%"},{"v":0,"d":"0.0%"},{"v":0,"d":"0.0%"},{"v":0,"d":"0.0%"},{"v":1,"d":"100.0%"},{"v":1,"d":"100.0%"},{"v":0,"d":"0.0%"},{"v":1,"d":"100.0%"}]
[375,2020,"AZ","FirstEnergy",55711,null,6641,"Allegheny Energy Supply Co LLC",23279,"IPP Non-CHP","No balancing authority","NA","RFC","AZNM","WECC Southwest",null,"04","012","La Paz",33.935833,-113.555,6,6,"NG","GAS",null,null,{"v":1080,"d":"1,080.0"},{"$nulls":62},"--"]
[376,2020,"AZ","Foothills Solar Plant Hybrid",57997,"Arizona Public Service Co",803,"Arizona Public Service Co",803,"Electric Utility","Arizona Public Service Company","AZPS","WECC","AZNM","WECC Southwest",null,"04","027","Yuma",32.64856,-114.428741,3,3,"SUN","SOLAR",null,{"v":0.15298,"d":"0.1530"},{"v":73,"d":"73.0"},{"$nulls":9},{"v":858227,"d":"858,227"},{"v":432499,"d":"432,499"},{"v":97826,"d":"97,826"},{"v":49299,"d":"49,299"},{"$nulls":41},{"v":858227,"d":"858,227"},{"v":432499,"d":"432,499"},{"$nulls":6},"--","EIA","EIA",{"$nulls":15},0,0,0,0,0,0,0,{"v":97826,"d":"97,826"},0,0,0,0,{"v":97826,"d":"97,826"},{"v":97826,"d":"97,826"},0,{"v":97826,"d":"97,826"},{"v":0,"d":"0.0%"},{"v":0,"d":"0.0%"},{"v":0,"d":"0.0%"},{"v":0,"d":"0.0%"},{"v":0,"d":"0.0%"},{"v":0,"d":"0.0%"},{"v":0,"d":"0.0%"},{"v":1,"d":"100.0%"},{"v":0,"d":"0.0%"},{"v":0,"d":"0.0%"},{"v":0,"d":"0.0%"},{"v":0,"d":"0.0%"},{"v":1,"d":"100.0%"},{"v":1,"d":"100.0%"},{"v":0,"d":"0.0%"},{"v":1,"d":"100.0%"}]
[377,2020,"AZ","Fort Huachuca Solar PV Project",58972,"Tucson Electric Power Co",24211,"Tucson Electric Power Co",24211,"Electric Utility","Tucson Electric Power Company","TEPC","WECC","AZNM","WECC Southwest",null,"04","003","Cochise",31.555278,-110.35,2,2,"SUN","SOLAR",null,{"v":0.25776,"d":"0.2578"},17.7,{"$nulls":9},{"v":350623.008,"d":"350,623"},{"v":176695.008,"d":"176,695"},{"v":39966,"d":"39,966"},{"v":20141,"d":"20,141"},{"$nulls":41},{"v":350623.008,"d":"350,623"},{"v":176695.008,"d":"176,695"},{"$nulls":6},"--","EIA","EIA",{"$nulls":15},0,0,0,0,0,0,0,{"v":39966,"d":"39,966"},0,0,0,0,{"v":39966,"d":"39,966"},{"v":39966,"d":"39,966"},0,{"v":39966,"d":"39,966"},{"v":0,"d":"0.0%"},{"v":0,"d":"0.0%"},{"v":0,"d":"0.0%"},{"v":0,"d":"0.0%"},{"v":0,"d":"0.0%"},{"v":0,"d":"0.0%"},{"v":0,"d":"0.0%"},{"v":1,"d":"100.0%"},{"v":0,"d":"0.0%"},{"v":0,"d":"0.0%"},{"v":0,"d":"0.0%"},{"v":0,"d":"0.0%"},{"v":1,"d":"100.0%"},{"v":1,"d":"100.0%"},{"v":0,"d":"0.0%"},{"v":1,"d":"100.0%"}]
[378,2020,"AZ","FRB Solar Farm",57930,"Tucson Electric Power Co",24211,"FRB Solar LLC",61055,"IPP Non-CHP","Tucson Electric Power Company","TEPC","WECC","AZNM","WECC Southwest",null,"04","019","Pima",32.108147,-110.824662,1,1,"SUN","SOLAR",null,{"v":0.00234,"d":"0.0023"},1.9,{"$nulls":9},343,173,39,20,{"$nulls":41},343,173,{"$nulls":6},"--","EIA","EIA",{"$nulls":15},0,0,0,0,0,0,0,39,0,0,0,0,39,39,0,39,{"v":0,"d":"0.0%"},{"v":0,"d":"0.0%"},{"v":0,"d":"0.0%"},{"v":0,"d":"0.0%"},{"v":0,"d":"0.0%"},{"v":0,"d":"0.0%"},{"v":0,"d":"0.0%"},{"v":1,"d":"100.0%"},{"v":0,"d":"0.0%"},{"v":0,"d":"0.0%"},{"v":0,"d":"0.0%"},{"v":0,"d":"0.0%"},{"v":1,"d":"100.0%"},{"v":1,"d":"100.0%"},{"v":0,"d":"0.0%"},{"v":1,"d":"100.0%"}]
[379,2020,"AZ","Gato Montes Solar, LLC",58842,"Tucson Electric Power Co",24211,"Gato Montes Solar, LLC",58711,"IPP Non-CHP","Tucson Electric Power Company","TEPC","WECC","AZNM","WECC Southwest",null,"04","019","Pima",32.102778,-110.819722,1,1,"SUN","SOLAR",null,{"v":0.19226,"d":"0.1923"},{"v":5,"d":"5.0"},{"$nulls":9},{"v":73877,"d":"73,877"},{"v":37229,"d":"37,229"},{"v":8421,"d":"8,421"},{"v":4244,"d":"4,244"},{"$nulls":41},{"v":73877,"d":"73,877"},{"v":37229,"d":"37,229"},{"$nulls":6},"--","EIA","EIA",{"$nulls":15},0,0,0,0,0,0,0,{"v":8421,"d":"8,421"},0,0,0,0,{"v":8421,"d":"8,421"},{"v":8421,"d":"8,421"},0,{"v":8421,"d":"8,421"},{"v":0,"d":"0.0%"},{"v":0,"d":"0.0%"},{"v":0,"d":"0.0%"},{"v":0,"d":"0.0%"},{"v":0,"d":"0.0%"},{"v":0,"d":"0.0%"},{"v":0,"d":"0.0%"},{"v":1,"d":"100.0%"},{"v":0,"d":"0.0%"},{"v":0,"d":"0.0%"},{"v":0,"d":"0.0%"},{"v":0,"d":"0.0%"},{"v":1,"d":"100.0%"},{"v":1,"d":"100.0%"},{"v":0,"d":"0.0%"},{"v":1,"d":"100.0%"}]
[380,2020,"AZ","Gila Bend Hybrid",59020,"Arizona Public Service Co",803,"Arizona Public Service Co",803,"Electric Utility","Arizona Public Service Company","AZPS","WECC","AZNM","WECC Southwest",null,"04","013","Maricopa",32.940833,-112.881389,2,2,"SUN","SOLAR",null,{"v":0.12159,"d":"0.1216"},{"v":68,"d":"68.0"},{"$nulls":9},{"v":635430,"d":"635,430"},{"v":320221,"d":"320,221"},{"v":72430,"d":"72,430"},{"v":36501,"d":"36,501"},{"$nulls":41},{"v":635430,"d":"635,430"},{"v":320221,"d":"320,221"},{"$nulls":6},"--","EIA","EIA",{"$nulls":15},0,0,0,0,0,0,0,{"v":72430,"d":"72,430"},0,0,0,0,{"v":72430,"d":"72,430"},{"v":72430,"d":"72,430"},0,{"v":72430,"d":"72,430"},{"v":0,"d":"0.0%"},{"v":0,"d":"0.0%"},{"v":0,"d":"0.0%"},{"v":0,"d":"0.0%"},{"v":0,"d":"0.0%"},{"v":0,"d":"0.0%"},{"v":0,"d":"0.0%"},{"v":1,"d":"100.0%"},{"v":0,"d":"0.0%"},{"v":0,"d":"0.0%"},{"v":0,"d":"0.0%"},{"v":0,"d":"0.0%"},{"v":1,"d":"100.0%"},{"v":1,"d":"100.0%"},{"v":0,"d":"0.0%"},{"v":1,"d":"100.0%"}]
[381,2020,"AZ","Gila Bend Power Generation Station",55507,"Arizona Public Service Co",803,"Gila Bend Power Partners LLC",7189,"IPP Non-CHP","Arizona Public Service Company","AZPS","WECC","AZNM","WECC Southwest",null,"04","013","Maricopa",32.985977,-112.811009,4,4,"NG","GAS",null,null,{"v":900,"d":"900.0"},{"$nulls":62},"--"]
[382,2020,"AZ","Gila River Power Block 2",60768,"Arizona Public Service Co",803,"Salt River Project",16572,"Electric Utility","Salt River Project","SRP","WECC","AZNM","WECC Southwest",null,"04","013","Maricopa",32.975,-112.694444,4,3,"NG","GAS",null,{"v":0.50021,"d":"0.5002"},{"v":619,"d":"619.0"},{"v":0.49965421470777,"d":"0.4997"},{"$nulls":6},{"v":20068033.719,"d":"20,068,034"},{"v":10630036.969,"d":"10,630,037"},{"v":20068033.719,"d":"20,068,034"},{"v":10630036.969,"d":"10,630,037"},{"v":2712345,"d":"2,712,345"},{"v":1449329,"d":"1,449,329"},{"v":2966.839,"d":"2,967"},{"v":1556.712,"d":"1,557"},{"v":30.884,"d":"31"},{"v":1172866.838,"d":"1,172,867"},{"v":44242.478,"d":"44,242"},{"v":4424.248,"d":"4,424"},{"v":1174079.082,"d":"1,174,079"},null,2.188,2.148,0.023,864.836,0.016,{"v":2E-3,"d":"0.002"},{"v":865.73,"d":"865.730"},null,0.296,0.293,0.003,116.889,{"v":2E-3,"d":"0.002"},{"v":0,"d":"0.000"},{"v":117.01,"d":"117.010"},null,2.188,2.148,0.023,864.836,0.016,{"v":2E-3,"d":"0.002"},{"v":865.73,"d":"865.730"},null,{"v":2966.839,"d":"2,967"},{"v":1556.712,"d":"1,557"},{"v":30.884,"d":"31"},{"v":1172866.838,"d":"1,172,867"},{"v":44242.478,"d":"44,242"},{"v":4424.248,"d":"4,424"},null,{"v":20068033.719,"d":"20,068,034"},{"v":10630036.969,"d":"10,630,037"},{"v":20068033.719,"d":"20,068,034"},{"v":10630036.969,"d":"10,630,037"},"EIA","EIA","EPA/CAMD; EIA","EIA","EIA","EIA","--","EIA","EIA",{"$nulls":14},{"v":7398.776232,"d":"7,398.776"},0,0,{"v":2712345,"d":"2,712,345"},0,0,0,0,0,0,0,0,{"v":2712345,"d":"2,712,345"},0,0,{"v":2712345,"d":"2,712,345"},0,{"v":0,"d":"0.0%"},{"v":0,"d":"0.0%"},{"v":1,"d":"100.0%"},{"v":0,"d":"0.0%"},{"v":0,"d":"0.0%"},{"v":0,"d":"0.0%"},{"v":0,"d":"0.0%"},{"v":0,"d":"0.0%"},{"v":0,"d":"0.0%"},{"v":0,"d":"0.0%"},{"v":0,"d":"0.0%"},{"v":1,"d":"100.0%"},{"v":0,"d":"0.0%"},{"v":0,"d":"0.0%"},{"v":1,"d":"100.0%"},{"v":0,"d":"0.0%"}]
[383,2020,"AZ","Gila River Power Station",55306,"Arizona Public Service Co",803,"Salt River Project",16572,"Electric Utility","Tucson Electric Power Company","TEPC","WECC","AZNM","WECC Southwest",null,"04","013","Maricopa",32.975,-112.6944,8,9,"NG","GAS",null,{"v":0.52175,"d":"0.5218"},{"v":1857,"d":"1,857.0"},{"v":0.463747562597896,"d":"0.4637"},{"$nulls":6},{"v":82759782,"d":"82,759,782"},{"v":40805975.5,"d":"40,805,976"},{"v":82759782,"d":"82,759,782"},{"v":40805975.5,"d":"40,805,976"},{"v":8487498,"d":"8,487,498"},{"v":4075551,"d":"4,075,551"},{"v":355.21,"d":"355"},{"v":163.611,"d":"164"},{"v":24.8,"d":"25"},{"v":4918299,"d":"4,918,299"},{"v":50367.29,"d":"50,367"},{"v":5036.729,"d":"5,037"},{"v":4919679.064,"d":"4,919,679"},null,0.084,{"v":0.08,"d":"0.080"},0.006,{"v":1158.951,"d":"1,158.951"},0.006,{"v":1E-3,"d":"0.001"},{"v":1159.277,"d":"1,159.277"},null,0.009,0.008,{"v":1E-3,"d":"0.001"},118.857,{"v":1E-3,"d":"0.001"},{"v":0,"d":"0.000"},118.891,null,0.084,{"v":0.08,"d":"0.080"},0.006,{"v":1158.951,"d":"1,158.951"},0.006,{"v":1E-3,"d":"0.001"},{"v":1159.277,"d":"1,159.277"},null,{"v":355.21,"d":"355"},{"v":163.611,"d":"164"},{"v":24.8,"d":"25"},{"v":4918299,"d":"4,918,299"},{"v":50367.29,"d":"50,367"},{"v":5036.729,"d":"5,037"},null,{"v":82759782,"d":"82,759,782"},{"v":40805975.5,"d":"40,805,976"},{"v":82759782,"d":"82,759,782"},{"v":40805975.5,"d":"40,805,976"},"EPA/CAMD","EPA/CAMD","EPA/CAMD","EPA/CAMD","EIA","EIA","--","EPA/CAMD","EPA/CAMD",{"$nulls":14},{"v":9750.786628,"d":"9,750.787"},0,0,{"v":8487498,"d":"8,487,498"},0,0,0,0,0,0,0,0,{"v":8487498,"d":"8,487,498"},0,0,{"v":8487498,"d":"8,487,498"},0,{"v":0,"d":"0.0%"},{"v":0,"d":"0.0%"},{"v":1,"d":"100.0%"},{"v":0,"d":"0.0%"},{"v":0,"d":"0.0%"},{"v":0,"d":"0.0%"},{"v":0,"d":"0.0%"},{"v":0,"d":"0.0%"},{"v":0,"d":"0.0%"},{"v":0,"d":"0.0%"},{"v":0,"d":"0.0%"},{"v":1,"d":"100.0%"},{"v":0,"d":"0.0%"},{"v":0,"d":"0.0%"},{"v":1,"d":"100.0%"},{"v":0,"d":"0.0%"}]
[384,2020,"AZ","Gilbert Solar Facility I, LLC",58543,"Arizona Public Service Co",803,"Gilbert Solar Facility I, LLC",58514,"IPP Non-CHP","Arizona Public Service Company","AZPS","WECC","AZNM","WECC Southwest",null,"04","013","Maricopa",33.355862,-111.802355,1,1,"SUN","SOLAR",null,{"v":0.17003,"d":"0.1700"},{"v":2,"d":"2.0"},{"$nulls":9},{"v":26135,"d":"26,135"},{"v":13172,"d":"13,172"},{"v":2979,"d":"2,979"},{"v":1501,"d":"1,501"},{"$nulls":41},{"v":26135,"d":"26,135"},{"v":13172,"d":"13,172"},{"$nulls":6},"--","EIA","EIA",{"$nulls":15},0,0,0,0,0,0,0,{"v":2979,"d":"2,979"},0,0,0,0,{"v":2979,"d":"2,979"},{"v":2979,"d":"2,979"},0,{"v":2979,"d":"2,979"},{"v":0,"d":"0.0%"},{"v":0,"d":"0.0%"},{"v":0,"d":"0.0%"},{"v":0,"d":"0.0%"},{"v":0,"d":"0.0%"},{"v":0,"d":"0.0%"},{"v":0,"d":"0.0%"},{"v":1,"d":"100.0%"},{"v":0,"d":"0.0%"},{"v":0,"d":"0.0%"},{"v":0,"d":"0.0%"},{"v":0,"d":"0.0%"},{"v":1,"d":"100.0%"},{"v":1,"d":"100.0%"},{"v":0,"d":"0.0%"},{"v":1,"d":"100.0%"}]
[385,2020,"AZ","Glen Canyon Dam",153,"WAPA-- Western Area Power Administration",27000,"U S Bureau of Reclamation",2518,"Electric Utility","Western Area Power Administration - Desert Southwest Region","WALC","WECC","RMPA","WECC Rockies",null,"04","005","Coconino",36.936614,-111.483872,8,8,"WAT","HYDRO",null,{"v":0.31312,"d":"0.3131"},{"v":1312,"d":"1,312.0"},{"$nulls":9},{"v":31572095.25,"d":"31,572,095"},{"v":13407537.75,"d":"13,407,538"},{"v":3598780.003,"d":"3,598,780"},{"v":1528272.998,"d":"1,528,273"},{"$nulls":41},{"v":31572095.25,"d":"31,572,095"},{"v":13407537.75,"d":"13,407,538"},{"$nulls":6},"--","EIA","EIA",{"$nulls":15},0,0,0,0,{"v":3598780,"d":"3,598,780"},0,0,0,0,0,0,0,{"v":3598780,"d":"3,598,780"},0,0,{"v":3598780,"d":"3,598,780"},{"v":0,"d":"0.0%"},{"v":0,"d":"0.0%"},{"v":0,"d":"0.0%"},{"v":0,"d":"0.0%"},{"v":1,"d":"100.0%"},{"v":0,"d":"0.0%"},{"v":0,"d":"0.0%"},{"v":0,"d":"0.0%"},{"v":0,"d":"0.0%"},{"v":0,"d":"0.0%"},{"v":0,"d":"0.0%"},{"v":0,"d":"0.0%"},{"v":1,"d":"100.0%"},{"v":0,"d":"0.0%"},{"v":0,"d":"0.0%"},{"v":1,"d":"100.0%"}]
[386,2020,"AZ","Glendale Energy Power Plant",57829,"Arizona Public Service Co",803,"Glendale Energy LLC",57148,"IPP Non-CHP","Arizona Public Service Company","AZPS","WECC","AZNM","WECC Southwest",null,"04","013","Maricopa",33.540324,-112.306361,2,2,"LFG","BIOMASS",null,null,2.8,{"$nulls":62},"--",{"$nulls":17},0,0,0,0,0,0,0,0,0,0,0,0,0,0,0,0]
[387,2020,"AZ","Gray Hawk Solar",61272,"Tucson Electric Power Co",24211,"Gray Hawk Solar, LLC",60886,"IPP Non-CHP","Tucson Electric Power Company","TEPC","WECC","AZNM","WECC Southwest",null,"04","015","Mohave",35.3635,-113.8978,1,1,"SUN","SOLAR",null,{"v":0.30608,"d":"0.3061"},{"v":55,"d":"55.0"},{"$nulls":9},{"v":1293738,"d":"1,293,738"},{"v":651869,"d":"651,869"},{"v":147468,"d":"147,468"},{"v":74304,"d":"74,304"},{"$nulls":41},{"v":1293738,"d":"1,293,738"},{"v":651869,"d":"651,869"},{"$nulls":6},"--","EIA","EIA",{"$nulls":15},0,0,0,0,0,0,0,{"v":147468,"d":"147,468"},0,0,0,0,{"v":147468,"d":"147,468"},{"v":147468,"d":"147,468"},0,{"v":147468,"d":"147,468"},{"v":0,"d":"0.0%"},{"v":0,"d":"0.0%"},{"v":0,"d":"0.0%"},{"v":0,"d":"0.0%"},{"v":0,"d":"0.0%"},{"v":0,"d":"0.0%"},{"v":0,"d":"0.0%"},{"v":1,"d":"100.0%"},{"v":0,"d":"0.0%"},{"v":0,"d":"0.0%"},{"v":0,"d":"0.0%"},{"v":0,"d":"0.0%"},{"v":1,"d":"100.0%"},{"v":1,"d":"100.0%"},{"v":0,"d":"0.0%"},{"v":1,"d":"100.0%"}]
[388,2020,"AZ","Griffith Energy Project",55124,"WAPA-- Western Area Power Administration",27000,"Griffith Energy LLC",56090,"IPP Non-CHP","Griffith Energy, LLC","GRIF","WECC","AZNM","WECC Southwest",null,"04","015","Mohave",35.054029,-114.133272,2,3,"NG","GAS",null,0.4127,{"v":655,"d":"655.0"},{"v":0.645493046115236,"d":"0.6455"},{"$nulls":6},{"v":17111808,"d":"17,111,808"},{"v":7856022.5,"d":"7,856,023"},{"v":17111808,"d":"17,111,808"},{"v":7856022.5,"d":"7,856,023"},{"v":2368014,"d":"2,368,014"},{"v":1064777,"d":"1,064,777"},{"v":83.438,"d":"83"},{"v":40.449,"d":"40"},{"v":5.2,"d":"5"},{"v":1016928.438,"d":"1,016,928"},{"v":37921.734,"d":"37,922"},{"v":3792.173,"d":"3,792"},{"v":1017967.493,"d":"1,017,967"},null,{"v":0.07,"d":"0.070"},0.076,0.004,858.887,0.016,{"v":2E-3,"d":"0.002"},859.765,null,{"v":0.01,"d":"0.010"},{"v":0.01,"d":"0.010"},{"v":1E-3,"d":"0.001"},118.857,{"v":2E-3,"d":"0.002"},{"v":0,"d":"0.000"},118.978,null,{"v":0.07,"d":"0.070"},0.076,0.004,858.887,0.016,{"v":2E-3,"d":"0.002"},859.765,null,{"v":83.438,"d":"83"},{"v":40.449,"d":"40"},{"v":5.2,"d":"5"},{"v":1016928.438,"d":"1,016,928"},{"v":37921.734,"d":"37,922"},{"v":3792.173,"d":"3,792"},null,{"v":17111808,"d":"17,111,808"},{"v":7856022.5,"d":"7,856,023"},{"v":17111808,"d":"17,111,808"},{"v":7856022.5,"d":"7,856,023"},"EPA/CAMD","EPA/CAMD","EPA/CAMD","EPA/CAMD","EIA","EIA","--","EPA/CAMD","EPA/CAMD",{"$nulls":14},{"v":7226.227548,"d":"7,226.228"},0,0,{"v":2368014,"d":"2,368,014"},0,0,0,0,0,0,0,0,{"v":2368014,"d":"2,368,014"},0,0,{"v":2368014,"d":"2,368,014"},0,{"v":0,"d":"0.0%"},{"v":0,"d":"0.0%"},{"v":1,"d":"100.0%"},{"v":0,"d":"0.0%"},{"v":0,"d":"0.0%"},{"v":0,"d":"0.0%"},{"v":0,"d":"0.0%"},{"v":0,"d":"0.0%"},{"v":0,"d":"0.0%"},{"v":0,"d":"0.0%"},{"v":0,"d":"0.0%"},{"v":1,"d":"100.0%"},{"v":0,"d":"0.0%"},{"v":0,"d":"0.0%"},{"v":1,"d":"100.0%"},{"v":0,"d":"0.0%"}]
[389,2020,"AZ","Headgate Rock",7179,"Colorado River Indian Irr Proj",3990,"Colorado River Indian Irr Proj",3990,"Electric Utility","Western Area Power Administration - Desert Southwest Region","WALC","WECC","AZNM","WECC Southwest",null,"04","012","La Paz",34.168264,-114.277356,3,3,"WAT","HYDRO",null,{"v":0.44231,"d":"0.4423"},19.5,{"$nulls":9},{"v":662844,"d":"662,844"},{"v":307659,"d":"307,659"},{"v":75555,"d":"75,555"},{"v":35069.001,"d":"35,069"},{"$nulls":41},{"v":662844,"d":"662,844"},{"v":307659,"d":"307,659"},{"$nulls":6},"--","EIA","EIA",{"$nulls":15},0,0,0,0,{"v":75555,"d":"75,555"},0,0,0,0,0,0,0,{"v":75555,"d":"75,555"},0,0,{"v":75555,"d":"75,555"},{"v":0,"d":"0.0%"},{"v":0,"d":"0.0%"},{"v":0,"d":"0.0%"},{"v":0,"d":"0.0%"},{"v":1,"d":"100.0%"},{"v":0,"d":"0.0%"},{"v":0,"d":"0.0%"},{"v":0,"d":"0.0%"},{"v":0,"d":"0.0%"},{"v":0,"d":"0.0%"},{"v":0,"d":"0.0%"},{"v":0,"d":"0.0%"},{"v":1,"d":"100.0%"},{"v":0,"d":"0.0%"},{"v":0,"d":"0.0%"},{"v":1,"d":"100.0%"}]
[390,2020,"AZ","Hoover Dam (AZ)",8902,"WAPA-- Western Area Power Administration",27000,"U S Bureau of Reclamation",2518,"Electric Utility","Western Area Power Administration - Desert Southwest Region","WALC","WECC","AZNM","WECC Southwest",null,"04","015","Mohave",36.01551,-114.738006,10,10,"WAT","HYDRO",null,{"v":0.17375,"d":"0.1738"},{"v":1039.4,"d":"1,039.4"},{"$nulls":9},{"v":13878913.188,"d":"13,878,913"},{"v":6802935.959,"d":"6,802,936"},{"v":1582003.003,"d":"1,582,003"},{"v":775439.997,"d":"775,440"},{"$nulls":41},{"v":13878913.188,"d":"13,878,913"},{"v":6802935.959,"d":"6,802,936"},{"$nulls":6},"--","EIA","EIA",{"$nulls":15},0,0,0,0,{"v":1582003,"d":"1,582,003"},0,0,0,0,0,0,0,{"v":1582003,"d":"1,582,003"},0,0,{"v":1582003,"d":"1,582,003"},{"v":0,"d":"0.0%"},{"v":0,"d":"0.0%"},{"v":0,"d":"0.0%"},{"v":0,"d":"0.0%"},{"v":1,"d":"100.0%"},{"v":0,"d":"0.0%"},{"v":0,"d":"0.0%"},{"v":0,"d":"0.0%"},{"v":0,"d":"0.0%"},{"v":0,"d":"0.0%"},{"v":0,"d":"0.0%"},{"v":0,"d":"0.0%"},{"v":1,"d":"100.0%"},{"v":0,"d":"0.0%"},{"v":0,"d":"0.0%"},{"v":1,"d":"100.0%"}]
[391,2020,"AZ","Horse Mesa",145,"Salt River Project",16572,"Salt River Project",16572,"Electric Utility","Salt River Project","SRP","WECC","AZNM","WECC Southwest",null,"04","013","Maricopa",33.5907,-111.344,4,4,"WAT","HYDRO",null,{"v":0.04587,"d":"0.0459"},129.5,{"$nulls":6},"Yes",null,null,{"v":40382.001,"d":"40,382"},{"v":22898.001,"d":"22,898"},{"v":52033.001,"d":"52,033"},{"v":39223,"d":"39,223"},{"$nulls":41},{"v":40382.001,"d":"40,382"},{"v":22898.001,"d":"22,898"},{"$nulls":6},"--","EIA","EIA",{"$nulls":15},0,0,0,0,{"v":52033,"d":"52,033"},0,0,0,0,0,0,0,{"v":52033,"d":"52,033"},0,0,{"v":52033,"d":"52,033"},{"v":0,"d":"0.0%"},{"v":0,"d":"0.0%"},{"v":0,"d":"0.0%"},{"v":0,"d":"0.0%"},{"v":1,"d":"100.0%"},{"v":0,"d":"0.0%"},{"v":0,"d":"0.0%"},{"v":0,"d":"0.0%"},{"v":0,"d":"0.0%"},{"v":0,"d":"0.0%"},{"v":0,"d":"0.0%"},{"v":0,"d":"0.0%"},{"v":1,"d":"100.0%"},{"v":0,"d":"0.0%"},{"v":0,"d":"0.0%"},{"v":1,"d":"100.0%"}]
[392,2020,"AZ","Hyder II Hybrid",58383,"Arizona Public Service Co",803,"Arizona Public Service Co",803,"Electric Utility","Arizona Public Service Company","AZPS","WECC","AZNM","WECC Southwest",null,"04","027","Yuma",33.027,-113.3489,2,2,"SUN","SOLAR",null,{"v":0.15993,"d":"0.1599"},{"v":28,"d":"28.0"},{"$nulls":9},{"v":344148,"d":"344,148"},{"v":173432,"d":"173,432"},{"v":39228,"d":"39,228"},{"v":19769,"d":"19,769"},{"$nulls":41},{"v":344148,"d":"344,148"},{"v":173432,"d":"173,432"},{"$nulls":6},"--","EIA","EIA",{"$nulls":15},0,0,0,0,0,0,0,{"v":39228,"d":"39,228"},0,0,0,0,{"v":39228,"d":"39,228"},{"v":39228,"d":"39,228"},0,{"v":39228,"d":"39,228"},{"v":0,"d":"0.0%"},{"v":0,"d":"0.0%"},{"v":0,"d":"0.0%"},{"v":0,"d":"0.0%"},{"v":0,"d":"0.0%"},{"v":0,"d":"0.0%"},{"v":0,"d":"0.0%"},{"v":1,"d":"100.0%"},{"v":0,"d":"0.0%"},{"v":0,"d":"0.0%"},{"v":0,"d":"0.0%"},{"v":0,"d":"0.0%"},{"v":1,"d":"100.0%"},{"v":1,"d":"100.0%"},{"v":0,"d":"0.0%"},{"v":1,"d":"100.0%"}]
[393,2020,"AZ","Hyder Solar Hybrid",57563,"Arizona Public Service Co",803,"Arizona Public Service Co",803,"Electric Utility","Arizona Public Service Company","AZPS","WECC","AZNM","WECC Southwest",null,"04","027","Yuma",33.02566,-113.34397,3,3,"SUN","SOLAR",null,{"v":0.10919,"d":"0.1092"},{"v":38,"d":"38.0"},{"$nulls":9},{"v":318872.992,"d":"318,873"},{"v":160693.996,"d":"160,694"},{"v":36347,"d":"36,347"},{"v":18317,"d":"18,317"},{"$nulls":41},{"v":318872.992,"d":"318,873"},{"v":160693.996,"d":"160,694"},{"$nulls":6},"--","EIA","EIA",{"$nulls":15},0,0,0,0,0,0,0,{"v":36347,"d":"36,347"},0,0,0,0,{"v":36347,"d":"36,347"},{"v":36347,"d":"36,347"},0,{"v":36347,"d":"36,347"},{"v":0,"d":"0.0%"},{"v":0,"d":"0.0%"},{"v":0,"d":"0.0%"},{"v":0,"d":"0.0%"},{"v":0,"d":"0.0%"},{"v":0,"d":"0.0%"},{"v":0,"d":"0.0%"},{"v":1,"d":"100.0%"},{"v":0,"d":"0.0%"},{"v":0,"d":"0.0%"},{"v":0,"d":"0.0%"},{"v":0,"d":"0.0%"},{"v":1,"d":"100.0%"},{"v":1,"d":"100.0%"},{"v":0,"d":"0.0%"},{"v":1,"d":"100.0%"}]
[394,2020,"AZ","Intel - Ocotillo Campus Solar",60822,"Salt River Project",16572,"Tesla Inc.",60947,"IPP Non-CHP","Arizona Public Service Company","AZPS","WECC","AZNM","WECC Southwest",null,"04","013","Maricopa",33.243261,-111.892354,2,2,"SUN","SOLAR",null,{"v":0.14832,"d":"0.1483"},4.2,{"$nulls":9},{"v":47874,"d":"47,874"},{"v":24126,"d":"24,126"},{"v":5457,"d":"5,457"},{"v":2750,"d":"2,750"},{"$nulls":41},{"v":47874,"d":"47,874"},{"v":24126,"d":"24,126"},{"$nulls":6},"--","EIA","EIA",{"$nulls":15},0,0,0,0,0,0,0,{"v":5457,"d":"5,457"},0,0,0,0,{"v":5457,"d":"5,457"},{"v":5457,"d":"5,457"},0,{"v":5457,"d":"5,457"},{"v":0,"d":"0.0%"},{"v":0,"d":"0.0%"},{"v":0,"d":"0.0%"},{"v":0,"d":"0.0%"},{"v":0,"d":"0.0%"},{"v":0,"d":"0.0%"},{"v":0,"d":"0.0%"},{"v":1,"d":"100.0%"},{"v":0,"d":"0.0%"},{"v":0,"d":"0.0%"},{"v":0,"d":"0.0%"},{"v":0,"d":"0.0%"},{"v":1,"d":"100.0%"},{"v":1,"d":"100.0%"},{"v":0,"d":"0.0%"},{"v":1,"d":"100.0%"}]
[395,2020,"AZ","IRC Generator Facility",56899,"Garkane Energy Coop, Inc",6957,"Garkane Energy Coop, Inc",6957,"Electric Utility","Western Area Power Administration - Desert Southwest Region","WALC","WECC","NWPP","WECC Northwest",null,"04","005","Coconino",36.9708,-112.5264,2,2,"DFO","OIL",null,{"v":0,"d":"0.0000"},{"v":3,"d":"3.0"},{"$nulls":11},0,0,{"$nulls":49},"--",{"$nulls":17},0,0,0,0,0,0,0,0,0,0,0,0,0,0,0,0]
[396,2020,"AZ","Iron Horse Battery Storage Hybrid",60996,"Tucson Electric Power Co",24211,"Iron Horse Battery Storage, LLC",60633,"IPP Non-CHP","Tucson Electric Power Company","TEPC","WECC","AZNM","WECC Southwest",null,"04","019","Pima",32.098492,-110.819119,2,2,"SUN","SOLAR",null,{"v":0.02914,"d":"0.0291"},{"v":12,"d":"12.0"},{"$nulls":7},0,0,{"v":29677,"d":"29,677"},{"v":14956,"d":"14,956"},{"v":3063,"d":"3,063"},{"v":1594,"d":"1,594"},{"$nulls":24},{"v":0,"d":"0.000"},null,{"v":0,"d":"0.000"},{"v":0,"d":"0.000"},{"v":0,"d":"0.000"},{"v":0,"d":"0.000"},{"v":0,"d":"0.000"},{"$nulls":8},0,0,{"v":29677,"d":"29,677"},{"v":14956,"d":"14,956"},{"$nulls":6},"--","EIA","EIA",{"$nulls":15},0,0,0,0,0,0,0,{"v":3383,"d":"3,383"},0,0,{"v":-320,"d":"(320)"},{"v":-320,"d":"(320)"},{"v":3383,"d":"3,383"},{"v":3383,"d":"3,383"},{"v":-320,"d":"(320)"},{"v":3383,"d":"3,383"},{"v":0,"d":"0.0%"},{"v":0,"d":"0.0%"},{"v":0,"d":"0.0%"},{"v":0,"d":"0.0%"},{"v":0,"d":"0.0%"},{"v":0,"d":"0.0%"},{"v":0,"d":"0.0%"},{"v":1,"d":"100.0%"},{"v":0,"d":"0.0%"},{"v":0,"d":"0.0%"},{"v":0,"d":"0.0%"},{"v":0,"d":"0.0%"},{"v":1,"d":"100.0%"},{"v":1,"d":"100.0%"},{"v":0,"d":"0.0%"},{"v":1,"d":"100.0%"}]
[397,2020,"AZ","Irving",115,null,-9999,"Arizona Public Service Co",803,"Electric Utility","Arizona Public Service Company","AZPS","WECC","AZNM","WECC Southwest",null,"04","025","Yavapai",34.402222,-111.617222,1,1,"WAT","HYDRO",null,null,1.6,{"$nulls":62},"--"]
[398,2020,"AZ","Irvington Generating Station",126,"Tucson Electric Power Co",24211,"Tucson Electric Power Co",24211,"Electric Utility","Tucson Electric Power Company","TEPC","WECC","AZNM","WECC Southwest",null,"04","019","Pima",32.16,-110.9047,2,16,"NG","GAS",null,{"v":0.22379,"d":"0.2238"},746.5,{"v":0.96034181838942,"d":"0.9603"},"Yes","Yes",{"v":216904,"d":"216,904"},{"v":23.028,"d":"23"},{"v":0.968458,"d":"0.9685"},null,{"v":10264789.499,"d":"10,264,789"},{"v":4770413.839,"d":"4,770,414"},{"v":10264789.499,"d":"10,264,789"},{"v":4770413.839,"d":"4,770,414"},{"v":1463471,"d":"1,463,471"},{"v":696424,"d":"696,424"},{"v":866.679,"d":"867"},{"v":391.963,"d":"392"},{"v":18.013,"d":"18"},{"v":610019.892,"d":"610,020"},{"v":33965.239,"d":"33,965"},{"v":3396.524,"d":"3,397"},{"v":610950.54,"d":"610,951"},null,1.184,1.126,0.025,833.662,0.023,{"v":2E-3,"d":"0.002"},834.934,null,0.169,0.164,0.004,118.857,0.003,{"v":0,"d":"0.000"},119.038,null,1.184,1.126,0.025,833.662,0.023,{"v":2E-3,"d":"0.002"},834.934,null,{"v":894.906,"d":"895"},{"v":404.729,"d":"405"},{"v":18.6,"d":"19"},{"v":629887.812,"d":"629,888"},{"v":35071.463,"d":"35,071"},{"v":3507.146,"d":"3,507"},null,{"v":10599106.5,"d":"10,599,107"},{"v":4925782.875,"d":"4,925,783"},{"v":10599106.5,"d":"10,599,107"},{"v":4925782.875,"d":"4,925,783"},"EPA/CAMD","EPA/CAMD","EPA/CAMD","EPA/CAMD","EIA","EIA","--","EPA/CAMD","EPA/CAMD",0,0,0,0,0,0,{"v":334317.001,"d":"334,317"},{"v":155369.036,"d":"155,369"},{"v":28.227,"d":"28"},{"v":12.766,"d":"13"},{"v":0.587,"d":"1"},{"v":19867.92,"d":"19,868"},{"v":1106.224,"d":"1,106"},{"v":110.622,"d":"111"},{"v":7014.003818,"d":"7,014.004"},0,0,{"v":1463470.76,"d":"1,463,471"},0,0,0,0,0,0,0,0,{"v":1463470.76,"d":"1,463,471"},0,0,{"v":1463470.76,"d":"1,463,471"},0,{"v":0,"d":"0.0%"},{"v":0,"d":"0.0%"},{"v":1,"d":"100.0%"},{"v":0,"d":"0.0%"},{"v":0,"d":"0.0%"},{"v":0,"d":"0.0%"},{"v":0,"d":"0.0%"},{"v":0,"d":"0.0%"},{"v":0,"d":"0.0%"},{"v":0,"d":"0.0%"},{"v":0,"d":"0.0%"},{"v":1,"d":"100.0%"},{"v":0,"d":"0.0%"},{"v":0,"d":"0.0%"},{"v":1,"d":"100.0%"},{"v":0,"d":"0.0%"}]
[399,2020,"AZ","Jacobson 5 MW Solar",60603,"UNS Electric, Inc",19728,"UNS Electric, Inc",19728,"Electric Utility","Tucson Electric Power Company","TEPC","WECC","AZNM","WECC Southwest",null,"04","015","Mohave",35.304528,-114.01183,1,1,"SUN","SOLAR",null,{"v":0.22681,"d":"0.2268"},4.4,{"$nulls":9},{"v":76695,"d":"76,695"},{"v":38650,"d":"38,650"},{"v":8742,"d":"8,742"},{"v":4405,"d":"4,405"},{"$nulls":41},{"v":76695,"d":"76,695"},{"v":38650,"d":"38,650"},{"$nulls":6},"--","EIA","EIA",{"$nulls":15},0,0,0,0,0,0,0,{"v":8742,"d":"8,742"},0,0,0,0,{"v":8742,"d":"8,742"},{"v":8742,"d":"8,742"},0,{"v":8742,"d":"8,742"},{"v":0,"d":"0.0%"},{"v":0,"d":"0.0%"},{"v":0,"d":"0.0%"},{"v":0,"d":"0.0%"},{"v":0,"d":"0.0%"},{"v":0,"d":"0.0%"},{"v":0,"d":"0.0%"},{"v":1,"d":"100.0%"},{"v":0,"d":"0.0%"},{"v":0,"d":"0.0%"},{"v":0,"d":"0.0%"},{"v":0,"d":"0.0%"},{"v":1,"d":"100.0%"},{"v":1,"d":"100.0%"},{"v":0,"d":"0.0%"},{"v":1,"d":"100.0%"}]
[400,2020,"AZ","Jewish Community Center PV",58292,"Arizona Public Service Co",803,"AES Distributed Energy",61012,"IPP Non-CHP","Arizona Public Service Company","AZPS","WECC","AZNM","WECC Southwest",null,"04","013","Maricopa",33.603056,-111.924722,1,1,"SUN","SOLAR",null,{"v":0.22395,"d":"0.2240"},1.1,{"$nulls":9},{"v":18932,"d":"18,932"},{"v":9541,"d":"9,541"},{"v":2158,"d":"2,158"},{"v":1088,"d":"1,088"},{"$nulls":41},{"v":18932,"d":"18,932"},{"v":9541,"d":"9,541"},{"$nulls":6},"--","EIA","EIA",{"$nulls":15},0,0,0,0,0,0,0,{"v":2158,"d":"2,158"},0,0,0,0,{"v":2158,"d":"2,158"},{"v":2158,"d":"2,158"},0,{"v":2158,"d":"2,158"},{"v":0,"d":"0.0%"},{"v":0,"d":"0.0%"},{"v":0,"d":"0.0%"},{"v":0,"d":"0.0%"},{"v":0,"d":"0.0%"},{"v":0,"d":"0.0%"},{"v":0,"d":"0.0%"},{"v":1,"d":"100.0%"},{"v":0,"d":"0.0%"},{"v":0,"d":"0.0%"},{"v":0,"d":"0.0%"},{"v":0,"d":"0.0%"},{"v":1,"d":"100.0%"},{"v":1,"d":"100.0%"},{"v":0,"d":"0.0%"},{"v":1,"d":"100.0%"}]
[401,2020,"AZ","Kayenta Solar Project",61268,"Navajo Tribal Utility Authority",13314,"NGI-Kayenta Solar Lessor I, LLC",60879,"IPP Non-CHP","Western Area Power Administration - Desert Southwest Region","WALC","WECC","NWPP","WECC Northwest",null,"04","017","Navajo",36.771944,-110.263889,2,2,"SUN","SOLAR",null,{"v":0.26559,"d":"0.2656"},55.3,{"$nulls":9},{"v":1128717,"d":"1,128,717"},{"v":535601,"d":"535,601"},{"v":128658,"d":"128,658"},{"v":61051,"d":"61,051"},{"$nulls":41},{"v":1128717,"d":"1,128,717"},{"v":535601,"d":"535,601"},{"$nulls":6},"--","EIA","EIA",{"$nulls":15},0,0,0,0,0,0,0,{"v":128658,"d":"128,658"},0,0,0,0,{"v":128658,"d":"128,658"},{"v":128658,"d":"128,658"},0,{"v":128658,"d":"128,658"},{"v":0,"d":"0.0%"},{"v":0,"d":"0.0%"},{"v":0,"d":"0.0%"},{"v":0,"d":"0.0%"},{"v":0,"d":"0.0%"},{"v":0,"d":"0.0%"},{"v":0,"d":"0.0%"},{"v":1,"d":"100.0%"},{"v":0,"d":"0.0%"},{"v":0,"d":"0.0%"},{"v":0,"d":"0.0%"},{"v":0,"d":"0.0%"},{"v":1,"d":"100.0%"},{"v":1,"d":"100.0%"},{"v":0,"d":"0.0%"},{"v":1,"d":"100.0%"}]
[402,2020,"AZ","Kingman 1",57775,"UNS Electric, Inc",19728,"Brookfield Renewable Trading and Marketing LP",63235,"IPP Non-CHP","Arizona Public Service Company","AZPS","WECC","AZNM","WECC Southwest",null,"04","015","Mohave",35.145833,-114.0675,2,2,"WND","WIND",null,{"v":0.30142,"d":"0.3014"},10.5,{"$nulls":9},{"v":243233,"d":"243,233"},{"v":85353,"d":"85,353"},{"v":27725,"d":"27,725"},{"v":9729,"d":"9,729"},{"$nulls":41},{"v":243233,"d":"243,233"},{"v":85353,"d":"85,353"},{"$nulls":6},"--","EIA","EIA",{"$nulls":15},0,0,0,0,0,0,{"v":26573,"d":"26,573"},{"v":1152,"d":"1,152"},0,0,0,0,{"v":27725,"d":"27,725"},{"v":27725,"d":"27,725"},0,{"v":27725,"d":"27,725"},{"v":0,"d":"0.0%"},{"v":0,"d":"0.0%"},{"v":0,"d":"0.0%"},{"v":0,"d":"0.0%"},{"v":0,"d":"0.0%"},{"v":0,"d":"0.0%"},{"v":0.958449053201082,"d":"95.8%"},{"v":0.0415509467989179,"d":"4.2%"},{"v":0,"d":"0.0%"},{"v":0,"d":"0.0%"},{"v":0,"d":"0.0%"},{"v":0,"d":"0.0%"},{"v":1,"d":"100.0%"},{"v":1,"d":"100.0%"},{"v":0,"d":"0.0%"},{"v":1,"d":"100.0%"}]
[403,2020,"AZ","Kyrene Generating Station",147,"Salt River Project",16572,"Salt River Project",16572,"Electric Utility","Salt River Project","SRP","WECC","AZNM","WECC Southwest",null,"04","013","Maricopa",33.3556,-111.9353,1,7,"NG","GAS",null,{"v":0.33048,"d":"0.3305"},573.7,{"v":0.782525126624711,"d":"0.7825"},{"$nulls":6},{"v":11461684,"d":"11,461,684"},{"v":5289021.5,"d":"5,289,022"},{"v":11461684,"d":"11,461,684"},{"v":5289021.5,"d":"5,289,022"},{"v":1660889,"d":"1,660,889"},{"v":773431.001,"d":"773,431"},{"v":48.391,"d":"48"},{"v":21.582,"d":"22"},{"v":3.4,"d":"3"},{"v":681150.875,"d":"681,151"},{"v":26554.309,"d":"26,554"},{"v":2655.431,"d":"2,655"},{"v":681878.463,"d":"681,878"},null,0.058,0.056,0.004,820.224,0.016,{"v":2E-3,"d":"0.002"},821.101,null,0.008,0.008,{"v":1E-3,"d":"0.001"},118.857,{"v":2E-3,"d":"0.002"},{"v":0,"d":"0.000"},118.984,null,0.058,0.056,0.004,820.224,0.016,{"v":2E-3,"d":"0.002"},821.101,null,{"v":48.391,"d":"48"},{"v":21.582,"d":"22"},{"v":3.4,"d":"3"},{"v":681150.875,"d":"681,151"},{"v":26554.309,"d":"26,554"},{"v":2655.431,"d":"2,655"},null,{"v":11461684,"d":"11,461,684"},{"v":5289021.5,"d":"5,289,022"},{"v":11461684,"d":"11,461,684"},{"v":5289021.5,"d":"5,289,022"},"EPA/CAMD","EPA/CAMD","EPA/CAMD","EPA/CAMD","EIA","EIA","--","EPA/CAMD","EPA/CAMD",{"$nulls":14},{"v":6900.933175,"d":"6,900.933"},0,0,{"v":1660889,"d":"1,660,889"},0,0,0,0,0,0,0,0,{"v":1660889,"d":"1,660,889"},0,0,{"v":1660889,"d":"1,660,889"},0,{"v":0,"d":"0.0%"},{"v":0,"d":"0.0%"},{"v":1,"d":"100.0%"},{"v":0,"d":"0.0%"},{"v":0,"d":"0.0%"},{"v":0,"d":"0.0%"},{"v":0,"d":"0.0%"},{"v":0,"d":"0.0%"},{"v":0,"d":"0.0%"},{"v":0,"d":"0.0%"},{"v":0,"d":"0.0%"},{"v":1,"d":"100.0%"},{"v":0,"d":"0.0%"},{"v":0,"d":"0.0%"},{"v":1,"d":"100.0%"},{"v":0,"d":"0.0%"}]
[404,2020,"AZ","La Paz Solar Tower",58652,"WAPA-- Western Area Power Administration",27000,"Enivromission, Inc",58597,"IPP Non-CHP","Western Area Power Administration - Desert Southwest Region","WALC","WECC","AZNM","WECC Southwest",null,"04","012","La Paz",33.917222,-114.2675,1,1,"SUN","SOLAR",null,null,{"v":200,"d":"200.0"},{"$nulls":62},"--"]
[405,2020,"AZ","La Senita",57556,"UNS Electric, Inc",19728,"UNS Electric, Inc",19728,"Electric Utility","Tucson Electric Power Company","TEPC","WECC","AZNM","WECC Southwest",null,"04","015","Mohave",35.241675,-114.004591,1,1,"SUN","SOLAR",null,{"v":0.20616,"d":"0.2062"},{"v":1,"d":"1.0"},{"$nulls":9},{"v":15845,"d":"15,845"},{"v":7985,"d":"7,985"},{"v":1806,"d":"1,806"},910,{"$nulls":41},{"v":15845,"d":"15,845"},{"v":7985,"d":"7,985"},{"$nulls":6},"--","EIA","EIA",{"$nulls":15},0,0,0,0,0,0,0,{"v":1806,"d":"1,806"},0,0,0,0,{"v":1806,"d":"1,806"},{"v":1806,"d":"1,806"},0,{"v":1806,"d":"1,806"},{"v":0,"d":"0.0%"},{"v":0,"d":"0.0%"},{"v":0,"d":"0.0%"},{"v":0,"d":"0.0%"},{"v":0,"d":"0.0%"},{"v":0,"d":"0.0%"},{"v":0,"d":"0.0%"},{"v":1,"d":"100.0%"},{"v":0,"d":"0.0%"},{"v":0,"d":"0.0%"},{"v":0,"d":"0.0%"},{"v":0,"d":"0.0%"},{"v":1,"d":"100.0%"},{"v":1,"d":"100.0%"},{"v":0,"d":"0.0%"},{"v":1,"d":"100.0%"}]
[406,2020,"AZ","Lake Pleasant WTP",58539,"Arizona Public Service Co",803,"Goldman Sachs Renewable Power Group",61944,"IPP Non-CHP","Arizona Public Service Company","AZPS","WECC","AZNM","WECC Southwest",null,"04","013","Maricopa",33.820556,-112.24,1,1,"SUN","SOLAR",null,{"v":0.26336,"d":"0.2634"},6.5,{"$nulls":9},{"v":131561,"d":"131,561"},{"v":66299,"d":"66,299"},{"v":14996,"d":"14,996"},{"v":7557,"d":"7,557"},{"$nulls":41},{"v":131561,"d":"131,561"},{"v":66299,"d":"66,299"},{"$nulls":6},"--","EIA","EIA",{"$nulls":15},0,0,0,0,0,0,0,{"v":14996,"d":"14,996"},0,0,0,0,{"v":14996,"d":"14,996"},{"v":14996,"d":"14,996"},0,{"v":14996,"d":"14,996"},{"v":0,"d":"0.0%"},{"v":0,"d":"0.0%"},{"v":0,"d":"0.0%"},{"v":0,"d":"0.0%"},{"v":0,"d":"0.0%"},{"v":0,"d":"0.0%"},{"v":0,"d":"0.0%"},{"v":1,"d":"100.0%"},{"v":0,"d":"0.0%"},{"v":0,"d":"0.0%"},{"v":0,"d":"0.0%"},{"v":0,"d":"0.0%"},{"v":1,"d":"100.0%"},{"v":1,"d":"100.0%"},{"v":0,"d":"0.0%"},{"v":1,"d":"100.0%"}]
[407,2020,"AZ","Luke Solar",57324,"Arizona Public Service Co",803,"Arizona Public Service Co",803,"Electric Utility","Arizona Public Service Company","AZPS","WECC","AZNM","WECC Southwest",null,"04","013","Maricopa",33.526111,-112.37944,1,1,"SUN","SOLAR",null,{"v":0.24555,"d":"0.2456"},{"v":15,"d":"15.0"},{"$nulls":9},{"v":283060,"d":"283,060"},{"v":142647,"d":"142,647"},{"v":32265,"d":"32,265"},{"v":16260,"d":"16,260"},{"$nulls":41},{"v":283060,"d":"283,060"},{"v":142647,"d":"142,647"},{"$nulls":6},"--","EIA","EIA",{"$nulls":15},0,0,0,0,0,0,0,{"v":32265,"d":"32,265"},0,0,0,0,{"v":32265,"d":"32,265"},{"v":32265,"d":"32,265"},0,{"v":32265,"d":"32,265"},{"v":0,"d":"0.0%"},{"v":0,"d":"0.0%"},{"v":0,"d":"0.0%"},{"v":0,"d":"0.0%"},{"v":0,"d":"0.0%"},{"v":0,"d":"0.0%"},{"v":0,"d":"0.0%"},{"v":1,"d":"100.0%"},{"v":0,"d":"0.0%"},{"v":0,"d":"0.0%"},{"v":0,"d":"0.0%"},{"v":0,"d":"0.0%"},{"v":1,"d":"100.0%"},{"v":1,"d":"100.0%"},{"v":0,"d":"0.0%"},{"v":1,"d":"100.0%"}]
[408,2020,"AZ","Macys Goodyear",57673,"Arizona Public Service Co",803,"Macys Corporate Services, Inc",56998,"IPP Non-CHP","Arizona Public Service Company","AZPS","WECC","AZNM","WECC Southwest",null,"04","013","Maricopa",33.409063,-112.414596,1,1,"SUN","SOLAR",null,{"v":0.16089,"d":"0.1609"},3.5,{"$nulls":9},{"v":43280,"d":"43,280"},{"v":21811,"d":"21,811"},{"v":4933,"d":"4,933"},{"v":2486,"d":"2,486"},{"$nulls":41},{"v":43280,"d":"43,280"},{"v":21811,"d":"21,811"},{"$nulls":6},"--","EIA","EIA",{"$nulls":15},0,0,0,0,0,0,0,{"v":4933.17,"d":"4,933"},0,0,0,0,{"v":4933.17,"d":"4,933"},{"v":4933.17,"d":"4,933"},0,{"v":4933.17,"d":"4,933"},{"v":0,"d":"0.0%"},{"v":0,"d":"0.0%"},{"v":0,"d":"0.0%"},{"v":0,"d":"0.0%"},{"v":0,"d":"0.0%"},{"v":0,"d":"0.0%"},{"v":0,"d":"0.0%"},{"v":1,"d":"100.0%"},{"v":0,"d":"0.0%"},{"v":0,"d":"0.0%"},{"v":0,"d":"0.0%"},{"v":0,"d":"0.0%"},{"v":1,"d":"100.0%"},{"v":1,"d":"100.0%"},{"v":0,"d":"0.0%"},{"v":1,"d":"100.0%"}]
[409,2020,"AZ","Mesa Carport PV",64404,"Salt River Project",16572,"Apple, Inc",57369,"Commercial Non-CHP","Salt River Project","SRP","WECC","AZNM","WECC Southwest",null,"04","013","Maricopa",33.347,-111.602,2,2,"SUN","SOLAR",null,{"v":0.01035,"d":"0.0104"},4.6,{"$nulls":9},{"v":3656,"d":"3,656"},{"v":2107,"d":"2,107"},417,240,{"$nulls":41},{"v":3656,"d":"3,656"},{"v":2107,"d":"2,107"},{"$nulls":6},"--","EIA","EIA",{"$nulls":15},0,0,0,0,0,0,0,417,0,0,0,0,417,417,0,417,{"v":0,"d":"0.0%"},{"v":0,"d":"0.0%"},{"v":0,"d":"0.0%"},{"v":0,"d":"0.0%"},{"v":0,"d":"0.0%"},{"v":0,"d":"0.0%"},{"v":0,"d":"0.0%"},{"v":1,"d":"100.0%"},{"v":0,"d":"0.0%"},{"v":0,"d":"0.0%"},{"v":0,"d":"0.0%"},{"v":0,"d":"0.0%"},{"v":1,"d":"100.0%"},{"v":1,"d":"100.0%"},{"v":0,"d":"0.0%"},{"v":1,"d":"100.0%"}]
[410,2020,"AZ","Mesa Solar Array",58466,"Salt River Project",16572,"Apple, Inc",57369,"Commercial Non-CHP","Salt River Project","SRP","WECC","AZNM","WECC Southwest",null,"04","013","Maricopa",33.346944,-111.603056,1,1,"SUN","SOLAR",null,null,{"v":4,"d":"4.0"},{"$nulls":62},"--"]
[411,2020,"AZ","Mesquite Generating Station",55481,"Salt River Project",16572,"Salt River Project",16572,"Electric Utility","Salt River Project","SRP","WECC","AZNM","WECC Southwest",null,"04","013","Maricopa",33.345,-112.864167,4,6,"NG","GAS",null,{"v":0.60051,"d":"0.6005"},{"v":1383.2,"d":"1,383.2"},{"v":0.33247546333343,"d":"0.3325"},{"$nulls":6},{"v":52649422,"d":"52,649,422"},{"v":25021779.5,"d":"25,021,780"},{"v":52649422,"d":"52,649,422"},{"v":25021779.5,"d":"25,021,780"},{"v":7276336,"d":"7,276,336"},{"v":3449352,"d":"3,449,352"},{"v":225.6,"d":"226"},{"v":106.599,"d":"107"},{"v":15.8,"d":"16"},{"v":3128882.5,"d":"3,128,883"},{"v":54588.89,"d":"54,589"},{"v":5458.889,"d":"5,459"},{"v":3130378.236,"d":"3,130,378"},null,0.062,0.062,0.004,860.016,0.008,{"v":1E-3,"d":"0.001"},860.427,null,0.009,0.009,{"v":1E-3,"d":"0.001"},118.857,{"v":1E-3,"d":"0.001"},{"v":0,"d":"0.000"},118.914,null,0.062,0.062,0.004,860.016,0.008,{"v":1E-3,"d":"0.001"},860.427,null,{"v":225.6,"d":"226"},{"v":106.599,"d":"107"},{"v":15.8,"d":"16"},{"v":3128882.5,"d":"3,128,883"},{"v":54588.89,"d":"54,589"},{"v":5458.889,"d":"5,459"},null,{"v":52649422,"d":"52,649,422"},{"v":25021779.5,"d":"25,021,780"},{"v":52649422,"d":"52,649,422"},{"v":25021779.5,"d":"25,021,780"},"EPA/CAMD","EPA/CAMD","EPA/CAMD","EPA/CAMD","EIA","EIA","--","EPA/CAMD","EPA/CAMD",{"$nulls":14},{"v":7235.705168,"d":"7,235.705"},0,0,{"v":7276336,"d":"7,276,336"},0,0,0,0,0,0,0,0,{"v":7276336,"d":"7,276,336"},0,0,{"v":7276336,"d":"7,276,336"},0,{"v":0,"d":"0.0%"},{"v":0,"d":"0.0%"},{"v":1,"d":"100.0%"},{"v":0,"d":"0.0%"},{"v":0,"d":"0.0%"},{"v":0,"d":"0.0%"},{"v":0,"d":"0.0%"},{"v":0,"d":"0.0%"},{"v":0,"d":"0.0%"},{"v":0,"d":"0.0%"},{"v":0,"d":"0.0%"},{"v":1,"d":"100.0%"},{"v":0,"d":"0.0%"},{"v":0,"d":"0.0%"},{"v":1,"d":"100.0%"},{"v":0,"d":"0.0%"}]
[412,2020,"AZ","Mesquite Solar 1",57707,"Salt River Project",16572,"Consolidated Edison Development Inc.",56769,"IPP Non-CHP","California Independent System Operator","CISO","WECC","CAMX","WECC California",null,"04","013","Maricopa",33.341833,-112.904028,12,12,"SUN","SOLAR",null,{"v":0.28,"d":"0.2800"},{"v":170,"d":"170.0"},{"$nulls":9},{"v":3658183.875,"d":"3,658,184"},{"v":1843524,"d":"1,843,524"},{"v":416982.003,"d":"416,982"},{"v":210136,"d":"210,136"},{"$nulls":41},{"v":3658183.875,"d":"3,658,184"},{"v":1843524,"d":"1,843,524"},{"$nulls":6},"--","EIA","EIA",{"$nulls":15},0,0,0,0,0,0,0,{"v":416982,"d":"416,982"},0,0,0,0,{"v":416982,"d":"416,982"},{"v":416982,"d":"416,982"},0,{"v":416982,"d":"416,982"},{"v":0,"d":"0.0%"},{"v":0,"d":"0.0%"},{"v":0,"d":"0.0%"},{"v":0,"d":"0.0%"},{"v":0,"d":"0.0%"},{"v":0,"d":"0.0%"},{"v":0,"d":"0.0%"},{"v":1,"d":"100.0%"},{"v":0,"d":"0.0%"},{"v":0,"d":"0.0%"},{"v":0,"d":"0.0%"},{"v":0,"d":"0.0%"},{"v":1,"d":"100.0%"},{"v":1,"d":"100.0%"},{"v":0,"d":"0.0%"},{"v":1,"d":"100.0%"}]
[413,2020,"AZ","Mesquite Solar 2, LLC",60307,"San Diego Gas & Electric Co",16609,"Consolidated Edison Development Inc.",56769,"IPP Non-CHP","California Independent System Operator","CISO","WECC","CAMX","WECC California",null,"04","013","Maricopa",33.332777,-112.911388,1,1,"SUN","SOLAR",null,{"v":0.30103,"d":"0.3010"},{"v":100,"d":"100.0"},{"$nulls":9},{"v":2313441,"d":"2,313,441"},{"v":1224606,"d":"1,224,606"},{"v":263700,"d":"263,700"},{"v":139588,"d":"139,588"},{"$nulls":41},{"v":2313441,"d":"2,313,441"},{"v":1224606,"d":"1,224,606"},{"$nulls":6},"--","EIA","EIA",{"$nulls":15},0,0,0,0,0,0,0,{"v":263700,"d":"263,700"},0,0,0,0,{"v":263700,"d":"263,700"},{"v":263700,"d":"263,700"},0,{"v":263700,"d":"263,700"},{"v":0,"d":"0.0%"},{"v":0,"d":"0.0%"},{"v":0,"d":"0.0%"},{"v":0,"d":"0.0%"},{"v":0,"d":"0.0%"},{"v":0,"d":"0.0%"},{"v":0,"d":"0.0%"},{"v":1,"d":"100.0%"},{"v":0,"d":"0.0%"},{"v":0,"d":"0.0%"},{"v":0,"d":"0.0%"},{"v":0,"d":"0.0%"},{"v":1,"d":"100.0%"},{"v":1,"d":"100.0%"},{"v":0,"d":"0.0%"},{"v":1,"d":"100.0%"}]
[414,2020,"AZ","Mesquite Solar 3, LLC",60308,"San Diego Gas & Electric Co",16609,"Consolidated Edison Development Inc.",56769,"IPP Non-CHP","California Independent System Operator","CISO","WECC","CAMX","WECC California",null,"04","013","Maricopa",33.347583,-112.936805,1,1,"SUN","SOLAR",null,{"v":0.34486,"d":"0.3449"},{"v":150,"d":"150.0"},{"$nulls":9},{"v":3975493,"d":"3,975,493"},{"v":2036494,"d":"2,036,494"},{"v":453151,"d":"453,151"},{"v":232132,"d":"232,132"},{"$nulls":41},{"v":3975493,"d":"3,975,493"},{"v":2036494,"d":"2,036,494"},{"$nulls":6},"--","EIA","EIA",{"$nulls":15},0,0,0,0,0,0,0,{"v":453151,"d":"453,151"},0,0,0,0,{"v":453151,"d":"453,151"},{"v":453151,"d":"453,151"},0,{"v":453151,"d":"453,151"},{"v":0,"d":"0.0%"},{"v":0,"d":"0.0%"},{"v":0,"d":"0.0%"},{"v":0,"d":"0.0%"},{"v":0,"d":"0.0%"},{"v":0,"d":"0.0%"},{"v":0,"d":"0.0%"},{"v":1,"d":"100.0%"},{"v":0,"d":"0.0%"},{"v":0,"d":"0.0%"},{"v":0,"d":"0.0%"},{"v":0,"d":"0.0%"},{"v":1,"d":"100.0%"},{"v":1,"d":"100.0%"},{"v":0,"d":"0.0%"},{"v":1,"d":"100.0%"}]
[415,2020,"AZ","Mohave County Wind Farm",63114,"WAPA-- Western Area Power Administration",27000,"Mohave County Wind Farm",62916,"IPP Non-CHP","Western Area Power Administration - Desert Southwest Region","WALC","WECC","AZNM","WECC Southwest",null,"04","015","Mohave",35.791142,-114.504504,1,1,"WND","WIND",null,{"v":0.03629,"d":"0.0363"},{"v":350,"d":"350.0"},{"$nulls":9},{"v":976250,"d":"976,250"},0,{"v":111279,"d":"111,279"},0,{"$nulls":41},{"v":976250,"d":"976,250"},0,{"$nulls":6},"--","EIA","EIA",{"$nulls":15},0,0,0,0,0,0,{"v":111279,"d":"111,279"},0,0,0,0,0,{"v":111279,"d":"111,279"},{"v":111279,"d":"111,279"},0,{"v":111279,"d":"111,279"},{"v":0,"d":"0.0%"},{"v":0,"d":"0.0%"},{"v":0,"d":"0.0%"},{"v":0,"d":"0.0%"},{"v":0,"d":"0.0%"},{"v":0,"d":"0.0%"},{"v":1,"d":"100.0%"},{"v":0,"d":"0.0%"},{"v":0,"d":"0.0%"},{"v":0,"d":"0.0%"},{"v":0,"d":"0.0%"},{"v":0,"d":"0.0%"},{"v":1,"d":"100.0%"},{"v":1,"d":"100.0%"},{"v":0,"d":"0.0%"},{"v":1,"d":"100.0%"}]
[416,2020,"AZ","Mohave Electric at Fort Mohave",59819,"Mohave Electric Cooperative, I",21538,"Mohave Sunrise Solar I, LLC",59600,"IPP Non-CHP","Western Area Power Administration - Desert Southwest Region","WALC","WECC","AZNM","WECC Southwest",null,"04","015","Mohave",34.9843,-114.5565,1,1,"SUN","SOLAR",null,{"v":0.26199,"d":"0.2620"},4.4,{"$nulls":9},{"v":88589,"d":"88,589"},{"v":44643,"d":"44,643"},{"v":10098,"d":"10,098"},{"v":5089,"d":"5,089"},{"$nulls":41},{"v":88589,"d":"88,589"},{"v":44643,"d":"44,643"},{"$nulls":6},"--","EIA","EIA",{"$nulls":15},0,0,0,0,0,0,0,{"v":10098,"d":"10,098"},0,0,0,0,{"v":10098,"d":"10,098"},{"v":10098,"d":"10,098"},0,{"v":10098,"d":"10,098"},{"v":0,"d":"0.0%"},{"v":0,"d":"0.0%"},{"v":0,"d":"0.0%"},{"v":0,"d":"0.0%"},{"v":0,"d":"0.0%"},{"v":0,"d":"0.0%"},{"v":0,"d":"0.0%"},{"v":1,"d":"100.0%"},{"v":0,"d":"0.0%"},{"v":0,"d":"0.0%"},{"v":0,"d":"0.0%"},{"v":0,"d":"0.0%"},{"v":1,"d":"100.0%"},{"v":1,"d":"100.0%"},{"v":0,"d":"0.0%"},{"v":1,"d":"100.0%"}]
[417,2020,"AZ","Mohave Electric Cooperative at Joy Lane",63554,"Mohave Electric Cooperative, I",21538,"Constellation Solar Arizona 2, LLC",60404,"IPP Non-CHP","Western Area Power Administration - Desert Southwest Region","WALC","WECC","AZNM","WECC Southwest",null,"04","015","Mohave",34.9843,-114.5565,1,1,"SUN","SOLAR",null,{"v":0.35308,"d":"0.3531"},{"v":10,"d":"10.0"},{"$nulls":9},{"v":271349,"d":"271,349"},{"v":136745,"d":"136,745"},{"v":30930,"d":"30,930"},{"v":15587,"d":"15,587"},{"$nulls":41},{"v":271349,"d":"271,349"},{"v":136745,"d":"136,745"},{"$nulls":6},"--","EIA","EIA",{"$nulls":15},0,0,0,0,0,0,0,{"v":30930,"d":"30,930"},0,0,0,0,{"v":30930,"d":"30,930"},{"v":30930,"d":"30,930"},0,{"v":30930,"d":"30,930"},{"v":0,"d":"0.0%"},{"v":0,"d":"0.0%"},{"v":0,"d":"0.0%"},{"v":0,"d":"0.0%"},{"v":0,"d":"0.0%"},{"v":0,"d":"0.0%"},{"v":0,"d":"0.0%"},{"v":1,"d":"100.0%"},{"v":0,"d":"0.0%"},{"v":0,"d":"0.0%"},{"v":0,"d":"0.0%"},{"v":0,"d":"0.0%"},{"v":1,"d":"100.0%"},{"v":1,"d":"100.0%"},{"v":0,"d":"0.0%"},{"v":1,"d":"100.0%"}]
[418,2020,"AZ","Mormon Flat",148,"Salt River Project",16572,"Salt River Project",16572,"Electric Utility","Salt River Project","SRP","WECC","AZNM","WECC Southwest",null,"04","013","Maricopa",33.5536,-111.4431,2,2,"WAT","HYDRO",null,{"v":0.05193,"d":"0.0519"},63.5,{"$nulls":6},"Yes",null,null,{"v":26521,"d":"26,521"},{"v":10229,"d":"10,229"},{"v":28888,"d":"28,888"},{"v":20739,"d":"20,739"},{"$nulls":41},{"v":26521,"d":"26,521"},{"v":10229,"d":"10,229"},{"$nulls":6},"--","EIA","EIA",{"$nulls":15},0,0,0,0,{"v":28888,"d":"28,888"},0,0,0,0,0,0,0,{"v":28888,"d":"28,888"},0,0,{"v":28888,"d":"28,888"},{"v":0,"d":"0.0%"},{"v":0,"d":"0.0%"},{"v":0,"d":"0.0%"},{"v":0,"d":"0.0%"},{"v":1,"d":"100.0%"},{"v":0,"d":"0.0%"},{"v":0,"d":"0.0%"},{"v":0,"d":"0.0%"},{"v":0,"d":"0.0%"},{"v":0,"d":"0.0%"},{"v":0,"d":"0.0%"},{"v":0,"d":"0.0%"},{"v":1,"d":"100.0%"},{"v":0,"d":"0.0%"},{"v":0,"d":"0.0%"},{"v":1,"d":"100.0%"}]
[419,2020,"AZ","Navajo",4941,"Arizona Public Service Co",803,"Salt River Project",16572,"Electric Utility","Salt River Project","SRP","WECC","AZNM","WECC Southwest",null,"04","005","Coconino",36.9047,-111.3886,3,3,"BIT","COAL",null,null,{"v":2409.3,"d":"2,409.3"},{"$nulls":62},"--"]
[420,2020,"AZ","New Harquahala Generating Company",55372,"Salt River Project",16572,"New Harquahala Generating Co, LLC",32790,"IPP Non-CHP","New Harquahala Generating Company, LLC - HGBA","HGMA","WECC","AZNM","WECC Southwest",null,"04","013","Maricopa",33.47596,-113.113434,3,6,"NG","GAS",null,{"v":0,"d":"0.0000"},{"v":1325.1,"d":"1,325.1"},{"$nulls":11},0,0,{"$nulls":49},"--",{"$nulls":17},0,0,0,0,0,0,0,0,0,0,0,0,0,0,0,0]
[421,2020,"AZ","North Loop",6088,"Tucson Electric Power Co",24211,"Tucson Electric Power Co",24211,"Electric Utility","Tucson Electric Power Company","TEPC","WECC","AZNM","WECC Southwest",null,"04","019","Pima",32.401,-111.1262,4,4,"NG","GAS",null,{"v":0.00093,"d":"0.0009"},107.8,{"v":1,"d":"1.0000"},{"$nulls":6},{"v":16996,"d":"16,996"},{"v":8531,"d":"8,531"},{"v":16996,"d":"16,996"},{"v":8531,"d":"8,531"},{"v":873.999,"d":"874"},{"v":439.001,"d":"439"},{"v":2.647,"d":"3"},{"v":1.329,"d":"1"},{"v":0.027,"d":"0"},{"v":993.325,"d":"993"},{"v":37.47,"d":"37"},{"v":3.747,"d":"4"},{"v":994.352,"d":"994"},null,6.057,6.055,0.062,{"v":2273.058,"d":"2,273.058"},0.043,0.004,{"v":2275.407,"d":"2,275.407"},null,0.311,0.312,0.003,116.889,{"v":2E-3,"d":"0.002"},{"v":0,"d":"0.000"},{"v":117.01,"d":"117.010"},null,6.057,6.055,0.062,{"v":2273.055,"d":"2,273.055"},0.043,0.004,{"v":2275.404,"d":"2,275.404"},null,{"v":2.647,"d":"3"},{"v":1.329,"d":"1"},{"v":0.027,"d":"0"},{"v":993.325,"d":"993"},{"v":37.47,"d":"37"},{"v":3.747,"d":"4"},null,{"v":16996,"d":"16,996"},{"v":8531,"d":"8,531"},{"v":16996,"d":"16,996"},{"v":8531,"d":"8,531"},"EIA","EIA","EIA","EIA","EIA","EIA","--","EIA","EIA",{"$nulls":14},{"v":19446.223698,"d":"19,446.224"},0,0,874,0,0,0,0,0,0,0,0,874,0,0,874,0,{"v":0,"d":"0.0%"},{"v":0,"d":"0.0%"},{"v":1,"d":"100.0%"},{"v":0,"d":"0.0%"},{"v":0,"d":"0.0%"},{"v":0,"d":"0.0%"},{"v":0,"d":"0.0%"},{"v":0,"d":"0.0%"},{"v":0,"d":"0.0%"},{"v":0,"d":"0.0%"},{"v":0,"d":"0.0%"},{"v":1,"d":"100.0%"},{"v":0,"d":"0.0%"},{"v":0,"d":"0.0%"},{"v":1,"d":"100.0%"},{"v":0,"d":"0.0%"}]
[422,2020,"AZ","Northwest Regional",57403,"Arizona Public Service Co",803,"WM Renewable Energy LLC",54842,"IPP Non-CHP","Arizona Public Service Company","AZPS","WECC","AZNM","WECC Southwest",null,"04","013","Maricopa",33.681944,-112.476666,2,2,"LFG","BIOMASS",null,{"v":0.77155,"d":"0.7716"},3.2,{"v":0.0474219939117198,"d":"0.0474"},"Yes",{"$nulls":5},{"v":238191,"d":"238,191"},{"v":98701,"d":"98,701"},{"v":238191,"d":"238,191"},{"v":98701,"d":"98,701"},{"v":21628,"d":"21,628"},{"v":8962,"d":"8,962"},0,0,{"v":3.99,"d":"4"},0,0,0,0,null,{"v":0,"d":"0.000"},{"v":0,"d":"0.000"},0.369,{"v":0,"d":"0.000"},{"v":0,"d":"0.000"},{"v":0,"d":"0.000"},{"v":0,"d":"0.000"},null,{"v":0,"d":"0.000"},{"v":0,"d":"0.000"},0.033,{"v":0,"d":"0.000"},{"v":0,"d":"0.000"},{"v":0,"d":"0.000"},{"v":0,"d":"0.000"},null,{"v":0,"d":"0.000"},{"v":0,"d":"0.000"},0.369,{"v":0,"d":"0.000"},{"v":0,"d":"0.000"},{"v":0,"d":"0.000"},{"v":0,"d":"0.000"},null,{"v":169.636,"d":"170"},{"v":70.294,"d":"70"},{"v":5.359,"d":"5"},{"v":15125.078,"d":"15,125"},{"v":554.033,"d":"554"},{"v":55.403,"d":"55"},null,{"v":238191,"d":"238,191"},{"v":98701,"d":"98,701"},{"v":238191,"d":"238,191"},{"v":98701,"d":"98,701"},"EIA","EIA","EIA","EIA","EIA","EIA","--","EIA","EIA",{"v":169.636,"d":"170"},{"v":70.294,"d":"70"},{"v":1.37,"d":"1"},{"v":15125.078,"d":"15,125"},{"v":554.033,"d":"554"},{"v":55.403,"d":"55"},{"$nulls":8},{"v":11013.08489,"d":"11,013.085"},0,0,0,0,0,{"v":21628,"d":"21,628"},0,0,0,0,0,0,{"v":21628,"d":"21,628"},{"v":21628,"d":"21,628"},{"v":21628,"d":"21,628"},0,{"v":0,"d":"0.0%"},{"v":0,"d":"0.0%"},{"v":0,"d":"0.0%"},{"v":0,"d":"0.0%"},{"v":0,"d":"0.0%"},{"v":1,"d":"100.0%"},{"v":0,"d":"0.0%"},{"v":0,"d":"0.0%"},{"v":0,"d":"0.0%"},{"v":0,"d":"0.0%"},{"v":0,"d":"0.0%"},{"v":0,"d":"0.0%"},{"v":1,"d":"100.0%"},{"v":1,"d":"100.0%"},{"v":1,"d":"100.0%"},{"v":0,"d":"0.0%"}]
[423,2020,"AZ","Novo BioPower Plant",56616,"Arizona Public Service Co",803,"Novo Biopower LLC",55925,"IPP Non-CHP","Arizona Public Service Company","AZPS","WECC","AZNM","WECC Southwest",null,"04","017","Navajo",34.503158,-110.334953,1,1,"WDS","BIOMASS",null,{"v":0.84503,"d":"0.8450"},27.2,{"v":0,"d":"0.0000"},"Yes",{"$nulls":5},{"v":3327379.75,"d":"3,327,380"},{"v":1447320.25,"d":"1,447,320"},{"v":3327379.75,"d":"3,327,380"},{"v":1447320.25,"d":"1,447,320"},{"v":201348,"d":"201,348"},{"v":87666,"d":"87,666"},{"v":275.341,"d":"275"},{"v":123.384,"d":"123"},{"v":41.566,"d":"42"},{"v":138.904,"d":"139"},{"v":234577.424,"d":"234,577"},{"v":30788.123,"d":"30,788"},{"v":7658.552,"d":"7,659"},null,2.735,2.815,0.413,{"v":1.38,"d":"1.380"},1.165,0.153,76.073,null,0.166,{"v":0.17,"d":"0.170"},0.025,0.083,{"v":0.07,"d":"0.070"},0.009,4.603,null,2.735,2.815,0.413,{"v":1.38,"d":"1.380"},1.165,0.153,76.073,null,{"v":275.341,"d":"275"},{"v":123.384,"d":"123"},{"v":41.566,"d":"42"},{"v":343933.375,"d":"343,933"},{"v":234577.424,"d":"234,577"},{"v":30788.123,"d":"30,788"},null,{"v":3327379.75,"d":"3,327,380"},{"v":1447320.25,"d":"1,447,320"},{"v":3327379.75,"d":"3,327,380"},{"v":1447320.25,"d":"1,447,320"},"EIA","EIA","EIA","EIA","EIA","EIA","--","EIA","EIA",{"$nulls":3},{"v":343794.471,"d":"343,794"},{"$nulls":10},{"v":16525.516685,"d":"16,525.517"},0,0,{"v":142.771,"d":"143"},0,0,{"v":201205.23,"d":"201,205"},0,0,0,0,0,{"v":142.771,"d":"143"},{"v":201205.23,"d":"201,205"},{"v":201205.23,"d":"201,205"},{"v":201348.001,"d":"201,348"},0,{"v":0,"d":"0.0%"},{"v":0,"d":"0.0%"},{"v":0.000709075825391482,"d":"0.1%"},{"v":0,"d":"0.0%"},{"v":0,"d":"0.0%"},{"v":0.999290924174609,"d":"99.9%"},{"v":0,"d":"0.0%"},{"v":0,"d":"0.0%"},{"v":0,"d":"0.0%"},{"v":0,"d":"0.0%"},{"v":0,"d":"0.0%"},{"v":0.000709075825391482,"d":"0.1%"},{"v":0.999290924174609,"d":"99.9%"},{"v":0.999290924174609,"d":"99.9%"},{"v":1,"d":"100.0%"},{"v":0,"d":"0.0%"}]
[424,2020,"AZ","Ocotillo Power Plant",116,"Arizona Public Service Co",803,"Arizona Public Service Co",803,"Electric Utility","Arizona Public Service Company","AZPS","WECC","AZNM","WECC Southwest",null,"04","013","Maricopa",33.4225,-111.9122,8,12,"NG","GAS",null,{"v":0.07397,"d":"0.0740"},{"v":1143.5,"d":"1,143.5"},{"v":1,"d":"1.0000"},{"$nulls":6},{"v":6998882.938,"d":"6,998,883"},{"v":3362406.562,"d":"3,362,407"},{"v":6998882.938,"d":"6,998,883"},{"v":3362406.562,"d":"3,362,407"},{"v":740914,"d":"740,914"},{"v":355932.002,"d":"355,932"},{"v":28.253,"d":"28"},{"v":13.544,"d":"14"},{"v":2.1,"d":"2"},{"v":415931.203,"d":"415,931"},{"v":16249.711,"d":"16,250"},{"v":1624.971,"d":"1,625"},{"v":416376.445,"d":"416,376"},null,0.076,0.076,0.006,{"v":1122.752,"d":"1,122.752"},0.022,{"v":2E-3,"d":"0.002"},{"v":1123.954,"d":"1,123.954"},null,0.008,0.008,{"v":1E-3,"d":"0.001"},118.856,{"v":2E-3,"d":"0.002"},{"v":0,"d":"0.000"},118.984,null,0.076,0.076,0.006,{"v":1122.752,"d":"1,122.752"},0.022,{"v":2E-3,"d":"0.002"},{"v":1123.954,"d":"1,123.954"},null,{"v":28.253,"d":"28"},{"v":13.544,"d":"14"},{"v":2.1,"d":"2"},{"v":415931.203,"d":"415,931"},{"v":16249.711,"d":"16,250"},{"v":1624.971,"d":"1,625"},null,{"v":6998882.938,"d":"6,998,883"},{"v":3362406.562,"d":"3,362,407"},{"v":6998882.938,"d":"6,998,883"},{"v":3362406.562,"d":"3,362,407"},"EPA/CAMD","EPA/CAMD","EPA/CAMD","EPA/CAMD","EIA","EIA","--","EPA/CAMD","EPA/CAMD",{"$nulls":14},{"v":9446.28248,"d":"9,446.282"},0,0,{"v":740914,"d":"740,914"},0,0,0,0,0,0,0,0,{"v":740914,"d":"740,914"},0,0,{"v":740914,"d":"740,914"},0,{"v":0,"d":"0.0%"},{"v":0,"d":"0.0%"},{"v":1,"d":"100.0%"},{"v":0,"d":"0.0%"},{"v":0,"d":"0.0%"},{"v":0,"d":"0.0%"},{"v":0,"d":"0.0%"},{"v":0,"d":"0.0%"},{"v":0,"d":"0.0%"},{"v":0,"d":"0.0%"},{"v":0,"d":"0.0%"},{"v":1,"d":"100.0%"},{"v":0,"d":"0.0%"},{"v":0,"d":"0.0%"},{"v":1,"d":"100.0%"},{"v":0,"d":"0.0%"}]
[425,2020,"AZ","OE_AZ1",63349,"WAPA-- Western Area Power Administration",27000,"AZ Solar 1, LLC",63115,"IPP Non-CHP","Western Area Power Administration - Desert Southwest Region","WALC","WECC","AZNM","WECC Southwest",null,"04","012","La Paz",33.776667,-113.656111,1,1,"SUN","SOLAR",null,{"v":0.28967,"d":"0.2897"},32.5,{"$nulls":9},{"v":723509,"d":"723,509"},{"v":340138,"d":"340,138"},{"v":82470,"d":"82,470"},{"v":38771,"d":"38,771"},{"$nulls":41},{"v":723509,"d":"723,509"},{"v":340138,"d":"340,138"},{"$nulls":6},"--","EIA","EIA",{"$nulls":15},0,0,0,0,0,0,0,{"v":82470,"d":"82,470"},0,0,0,0,{"v":82470,"d":"82,470"},{"v":82470,"d":"82,470"},0,{"v":82470,"d":"82,470"},{"v":0,"d":"0.0%"},{"v":0,"d":"0.0%"},{"v":0,"d":"0.0%"},{"v":0,"d":"0.0%"},{"v":0,"d":"0.0%"},{"v":0,"d":"0.0%"},{"v":0,"d":"0.0%"},{"v":1,"d":"100.0%"},{"v":0,"d":"0.0%"},{"v":0,"d":"0.0%"},{"v":0,"d":"0.0%"},{"v":0,"d":"0.0%"},{"v":1,"d":"100.0%"},{"v":1,"d":"100.0%"},{"v":0,"d":"0.0%"},{"v":1,"d":"100.0%"}]
[426,2020,"AZ","Palo Verde",6008,"Salt River Project",16572,"Arizona Public Service Co",803,"Electric Utility","Salt River Project","SRP","WECC","AZNM","WECC Southwest",null,"04","013","Maricopa",33.3881,-112.8617,3,3,"NUC","NUCLEAR",null,{"v":0.85563,"d":"0.8556"},{"v":4209.6,"d":"4,209.6"},{"$nulls":9},{"v":329596032,"d":"329,596,032"},{"v":149557852,"d":"149,557,852"},{"v":31552433.001,"d":"31,552,433"},{"v":14317266,"d":"14,317,266"},{"$nulls":41},{"v":329596032,"d":"329,596,032"},{"v":149557852,"d":"149,557,852"},{"$nulls":6},"--","EIA","EIA",{"$nulls":15},0,0,0,{"v":31552433,"d":"31,552,433"},0,0,0,0,0,0,0,{"v":31552433,"d":"31,552,433"},0,0,0,{"v":31552433,"d":"31,552,433"},{"v":0,"d":"0.0%"},{"v":0,"d":"0.0%"},{"v":0,"d":"0.0%"},{"v":1,"d":"100.0%"},{"v":0,"d":"0.0%"},{"v":0,"d":"0.0%"},{"v":0,"d":"0.0%"},{"v":0,"d":"0.0%"},{"v":0,"d":"0.0%"},{"v":0,"d":"0.0%"},{"v":0,"d":"0.0%"},{"v":1,"d":"100.0%"},{"v":0,"d":"0.0%"},{"v":0,"d":"0.0%"},{"v":0,"d":"0.0%"},{"v":1,"d":"100.0%"}]
[427,2020,"AZ","Paloma Solar Hybrid",57562,"Arizona Public Service Co",803,"Arizona Public Service Co",803,"Electric Utility","Arizona Public Service Company","AZPS","WECC","AZNM","WECC Southwest",null,"04","013","Maricopa",33.021111,-112.661389,2,2,"SUN","SOLAR",null,{"v":0.12928,"d":"0.1293"},34.6,{"$nulls":9},{"v":343768,"d":"343,768"},{"v":173240,"d":"173,240"},{"v":39185,"d":"39,185"},{"v":19747,"d":"19,747"},{"$nulls":41},{"v":343768,"d":"343,768"},{"v":173240,"d":"173,240"},{"$nulls":6},"--","EIA","EIA",{"$nulls":15},0,0,0,0,0,0,0,{"v":39185,"d":"39,185"},0,0,0,0,{"v":39185,"d":"39,185"},{"v":39185,"d":"39,185"},0,{"v":39185,"d":"39,185"},{"v":0,"d":"0.0%"},{"v":0,"d":"0.0%"},{"v":0,"d":"0.0%"},{"v":0,"d":"0.0%"},{"v":0,"d":"0.0%"},{"v":0,"d":"0.0%"},{"v":0,"d":"0.0%"},{"v":1,"d":"100.0%"},{"v":0,"d":"0.0%"},{"v":0,"d":"0.0%"},{"v":0,"d":"0.0%"},{"v":0,"d":"0.0%"},{"v":1,"d":"100.0%"},{"v":1,"d":"100.0%"},{"v":0,"d":"0.0%"},{"v":1,"d":"100.0%"}]
[428,2020,"AZ","Paradise Valley H.S. PV",58293,"Arizona Public Service Co",803,"AES Distributed Energy",61012,"IPP Non-CHP","Arizona Public Service Company","AZPS","WECC","AZNM","WECC Southwest",null,"04","013","Maricopa",33.6416,-111.9997,1,1,"SUN","SOLAR",null,{"v":0.22831,"d":"0.2283"},1.3,{"$nulls":9},{"v":22809,"d":"22,809"},{"v":11495,"d":"11,495"},{"v":2600,"d":"2,600"},{"v":1310,"d":"1,310"},{"$nulls":41},{"v":22809,"d":"22,809"},{"v":11495,"d":"11,495"},{"$nulls":6},"--","EIA","EIA",{"$nulls":15},0,0,0,0,0,0,0,{"v":2600,"d":"2,600"},0,0,0,0,{"v":2600,"d":"2,600"},{"v":2600,"d":"2,600"},0,{"v":2600,"d":"2,600"},{"v":0,"d":"0.0%"},{"v":0,"d":"0.0%"},{"v":0,"d":"0.0%"},{"v":0,"d":"0.0%"},{"v":0,"d":"0.0%"},{"v":0,"d":"0.0%"},{"v":0,"d":"0.0%"},{"v":1,"d":"100.0%"},{"v":0,"d":"0.0%"},{"v":0,"d":"0.0%"},{"v":0,"d":"0.0%"},{"v":0,"d":"0.0%"},{"v":1,"d":"100.0%"},{"v":1,"d":"100.0%"},{"v":0,"d":"0.0%"},{"v":1,"d":"100.0%"}]
[429,2020,"AZ","Perrin Ranch Wind LLC",58155,"Arizona Public Service Co",803,"Perrin Ranch Wind LLC",58132,"IPP Non-CHP","Arizona Public Service Company","AZPS","WECC","AZNM","WECC Southwest",null,"04","005","Coconino",35.415556,-112.271111,1,1,"WND","WIND",null,{"v":0.24418,"d":"0.2442"},99.2,{"$nulls":9},{"v":1861523,"d":"1,861,523"},{"v":733615,"d":"733,615"},{"v":212188,"d":"212,188"},{"v":83622,"d":"83,622"},{"$nulls":41},{"v":1861523,"d":"1,861,523"},{"v":733615,"d":"733,615"},{"$nulls":6},"--","EIA","EIA",{"$nulls":15},0,0,0,0,0,0,{"v":212188,"d":"212,188"},0,0,0,0,0,{"v":212188,"d":"212,188"},{"v":212188,"d":"212,188"},0,{"v":212188,"d":"212,188"},{"v":0,"d":"0.0%"},{"v":0,"d":"0.0%"},{"v":0,"d":"0.0%"},{"v":0,"d":"0.0%"},{"v":0,"d":"0.0%"},{"v":0,"d":"0.0%"},{"v":1,"d":"100.0%"},{"v":0,"d":"0.0%"},{"v":0,"d":"0.0%"},{"v":0,"d":"0.0%"},{"v":0,"d":"0.0%"},{"v":0,"d":"0.0%"},{"v":1,"d":"100.0%"},{"v":1,"d":"100.0%"},{"v":0,"d":"0.0%"},{"v":1,"d":"100.0%"}]
[430,2020,"AZ","Phoenix Airport East Economy Lot",58708,"Arizona Public Service Co",803,"Solar Star Arizona II LLC",58649,"Commercial Non-CHP","Arizona Public Service Company","AZPS","WECC","AZNM","WECC Southwest",null,"04","013","Maricopa",33.4345,-111.9842,1,1,"SUN","SOLAR",null,{"v":0.20423,"d":"0.2042"},1.1,{"$nulls":9},{"v":17265,"d":"17,265"},{"v":8700,"d":"8,700"},{"v":1968,"d":"1,968"},992,{"$nulls":41},{"v":17265,"d":"17,265"},{"v":8700,"d":"8,700"},{"$nulls":6},"--","EIA","EIA",{"$nulls":15},0,0,0,0,0,0,0,{"v":1968,"d":"1,968"},0,0,0,0,{"v":1968,"d":"1,968"},{"v":1968,"d":"1,968"},0,{"v":1968,"d":"1,968"},{"v":0,"d":"0.0%"},{"v":0,"d":"0.0%"},{"v":0,"d":"0.0%"},{"v":0,"d":"0.0%"},{"v":0,"d":"0.0%"},{"v":0,"d":"0.0%"},{"v":0,"d":"0.0%"},{"v":1,"d":"100.0%"},{"v":0,"d":"0.0%"},{"v":0,"d":"0.0%"},{"v":0,"d":"0.0%"},{"v":0,"d":"0.0%"},{"v":1,"d":"100.0%"},{"v":1,"d":"100.0%"},{"v":0,"d":"0.0%"},{"v":1,"d":"100.0%"}]
[431,2020,"AZ","Phoenix Airport Rental Car Center",58709,"Arizona Public Service Co",803,"Solar Star Arizona II LLC",58649,"Commercial Non-CHP","Arizona Public Service Company","AZPS","WECC","AZNM","WECC Southwest",null,"04","013","Maricopa",33.43042,-112.04484,1,1,"SUN","SOLAR",null,{"v":0.42573,"d":"0.4257"},1.6,{"$nulls":9},{"v":52349,"d":"52,349"},{"v":26381,"d":"26,381"},{"v":5967,"d":"5,967"},{"v":3007,"d":"3,007"},{"$nulls":41},{"v":52349,"d":"52,349"},{"v":26381,"d":"26,381"},{"$nulls":6},"--","EIA","EIA",{"$nulls":15},0,0,0,0,0,0,0,{"v":5967,"d":"5,967"},0,0,0,0,{"v":5967,"d":"5,967"},{"v":5967,"d":"5,967"},0,{"v":5967,"d":"5,967"},{"v":0,"d":"0.0%"},{"v":0,"d":"0.0%"},{"v":0,"d":"0.0%"},{"v":0,"d":"0.0%"},{"v":0,"d":"0.0%"},{"v":0,"d":"0.0%"},{"v":0,"d":"0.0%"},{"v":1,"d":"100.0%"},{"v":0,"d":"0.0%"},{"v":0,"d":"0.0%"},{"v":0,"d":"0.0%"},{"v":0,"d":"0.0%"},{"v":1,"d":"100.0%"},{"v":1,"d":"100.0%"},{"v":0,"d":"0.0%"},{"v":1,"d":"100.0%"}]
[432,2020,"AZ","Picture Rocks Solar, LLC",58486,"Tucson Electric Power Co",24211,"Goldman Sachs Renewable Power Group",61944,"IPP Non-CHP","Tucson Electric Power Company","TEPC","WECC","AZNM","WECC Southwest",null,"04","019","Pima",32.369722,-111.242778,1,1,"SUN","SOLAR",null,{"v":0.30173,"d":"0.3017"},{"v":20,"d":"20.0"},{"$nulls":9},{"v":463765,"d":"463,765"},{"v":233712,"d":"233,712"},{"v":52863,"d":"52,863"},{"v":26640,"d":"26,640"},{"$nulls":41},{"v":463765,"d":"463,765"},{"v":233712,"d":"233,712"},{"$nulls":6},"--","EIA","EIA",{"$nulls":15},0,0,0,0,0,0,0,{"v":52863,"d":"52,863"},0,0,0,0,{"v":52863,"d":"52,863"},{"v":52863,"d":"52,863"},0,{"v":52863,"d":"52,863"},{"v":0,"d":"0.0%"},{"v":0,"d":"0.0%"},{"v":0,"d":"0.0%"},{"v":0,"d":"0.0%"},{"v":0,"d":"0.0%"},{"v":0,"d":"0.0%"},{"v":0,"d":"0.0%"},{"v":1,"d":"100.0%"},{"v":0,"d":"0.0%"},{"v":0,"d":"0.0%"},{"v":0,"d":"0.0%"},{"v":0,"d":"0.0%"},{"v":1,"d":"100.0%"},{"v":1,"d":"100.0%"},{"v":0,"d":"0.0%"},{"v":1,"d":"100.0%"}]
[433,2020,"AZ","Pima Community College",62075,"Tucson Electric Power Co",24211,"Tesla Inc.",60947,"IPP Non-CHP","Tucson Electric Power Company","TEPC","WECC","AZNM","WECC Southwest",null,"04","019","Pima",32.166494,-110.816669,1,1,"SUN","SOLAR",null,0.1237,1.1,{"$nulls":9},{"v":10457,"d":"10,457"},{"v":5270,"d":"5,270"},{"v":1192,"d":"1,192"},601,{"$nulls":41},{"v":10457,"d":"10,457"},{"v":5270,"d":"5,270"},{"$nulls":6},"--","EIA","EIA",{"$nulls":15},0,0,0,0,0,0,0,{"v":1192,"d":"1,192"},0,0,0,0,{"v":1192,"d":"1,192"},{"v":1192,"d":"1,192"},0,{"v":1192,"d":"1,192"},{"v":0,"d":"0.0%"},{"v":0,"d":"0.0%"},{"v":0,"d":"0.0%"},{"v":0,"d":"0.0%"},{"v":0,"d":"0.0%"},{"v":0,"d":"0.0%"},{"v":0,"d":"0.0%"},{"v":1,"d":"100.0%"},{"v":0,"d":"0.0%"},{"v":0,"d":"0.0%"},{"v":0,"d":"0.0%"},{"v":0,"d":"0.0%"},{"v":1,"d":"100.0%"},{"v":1,"d":"100.0%"},{"v":0,"d":"0.0%"},{"v":1,"d":"100.0%"}]
[434,2020,"AZ","Pima Community College - East Campus",61104,"Tucson Electric Power Co",24211,"Tesla Inc.",60947,"IPP Non-CHP","Tucson Electric Power Company","TEPC","WECC","AZNM","WECC Southwest",null,"04","019","Pima",32.146142,-110.990639,1,1,"SUN","SOLAR",null,{"v":0.25334,"d":"0.2533"},1.3,{"$nulls":9},{"v":25309,"d":"25,309"},{"v":12755,"d":"12,755"},{"v":2885,"d":"2,885"},{"v":1454,"d":"1,454"},{"$nulls":41},{"v":25309,"d":"25,309"},{"v":12755,"d":"12,755"},{"$nulls":6},"--","EIA","EIA",{"$nulls":15},0,0,0,0,0,0,0,{"v":2885,"d":"2,885"},0,0,0,0,{"v":2885,"d":"2,885"},{"v":2885,"d":"2,885"},0,{"v":2885,"d":"2,885"},{"v":0,"d":"0.0%"},{"v":0,"d":"0.0%"},{"v":0,"d":"0.0%"},{"v":0,"d":"0.0%"},{"v":0,"d":"0.0%"},{"v":0,"d":"0.0%"},{"v":0,"d":"0.0%"},{"v":1,"d":"100.0%"},{"v":0,"d":"0.0%"},{"v":0,"d":"0.0%"},{"v":0,"d":"0.0%"},{"v":0,"d":"0.0%"},{"v":1,"d":"100.0%"},{"v":1,"d":"100.0%"},{"v":0,"d":"0.0%"},{"v":1,"d":"100.0%"}]
[435,2020,"AZ","Pima Community College NW",63531,"Tucson Electric Power Co",24211,"Onyx Asset Services Group",60584,"IPP Non-CHP","Tucson Electric Power Company","TEPC","WECC","AZNM","WECC Southwest",null,"04","019","Pima",32.343491,-111.02786,1,1,"SUN","SOLAR",null,{"v":0.27547,"d":"0.2755"},1.3,{"$nulls":9},{"v":27522,"d":"27,522"},{"v":13870,"d":"13,870"},{"v":3137,"d":"3,137"},{"v":1581,"d":"1,581"},{"$nulls":41},{"v":27522,"d":"27,522"},{"v":13870,"d":"13,870"},{"$nulls":6},"--","EIA","EIA",{"$nulls":15},0,0,0,0,0,0,0,{"v":3137,"d":"3,137"},0,0,0,0,{"v":3137,"d":"3,137"},{"v":3137,"d":"3,137"},0,{"v":3137,"d":"3,137"},{"v":0,"d":"0.0%"},{"v":0,"d":"0.0%"},{"v":0,"d":"0.0%"},{"v":0,"d":"0.0%"},{"v":0,"d":"0.0%"},{"v":0,"d":"0.0%"},{"v":0,"d":"0.0%"},{"v":1,"d":"100.0%"},{"v":0,"d":"0.0%"},{"v":0,"d":"0.0%"},{"v":0,"d":"0.0%"},{"v":0,"d":"0.0%"},{"v":1,"d":"100.0%"},{"v":1,"d":"100.0%"},{"v":0,"d":"0.0%"},{"v":1,"d":"100.0%"}]
[436,2020,"AZ","Pima Energy Storage System",61197,"Tucson Electric Power Co",24211,"Pima Energy Storage System",60834,"IPP Non-CHP","Tucson Electric Power Company","TEPC","WECC","AZNM","WECC Southwest",null,"04","019","Pima",32.251647,-110.991333,1,1,"MWH","OTHF",null,{"v":0,"d":"0.0000"},{"v":10,"d":"10.0"},{"$nulls":7},0,0,0,0,{"v":-253,"d":"(253)"},{"v":-56,"d":"(56)"},{"$nulls":8},{"v":0,"d":"0.000"},{"v":0,"d":"0.000"},{"v":0,"d":"0.000"},{"v":0,"d":"0.000"},{"v":0,"d":"0.000"},{"v":0,"d":"0.000"},{"v":0,"d":"0.000"},{"$nulls":9},{"v":0,"d":"0.000"},null,{"v":0,"d":"0.000"},{"v":0,"d":"0.000"},{"v":0,"d":"0.000"},{"v":0,"d":"0.000"},{"v":0,"d":"0.000"},{"$nulls":8},0,0,0,0,{"$nulls":6},"--","EIA","EIA",{"$nulls":15},0,0,0,0,0,0,0,0,0,0,{"v":-253,"d":"(253)"},{"v":-253,"d":"(253)"},0,0,{"v":-253,"d":"(253)"},0]
[437,2020,"AZ","Pinal Central Energy Center Hybrid",61678,"Salt River Project",16572,"Pinal Central Energy Center, LLC",61295,"IPP Non-CHP","Salt River Project","SRP","WECC","AZNM","WECC Southwest",null,"04","021","Pinal",32.875697,-111.551111,2,2,"SUN","SOLAR",null,{"v":0.23211,"d":"0.2321"},{"v":30,"d":"30.0"},{"$nulls":7},0,0,{"v":535959,"d":"535,959"},{"v":270111,"d":"270,111"},{"v":60998,"d":"60,998"},{"v":31564,"d":"31,564"},{"$nulls":24},{"v":0,"d":"0.000"},null,{"v":0,"d":"0.000"},{"v":0,"d":"0.000"},{"v":0,"d":"0.000"},{"v":0,"d":"0.000"},{"v":0,"d":"0.000"},{"$nulls":8},0,0,{"v":535959,"d":"535,959"},{"v":270111,"d":"270,111"},{"$nulls":6},"--","EIA","EIA",{"$nulls":15},0,0,0,0,0,0,0,{"v":61092,"d":"61,092"},0,0,{"v":-94,"d":"(94)"},{"v":-94,"d":"(94)"},{"v":61092,"d":"61,092"},{"v":61092,"d":"61,092"},{"v":-94,"d":"(94)"},{"v":61092,"d":"61,092"},{"v":0,"d":"0.0%"},{"v":0,"d":"0.0%"},{"v":0,"d":"0.0%"},{"v":0,"d":"0.0%"},{"v":0,"d":"0.0%"},{"v":0,"d":"0.0%"},{"v":0,"d":"0.0%"},{"v":1,"d":"100.0%"},{"v":0,"d":"0.0%"},{"v":0,"d":"0.0%"},{"v":0,"d":"0.0%"},{"v":0,"d":"0.0%"},{"v":1,"d":"100.0%"},{"v":1,"d":"100.0%"},{"v":0,"d":"0.0%"},{"v":1,"d":"100.0%"}]
[438,2020,"AZ","Poseidon Solar, LLC",57318,"Salt River Project",16572,"Axium Arizona Renewables, LLC",63287,"IPP Non-CHP","Salt River Project","SRP","WECC","AZNM","WECC Southwest",null,"04","007","GILA",33.160601,-111.484011,1,1,"SUN","SOLAR",null,{"v":0.30189,"d":"0.3019"},{"v":20,"d":"20.0"},{"$nulls":9},{"v":464012,"d":"464,012"},{"v":233837,"d":"233,837"},{"v":52891,"d":"52,891"},{"v":26654,"d":"26,654"},{"$nulls":41},{"v":464012,"d":"464,012"},{"v":233837,"d":"233,837"},{"$nulls":6},"--","EIA","EIA",{"$nulls":15},0,0,0,0,0,0,0,{"v":52891,"d":"52,891"},0,0,0,0,{"v":52891,"d":"52,891"},{"v":52891,"d":"52,891"},0,{"v":52891,"d":"52,891"},{"v":0,"d":"0.0%"},{"v":0,"d":"0.0%"},{"v":0,"d":"0.0%"},{"v":0,"d":"0.0%"},{"v":0,"d":"0.0%"},{"v":0,"d":"0.0%"},{"v":0,"d":"0.0%"},{"v":1,"d":"100.0%"},{"v":0,"d":"0.0%"},{"v":0,"d":"0.0%"},{"v":0,"d":"0.0%"},{"v":0,"d":"0.0%"},{"v":1,"d":"100.0%"},{"v":1,"d":"100.0%"},{"v":0,"d":"0.0%"},{"v":1,"d":"100.0%"}]
[439,2020,"AZ","Poseidon Wind, LLC",57379,"Arizona Public Service Co",803,"Axium Arizona Renewables, LLC",63287,"IPP Non-CHP","Arizona Public Service Company","AZPS","WECC","AZNM","WECC Southwest",null,"04","017","Navajo",34.6062,-110.1734,1,1,"WND","WIND",null,{"v":0.20016,"d":"0.2002"},65.1,{"$nulls":9},{"v":1001419,"d":"1,001,419"},{"v":424350,"d":"424,350"},{"v":114148,"d":"114,148"},{"v":48370,"d":"48,370"},{"$nulls":41},{"v":1001419,"d":"1,001,419"},{"v":424350,"d":"424,350"},{"$nulls":6},"--","EIA","EIA",{"$nulls":15},0,0,0,0,0,0,{"v":114148,"d":"114,148"},0,0,0,0,0,{"v":114148,"d":"114,148"},{"v":114148,"d":"114,148"},0,{"v":114148,"d":"114,148"},{"v":0,"d":"0.0%"},{"v":0,"d":"0.0%"},{"v":0,"d":"0.0%"},{"v":0,"d":"0.0%"},{"v":0,"d":"0.0%"},{"v":0,"d":"0.0%"},{"v":1,"d":"100.0%"},{"v":0,"d":"0.0%"},{"v":0,"d":"0.0%"},{"v":0,"d":"0.0%"},{"v":0,"d":"0.0%"},{"v":0,"d":"0.0%"},{"v":1,"d":"100.0%"},{"v":1,"d":"100.0%"},{"v":0,"d":"0.0%"},{"v":1,"d":"100.0%"}]
[440,2020,"AZ","Prairie Fire",58171,"Tucson Electric Power Co",24211,"Tucson Electric Power Co",24211,"Electric Utility","Tucson Electric Power Company","TEPC","WECC","AZNM","WECC Southwest",null,"04","019","Pima",32.116389,-110.82,1,1,"SUN","SOLAR",null,0.2294,4.5,{"$nulls":9},{"v":79335,"d":"79,335"},{"v":39980,"d":"39,980"},{"v":9043,"d":"9,043"},{"v":4557,"d":"4,557"},{"$nulls":41},{"v":79335,"d":"79,335"},{"v":39980,"d":"39,980"},{"$nulls":6},"--","EIA","EIA",{"$nulls":15},0,0,0,0,0,0,0,{"v":9043,"d":"9,043"},0,0,0,0,{"v":9043,"d":"9,043"},{"v":9043,"d":"9,043"},0,{"v":9043,"d":"9,043"},{"v":0,"d":"0.0%"},{"v":0,"d":"0.0%"},{"v":0,"d":"0.0%"},{"v":0,"d":"0.0%"},{"v":0,"d":"0.0%"},{"v":0,"d":"0.0%"},{"v":0,"d":"0.0%"},{"v":1,"d":"100.0%"},{"v":0,"d":"0.0%"},{"v":0,"d":"0.0%"},{"v":0,"d":"0.0%"},{"v":0,"d":"0.0%"},{"v":1,"d":"100.0%"},{"v":1,"d":"100.0%"},{"v":0,"d":"0.0%"},{"v":1,"d":"100.0%"}]
[441,2020,"AZ","Prescott Airport",56228,"Arizona Public Service Co",803,"Arizona Public Service Co",803,"Electric Utility","Arizona Public Service Company","AZPS","WECC","AZNM","WECC Southwest",null,"04","025","Yavapai",34.6584,-112.4008,2,2,"SUN","SOLAR",null,{"v":0.06135,"d":"0.0614"},{"v":10,"d":"10.0"},{"$nulls":9},{"v":47147,"d":"47,147"},{"v":23759,"d":"23,759"},{"v":5374,"d":"5,374"},{"v":2708,"d":"2,708"},{"$nulls":41},{"v":47147,"d":"47,147"},{"v":23759,"d":"23,759"},{"$nulls":6},"--","EIA","EIA",{"$nulls":15},0,0,0,0,0,0,0,{"v":5374,"d":"5,374"},0,0,0,0,{"v":5374,"d":"5,374"},{"v":5374,"d":"5,374"},0,{"v":5374,"d":"5,374"},{"v":0,"d":"0.0%"},{"v":0,"d":"0.0%"},{"v":0,"d":"0.0%"},{"v":0,"d":"0.0%"},{"v":0,"d":"0.0%"},{"v":0,"d":"0.0%"},{"v":0,"d":"0.0%"},{"v":1,"d":"100.0%"},{"v":0,"d":"0.0%"},{"v":0,"d":"0.0%"},{"v":0,"d":"0.0%"},{"v":0,"d":"0.0%"},{"v":1,"d":"100.0%"},{"v":1,"d":"100.0%"},{"v":0,"d":"0.0%"},{"v":1,"d":"100.0%"}]
[442,2020,"AZ","Prescott Solar Plant",58147,"Arizona Public Service Co",803,"SunE AZ1, LLC",58108,"IPP Non-CHP","Arizona Public Service Company","AZPS","WECC","AZNM","WECC Southwest",null,"04","025","Yavapai",34.649444,-112.4275,1,1,"SUN","SOLAR",null,{"v":0.26375,"d":"0.2638"},10.8,{"$nulls":9},{"v":218912,"d":"218,912"},{"v":110319,"d":"110,319"},{"v":24953,"d":"24,953"},{"v":12575,"d":"12,575"},{"$nulls":41},{"v":218912,"d":"218,912"},{"v":110319,"d":"110,319"},{"$nulls":6},"--","EIA","EIA",{"$nulls":15},0,0,0,0,0,0,0,{"v":24953,"d":"24,953"},0,0,0,0,{"v":24953,"d":"24,953"},{"v":24953,"d":"24,953"},0,{"v":24953,"d":"24,953"},{"v":0,"d":"0.0%"},{"v":0,"d":"0.0%"},{"v":0,"d":"0.0%"},{"v":0,"d":"0.0%"},{"v":0,"d":"0.0%"},{"v":0,"d":"0.0%"},{"v":0,"d":"0.0%"},{"v":1,"d":"100.0%"},{"v":0,"d":"0.0%"},{"v":0,"d":"0.0%"},{"v":0,"d":"0.0%"},{"v":0,"d":"0.0%"},{"v":1,"d":"100.0%"},{"v":1,"d":"100.0%"},{"v":0,"d":"0.0%"},{"v":1,"d":"100.0%"}]
[443,2020,"AZ","Punkin Center Battery Storage",61913,"Arizona Public Service Co",803,"Arizona Public Service Co",803,"Electric Utility","Arizona Public Service Company","AZPS","WECC","AZNM","WECC Southwest",null,"04","007","Gila",33.87581,-111.31356,1,1,"MWH","OTHF",null,{"v":0,"d":"0.0000"},{"v":2,"d":"2.0"},{"$nulls":11},0,0,{"$nulls":49},"--",{"$nulls":17},0,0,0,0,0,0,0,0,0,0,0,0,0,0,0,0]
[444,2020,"AZ","Queen Creek Solar Farm",57883,"Salt River Project",16572,"Siete Solar LLC",57219,"IPP Non-CHP","Salt River Project","SRP","WECC","AZNM","WECC Southwest",null,"04","013","Maricopa",33.2675,-111.612222,1,1,"SUN","SOLAR",null,{"v":0.28499,"d":"0.2850"},{"v":19,"d":"19.0"},{"$nulls":9},{"v":416138,"d":"416,138"},{"v":209710,"d":"209,710"},{"v":47434,"d":"47,434"},{"v":23904,"d":"23,904"},{"$nulls":41},{"v":416138,"d":"416,138"},{"v":209710,"d":"209,710"},{"$nulls":6},"--","EIA","EIA",{"$nulls":15},0,0,0,0,0,0,0,{"v":47434,"d":"47,434"},0,0,0,0,{"v":47434,"d":"47,434"},{"v":47434,"d":"47,434"},0,{"v":47434,"d":"47,434"},{"v":0,"d":"0.0%"},{"v":0,"d":"0.0%"},{"v":0,"d":"0.0%"},{"v":0,"d":"0.0%"},{"v":0,"d":"0.0%"},{"v":0,"d":"0.0%"},{"v":0,"d":"0.0%"},{"v":1,"d":"100.0%"},{"v":0,"d":"0.0%"},{"v":0,"d":"0.0%"},{"v":0,"d":"0.0%"},{"v":0,"d":"0.0%"},{"v":1,"d":"100.0%"},{"v":1,"d":"100.0%"},{"v":0,"d":"0.0%"},{"v":1,"d":"100.0%"}]
[445,2020,"AZ","RE Ajo 1 LLC",57795,"Arizona Public Service Co",803,"RE Ajo 1 LLC",57112,"IPP Non-CHP","Arizona Public Service Company","AZPS","WECC","AZNM","WECC Southwest",null,"04","019","Pima",32.367013,-112.831401,1,1,"SUN","SOLAR",null,{"v":0.21499,"d":"0.2150"},4.5,{"$nulls":9},{"v":74349,"d":"74,349"},{"v":37468,"d":"37,468"},{"v":8475,"d":"8,475"},{"v":4271,"d":"4,271"},{"$nulls":41},{"v":74349,"d":"74,349"},{"v":37468,"d":"37,468"},{"$nulls":6},"--","EIA","EIA",{"$nulls":15},0,0,0,0,0,0,0,{"v":8475,"d":"8,475"},0,0,0,0,{"v":8475,"d":"8,475"},{"v":8475,"d":"8,475"},0,{"v":8475,"d":"8,475"},{"v":0,"d":"0.0%"},{"v":0,"d":"0.0%"},{"v":0,"d":"0.0%"},{"v":0,"d":"0.0%"},{"v":0,"d":"0.0%"},{"v":0,"d":"0.0%"},{"v":0,"d":"0.0%"},{"v":1,"d":"100.0%"},{"v":0,"d":"0.0%"},{"v":0,"d":"0.0%"},{"v":0,"d":"0.0%"},{"v":0,"d":"0.0%"},{"v":1,"d":"100.0%"},{"v":1,"d":"100.0%"},{"v":0,"d":"0.0%"},{"v":1,"d":"100.0%"}]
[446,2020,"AZ","RE Bagdad Solar I LLC",57790,"Arizona Public Service Co",803,"RE Bagdad Solar 1 LLC",57107,"IPP Non-CHP","Arizona Public Service Company","AZPS","WECC","AZNM","WECC Southwest",null,"04","025","Yavapai",34.585833,-113.177222,1,1,"SUN","SOLAR",null,{"v":0.24097,"d":"0.2410"},14.9,{"$nulls":9},{"v":275936,"d":"275,936"},{"v":139057,"d":"139,057"},{"v":31453,"d":"31,453"},{"v":15851,"d":"15,851"},{"$nulls":41},{"v":275936,"d":"275,936"},{"v":139057,"d":"139,057"},{"$nulls":6},"--","EIA","EIA",{"$nulls":15},0,0,0,0,0,0,0,{"v":31453,"d":"31,453"},0,0,0,0,{"v":31453,"d":"31,453"},{"v":31453,"d":"31,453"},0,{"v":31453,"d":"31,453"},{"v":0,"d":"0.0%"},{"v":0,"d":"0.0%"},{"v":0,"d":"0.0%"},{"v":0,"d":"0.0%"},{"v":0,"d":"0.0%"},{"v":0,"d":"0.0%"},{"v":0,"d":"0.0%"},{"v":1,"d":"100.0%"},{"v":0,"d":"0.0%"},{"v":0,"d":"0.0%"},{"v":0,"d":"0.0%"},{"v":0,"d":"0.0%"},{"v":1,"d":"100.0%"},{"v":1,"d":"100.0%"},{"v":0,"d":"0.0%"},{"v":1,"d":"100.0%"}]
[447,2020,"AZ","RE Gillespie 1 LLC",58501,"Arizona Public Service Co",803,"Gamma Genco CV II LLC",62949,"IPP Non-CHP","Arizona Public Service Company","AZPS","WECC","AZNM","WECC Southwest",null,"04","013","Maricopa",33.026389,-112.665833,1,1,"SUN","SOLAR",null,{"v":0.30697,"d":"0.3070"},{"v":15,"d":"15.0"},{"$nulls":9},{"v":353866,"d":"353,866"},{"v":178329,"d":"178,329"},{"v":40336,"d":"40,336"},{"v":20327,"d":"20,327"},{"$nulls":41},{"v":353866,"d":"353,866"},{"v":178329,"d":"178,329"},{"$nulls":6},"--","EIA","EIA",{"$nulls":15},0,0,0,0,0,0,0,{"v":40336,"d":"40,336"},0,0,0,0,{"v":40336,"d":"40,336"},{"v":40336,"d":"40,336"},0,{"v":40336,"d":"40,336"},{"v":0,"d":"0.0%"},{"v":0,"d":"0.0%"},{"v":0,"d":"0.0%"},{"v":0,"d":"0.0%"},{"v":0,"d":"0.0%"},{"v":0,"d":"0.0%"},{"v":0,"d":"0.0%"},{"v":1,"d":"100.0%"},{"v":0,"d":"0.0%"},{"v":0,"d":"0.0%"},{"v":0,"d":"0.0%"},{"v":0,"d":"0.0%"},{"v":1,"d":"100.0%"},{"v":1,"d":"100.0%"},{"v":0,"d":"0.0%"},{"v":1,"d":"100.0%"}]
[448,2020,"AZ","Red Antelope Solar & Energy Storage Farm",64208,"Arizona Public Service Co",803,"302PN 8me LLC",63807,"IPP Non-CHP","Arizona Public Service Company","AZPS","WECC","AZNM","WECC Southwest",null,"04","005","Coconino",36.7,-111.28,2,2,{"$nulls":4},{"v":1000,"d":"1,000.0"},{"$nulls":62},"--"]
[449,2020,"AZ","Red Horse 2",58833,"Tucson Electric Power Co",24211,"Red Horse 2",59146,"IPP Non-CHP","Tucson Electric Power Company","TEPC","WECC","AZNM","WECC Southwest",null,"04","003","Cochise",32.286111,-110.088056,2,2,"SUN","SOLAR",null,{"v":0.31883,"d":"0.3188"},{"v":81,"d":"81.0"},{"$nulls":9},{"v":1984735,"d":"1,984,735"},{"v":906839,"d":"906,839"},{"v":226232,"d":"226,232"},{"v":103367,"d":"103,367"},{"$nulls":41},{"v":1984735,"d":"1,984,735"},{"v":906839,"d":"906,839"},{"$nulls":6},"--","EIA","EIA",{"$nulls":15},0,0,0,0,0,0,{"v":68847,"d":"68,847"},{"v":157385,"d":"157,385"},0,0,0,0,{"v":226232,"d":"226,232"},{"v":226232,"d":"226,232"},0,{"v":226232,"d":"226,232"},{"v":0,"d":"0.0%"},{"v":0,"d":"0.0%"},{"v":0,"d":"0.0%"},{"v":0,"d":"0.0%"},{"v":0,"d":"0.0%"},{"v":0,"d":"0.0%"},{"v":0.304320343717953,"d":"30.4%"},{"v":0.695679656282047,"d":"69.6%"},{"v":0,"d":"0.0%"},{"v":0,"d":"0.0%"},{"v":0,"d":"0.0%"},{"v":0,"d":"0.0%"},{"v":1,"d":"100.0%"},{"v":1,"d":"100.0%"},{"v":0,"d":"0.0%"},{"v":1,"d":"100.0%"}]
[450,2020,"AZ","Red Horse III",60285,"Tucson Electric Power Co",24211,"Red Horse III",60068,"IPP Non-CHP","Tucson Electric Power Company","TEPC","WECC","AZNM","WECC Southwest",null,"04","003","Cochise",32.13597,-110.05129,1,1,"SUN","SOLAR",null,{"v":0.29331,"d":"0.2933"},{"v":30,"d":"30.0"},{"$nulls":9},{"v":676231,"d":"676,231"},{"v":340783,"d":"340,783"},{"v":77081,"d":"77,081"},{"v":38845,"d":"38,845"},{"$nulls":41},{"v":676231,"d":"676,231"},{"v":340783,"d":"340,783"},{"$nulls":6},"--","EIA","EIA",{"$nulls":15},0,0,0,0,0,0,0,{"v":77081,"d":"77,081"},0,0,0,0,{"v":77081,"d":"77,081"},{"v":77081,"d":"77,081"},0,{"v":77081,"d":"77,081"},{"v":0,"d":"0.0%"},{"v":0,"d":"0.0%"},{"v":0,"d":"0.0%"},{"v":0,"d":"0.0%"},{"v":0,"d":"0.0%"},{"v":0,"d":"0.0%"},{"v":0,"d":"0.0%"},{"v":1,"d":"100.0%"},{"v":0,"d":"0.0%"},{"v":0,"d":"0.0%"},{"v":0,"d":"0.0%"},{"v":0,"d":"0.0%"},{"v":1,"d":"100.0%"},{"v":1,"d":"100.0%"},{"v":0,"d":"0.0%"},{"v":1,"d":"100.0%"}]
[451,2020,"AZ","Red Rock",60467,"Arizona Public Service Co",803,"Arizona Public Service Co",803,"Electric Utility","Arizona Public Service Company","AZPS","WECC","AZNM","WECC Southwest",null,"04","013","Maricopa",32.551026,-111.289232,1,1,"SUN","SOLAR",null,0.3299,{"v":40,"d":"40.0"},{"$nulls":9},{"v":1014123,"d":"1,014,123"},{"v":515019,"d":"515,019"},{"v":115596,"d":"115,596"},{"v":58705,"d":"58,705"},{"$nulls":41},{"v":1014123,"d":"1,014,123"},{"v":515019,"d":"515,019"},{"$nulls":6},"--","EIA","EIA",{"$nulls":15},0,0,0,0,0,0,0,{"v":115596,"d":"115,596"},0,0,0,0,{"v":115596,"d":"115,596"},{"v":115596,"d":"115,596"},0,{"v":115596,"d":"115,596"},{"v":0,"d":"0.0%"},{"v":0,"d":"0.0%"},{"v":0,"d":"0.0%"},{"v":0,"d":"0.0%"},{"v":0,"d":"0.0%"},{"v":0,"d":"0.0%"},{"v":0,"d":"0.0%"},{"v":1,"d":"100.0%"},{"v":0,"d":"0.0%"},{"v":0,"d":"0.0%"},{"v":0,"d":"0.0%"},{"v":0,"d":"0.0%"},{"v":1,"d":"100.0%"},{"v":1,"d":"100.0%"},{"v":0,"d":"0.0%"},{"v":1,"d":"100.0%"}]
[452,2020,"AZ","Redhawk Generating Facility",55455,"Salt River Project",16572,"Arizona Public Service Co",803,"Electric Utility","Salt River Project","SRP","WECC","AZNM","WECC Southwest",null,"04","013","Maricopa",33.334562,-112.840641,4,6,"NG","GAS",null,0.5575,{"v":1140.3,"d":"1,140.3"},{"v":0.404172524760834,"d":"0.4042"},{"$nulls":6},{"v":38889980,"d":"38,889,980"},{"v":18225706.5,"d":"18,225,707"},{"v":38889980,"d":"38,889,980"},{"v":18225706.5,"d":"18,225,707"},{"v":5568848,"d":"5,568,848"},{"v":2627952,"d":"2,627,952"},{"v":170.873,"d":"171"},{"v":79.09,"d":"79"},{"v":11.7,"d":"12"},{"v":2311182.062,"d":"2,311,182"},{"v":86493.946,"d":"86,494"},{"v":8649.395,"d":"8,649"},{"v":2313551.997,"d":"2,313,552"},null,0.061,{"v":0.06,"d":"0.060"},0.004,{"v":830.04,"d":"830.040"},0.016,{"v":2E-3,"d":"0.002"},830.891,null,0.009,0.009,{"v":1E-3,"d":"0.001"},118.857,{"v":2E-3,"d":"0.002"},{"v":0,"d":"0.000"},118.979,null,0.061,{"v":0.06,"d":"0.060"},0.004,{"v":830.04,"d":"830.040"},0.016,{"v":2E-3,"d":"0.002"},830.891,null,{"v":170.873,"d":"171"},{"v":79.09,"d":"79"},{"v":11.7,"d":"12"},{"v":2311182.062,"d":"2,311,182"},{"v":86493.946,"d":"86,494"},{"v":8649.395,"d":"8,649"},null,{"v":38889980,"d":"38,889,980"},{"v":18225706.5,"d":"18,225,707"},{"v":38889980,"d":"38,889,980"},{"v":18225706.5,"d":"18,225,707"},"EPA/CAMD","EPA/CAMD","EPA/CAMD","EPA/CAMD","EIA","EIA","--","EPA/CAMD","EPA/CAMD",{"$nulls":14},{"v":6983.487429,"d":"6,983.487"},0,0,{"v":5568848,"d":"5,568,848"},0,0,0,0,0,0,0,0,{"v":5568848,"d":"5,568,848"},0,0,{"v":5568848,"d":"5,568,848"},0,{"v":0,"d":"0.0%"},{"v":0,"d":"0.0%"},{"v":1,"d":"100.0%"},{"v":0,"d":"0.0%"},{"v":0,"d":"0.0%"},{"v":0,"d":"0.0%"},{"v":0,"d":"0.0%"},{"v":0,"d":"0.0%"},{"v":0,"d":"0.0%"},{"v":0,"d":"0.0%"},{"v":0,"d":"0.0%"},{"v":1,"d":"100.0%"},{"v":0,"d":"0.0%"},{"v":0,"d":"0.0%"},{"v":1,"d":"100.0%"},{"v":0,"d":"0.0%"}]
[453,2020,"AZ","Rio Rico Solar",59044,"UNS Electric, Inc",19728,"UNS Electric, Inc",19728,"Electric Utility","Tucson Electric Power Company","TEPC","WECC","AZNM","WECC Southwest",null,"04","023","Santa Cruz",31.5,-111.008056,1,1,"SUN","SOLAR",null,{"v":0.22669,"d":"0.2267"},{"v":6,"d":"6.0"},{"$nulls":9},{"v":104529,"d":"104,529"},{"v":52677,"d":"52,677"},{"v":11915,"d":"11,915"},{"v":6005,"d":"6,005"},{"$nulls":41},{"v":104529,"d":"104,529"},{"v":52677,"d":"52,677"},{"$nulls":6},"--","EIA","EIA",{"$nulls":15},0,0,0,0,0,0,0,{"v":11915,"d":"11,915"},0,0,0,0,{"v":11915,"d":"11,915"},{"v":11915,"d":"11,915"},0,{"v":11915,"d":"11,915"},{"v":0,"d":"0.0%"},{"v":0,"d":"0.0%"},{"v":0,"d":"0.0%"},{"v":0,"d":"0.0%"},{"v":0,"d":"0.0%"},{"v":0,"d":"0.0%"},{"v":0,"d":"0.0%"},{"v":1,"d":"100.0%"},{"v":0,"d":"0.0%"},{"v":0,"d":"0.0%"},{"v":0,"d":"0.0%"},{"v":0,"d":"0.0%"},{"v":1,"d":"100.0%"},{"v":1,"d":"100.0%"},{"v":0,"d":"0.0%"},{"v":1,"d":"100.0%"}]
[454,2020,"AZ","Roger Road WWTP",57524,"Tucson Electric Power Co",24211,"SunE M5C Holdings LLC",56857,"IPP Non-CHP","Tucson Electric Power Company","TEPC","WECC","AZNM","WECC Southwest",null,"04","019","Pima",32.2894,-111.0331,1,1,"SUN","SOLAR",null,{"v":0.07223,"d":"0.0722"},1.1,{"$nulls":9},{"v":6106,"d":"6,106"},{"v":3077,"d":"3,077"},696,351,{"$nulls":41},{"v":6106,"d":"6,106"},{"v":3077,"d":"3,077"},{"$nulls":6},"--","EIA","EIA",{"$nulls":15},0,0,0,0,0,0,0,696,0,0,0,0,696,696,0,696,{"v":0,"d":"0.0%"},{"v":0,"d":"0.0%"},{"v":0,"d":"0.0%"},{"v":0,"d":"0.0%"},{"v":0,"d":"0.0%"},{"v":0,"d":"0.0%"},{"v":0,"d":"0.0%"},{"v":1,"d":"100.0%"},{"v":0,"d":"0.0%"},{"v":0,"d":"0.0%"},{"v":0,"d":"0.0%"},{"v":0,"d":"0.0%"},{"v":1,"d":"100.0%"},{"v":1,"d":"100.0%"},{"v":0,"d":"0.0%"},{"v":1,"d":"100.0%"}]
[455,2020,"AZ","Roosevelt",149,"Salt River Project",16572,"Salt River Project",16572,"Electric Utility","Salt River Project","SRP","WECC","AZNM","WECC Southwest",null,"04","013","Maricopa",33.671104,-111.161786,1,1,"WAT","HYDRO",null,{"v":0.20099,"d":"0.2010"},{"v":36,"d":"36.0"},{"$nulls":9},{"v":556059,"d":"556,059"},{"v":258094,"d":"258,094"},{"v":63383,"d":"63,383"},{"v":29419,"d":"29,419"},{"$nulls":41},{"v":556059,"d":"556,059"},{"v":258094,"d":"258,094"},{"$nulls":6},"--","EIA","EIA",{"$nulls":15},0,0,0,0,{"v":63383,"d":"63,383"},0,0,0,0,0,0,0,{"v":63383,"d":"63,383"},0,0,{"v":63383,"d":"63,383"},{"v":0,"d":"0.0%"},{"v":0,"d":"0.0%"},{"v":0,"d":"0.0%"},{"v":0,"d":"0.0%"},{"v":1,"d":"100.0%"},{"v":0,"d":"0.0%"},{"v":0,"d":"0.0%"},{"v":0,"d":"0.0%"},{"v":0,"d":"0.0%"},{"v":0,"d":"0.0%"},{"v":0,"d":"0.0%"},{"v":0,"d":"0.0%"},{"v":1,"d":"100.0%"},{"v":0,"d":"0.0%"},{"v":0,"d":"0.0%"},{"v":1,"d":"100.0%"}]
[456,2020,"AZ","Saddle Mountain Solar I",58213,"Arizona Public Service Co",803,"SunE AZ2 LLC",58182,"IPP Non-CHP","Arizona Public Service Company","AZPS","WECC","AZNM","WECC Southwest",null,"04","013","Maricopa",33.378333,-113.180833,1,1,"SUN","SOLAR",null,{"v":0.26639,"d":"0.2664"},{"v":15,"d":"15.0"},{"$nulls":9},{"v":307080,"d":"307,080"},{"v":154751,"d":"154,751"},{"v":35003,"d":"35,003"},{"v":17640,"d":"17,640"},{"$nulls":41},{"v":307080,"d":"307,080"},{"v":154751,"d":"154,751"},{"$nulls":6},"--","EIA","EIA",{"$nulls":15},0,0,0,0,0,0,0,{"v":35003,"d":"35,003"},0,0,0,0,{"v":35003,"d":"35,003"},{"v":35003,"d":"35,003"},0,{"v":35003,"d":"35,003"},{"v":0,"d":"0.0%"},{"v":0,"d":"0.0%"},{"v":0,"d":"0.0%"},{"v":0,"d":"0.0%"},{"v":0,"d":"0.0%"},{"v":0,"d":"0.0%"},{"v":0,"d":"0.0%"},{"v":1,"d":"100.0%"},{"v":0,"d":"0.0%"},{"v":0,"d":"0.0%"},{"v":0,"d":"0.0%"},{"v":0,"d":"0.0%"},{"v":1,"d":"100.0%"},{"v":1,"d":"100.0%"},{"v":0,"d":"0.0%"},{"v":1,"d":"100.0%"}]
[457,2020,"AZ","Saint Solar",63476,"Salt River Project",16572,"Saint Solar LLC",63210,"IPP Non-CHP","Salt River Project","SRP","WECC","AZNM","WECC Southwest",null,"04","021","Pinal",32.866276,-111.502402,1,1,"SUN","SOLAR",null,null,{"v":100,"d":"100.0"},{"$nulls":62},"--"]
[458,2020,"AZ","Sandstone Solar",59634,"Salt River Project",16572,"Sustainable Power Group, LLC",58661,"IPP Non-CHP","Salt River Project","SRP","WECC","AZNM","WECC Southwest",null,"04","021","Pinal",33.035556,-111.430278,1,1,"SUN","SOLAR",null,{"v":0.31789,"d":"0.3179"},{"v":45,"d":"45.0"},{"$nulls":9},{"v":1099355,"d":"1,099,355"},{"v":554015,"d":"554,015"},{"v":125311,"d":"125,311"},{"v":63150,"d":"63,150"},{"$nulls":41},{"v":1099355,"d":"1,099,355"},{"v":554015,"d":"554,015"},{"$nulls":6},"--","EIA","EIA",{"$nulls":15},0,0,0,0,0,0,0,{"v":125311,"d":"125,311"},0,0,0,0,{"v":125311,"d":"125,311"},{"v":125311,"d":"125,311"},0,{"v":125311,"d":"125,311"},{"v":0,"d":"0.0%"},{"v":0,"d":"0.0%"},{"v":0,"d":"0.0%"},{"v":0,"d":"0.0%"},{"v":0,"d":"0.0%"},{"v":0,"d":"0.0%"},{"v":0,"d":"0.0%"},{"v":1,"d":"100.0%"},{"v":0,"d":"0.0%"},{"v":0,"d":"0.0%"},{"v":0,"d":"0.0%"},{"v":0,"d":"0.0%"},{"v":1,"d":"100.0%"},{"v":1,"d":"100.0%"},{"v":0,"d":"0.0%"},{"v":1,"d":"100.0%"}]
[459,2020,"AZ","Santan",8068,"Salt River Project",16572,"Salt River Project",16572,"Electric Utility","Salt River Project","SRP","WECC","AZNM","WECC Southwest",null,"04","013","Maricopa",33.3325,-111.7503,3,9,"NG","GAS",null,{"v":0.51776,"d":"0.5178"},{"v":1326,"d":"1,326.0"},{"v":0.470399124407988,"d":"0.4704"},{"$nulls":6},{"v":34689678,"d":"34,689,678"},{"v":18438779,"d":"18,438,779"},{"v":34689678,"d":"34,689,678"},{"v":18438779,"d":"18,438,779"},{"v":6014182,"d":"6,014,182"},{"v":3235481,"d":"3,235,481"},{"v":104.069,"d":"104"},{"v":54.889,"d":"55"},{"v":10.3,"d":"10"},{"v":2061555.312,"d":"2,061,555"},{"v":103363.836,"d":"103,364"},{"v":10336.384,"d":"10,336"},{"v":2064387.482,"d":"2,064,387"},null,0.035,0.034,0.003,685.565,0.017,{"v":2E-3,"d":"0.002"},686.506,null,0.006,0.006,{"v":1E-3,"d":"0.001"},118.857,0.003,{"v":0,"d":"0.000"},{"v":119.02,"d":"119.020"},null,0.035,0.034,0.003,685.565,0.017,{"v":2E-3,"d":"0.002"},686.506,null,{"v":104.069,"d":"104"},{"v":54.889,"d":"55"},{"v":10.3,"d":"10"},{"v":2061555.312,"d":"2,061,555"},{"v":103363.836,"d":"103,364"},{"v":10336.384,"d":"10,336"},null,{"v":34689678,"d":"34,689,678"},{"v":18438779,"d":"18,438,779"},{"v":34689678,"d":"34,689,678"},{"v":18438779,"d":"18,438,779"},"EPA/CAMD","EPA/CAMD","EPA/CAMD","EPA/CAMD","EIA","EIA","--","EPA/CAMD","EPA/CAMD",{"$nulls":14},{"v":5767.979419,"d":"5,767.979"},0,0,{"v":6014182,"d":"6,014,182"},0,0,0,0,0,0,0,0,{"v":6014182,"d":"6,014,182"},0,0,{"v":6014182,"d":"6,014,182"},0,{"v":0,"d":"0.0%"},{"v":0,"d":"0.0%"},{"v":1,"d":"100.0%"},{"v":0,"d":"0.0%"},{"v":0,"d":"0.0%"},{"v":0,"d":"0.0%"},{"v":0,"d":"0.0%"},{"v":0,"d":"0.0%"},{"v":0,"d":"0.0%"},{"v":0,"d":"0.0%"},{"v":0,"d":"0.0%"},{"v":1,"d":"100.0%"},{"v":0,"d":"0.0%"},{"v":0,"d":"0.0%"},{"v":1,"d":"100.0%"},{"v":0,"d":"0.0%"}]
[460,2020,"AZ","Solana Generating Station",56812,"Arizona Public Service Co",803,"Arizona Solar One LLC",56023,"IPP Non-CHP","Arizona Public Service Company","AZPS","WECC","AZNM","WECC Southwest",null,"04","013","Maricopa",32.922294,-112.95594,2,2,"SUN","SOLAR",null,{"v":0.31625,"d":"0.3163"},{"v":280,"d":"280.0"},{"$nulls":9},{"v":6805254,"d":"6,805,254"},{"v":3673089,"d":"3,673,089"},{"v":775704,"d":"775,704"},{"v":418681,"d":"418,681"},{"$nulls":41},{"v":6805254,"d":"6,805,254"},{"v":3673089,"d":"3,673,089"},{"$nulls":6},"--","EIA","EIA",{"$nulls":15},0,0,0,0,0,0,0,{"v":775704,"d":"775,704"},0,0,0,0,{"v":775704,"d":"775,704"},{"v":775704,"d":"775,704"},0,{"v":775704,"d":"775,704"},{"v":0,"d":"0.0%"},{"v":0,"d":"0.0%"},{"v":0,"d":"0.0%"},{"v":0,"d":"0.0%"},{"v":0,"d":"0.0%"},{"v":0,"d":"0.0%"},{"v":0,"d":"0.0%"},{"v":1,"d":"100.0%"},{"v":0,"d":"0.0%"},{"v":0,"d":"0.0%"},{"v":0,"d":"0.0%"},{"v":0,"d":"0.0%"},{"v":1,"d":"100.0%"},{"v":1,"d":"100.0%"},{"v":0,"d":"0.0%"},{"v":1,"d":"100.0%"}]
[461,2020,"AZ","South Consolidated",100,"Salt River Project",16572,"Salt River Project",16572,"Electric Utility","Salt River Project","SRP","WECC","AZNM","WECC Southwest",null,"04","013","Maricopa",33.466477,-111.781064,1,1,"WAT","HYDRO",null,{"v":0.11685,"d":"0.1169"},1.4,{"$nulls":9},{"v":12572,"d":"12,572"},{"v":5836,"d":"5,836"},{"v":1433,"d":"1,433"},665,{"$nulls":41},{"v":12572,"d":"12,572"},{"v":5836,"d":"5,836"},{"$nulls":6},"--","EIA","EIA",{"$nulls":15},0,0,0,0,{"v":1433,"d":"1,433"},0,0,0,0,0,0,0,{"v":1433,"d":"1,433"},0,0,{"v":1433,"d":"1,433"},{"v":0,"d":"0.0%"},{"v":0,"d":"0.0%"},{"v":0,"d":"0.0%"},{"v":0,"d":"0.0%"},{"v":1,"d":"100.0%"},{"v":0,"d":"0.0%"},{"v":0,"d":"0.0%"},{"v":0,"d":"0.0%"},{"v":0,"d":"0.0%"},{"v":0,"d":"0.0%"},{"v":0,"d":"0.0%"},{"v":0,"d":"0.0%"},{"v":1,"d":"100.0%"},{"v":0,"d":"0.0%"},{"v":0,"d":"0.0%"},{"v":1,"d":"100.0%"}]
[462,2020,"AZ","South Point Energy Center, LLC",55177,"WAPA-- Western Area Power Administration",27000,"South Point Energy Center LLC",50157,"IPP Non-CHP","Western Area Power Administration - Desert Southwest Region","WALC","WECC","AZNM","WECC Southwest",null,"04","015","Mohave",34.8678,-114.5317,2,3,"NG","GAS",null,{"v":0.49311,"d":"0.4931"},{"v":708,"d":"708.0"},{"v":0.511487275236695,"d":"0.5115"},{"$nulls":6},{"v":23297819,"d":"23,297,819"},{"v":11247169.5,"d":"11,247,170"},{"v":23297819,"d":"23,297,819"},{"v":11247169.5,"d":"11,247,170"},{"v":3058293,"d":"3,058,293"},{"v":1486784,"d":"1,486,784"},{"v":104.578,"d":"105"},{"v":51.658,"d":"52"},{"v":6.9,"d":"7"},{"v":1384558.5,"d":"1,384,559"},{"v":54011.255,"d":"54,011"},{"v":5401.125,"d":"5,401"},{"v":1386038.408,"d":"1,386,038"},null,0.068,0.069,0.005,905.445,0.018,{"v":2E-3,"d":"0.002"},906.413,null,0.009,0.009,{"v":1E-3,"d":"0.001"},118.857,{"v":2E-3,"d":"0.002"},{"v":0,"d":"0.000"},118.984,null,0.068,0.069,0.005,905.445,0.018,{"v":2E-3,"d":"0.002"},906.413,null,{"v":104.578,"d":"105"},{"v":51.658,"d":"52"},{"v":6.9,"d":"7"},{"v":1384558.5,"d":"1,384,559"},{"v":54011.255,"d":"54,011"},{"v":5401.125,"d":"5,401"},null,{"v":23297819,"d":"23,297,819"},{"v":11247169.5,"d":"11,247,170"},{"v":23297819,"d":"23,297,819"},{"v":11247169.5,"d":"11,247,170"},"EPA/CAMD","EPA/CAMD","EPA/CAMD","EPA/CAMD","EIA","EIA","--","EPA/CAMD","EPA/CAMD",{"$nulls":14},{"v":7617.915942,"d":"7,617.916"},0,0,{"v":3058293,"d":"3,058,293"},0,0,0,0,0,0,0,0,{"v":3058293,"d":"3,058,293"},0,0,{"v":3058293,"d":"3,058,293"},0,{"v":0,"d":"0.0%"},{"v":0,"d":"0.0%"},{"v":1,"d":"100.0%"},{"v":0,"d":"0.0%"},{"v":0,"d":"0.0%"},{"v":0,"d":"0.0%"},{"v":0,"d":"0.0%"},{"v":0,"d":"0.0%"},{"v":0,"d":"0.0%"},{"v":0,"d":"0.0%"},{"v":0,"d":"0.0%"},{"v":1,"d":"100.0%"},{"v":0,"d":"0.0%"},{"v":0,"d":"0.0%"},{"v":1,"d":"100.0%"},{"v":0,"d":"0.0%"}]
[463,2020,"AZ","Springerville Generating Station",8223,"Tucson Electric Power Co",24211,"Tucson Electric Power Co",24211,"Electric Utility","Tucson Electric Power Company","TEPC","WECC","AZNM","WECC Southwest",null,"04","001","Apache",34.3186,-109.1639,7,8,"SUB","COAL","Yes",{"v":0.39582,"d":"0.3958"},{"v":2179.2,"d":"2,179.2"},{"v":0.673633461712591,"d":"0.6736"},{"$nulls":6},{"v":83732539,"d":"83,732,539"},{"v":35640350,"d":"35,640,350"},{"v":83951205.002,"d":"83,951,205"},{"v":35744226.002,"d":"35,744,226"},{"v":7556119.999,"d":"7,556,120"},{"v":3230573,"d":"3,230,573"},{"v":5217.14,"d":"5,217"},{"v":2154.294,"d":"2,154"},{"v":6082.4,"d":"6,082"},{"v":8777652.75,"d":"8,777,653"},{"v":1955621.591,"d":"1,955,622"},{"v":284522.5,"d":"284,523"},{"v":8844491.872,"d":"8,844,492"},null,1.381,1.334,{"v":1.61,"d":"1.610"},{"v":2323.323,"d":"2,323.323"},0.259,0.038,{"v":2341.014,"d":"2,341.014"},null,0.125,0.121,0.145,209.659,0.023,0.003,211.256,null,1.385,1.338,1.615,{"v":2331.012,"d":"2,331.012"},{"v":0.26,"d":"0.260"},0.038,{"v":2348.762,"d":"2,348.762"},null,{"v":5217.14,"d":"5,217"},{"v":2154.294,"d":"2,154"},{"v":6082.4,"d":"6,082"},{"v":8777652.75,"d":"8,777,653"},{"v":1955621.591,"d":"1,955,622"},{"v":284522.5,"d":"284,523"},null,{"v":83732539,"d":"83,732,539"},{"v":35640350,"d":"35,640,350"},{"v":83951205.002,"d":"83,951,205"},{"v":35744226.002,"d":"35,744,226"},"EPA/CAMD","EPA/CAMD","EPA/CAMD","EPA/CAMD","EIA","EIA","--","EPA/CAMD; EIA","EPA/CAMD; EIA",{"$nulls":14},{"v":11118.094723,"d":"11,118.095"},{"v":7512258.2,"d":"7,512,258"},{"v":18936.765,"d":"18,937"},0,0,0,0,0,{"v":24925.13,"d":"24,925"},0,0,0,{"v":7531194.965,"d":"7,531,195"},{"v":24925.13,"d":"24,925"},{"v":24925.13,"d":"24,925"},{"v":7531194.965,"d":"7,531,195"},{"v":24925.13,"d":"24,925"},{"v":0.994195182918146,"d":"99.4%"},{"v":0.0025061492885126,"d":"0.3%"},{"v":0,"d":"0.0%"},{"v":0,"d":"0.0%"},{"v":0,"d":"0.0%"},{"v":0,"d":"0.0%"},{"v":0,"d":"0.0%"},{"v":0.0032986677933419,"d":"0.3%"},{"v":0,"d":"0.0%"},{"v":0,"d":"0.0%"},{"v":0,"d":"0.0%"},{"v":0.996701332206658,"d":"99.7%"},{"v":0.0032986677933419,"d":"0.3%"},{"v":0.0032986677933419,"d":"0.3%"},{"v":0.996701332206658,"d":"99.7%"},{"v":0.0032986677933419,"d":"0.3%"}]
[464,2020,"AZ","Stewart Mountain",150,"Salt River Project",16572,"Salt River Project",16572,"Electric Utility","Salt River Project","SRP","WECC","AZNM","WECC Southwest",null,"04","013","Maricopa",33.5661,-111.536,1,1,"WAT","HYDRO",null,{"v":0.17861,"d":"0.1786"},{"v":13,"d":"13.0"},{"$nulls":9},{"v":178445,"d":"178,445"},{"v":82825,"d":"82,825"},{"v":20340,"d":"20,340"},{"v":9441,"d":"9,441"},{"$nulls":41},{"v":178445,"d":"178,445"},{"v":82825,"d":"82,825"},{"$nulls":6},"--","EIA","EIA",{"$nulls":15},0,0,0,0,{"v":20340,"d":"20,340"},0,0,0,0,0,0,0,{"v":20340,"d":"20,340"},0,0,{"v":20340,"d":"20,340"},{"v":0,"d":"0.0%"},{"v":0,"d":"0.0%"},{"v":0,"d":"0.0%"},{"v":0,"d":"0.0%"},{"v":1,"d":"100.0%"},{"v":0,"d":"0.0%"},{"v":0,"d":"0.0%"},{"v":0,"d":"0.0%"},{"v":0,"d":"0.0%"},{"v":0,"d":"0.0%"},{"v":0,"d":"0.0%"},{"v":0,"d":"0.0%"},{"v":1,"d":"100.0%"},{"v":0,"d":"0.0%"},{"v":0,"d":"0.0%"},{"v":1,"d":"100.0%"}]
[465,2020,"AZ","Sulphur Springs",60381,"Sulphur Springs Valley E C Inc",18280,"Goldman Sachs Renewable Power Group",61944,"IPP Non-CHP","Western Area Power Administration - Desert Southwest Region","WALC","WECC","AZNM","WECC Southwest",null,"04","003","Cochise",32.0628,-109.919283,1,1,"SUN","SOLAR",null,{"v":0.30937,"d":"0.3094"},{"v":20,"d":"20.0"},{"$nulls":9},{"v":475506,"d":"475,506"},{"v":239630,"d":"239,630"},{"v":54201,"d":"54,201"},{"v":27314,"d":"27,314"},{"$nulls":41},{"v":475506,"d":"475,506"},{"v":239630,"d":"239,630"},{"$nulls":6},"--","EIA","EIA",{"$nulls":15},0,0,0,0,0,0,0,{"v":54201,"d":"54,201"},0,0,0,0,{"v":54201,"d":"54,201"},{"v":54201,"d":"54,201"},0,{"v":54201,"d":"54,201"},{"v":0,"d":"0.0%"},{"v":0,"d":"0.0%"},{"v":0,"d":"0.0%"},{"v":0,"d":"0.0%"},{"v":0,"d":"0.0%"},{"v":0,"d":"0.0%"},{"v":0,"d":"0.0%"},{"v":1,"d":"100.0%"},{"v":0,"d":"0.0%"},{"v":0,"d":"0.0%"},{"v":0,"d":"0.0%"},{"v":0,"d":"0.0%"},{"v":1,"d":"100.0%"},{"v":1,"d":"100.0%"},{"v":0,"d":"0.0%"},{"v":1,"d":"100.0%"}]
[466,2020,"AZ","Sun Streams 2",63440,"Salt River Project",16572,"First Solar Project Development",56615,"IPP Non-CHP","California Independent System Operator","CISO","WECC","CAMX","WECC California",null,"04","013","Maricopa",33.320406,-112.816771,1,1,"SUN","SOLAR",null,null,{"v":150,"d":"150.0"},{"$nulls":62},"--"]
[467,2020,"AZ","Sun Streams, LLC",60827,"Southern California Edison Co",17609,"EDP Renewables North America LLC",61785,"IPP Non-CHP","California Independent System Operator","CISO","WECC","CAMX","WECC California",null,"04","013","Maricopa",33.34884,-112.8348,1,1,"SUN","SOLAR",null,{"v":0.27829,"d":"0.2783"},{"v":160,"d":"160.0"},{"$nulls":9},{"v":3421927,"d":"3,421,927"},{"v":1655675,"d":"1,655,675"},{"v":390052,"d":"390,052"},{"v":188724,"d":"188,724"},{"$nulls":41},{"v":3421927,"d":"3,421,927"},{"v":1655675,"d":"1,655,675"},{"$nulls":6},"--","EIA","EIA",{"$nulls":15},0,0,0,0,0,0,0,{"v":390052,"d":"390,052"},0,0,0,0,{"v":390052,"d":"390,052"},{"v":390052,"d":"390,052"},0,{"v":390052,"d":"390,052"},{"v":0,"d":"0.0%"},{"v":0,"d":"0.0%"},{"v":0,"d":"0.0%"},{"v":0,"d":"0.0%"},{"v":0,"d":"0.0%"},{"v":0,"d":"0.0%"},{"v":0,"d":"0.0%"},{"v":1,"d":"100.0%"},{"v":0,"d":"0.0%"},{"v":0,"d":"0.0%"},{"v":0,"d":"0.0%"},{"v":0,"d":"0.0%"},{"v":1,"d":"100.0%"},{"v":1,"d":"100.0%"},{"v":0,"d":"0.0%"},{"v":1,"d":"100.0%"}]
[468,2020,"AZ","Sundance Power Plant",55522,"WAPA-- Western Area Power Administration",27000,"Arizona Public Service Co",803,"Electric Utility","Western Area Power Administration - Desert Southwest Region","WALC","WECC","AZNM","WECC Southwest",null,"04","021","Pinal",32.9285,-111.5899,10,12,"NG","GAS",null,{"v":0.06925,"d":"0.0693"},{"v":695,"d":"695.0"},{"v":1,"d":"1.0000"},{"$nulls":6},{"v":4685144.25,"d":"4,685,144"},{"v":2220726.062,"d":"2,220,726"},{"v":4685144.25,"d":"4,685,144"},{"v":2220726.062,"d":"2,220,726"},{"v":421584.002,"d":"421,584"},{"v":196916.004,"d":"196,916"},{"v":39.175,"d":"39"},{"v":18.616,"d":"19"},{"v":1.3,"d":"1"},{"v":278431.801,"d":"278,432"},{"v":9670.417,"d":"9,670"},{"v":967.042,"d":"967"},{"v":278696.77,"d":"278,697"},null,0.186,0.189,0.006,{"v":1320.884,"d":"1,320.884"},0.023,{"v":2E-3,"d":"0.002"},{"v":1322.141,"d":"1,322.141"},null,0.017,0.017,{"v":1E-3,"d":"0.001"},118.857,{"v":2E-3,"d":"0.002"},{"v":0,"d":"0.000"},{"v":118.97,"d":"118.970"},null,0.186,0.189,0.006,{"v":1320.884,"d":"1,320.884"},0.023,{"v":2E-3,"d":"0.002"},{"v":1322.141,"d":"1,322.141"},null,{"v":39.175,"d":"39"},{"v":18.616,"d":"19"},{"v":1.3,"d":"1"},{"v":278431.801,"d":"278,432"},{"v":9670.417,"d":"9,670"},{"v":967.042,"d":"967"},null,{"v":4685144.25,"d":"4,685,144"},{"v":2220726.062,"d":"2,220,726"},{"v":4685144.25,"d":"4,685,144"},{"v":2220726.062,"d":"2,220,726"},"EPA/CAMD","EPA/CAMD","EPA/CAMD","EPA/CAMD","EIA","EIA","--","EPA/CAMD","EPA/CAMD",{"$nulls":14},{"v":11113.192745,"d":"11,113.193"},0,0,{"v":421584,"d":"421,584"},0,0,0,0,0,0,0,0,{"v":421584,"d":"421,584"},0,0,{"v":421584,"d":"421,584"},0,{"v":0,"d":"0.0%"},{"v":0,"d":"0.0%"},{"v":1,"d":"100.0%"},{"v":0,"d":"0.0%"},{"v":0,"d":"0.0%"},{"v":0,"d":"0.0%"},{"v":0,"d":"0.0%"},{"v":0,"d":"0.0%"},{"v":0,"d":"0.0%"},{"v":0,"d":"0.0%"},{"v":0,"d":"0.0%"},{"v":1,"d":"100.0%"},{"v":0,"d":"0.0%"},{"v":0,"d":"0.0%"},{"v":1,"d":"100.0%"},{"v":0,"d":"0.0%"}]
[469,2020,"AZ","T0588 Phoenix - AZ",61199,"Salt River Project",16572,"SoCore Energy LLC",60520,"IPP Non-CHP","Salt River Project","SRP","WECC","AZNM","WECC Southwest",null,"04","013","Maricopa",33.447225,-112.217664,1,1,"SUN","SOLAR",null,{"v":0.26313,"d":"0.2631"},1.2,{"$nulls":9},{"v":24267,"d":"24,267"},{"v":12229,"d":"12,229"},{"v":2766,"d":"2,766"},{"v":1394,"d":"1,394"},{"$nulls":41},{"v":24267,"d":"24,267"},{"v":12229,"d":"12,229"},{"$nulls":6},"--","EIA","EIA",{"$nulls":15},0,0,0,0,0,0,0,{"v":2766,"d":"2,766"},0,0,0,0,{"v":2766,"d":"2,766"},{"v":2766,"d":"2,766"},0,{"v":2766,"d":"2,766"},{"v":0,"d":"0.0%"},{"v":0,"d":"0.0%"},{"v":0,"d":"0.0%"},{"v":0,"d":"0.0%"},{"v":0,"d":"0.0%"},{"v":0,"d":"0.0%"},{"v":0,"d":"0.0%"},{"v":1,"d":"100.0%"},{"v":0,"d":"0.0%"},{"v":0,"d":"0.0%"},{"v":0,"d":"0.0%"},{"v":0,"d":"0.0%"},{"v":1,"d":"100.0%"},{"v":1,"d":"100.0%"},{"v":0,"d":"0.0%"},{"v":1,"d":"100.0%"}]
[470,2020,"AZ","TAA Solar Facility",57391,"Tucson Electric Power Co",24211,"Tucson Electric Power Co",24211,"Electric Utility","Tucson Electric Power Company","TEPC","WECC","AZNM","WECC Southwest",null,"04","019","Pima",32.115833,-110.940833,1,1,"SUN","SOLAR",null,null,2.8,{"$nulls":62},"--"]
[471,2020,"AZ","Tech Park Solar",59455,"Tucson Electric Power Co",24211,"Tech Park Solar, LLC",59221,"IPP Non-CHP","Tucson Electric Power Company","TEPC","WECC","AZNM","WECC Southwest",null,"04","019","Pima",32.097884,-110.815696,1,1,"SUN","SOLAR",null,{"v":0.29078,"d":"0.2908"},{"v":5,"d":"5.0"},{"$nulls":9},{"v":111735,"d":"111,735"},{"v":56307,"d":"56,307"},{"v":12736,"d":"12,736"},{"v":6418,"d":"6,418"},{"$nulls":41},{"v":111735,"d":"111,735"},{"v":56307,"d":"56,307"},{"$nulls":6},"--","EIA","EIA",{"$nulls":15},0,0,0,0,0,0,0,{"v":12736,"d":"12,736"},0,0,0,0,{"v":12736,"d":"12,736"},{"v":12736,"d":"12,736"},0,{"v":12736,"d":"12,736"},{"v":0,"d":"0.0%"},{"v":0,"d":"0.0%"},{"v":0,"d":"0.0%"},{"v":0,"d":"0.0%"},{"v":0,"d":"0.0%"},{"v":0,"d":"0.0%"},{"v":0,"d":"0.0%"},{"v":1,"d":"100.0%"},{"v":0,"d":"0.0%"},{"v":0,"d":"0.0%"},{"v":0,"d":"0.0%"},{"v":0,"d":"0.0%"},{"v":1,"d":"100.0%"},{"v":1,"d":"100.0%"},{"v":0,"d":"0.0%"},{"v":1,"d":"100.0%"}]
[472,2020,"AZ","Tri Cities",7998,"Salt River Project",16572,"Salt River Project",16572,"Electric Utility","Salt River Project","SRP","WECC","AZNM","WECC Southwest",null,"04","013","Maricopa",33.4833,-111.8172,5,5,"LFG","BIOMASS",null,null,{"v":5,"d":"5.0"},{"$nulls":62},"--"]
[473,2020,"AZ","UASTP I",57392,"Tucson Electric Power Co",24211,"Tucson Electric Power Co",24211,"Electric Utility","Tucson Electric Power Company","TEPC","WECC","AZNM","WECC Southwest",null,"04","019","Pima",32.096973,-110.8106,1,1,"SUN","SOLAR",null,{"v":0.24581,"d":"0.2458"},1.2,{"$nulls":9},{"v":22671,"d":"22,671"},{"v":11425,"d":"11,425"},{"v":2584,"d":"2,584"},{"v":1302,"d":"1,302"},{"$nulls":41},{"v":22671,"d":"22,671"},{"v":11425,"d":"11,425"},{"$nulls":6},"--","EIA","EIA",{"$nulls":15},0,0,0,0,0,0,0,{"v":2584,"d":"2,584"},0,0,0,0,{"v":2584,"d":"2,584"},{"v":2584,"d":"2,584"},0,{"v":2584,"d":"2,584"},{"v":0,"d":"0.0%"},{"v":0,"d":"0.0%"},{"v":0,"d":"0.0%"},{"v":0,"d":"0.0%"},{"v":0,"d":"0.0%"},{"v":0,"d":"0.0%"},{"v":0,"d":"0.0%"},{"v":1,"d":"100.0%"},{"v":0,"d":"0.0%"},{"v":0,"d":"0.0%"},{"v":0,"d":"0.0%"},{"v":0,"d":"0.0%"},{"v":1,"d":"100.0%"},{"v":1,"d":"100.0%"},{"v":0,"d":"0.0%"},{"v":1,"d":"100.0%"}]
[474,2020,"AZ","Union HS at Casa Grande",58516,"Arizona Public Service Co",803,"Constellation Solar Holding, LLC",58491,"IPP Non-CHP","Arizona Public Service Company","AZPS","WECC","AZNM","WECC Southwest",null,"04","021","Pinal",32.936944,-111.738611,1,1,"SUN","SOLAR",null,{"v":0.23359,"d":"0.2336"},1.6,{"$nulls":9},{"v":28723,"d":"28,723"},{"v":14475,"d":"14,475"},{"v":3274,"d":"3,274"},{"v":1650,"d":"1,650"},{"$nulls":41},{"v":28723,"d":"28,723"},{"v":14475,"d":"14,475"},{"$nulls":6},"--","EIA","EIA",{"$nulls":15},0,0,0,0,0,0,0,{"v":3274,"d":"3,274"},0,0,0,0,{"v":3274,"d":"3,274"},{"v":3274,"d":"3,274"},0,{"v":3274,"d":"3,274"},{"v":0,"d":"0.0%"},{"v":0,"d":"0.0%"},{"v":0,"d":"0.0%"},{"v":0,"d":"0.0%"},{"v":0,"d":"0.0%"},{"v":0,"d":"0.0%"},{"v":0,"d":"0.0%"},{"v":1,"d":"100.0%"},{"v":0,"d":"0.0%"},{"v":0,"d":"0.0%"},{"v":0,"d":"0.0%"},{"v":0,"d":"0.0%"},{"v":1,"d":"100.0%"},{"v":1,"d":"100.0%"},{"v":0,"d":"0.0%"},{"v":1,"d":"100.0%"}]
[475,2020,"AZ","University of Arizona - Biosphere 2",54594,"USBIA-San Carlos Project",19604,"University of Arizona - Biosphere 2",55994,"Commercial Non-CHP","Western Area Power Administration - Desert Southwest Region","WALC","WECC","AZNM","WECC Southwest",null,"04","021","Pinal",32.578011,-110.852608,2,2,"NG","GAS",null,{"v":0.00155,"d":"0.0016"},3.1,{"v":1,"d":"1.0000"},{"$nulls":6},{"v":1136,"d":"1,136"},534,{"v":1136,"d":"1,136"},534,42,20,{"v":1.606,"d":"2"},{"v":0.748,"d":"1"},{"v":0.045,"d":"0"},{"v":79.155,"d":"79"},{"v":3.836,"d":"4"},{"v":0.583,"d":"1"},{"v":79.29,"d":"79"},null,76.476,{"v":74.8,"d":"74.800"},2.148,{"v":3769.286,"d":"3,769.286"},0.091,0.014,{"v":3775.708,"d":"3,775.708"},null,2.827,2.801,0.079,139.357,0.003,{"v":1E-3,"d":"0.001"},139.595,null,76.476,{"v":74.8,"d":"74.800"},2.148,{"v":3769.286,"d":"3,769.286"},0.091,0.014,{"v":3775.708,"d":"3,775.708"},null,{"v":1.606,"d":"2"},{"v":0.748,"d":"1"},{"v":0.045,"d":"0"},{"v":79.155,"d":"79"},{"v":3.836,"d":"4"},{"v":0.583,"d":"1"},null,{"v":1136,"d":"1,136"},534,{"v":1136,"d":"1,136"},534,"EIA","EIA","EIA","EIA","EIA","EIA","--","EIA","EIA",{"$nulls":14},{"v":27047.619048,"d":"27,047.619"},0,{"v":11.238,"d":"11"},{"v":30.762,"d":"31"},0,0,0,0,0,0,0,0,42,0,0,42,0,{"v":0,"d":"0.0%"},{"v":0.267571428571429,"d":"26.8%"},{"v":0.732428571428571,"d":"73.2%"},{"v":0,"d":"0.0%"},{"v":0,"d":"0.0%"},{"v":0,"d":"0.0%"},{"v":0,"d":"0.0%"},{"v":0,"d":"0.0%"},{"v":0,"d":"0.0%"},{"v":0,"d":"0.0%"},{"v":0,"d":"0.0%"},{"v":1,"d":"100.0%"},{"v":0,"d":"0.0%"},{"v":0,"d":"0.0%"},{"v":1,"d":"100.0%"},{"v":0,"d":"0.0%"}]
[476,2020,"AZ","Valencia",6515,"UNS Electric, Inc",19728,"UNS Electric, Inc",19728,"Electric Utility","Tucson Electric Power Company","TEPC","WECC","AZNM","WECC Southwest",null,"04","023","Santa Cruz",31.363472,-110.931343,4,4,"NG","GAS",null,{"v":0.00868,"d":"0.0087"},{"v":108,"d":"108.0"},{"v":1,"d":"1.0000"},{"$nulls":6},{"v":88671,"d":"88,671"},{"v":44500.999,"d":"44,501"},{"v":88671,"d":"88,671"},{"v":44500.999,"d":"44,501"},{"v":8212.001,"d":"8,212"},{"v":4120.999,"d":"4,121"},{"v":13.921,"d":"14"},{"v":6.989,"d":"7"},{"v":0.142,"d":"0"},{"v":5182.333,"d":"5,182"},{"v":195.486,"d":"195"},{"v":19.549,"d":"20"},{"v":5187.689,"d":"5,188"},null,{"v":3.39,"d":"3.390"},3.392,0.034,{"v":1262.136,"d":"1,262.136"},0.024,{"v":2E-3,"d":"0.002"},{"v":1263.441,"d":"1,263.441"},null,0.314,0.314,0.003,116.889,{"v":2E-3,"d":"0.002"},{"v":0,"d":"0.000"},{"v":117.01,"d":"117.010"},null,{"v":3.39,"d":"3.390"},3.392,0.034,{"v":1262.137,"d":"1,262.137"},0.024,{"v":2E-3,"d":"0.002"},{"v":1263.441,"d":"1,263.441"},null,{"v":13.921,"d":"14"},{"v":6.989,"d":"7"},{"v":0.142,"d":"0"},{"v":5182.333,"d":"5,182"},{"v":195.486,"d":"195"},{"v":19.549,"d":"20"},null,{"v":88671,"d":"88,671"},{"v":44500.999,"d":"44,501"},{"v":88671,"d":"88,671"},{"v":44500.999,"d":"44,501"},"EIA","EIA","EIA","EIA","EIA","EIA","--","EIA","EIA",{"$nulls":14},{"v":10797.735022,"d":"10,797.735"},0,0,{"v":8212,"d":"8,212"},0,0,0,0,0,0,0,0,{"v":8212,"d":"8,212"},0,0,{"v":8212,"d":"8,212"},0,{"v":0,"d":"0.0%"},{"v":0,"d":"0.0%"},{"v":1,"d":"100.0%"},{"v":0,"d":"0.0%"},{"v":0,"d":"0.0%"},{"v":0,"d":"0.0%"},{"v":0,"d":"0.0%"},{"v":0,"d":"0.0%"},{"v":0,"d":"0.0%"},{"v":0,"d":"0.0%"},{"v":0,"d":"0.0%"},{"v":1,"d":"100.0%"},{"v":0,"d":"0.0%"},{"v":0,"d":"0.0%"},{"v":1,"d":"100.0%"},{"v":0,"d":"0.0%"}]
[477,2020,"AZ","Valencia Solar",59454,"Tucson Electric Power Co",24211,"Valencia Solar, LLC",59220,"IPP Non-CHP","Tucson Electric Power Company","TEPC","WECC","AZNM","WECC Southwest",null,"04","019","Pima",32.145833,-110.866944,1,1,"SUN","SOLAR",null,{"v":0.30572,"d":"0.3057"},{"v":10,"d":"10.0"},{"$nulls":9},{"v":234951,"d":"234,951"},{"v":118402,"d":"118,402"},{"v":26781,"d":"26,781"},{"v":13496,"d":"13,496"},{"$nulls":41},{"v":234951,"d":"234,951"},{"v":118402,"d":"118,402"},{"$nulls":6},"--","EIA","EIA",{"$nulls":15},0,0,0,0,0,0,0,{"v":26781,"d":"26,781"},0,0,0,0,{"v":26781,"d":"26,781"},{"v":26781,"d":"26,781"},0,{"v":26781,"d":"26,781"},{"v":0,"d":"0.0%"},{"v":0,"d":"0.0%"},{"v":0,"d":"0.0%"},{"v":0,"d":"0.0%"},{"v":0,"d":"0.0%"},{"v":0,"d":"0.0%"},{"v":0,"d":"0.0%"},{"v":1,"d":"100.0%"},{"v":0,"d":"0.0%"},{"v":0,"d":"0.0%"},{"v":0,"d":"0.0%"},{"v":0,"d":"0.0%"},{"v":1,"d":"100.0%"},{"v":1,"d":"100.0%"},{"v":0,"d":"0.0%"},{"v":1,"d":"100.0%"}]
[478,2020,"AZ","Vista Grande HS at Casa Grande",58517,"Arizona Public Service Co",803,"Constellation Solar Holding, LLC",58491,"IPP Non-CHP","Arizona Public Service Company","AZPS","WECC","AZNM","WECC Southwest",null,"04","021","Pinal",32.891389,-111.713056,1,1,"SUN","SOLAR",null,{"v":0.19882,"d":"0.1988"},1.8,{"$nulls":9},{"v":27503,"d":"27,503"},{"v":13860,"d":"13,860"},{"v":3135,"d":"3,135"},{"v":1580,"d":"1,580"},{"$nulls":41},{"v":27503,"d":"27,503"},{"v":13860,"d":"13,860"},{"$nulls":6},"--","EIA","EIA",{"$nulls":15},0,0,0,0,0,0,0,{"v":3135,"d":"3,135"},0,0,0,0,{"v":3135,"d":"3,135"},{"v":3135,"d":"3,135"},0,{"v":3135,"d":"3,135"},{"v":0,"d":"0.0%"},{"v":0,"d":"0.0%"},{"v":0,"d":"0.0%"},{"v":0,"d":"0.0%"},{"v":0,"d":"0.0%"},{"v":0,"d":"0.0%"},{"v":0,"d":"0.0%"},{"v":1,"d":"100.0%"},{"v":0,"d":"0.0%"},{"v":0,"d":"0.0%"},{"v":0,"d":"0.0%"},{"v":0,"d":"0.0%"},{"v":1,"d":"100.0%"},{"v":1,"d":"100.0%"},{"v":0,"d":"0.0%"},{"v":1,"d":"100.0%"}]
[479,2020,"AZ","Waddell",7164,"Arizona Public Service Co",803,"Central Arizona Water Conservation Dist",2850,"Electric Utility","Western Area Power Administration - Desert Southwest Region","WALC","WECC","AZNM","WECC Southwest",null,"04","013","Maricopa",33.8447,-112.2714,4,4,"WAT","HYDRO",null,{"v":0,"d":"0.0000"},{"v":40,"d":"40.0"},{"$nulls":6},"Yes",null,null,0,0,{"v":-11352,"d":"(11,352)"},{"v":36648,"d":"36,648"},{"$nulls":8},{"v":0,"d":"0.000"},null,{"v":0,"d":"0.000"},{"v":0,"d":"0.000"},{"v":0,"d":"0.000"},{"v":0,"d":"0.000"},{"v":0,"d":"0.000"},{"$nulls":26},0,0,{"$nulls":6},"--","EIA","EIA",{"$nulls":15},0,0,0,0,{"v":-11352,"d":"(11,352)"},0,0,0,0,0,0,0,{"v":-11352,"d":"(11,352)"},0,0,{"v":-11352,"d":"(11,352)"}]
[480,2020,"AZ","Walmart Casa Grande",57939,"Arizona Public Service Co",803,"Tesla Inc.",60947,"IPP Non-CHP","Arizona Public Service Company","AZPS","WECC","AZNM","WECC Southwest",null,"04","021","Pinal",32.866837,-111.771751,2,2,"SUN","SOLAR",null,{"v":0.12323,"d":"0.1232"},{"v":2,"d":"2.0"},{"$nulls":9},{"v":18942,"d":"18,942"},{"v":9545,"d":"9,545"},{"v":2159,"d":"2,159"},{"v":1088,"d":"1,088"},{"$nulls":41},{"v":18942,"d":"18,942"},{"v":9545,"d":"9,545"},{"$nulls":6},"--","EIA","EIA",{"$nulls":15},0,0,0,0,0,0,0,{"v":2159,"d":"2,159"},0,0,0,0,{"v":2159,"d":"2,159"},{"v":2159,"d":"2,159"},0,{"v":2159,"d":"2,159"},{"v":0,"d":"0.0%"},{"v":0,"d":"0.0%"},{"v":0,"d":"0.0%"},{"v":0,"d":"0.0%"},{"v":0,"d":"0.0%"},{"v":0,"d":"0.0%"},{"v":0,"d":"0.0%"},{"v":1,"d":"100.0%"},{"v":0,"d":"0.0%"},{"v":0,"d":"0.0%"},{"v":0,"d":"0.0%"},{"v":0,"d":"0.0%"},{"v":1,"d":"100.0%"},{"v":1,"d":"100.0%"},{"v":0,"d":"0.0%"},{"v":1,"d":"100.0%"}]
[481,2020,"AZ","Western Renewable Energy",56358,"Navopache Electric Coop, Inc",13318,"Western Renewable Energy LLC",54690,"IPP Non-CHP","Arizona Public Service Company","AZPS","WECC","AZNM","WECC Southwest",null,"04","001","Apache",34.093006,-109.289979,1,1,"WDS","BIOMASS",null,null,{"v":3,"d":"3.0"},{"$nulls":62},"--"]
[482,2020,"AZ","White Wing Solar",60572,"Arizona Public Service Co",803,"First Solar Project Development",56615,"IPP Non-CHP","California Independent System Operator","CISO","WECC","CAMX","WECC California",null,"04","027","Yuma",32.994056,-113.508806,1,1,"SUN","SOLAR",null,null,{"v":200,"d":"200.0"},{"$nulls":62},"--"]
[483,2020,"AZ","Wilmot Energy Center LLC",64426,"Tucson Electric Power Co",24211,"Wilmot Energy Center LLC",64002,"IPP Non-CHP","Tucson Electric Power Company","TEPC","WECC","AZNM","WECC Southwest",null,"04","019","Pima",32.043502,-110.892676,2,2,{"$nulls":4},{"v":130,"d":"130.0"},{"$nulls":62},"--"]
[484,2020,"AZ","Yucca Power Plant",120,"Arizona Public Service Co",803,"Arizona Public Service Co",803,"Electric Utility","Arizona Public Service Company","AZPS","WECC","AZNM","WECC Southwest",null,"04","027","Yuma",32.7214,-114.7106,3,8,"NG","GAS",null,{"v":0.11194,"d":"0.1119"},{"v":425,"d":"425.0"},{"v":1,"d":"1.0000"},{"$nulls":6},{"v":4890130.562,"d":"4,890,131"},{"v":2420778.656,"d":"2,420,779"},{"v":4890130.562,"d":"4,890,131"},{"v":2420778.656,"d":"2,420,779"},{"v":416760,"d":"416,760"},{"v":206000.998,"d":"206,001"},{"v":168.173,"d":"168"},{"v":83.269,"d":"83"},{"v":1.5,"d":"2"},{"v":290612,"d":"290,612"},{"v":10573.341,"d":"10,573"},{"v":1092.103,"d":"1,092"},{"v":290906.89,"d":"290,907"},null,0.807,0.808,0.007,{"v":1394.625,"d":"1,394.625"},0.025,0.003,{"v":1396.04,"d":"1,396.040"},null,0.069,0.069,{"v":1E-3,"d":"0.001"},118.857,{"v":2E-3,"d":"0.002"},{"v":0,"d":"0.000"},118.977,null,0.807,0.808,0.007,{"v":1394.625,"d":"1,394.625"},0.025,0.003,{"v":1396.04,"d":"1,396.040"},null,{"v":168.173,"d":"168"},{"v":83.269,"d":"83"},{"v":1.5,"d":"2"},{"v":290612,"d":"290,612"},{"v":10573.341,"d":"10,573"},{"v":1092.103,"d":"1,092"},null,{"v":4890130.562,"d":"4,890,131"},{"v":2420778.656,"d":"2,420,779"},{"v":4890130.562,"d":"4,890,131"},{"v":2420778.656,"d":"2,420,779"},"EPA/CAMD","EPA/CAMD","EPA/CAMD","EPA/CAMD","EIA","EIA","--","EPA/CAMD","EPA/CAMD",{"$nulls":14},{"v":11733.684892,"d":"11,733.685"},0,{"v":4618.484,"d":"4,618"},{"v":412141.52,"d":"412,142"},0,0,0,0,0,0,0,0,{"v":416760.004,"d":"416,760"},0,0,{"v":416760.004,"d":"416,760"},0,{"v":0,"d":"0.0%"},{"v":0.0110818791526838,"d":"1.1%"},{"v":0.988918120847316,"d":"98.9%"},{"v":0,"d":"0.0%"},{"v":0,"d":"0.0%"},{"v":0,"d":"0.0%"},{"v":0,"d":"0.0%"},{"v":0,"d":"0.0%"},{"v":0,"d":"0.0%"},{"v":0,"d":"0.0%"},{"v":0,"d":"0.0%"},{"v":1,"d":"100.0%"},{"v":0,"d":"0.0%"},{"v":0,"d":"0.0%"},{"v":1,"d":"100.0%"},{"v":0,"d":"0.0%"}]
[485,2020,"AZ","Yuma Cogeneration Associates",54694,"Arizona Public Service Co",803,"Falcon Power Operating Company",49919,"IPP CHP","Arizona Public Service Company","AZPS","WECC","AZNM","WECC Southwest",null,"04","027","Yuma",32.728822,-114.654053,1,2,"NG","GAS",null,{"v":0.19791,"d":"0.1979"},62.6,{"v":1,"d":"1.0000"},null,"Yes",{"v":151574.4,"d":"151,574"},{"v":2.444,"d":"2"},{"v":0.765164,"d":"0.7652"},null,{"v":796838.539,"d":"796,839"},{"v":437036.641,"d":"437,037"},{"v":796838.539,"d":"796,839"},{"v":437036.641,"d":"437,037"},{"v":108528,"d":"108,528"},{"v":59880,"d":"59,880"},{"v":33.621,"d":"34"},{"v":18.463,"d":"18"},{"v":0.23,"d":"0"},{"v":47352.05,"d":"47,352"},{"v":1792.041,"d":"1,792"},{"v":179.204,"d":"179"},{"v":47401.152,"d":"47,401"},null,{"v":0.62,"d":"0.620"},0.617,0.004,872.624,0.017,{"v":2E-3,"d":"0.002"},873.529,null,0.084,0.084,{"v":1E-3,"d":"0.001"},{"v":118.85,"d":"118.850"},{"v":2E-3,"d":"0.002"},{"v":0,"d":"0.000"},118.973,null,{"v":0.62,"d":"0.620"},0.617,0.004,872.624,0.017,{"v":2E-3,"d":"0.002"},873.529,null,{"v":43.939,"d":"44"},{"v":24.13,"d":"24"},{"v":0.3,"d":"0"},{"v":61884.801,"d":"61,885"},{"v":2342.034,"d":"2,342"},{"v":234.203,"d":"234"},null,{"v":1041395.125,"d":"1,041,395"},{"v":571166.938,"d":"571,167"},{"v":1041395.125,"d":"1,041,395"},{"v":571166.938,"d":"571,167"},"EPA/CAMD","EPA/CAMD","EPA/CAMD","EPA/CAMD","EIA","EIA","--","EPA/CAMD","EPA/CAMD",{"$nulls":6},{"v":244556.586,"d":"244,557"},{"v":134130.296,"d":"134,130"},{"v":10.318,"d":"10"},{"v":5.667,"d":"6"},{"v":0.07,"d":"0"},{"v":14532.751,"d":"14,533"},{"v":549.993,"d":"550"},{"v":54.999,"d":"55"},{"v":7342.239226,"d":"7,342.239"},0,0,{"v":108528,"d":"108,528"},0,0,0,0,0,0,0,0,{"v":108528,"d":"108,528"},0,0,{"v":108528,"d":"108,528"},0,{"v":0,"d":"0.0%"},{"v":0,"d":"0.0%"},{"v":1,"d":"100.0%"},{"v":0,"d":"0.0%"},{"v":0,"d":"0.0%"},{"v":0,"d":"0.0%"},{"v":0,"d":"0.0%"},{"v":0,"d":"0.0%"},{"v":0,"d":"0.0%"},{"v":0,"d":"0.0%"},{"v":0,"d":"0.0%"},{"v":1,"d":"100.0%"},{"v":0,"d":"0.0%"},{"v":0,"d":"0.0%"},{"v":1,"d":"100.0%"},{"v":0,"d":"0.0%"}]
[486,2020,"CA","1420 Coil Av #C",57310,"Los Angeles Department of Water & Power",11208,"Konoike Pacific",57320,"Commercial Non-CHP","Los Angeles Department of Water and Power","LDWP","WECC","CAMX","WECC California",null,"06","037","Los Angeles",33.794283,-118.241405,1,1,"SUN","SOLAR",null,{"v":0.15042,"d":"0.1504"},1.3,{"$nulls":9},{"v":15025,"d":"15,025"},{"v":8108,"d":"8,108"},{"v":1713,"d":"1,713"},924,{"$nulls":41},{"v":15025,"d":"15,025"},{"v":8108,"d":"8,108"},{"$nulls":6},"--","EIA","EIA",{"$nulls":15},0,0,0,0,0,0,0,{"v":1712.7,"d":"1,713"},0,0,0,0,{"v":1712.7,"d":"1,713"},{"v":1712.7,"d":"1,713"},0,{"v":1712.7,"d":"1,713"},{"v":0,"d":"0.0%"},{"v":0,"d":"0.0%"},{"v":0,"d":"0.0%"},{"v":0,"d":"0.0%"},{"v":0,"d":"0.0%"},{"v":0,"d":"0.0%"},{"v":0,"d":"0.0%"},{"v":1,"d":"100.0%"},{"v":0,"d":"0.0%"},{"v":0,"d":"0.0%"},{"v":0,"d":"0.0%"},{"v":0,"d":"0.0%"},{"v":1,"d":"100.0%"},{"v":1,"d":"100.0%"},{"v":0,"d":"0.0%"},{"v":1,"d":"100.0%"}]
[487,2020,"CA","2081 Terzian Solar Project",58918,"Pacific Gas & Electric Co",14328,"Solarenewal LLC",61315,"IPP Non-CHP","California Independent System Operator","CISO","WECC","CAMX","WECC California","CAISO","06","019","Fresno",36.67,-119.415833,1,1,"SUN","SOLAR",null,{"v":0.22888,"d":"0.2289"},1.2,{"$nulls":9},{"v":21108,"d":"21,108"},{"v":11391,"d":"11,391"},{"v":2406,"d":"2,406"},{"v":1298,"d":"1,298"},{"$nulls":41},{"v":21108,"d":"21,108"},{"v":11391,"d":"11,391"},{"$nulls":6},"--","EIA","EIA",{"$nulls":15},0,0,0,0,0,0,0,{"v":2406,"d":"2,406"},0,0,0,0,{"v":2406,"d":"2,406"},{"v":2406,"d":"2,406"},0,{"v":2406,"d":"2,406"},{"v":0,"d":"0.0%"},{"v":0,"d":"0.0%"},{"v":0,"d":"0.0%"},{"v":0,"d":"0.0%"},{"v":0,"d":"0.0%"},{"v":0,"d":"0.0%"},{"v":0,"d":"0.0%"},{"v":1,"d":"100.0%"},{"v":0,"d":"0.0%"},{"v":0,"d":"0.0%"},{"v":0,"d":"0.0%"},{"v":0,"d":"0.0%"},{"v":1,"d":"100.0%"},{"v":1,"d":"100.0%"},{"v":0,"d":"0.0%"},{"v":1,"d":"100.0%"}]
[488,2020,"CA","2097 Helton Solar Project",58920,"Pacific Gas & Electric Co",14328,"Solarenewal LLC",61315,"IPP Non-CHP","California Independent System Operator","CISO","WECC","CAMX","WECC California","CAISO","06","047","Merced",37.352222,-120.506944,1,1,"SUN","SOLAR",null,{"v":0.27755,"d":"0.2776"},1.5,{"$nulls":9},{"v":31997,"d":"31,997"},{"v":17266,"d":"17,266"},{"v":3647,"d":"3,647"},{"v":1968,"d":"1,968"},{"$nulls":41},{"v":31997,"d":"31,997"},{"v":17266,"d":"17,266"},{"$nulls":6},"--","EIA","EIA",{"$nulls":15},0,0,0,0,0,0,0,{"v":3647,"d":"3,647"},0,0,0,0,{"v":3647,"d":"3,647"},{"v":3647,"d":"3,647"},0,{"v":3647,"d":"3,647"},{"v":0,"d":"0.0%"},{"v":0,"d":"0.0%"},{"v":0,"d":"0.0%"},{"v":0,"d":"0.0%"},{"v":0,"d":"0.0%"},{"v":0,"d":"0.0%"},{"v":0,"d":"0.0%"},{"v":1,"d":"100.0%"},{"v":0,"d":"0.0%"},{"v":0,"d":"0.0%"},{"v":0,"d":"0.0%"},{"v":0,"d":"0.0%"},{"v":1,"d":"100.0%"},{"v":1,"d":"100.0%"},{"v":0,"d":"0.0%"},{"v":1,"d":"100.0%"}]
[489,2020,"CA","2127 Harris Solar Project",58919,"Pacific Gas & Electric Co",14328,"Solarenewal LLC",61315,"IPP Non-CHP","California Independent System Operator","CISO","WECC","CAMX","WECC California","CAISO","06","007","Butte",39.291667,-121.669722,1,1,"SUN","SOLAR",null,0.2082,1.3,{"$nulls":9},{"v":20800,"d":"20,800"},{"v":11224,"d":"11,224"},{"v":2371,"d":"2,371"},{"v":1279,"d":"1,279"},{"$nulls":41},{"v":20800,"d":"20,800"},{"v":11224,"d":"11,224"},{"$nulls":6},"--","EIA","EIA",{"$nulls":15},0,0,0,0,0,0,0,{"v":2371,"d":"2,371"},0,0,0,0,{"v":2371,"d":"2,371"},{"v":2371,"d":"2,371"},0,{"v":2371,"d":"2,371"},{"v":0,"d":"0.0%"},{"v":0,"d":"0.0%"},{"v":0,"d":"0.0%"},{"v":0,"d":"0.0%"},{"v":0,"d":"0.0%"},{"v":0,"d":"0.0%"},{"v":0,"d":"0.0%"},{"v":1,"d":"100.0%"},{"v":0,"d":"0.0%"},{"v":0,"d":"0.0%"},{"v":0,"d":"0.0%"},{"v":0,"d":"0.0%"},{"v":1,"d":"100.0%"},{"v":1,"d":"100.0%"},{"v":0,"d":"0.0%"},{"v":1,"d":"100.0%"}]
[490,2020,"CA","2555 E Olympic Bl",57871,"Los Angeles Department of Water & Power",11208,"Los Angeles Department of Water & Power",11208,"Commercial Non-CHP","Los Angeles Department of Water and Power","LDWP","WECC","CAMX","WECC California",null,"06","037","Los Angeles",34.026944,-118.224167,1,1,"SUN","SOLAR",null,null,{"v":1,"d":"1.0"},{"$nulls":62},"--"]
[491,2020,"CA","85 A",52162,"Southern California Edison Co",17609,"Wind Wall 1 LLC",64311,"IPP Non-CHP","California Independent System Operator","CISO","WECC","CAMX","WECC California","CAISO","06","029","Kern",35.1011,-118.3372,1,1,"WND","WIND",null,{"v":0,"d":"0.0000"},14.1,{"$nulls":11},0,0,{"$nulls":49},"--",{"$nulls":17},0,0,0,0,0,0,0,0,0,0,0,0,0,0,0,0]
[492,2020,"CA","85 B",52163,"Southern California Edison Co",17609,"Wind Wall 1 LLC",64311,"IPP Non-CHP","California Independent System Operator","CISO","WECC","CAMX","WECC California","CAISO","06","029","Kern",35.1011,-118.3372,1,1,"WND","WIND",null,{"v":0,"d":"0.0000"},21.2,{"$nulls":11},0,0,{"$nulls":49},"--",{"$nulls":17},0,0,0,0,0,0,0,0,0,0,0,0,0,0,0,0]
[493,2020,"CA","A G Wishon",293,"Pacific Gas & Electric Co",14328,"Pacific Gas & Electric Co.",14328,"Electric Utility","California Independent System Operator","CISO","WECC","CAMX","WECC California","CAISO","06","039","Madera",37.15105,-119.504724,4,4,"WAT","HYDRO",null,{"v":0.28215,"d":"0.2822"},12.8,{"$nulls":9},{"v":277551,"d":"277,551"},{"v":154290,"d":"154,290"},{"v":31637,"d":"31,637"},{"v":17587,"d":"17,587"},{"$nulls":41},{"v":277551,"d":"277,551"},{"v":154290,"d":"154,290"},{"$nulls":6},"--","EIA","EIA",{"$nulls":15},0,0,0,0,{"v":31637,"d":"31,637"},0,0,0,0,0,0,0,{"v":31637,"d":"31,637"},0,0,{"v":31637,"d":"31,637"},{"v":0,"d":"0.0%"},{"v":0,"d":"0.0%"},{"v":0,"d":"0.0%"},{"v":0,"d":"0.0%"},{"v":1,"d":"100.0%"},{"v":0,"d":"0.0%"},{"v":0,"d":"0.0%"},{"v":0,"d":"0.0%"},{"v":0,"d":"0.0%"},{"v":0,"d":"0.0%"},{"v":0,"d":"0.0%"},{"v":0,"d":"0.0%"},{"v":1,"d":"100.0%"},{"v":0,"d":"0.0%"},{"v":0,"d":"0.0%"},{"v":1,"d":"100.0%"}]
[494,2020,"CA","ABEC #2 dba West-Star Dairy",61501,"Pacific Gas & Electric Co.",14328,"ABEC #2 LLC",61105,"IPP Non-CHP","California Independent System Operator","CISO","WECC","CAMX","WECC California","CAISO","06","029","Kern",35.472113,-119.432866,1,1,"OBG","BIOMASS",null,{"v":0.95708,"d":"0.9571"},{"v":1,"d":"1.0"},{"v":0,"d":"0.0000"},"Yes",{"$nulls":5},{"v":132080,"d":"132,080"},{"v":55937,"d":"55,937"},{"v":132080,"d":"132,080"},{"v":55937,"d":"55,937"},{"v":8384,"d":"8,384"},{"v":3551,"d":"3,551"},{"v":246.505,"d":"247"},{"v":104.397,"d":"104"},{"v":0.429,"d":"0"},0,{"v":307.218,"d":"307"},{"v":30.722,"d":"31"},{"v":8.417,"d":"8"},null,58.804,58.799,0.102,{"v":0,"d":"0.000"},0.037,0.004,2.008,null,3.733,3.733,0.007,{"v":0,"d":"0.000"},{"v":2E-3,"d":"0.002"},{"v":0,"d":"0.000"},0.127,null,58.804,58.799,0.102,{"v":0,"d":"0.000"},0.037,0.004,2.008,null,{"v":246.505,"d":"247"},{"v":104.397,"d":"104"},{"v":0.429,"d":"0"},{"v":8387.052,"d":"8,387"},{"v":307.218,"d":"307"},{"v":30.722,"d":"31"},null,{"v":132080,"d":"132,080"},{"v":55937,"d":"55,937"},{"v":132080,"d":"132,080"},{"v":55937,"d":"55,937"},"EIA","EIA","EIA","EIA","EIA","EIA","--","EIA","EIA",{"$nulls":3},{"v":8387.052,"d":"8,387"},{"$nulls":10},{"v":15753.816794,"d":"15,753.817"},0,0,0,0,0,{"v":8384,"d":"8,384"},0,0,0,0,0,0,{"v":8384,"d":"8,384"},{"v":8384,"d":"8,384"},{"v":8384,"d":"8,384"},0,{"v":0,"d":"0.0%"},{"v":0,"d":"0.0%"},{"v":0,"d":"0.0%"},{"v":0,"d":"0.0%"},{"v":0,"d":"0.0%"},{"v":1,"d":"100.0%"},{"v":0,"d":"0.0%"},{"v":0,"d":"0.0%"},{"v":0,"d":"0.0%"},{"v":0,"d":"0.0%"},{"v":0,"d":"0.0%"},{"v":0,"d":"0.0%"},{"v":1,"d":"100.0%"},{"v":1,"d":"100.0%"},{"v":1,"d":"100.0%"},{"v":0,"d":"0.0%"}]
[495,2020,"CA","ABEC #3 dba Lakeview Dairy",61502,"Pacific Gas & Electric Co.",14328,"ABEC #3 LLC",61106,"IPP Non-CHP","California Independent System Operator","CISO","WECC","CAMX","WECC California","CAISO","06","029","Kern",35.21426,-119.202974,1,1,"OBG","BIOMASS",null,{"v":0.76358,"d":"0.7636"},{"v":1,"d":"1.0"},{"v":0.0606925418569253,"d":"0.0607"},"Yes",{"$nulls":5},{"v":90233,"d":"90,233"},{"v":38215,"d":"38,215"},{"v":90233,"d":"90,233"},{"v":38215,"d":"38,215"},{"v":6689,"d":"6,689"},{"v":2833,"d":"2,833"},{"v":168.405,"d":"168"},{"v":71.321,"d":"71"},{"v":0.293,"d":"0"},0,{"v":209.882,"d":"210"},{"v":20.988,"d":"21"},{"v":5.75,"d":"6"},null,50.353,{"v":50.35,"d":"50.350"},0.088,{"v":0,"d":"0.000"},0.031,0.003,1.719,null,3.733,3.733,0.007,{"v":0,"d":"0.000"},{"v":2E-3,"d":"0.002"},{"v":0,"d":"0.000"},0.127,null,50.353,{"v":50.35,"d":"50.350"},0.088,{"v":0,"d":"0.000"},0.031,0.003,1.719,null,{"v":168.405,"d":"168"},{"v":71.321,"d":"71"},{"v":0.293,"d":"0"},{"v":5729.776,"d":"5,730"},{"v":209.882,"d":"210"},{"v":20.988,"d":"21"},null,{"v":90233,"d":"90,233"},{"v":38215,"d":"38,215"},{"v":90233,"d":"90,233"},{"v":38215,"d":"38,215"},"EIA","EIA","EIA","EIA","EIA","EIA","--","EIA","EIA",{"$nulls":3},{"v":5729.776,"d":"5,730"},{"$nulls":10},{"v":13489.759306,"d":"13,489.759"},0,0,0,0,0,{"v":6689,"d":"6,689"},0,0,0,0,0,0,{"v":6689,"d":"6,689"},{"v":6689,"d":"6,689"},{"v":6689,"d":"6,689"},0,{"v":0,"d":"0.0%"},{"v":0,"d":"0.0%"},{"v":0,"d":"0.0%"},{"v":0,"d":"0.0%"},{"v":0,"d":"0.0%"},{"v":1,"d":"100.0%"},{"v":0,"d":"0.0%"},{"v":0,"d":"0.0%"},{"v":0,"d":"0.0%"},{"v":0,"d":"0.0%"},{"v":0,"d":"0.0%"},{"v":0,"d":"0.0%"},{"v":1,"d":"100.0%"},{"v":1,"d":"100.0%"},{"v":1,"d":"100.0%"},{"v":0,"d":"0.0%"}]
[496,2020,"CA","ABEC #4 dba CE&S Dairy",61503,"Pacific Gas & Electric Co.",14328,"ABEC #4 LLC",61107,"IPP Non-CHP","California Independent System Operator","CISO","WECC","CAMX","WECC California","CAISO","06","029","Kern",35.17306,-119.116384,1,1,"OBG","BIOMASS",null,{"v":0.85947,"d":"0.8595"},{"v":1,"d":"1.0"},{"v":0,"d":"0.0000"},"Yes",{"$nulls":5},{"v":107140,"d":"107,140"},{"v":45375,"d":"45,375"},{"v":107140,"d":"107,140"},{"v":45375,"d":"45,375"},{"v":7529,"d":"7,529"},{"v":3189,"d":"3,189"},{"v":199.959,"d":"200"},{"v":84.685,"d":"85"},{"v":0.348,"d":"0"},{"v":1E-3,"d":"0"},{"v":249.208,"d":"249"},{"v":24.921,"d":"25"},{"v":6.829,"d":"7"},null,53.117,53.111,0.092,{"v":0,"d":"0.000"},0.033,0.003,1.814,null,3.733,3.733,0.006,{"v":0,"d":"0.000"},{"v":2E-3,"d":"0.002"},{"v":0,"d":"0.000"},0.127,null,53.117,53.111,0.092,{"v":0,"d":"0.000"},0.033,0.003,1.814,null,{"v":199.959,"d":"200"},{"v":84.685,"d":"85"},{"v":0.348,"d":"0"},{"v":6803.368,"d":"6,803"},{"v":249.208,"d":"249"},{"v":24.921,"d":"25"},null,{"v":107140,"d":"107,140"},{"v":45375,"d":"45,375"},{"v":107140,"d":"107,140"},{"v":45375,"d":"45,375"},"EIA","EIA","EIA","EIA","EIA","EIA","--","EIA","EIA",{"$nulls":3},{"v":6803.367,"d":"6,803"},{"$nulls":10},{"v":14230.30947,"d":"14,230.309"},0,0,0,0,0,{"v":7529,"d":"7,529"},0,0,0,0,0,0,{"v":7529,"d":"7,529"},{"v":7529,"d":"7,529"},{"v":7529,"d":"7,529"},0,{"v":0,"d":"0.0%"},{"v":0,"d":"0.0%"},{"v":0,"d":"0.0%"},{"v":0,"d":"0.0%"},{"v":0,"d":"0.0%"},{"v":1,"d":"100.0%"},{"v":0,"d":"0.0%"},{"v":0,"d":"0.0%"},{"v":0,"d":"0.0%"},{"v":0,"d":"0.0%"},{"v":0,"d":"0.0%"},{"v":0,"d":"0.0%"},{"v":1,"d":"100.0%"},{"v":1,"d":"100.0%"},{"v":1,"d":"100.0%"},{"v":0,"d":"0.0%"}]
[497,2020,"CA","ABEC Bidart-Old River LLC",58699,"Pacific Gas & Electric Co",14328,"ABEC Bidart-Old River LLC",58628,"IPP Non-CHP","California Independent System Operator","CISO","WECC","CAMX","WECC California","CAISO","06","029","Kern",35.169722,-119.105556,2,2,"OBG","BIOMASS",null,0.7911,{"v":2,"d":"2.0"},{"v":0.0148401826484017,"d":"0.0148"},"Yes",{"$nulls":5},{"v":203501,"d":"203,501"},{"v":86185,"d":"86,185"},{"v":203501,"d":"203,501"},{"v":86185,"d":"86,185"},{"v":13860,"d":"13,860"},{"v":5870,"d":"5,870"},{"v":384.136,"d":"384"},{"v":162.688,"d":"163"},{"v":0.661,"d":"1"},0,{"v":473.344,"d":"473"},{"v":47.334,"d":"47"},{"v":12.968,"d":"13"},null,55.431,{"v":55.43,"d":"55.430"},0.095,{"v":0,"d":"0.000"},0.034,0.003,1.871,null,3.775,3.775,0.007,{"v":0,"d":"0.000"},{"v":2E-3,"d":"0.002"},{"v":0,"d":"0.000"},0.127,null,55.431,{"v":55.43,"d":"55.430"},0.095,{"v":0,"d":"0.000"},0.034,0.003,1.871,null,{"v":384.136,"d":"384"},{"v":162.688,"d":"163"},{"v":0.661,"d":"1"},{"v":12922.27,"d":"12,922"},{"v":473.344,"d":"473"},{"v":47.334,"d":"47"},null,{"v":203501,"d":"203,501"},{"v":86185,"d":"86,185"},{"v":203501,"d":"203,501"},{"v":86185,"d":"86,185"},"EIA","EIA","EIA","EIA","EIA","EIA","--","EIA","EIA",{"$nulls":3},{"v":12922.27,"d":"12,922"},{"$nulls":10},{"v":14682.611833,"d":"14,682.612"},0,0,0,0,0,{"v":13860,"d":"13,860"},0,0,0,0,0,0,{"v":13860,"d":"13,860"},{"v":13860,"d":"13,860"},{"v":13860,"d":"13,860"},0,{"v":0,"d":"0.0%"},{"v":0,"d":"0.0%"},{"v":0,"d":"0.0%"},{"v":0,"d":"0.0%"},{"v":0,"d":"0.0%"},{"v":1,"d":"100.0%"},{"v":0,"d":"0.0%"},{"v":0,"d":"0.0%"},{"v":0,"d":"0.0%"},{"v":0,"d":"0.0%"},{"v":0,"d":"0.0%"},{"v":0,"d":"0.0%"},{"v":1,"d":"100.0%"},{"v":1,"d":"100.0%"},{"v":1,"d":"100.0%"},{"v":0,"d":"0.0%"}]
[498,2020,"CA","Acorn I Energy Storage LLC",62874,"Southern California Edison Co",17609,"Acorn I Energy Storage LLC",62747,"IPP Non-CHP","California Independent System Operator","CISO","WECC","CAMX","WECC California","CAISO","06","111","Ventura",34.196505,-118.931898,1,1,"MWH","OTHF",null,null,{"v":2,"d":"2.0"},{"$nulls":62},"--"]
[508,2020,"CA","Aerojet I",57697,"Sacramento Municipal Util Dist",16534,"Altus Power America Management, LLC",60281,"IPP Non-CHP","Balancing Authority of Northern California","BANC","WECC","CAMX","WECC California",null,"06","067","Sacramento",38.613508,-121.162879,1,1,"SUN","SOLAR",null,{"v":0.21785,"d":"0.2179"},{"v":3,"d":"3.0"},{"$nulls":9},{"v":50225,"d":"50,225"},{"v":27103,"d":"27,103"},{"v":5725,"d":"5,725"},{"v":3089,"d":"3,089"},{"$nulls":41},{"v":50225,"d":"50,225"},{"v":27103,"d":"27,103"},{"$nulls":6},"--","EIA","EIA",{"$nulls":15},0,0,0,0,0,0,0,{"v":5725,"d":"5,725"},0,0,0,0,{"v":5725,"d":"5,725"},{"v":5725,"d":"5,725"},0,{"v":5725,"d":"5,725"},{"v":0,"d":"0.0%"},{"v":0,"d":"0.0%"},{"v":0,"d":"0.0%"},{"v":0,"d":"0.0%"},{"v":0,"d":"0.0%"},{"v":0,"d":"0.0%"},{"v":0,"d":"0.0%"},{"v":1,"d":"100.0%"},{"v":0,"d":"0.0%"},{"v":0,"d":"0.0%"},{"v":0,"d":"0.0%"},{"v":0,"d":"0.0%"},{"v":1,"d":"100.0%"},{"v":1,"d":"100.0%"},{"v":0,"d":"0.0%"},{"v":1,"d":"100.0%"}]
[533,2020,"CA","Alta Mesa Project Phase IV",55352,"Southern California Edison Co",17609,"Mark Technologies Corp",11664,"IPP Non-CHP","California Independent System Operator","CISO","WECC","CAMX","WECC California","CAISO","06","065","Riverside",33.946389,-116.663333,1,1,"WND","WIND",null,null,{"v":40,"d":"40.0"},{"$nulls":62},"--"]
[566,2020,"CA","American Kings Solar, LLC",60777,"Pacific Gas & Electric Co",14328,"Goldman Sachs Renewable Power Group",61944,"IPP Non-CHP","California Independent System Operator","CISO","WECC","CAMX","WECC California","CAISO","06","031","Kings",36.24,-119.898,1,1,"SUN","SOLAR",null,{"v":0.01275,"d":"0.0128"},{"v":128,"d":"128.0"},{"$nulls":9},{"v":125392,"d":"125,392"},0,{"v":14293,"d":"14,293"},0,{"$nulls":41},{"v":125392,"d":"125,392"},0,{"$nulls":6},"--","EIA","EIA",{"$nulls":15},0,0,0,0,0,0,0,{"v":14293,"d":"14,293"},0,0,0,0,{"v":14293,"d":"14,293"},{"v":14293,"d":"14,293"},0,{"v":14293,"d":"14,293"},{"v":0,"d":"0.0%"},{"v":0,"d":"0.0%"},{"v":0,"d":"0.0%"},{"v":0,"d":"0.0%"},{"v":0,"d":"0.0%"},{"v":0,"d":"0.0%"},{"v":0,"d":"0.0%"},{"v":1,"d":"100.0%"},{"v":0,"d":"0.0%"},{"v":0,"d":"0.0%"},{"v":0,"d":"0.0%"},{"v":0,"d":"0.0%"},{"v":1,"d":"100.0%"},{"v":1,"d":"100.0%"},{"v":0,"d":"0.0%"},{"v":1,"d":"100.0%"}]
[591,2020,"CA","Arrache 4013",58446,"Southern California Edison Co",17609,"CD US Solar MT 2 LLC",58440,"IPP Non-CHP","California Independent System Operator","CISO","WECC","CAMX","WECC California","CAISO","06","037","Los Angeles",34.650556,-118.051944,1,1,"SUN","SOLAR",null,0.2656,1.5,{"$nulls":9},{"v":30619,"d":"30,619"},{"v":16523,"d":"16,523"},{"v":3490,"d":"3,490"},{"v":1883,"d":"1,883"},{"$nulls":41},{"v":30619,"d":"30,619"},{"v":16523,"d":"16,523"},{"$nulls":6},"--","EIA","EIA",{"$nulls":15},0,0,0,0,0,0,0,{"v":3490,"d":"3,490"},0,0,0,0,{"v":3490,"d":"3,490"},{"v":3490,"d":"3,490"},0,{"v":3490,"d":"3,490"},{"v":0,"d":"0.0%"},{"v":0,"d":"0.0%"},{"v":0,"d":"0.0%"},{"v":0,"d":"0.0%"},{"v":0,"d":"0.0%"},{"v":0,"d":"0.0%"},{"v":0,"d":"0.0%"},{"v":1,"d":"100.0%"},{"v":0,"d":"0.0%"},{"v":0,"d":"0.0%"},{"v":0,"d":"0.0%"},{"v":0,"d":"0.0%"},{"v":1,"d":"100.0%"},{"v":1,"d":"100.0%"},{"v":0,"d":"0.0%"},{"v":1,"d":"100.0%"}]
[600,2020,"CA","ATT North Watney",63605,"Pacific Gas & Electric Co.",14328,"Bloom Energy",57128,"Commercial Non-CHP","California Independent System Operator","CISO","WECC","CAMX","WECC California","CAISO","06","095","Solano",38.236257,-122.077759,1,1,"NG","GAS",null,{"v":0.48305,"d":"0.4831"},{"v":2,"d":"2.0"},{"v":0.528253424657534,"d":"0.5283"},{"$nulls":8},{"v":54654,"d":"54,654"},{"v":24045,"d":"24,045"},{"v":8463,"d":"8,463"},{"v":3723,"d":"3,723"},{"$nulls":41},{"v":54654,"d":"54,654"},{"v":24045,"d":"24,045"},{"$nulls":6},"--","EIA","EIA",{"$nulls":15},0,0,{"v":8463,"d":"8,463"},0,0,0,0,0,0,0,0,{"v":8463,"d":"8,463"},0,0,{"v":8463,"d":"8,463"},0,{"v":0,"d":"0.0%"},{"v":0,"d":"0.0%"},{"v":1,"d":"100.0%"},{"v":0,"d":"0.0%"},{"v":0,"d":"0.0%"},{"v":0,"d":"0.0%"},{"v":0,"d":"0.0%"},{"v":0,"d":"0.0%"},{"v":0,"d":"0.0%"},{"v":0,"d":"0.0%"},{"v":0,"d":"0.0%"},{"v":1,"d":"100.0%"},{"v":0,"d":"0.0%"},{"v":0,"d":"0.0%"},{"v":1,"d":"100.0%"},{"v":0,"d":"0.0%"}]
[633,2020,"CA","Beardsley",414,"Pacific Gas & Electric Co",14328,"Oakdale&South San Joaquin Irrigation D.",13935,"IPP Non-CHP","California Independent System Operator","CISO","WECC","CAMX","WECC California","CAISO","06","109","Tuolumne",38.202569,-120.076983,1,1,"WAT","HYDRO",null,{"v":0.41697,"d":"0.4170"},{"v":10,"d":"10.0"},{"$nulls":9},{"v":320450,"d":"320,450"},{"v":178138,"d":"178,138"},{"v":36527,"d":"36,527"},{"v":20305,"d":"20,305"},{"$nulls":41},{"v":320450,"d":"320,450"},{"v":178138,"d":"178,138"},{"$nulls":6},"--","EIA","EIA",{"$nulls":15},0,0,0,0,{"v":36527,"d":"36,527"},0,0,0,0,0,0,0,{"v":36527,"d":"36,527"},0,0,{"v":36527,"d":"36,527"},{"v":0,"d":"0.0%"},{"v":0,"d":"0.0%"},{"v":0,"d":"0.0%"},{"v":0,"d":"0.0%"},{"v":1,"d":"100.0%"},{"v":0,"d":"0.0%"},{"v":0,"d":"0.0%"},{"v":0,"d":"0.0%"},{"v":0,"d":"0.0%"},{"v":0,"d":"0.0%"},{"v":0,"d":"0.0%"},{"v":0,"d":"0.0%"},{"v":1,"d":"100.0%"},{"v":0,"d":"0.0%"},{"v":0,"d":"0.0%"},{"v":1,"d":"100.0%"}]
[658,2020,"CA","Bishop Creek 4",325,"Southern California Edison Co",17609,"Southern California Edison Co",17609,"Electric Utility","California Independent System Operator","CISO","WECC","CAMX","WECC California","CAISO","06","027","Inyo",37.323035,-118.501714,5,5,"WAT","HYDRO",null,{"v":0.59809,"d":"0.5981"},8.2,{"$nulls":9},{"v":376904.992,"d":"376,905"},{"v":209521.004,"d":"209,521"},{"v":42962,"d":"42,962"},{"v":23882,"d":"23,882"},{"$nulls":41},{"v":376904.992,"d":"376,905"},{"v":209521.004,"d":"209,521"},{"$nulls":6},"--","EIA","EIA",{"$nulls":15},0,0,0,0,{"v":42962,"d":"42,962"},0,0,0,0,0,0,0,{"v":42962,"d":"42,962"},0,0,{"v":42962,"d":"42,962"},{"v":0,"d":"0.0%"},{"v":0,"d":"0.0%"},{"v":0,"d":"0.0%"},{"v":0,"d":"0.0%"},{"v":1,"d":"100.0%"},{"v":0,"d":"0.0%"},{"v":0,"d":"0.0%"},{"v":0,"d":"0.0%"},{"v":0,"d":"0.0%"},{"v":0,"d":"0.0%"},{"v":0,"d":"0.0%"},{"v":0,"d":"0.0%"},{"v":1,"d":"100.0%"},{"v":0,"d":"0.0%"},{"v":0,"d":"0.0%"},{"v":1,"d":"100.0%"}]
[667,2020,"CA","Blue Lake Power LLC",10764,"Pacific Gas & Electric Co",14328,"Blue Lake Power LLC",56120,"IPP Non-CHP","California Independent System Operator","CISO","WECC","CAMX","WECC California","CAISO","06","023","Humboldt",40.8786,-123.9942,1,1,"PG","GAS",null,{"v":0,"d":"0.0000"},13.8,null,"Yes",{"$nulls":5},0,0,0,0,0,0,null,null,0,0,0,0,0,{"$nulls":27},0,0,0,0,null,0,0,0,0,null,null,"EIA","EIA","EIA","EIA","--","EIA","EIA",{"$nulls":3},0,{"$nulls":11},0,0,0,0,0,0,0,0,0,0,0,0,0,0,0,0]
[692,2020,"CA","Buckeye Geothermal Power Plant",57180,"Pacific Gas & Electric Co",14328,"Calpine Corporation",7277,"IPP Non-CHP","California Independent System Operator","CISO","WECC","CAMX","WECC California","CAISO","06","033","Lake",38.8242,-122.84,1,1,"GEO","GEOTHERMAL",null,null,56.9,{"$nulls":62},"--"]
[725,2020,"CA","CalPeak Power - Border",55510,"San Diego Gas & Electric Co",16609,"CalPeak Power, LLC",59527,"IPP Non-CHP","California Independent System Operator","CISO","WECC","CAMX","WECC California","CAISO","06","073","San Diego",32.562448,-116.943869,2,1,"NG","GAS",null,{"v":0.03137,"d":"0.0314"},60.5,{"v":1,"d":"1.0000"},{"$nulls":6},{"v":178603.609,"d":"178,604"},{"v":102549.023,"d":"102,549"},{"v":178603.609,"d":"178,604"},{"v":102549.023,"d":"102,549"},{"v":16625,"d":"16,625"},{"v":7314,"d":"7,314"},{"v":0.956,"d":"1"},{"v":0.529,"d":"1"},{"v":0.1,"d":"0"},{"v":10492.6,"d":"10,493"},{"v":397.765,"d":"398"},{"v":39.776,"d":"40"},{"v":10503.498,"d":"10,503"},null,0.115,0.145,0.012,{"v":1262.268,"d":"1,262.268"},0.024,{"v":2E-3,"d":"0.002"},{"v":1263.579,"d":"1,263.579"},null,0.011,{"v":0.01,"d":"0.010"},{"v":1E-3,"d":"0.001"},117.496,{"v":2E-3,"d":"0.002"},{"v":0,"d":"0.000"},117.618,null,0.115,0.145,0.012,{"v":1262.268,"d":"1,262.268"},0.024,{"v":2E-3,"d":"0.002"},{"v":1263.579,"d":"1,263.579"},null,{"v":0.956,"d":"1"},{"v":0.529,"d":"1"},{"v":0.1,"d":"0"},{"v":10492.6,"d":"10,493"},{"v":397.765,"d":"398"},{"v":39.776,"d":"40"},null,{"v":178603.609,"d":"178,604"},{"v":102549.023,"d":"102,549"},{"v":178603.609,"d":"178,604"},{"v":102549.023,"d":"102,549"},"EPA/CAMD","EPA/CAMD","EPA/CAMD","EPA/CAMD","EIA","EIA","--","EPA/CAMD","EPA/CAMD",{"$nulls":14},{"v":10743.074248,"d":"10,743.074"},0,0,{"v":16625,"d":"16,625"},0,0,0,0,0,0,0,0,{"v":16625,"d":"16,625"},0,0,{"v":16625,"d":"16,625"},0,{"v":0,"d":"0.0%"},{"v":0,"d":"0.0%"},{"v":1,"d":"100.0%"},{"v":0,"d":"0.0%"},{"v":0,"d":"0.0%"},{"v":0,"d":"0.0%"},{"v":0,"d":"0.0%"},{"v":0,"d":"0.0%"},{"v":0,"d":"0.0%"},{"v":0,"d":"0.0%"},{"v":0,"d":"0.0%"},{"v":1,"d":"100.0%"},{"v":0,"d":"0.0%"},{"v":0,"d":"0.0%"},{"v":1,"d":"100.0%"},{"v":0,"d":"0.0%"}]
[758,2020,"CA","CCCSD Wastewater Treatment Plnt",57573,"Pacific Gas & Electric Co",14328,"Central Contra Costa Sanitary District",56914,"Commercial CHP","California Independent System Operator","CISO","WECC","CAMX","WECC California","CAISO","06","013","Contra Costa",37.9978,-122.0697,1,1,"NG","GAS",null,0.6665,3.5,{"v":0.222494020439226,"d":"0.2225"},null,"Yes",{"v":166571.2,"d":"166,571"},{"v":0.419,"d":"0"},{"v":0.358266,"d":"0.3583"},null,{"v":125608.271,"d":"125,608"},{"v":52961.684,"d":"52,962"},{"v":125608.271,"d":"125,608"},{"v":52961.684,"d":"52,962"},{"v":20435,"d":"20,435"},{"v":9560,"d":"9,560"},{"v":19.311,"d":"19"},{"v":8.174,"d":"8"},{"v":0.201,"d":"0"},{"v":7341.116,"d":"7,341"},{"v":276.919,"d":"277"},{"v":27.692,"d":"28"},{"v":7348.704,"d":"7,349"},null,{"v":1.89,"d":"1.890"},{"v":1.71,"d":"1.710"},{"v":0.02,"d":"0.020"},718.485,0.014,{"v":1E-3,"d":"0.001"},719.227,null,0.307,0.309,0.003,116.889,{"v":2E-3,"d":"0.002"},{"v":0,"d":"0.000"},{"v":117.01,"d":"117.010"},null,{"v":1.89,"d":"1.890"},{"v":1.71,"d":"1.710"},{"v":0.02,"d":"0.020"},718.486,0.014,{"v":1E-3,"d":"0.001"},719.229,null,{"v":53.9,"d":"54"},{"v":22.815,"d":"23"},{"v":0.56,"d":"1"},{"v":20490.711,"d":"20,491"},{"v":772.944,"d":"773"},{"v":77.294,"d":"77"},null,{"v":350601,"d":"350,601"},{"v":147828,"d":"147,828"},{"v":350601,"d":"350,601"},{"v":147828,"d":"147,828"},"EIA","EIA","EIA","EIA","EIA","EIA","--","EIA","EIA",{"$nulls":6},{"v":224992.729,"d":"224,993"},{"v":94866.316,"d":"94,866"},{"v":34.589,"d":"35"},{"v":14.641,"d":"15"},{"v":0.36,"d":"0"},{"v":13149.594,"d":"13,150"},{"v":496.024,"d":"496"},{"v":49.602,"d":"50"},{"v":6146.734356,"d":"6,146.734"},0,0,{"v":20434.96,"d":"20,435"},0,0,0,0,0,0,0,0,{"v":20434.96,"d":"20,435"},0,0,{"v":20434.96,"d":"20,435"},0,{"v":0,"d":"0.0%"},{"v":0,"d":"0.0%"},{"v":1,"d":"100.0%"},{"v":0,"d":"0.0%"},{"v":0,"d":"0.0%"},{"v":0,"d":"0.0%"},{"v":0,"d":"0.0%"},{"v":0,"d":"0.0%"},{"v":0,"d":"0.0%"},{"v":0,"d":"0.0%"},{"v":0,"d":"0.0%"},{"v":1,"d":"100.0%"},{"v":0,"d":"0.0%"},{"v":0,"d":"0.0%"},{"v":1,"d":"100.0%"},{"v":0,"d":"0.0%"}]
[778,2020,"CA","Central Antelope Dry Ranch C",59963,"Southern California Edison Co",17609,"Sustainable Power Group, LLC",58661,"IPP Non-CHP","California Independent System Operator","CISO","WECC","CAMX","WECC California","CAISO","06","037","Los Angeles",34.720499,-118.30046,1,1,"SUN","SOLAR",null,{"v":0.18672,"d":"0.1867"},{"v":20,"d":"20.0"},{"$nulls":9},{"v":286999,"d":"286,999"},{"v":154876,"d":"154,876"},{"v":32714,"d":"32,714"},{"v":17654,"d":"17,654"},{"$nulls":41},{"v":286999,"d":"286,999"},{"v":154876,"d":"154,876"},{"$nulls":6},"--","EIA","EIA",{"$nulls":15},0,0,0,0,0,0,0,{"v":32714,"d":"32,714"},0,0,0,0,{"v":32714,"d":"32,714"},{"v":32714,"d":"32,714"},0,{"v":32714,"d":"32,714"},{"v":0,"d":"0.0%"},{"v":0,"d":"0.0%"},{"v":0,"d":"0.0%"},{"v":0,"d":"0.0%"},{"v":0,"d":"0.0%"},{"v":0,"d":"0.0%"},{"v":0,"d":"0.0%"},{"v":1,"d":"100.0%"},{"v":0,"d":"0.0%"},{"v":0,"d":"0.0%"},{"v":0,"d":"0.0%"},{"v":0,"d":"0.0%"},{"v":1,"d":"100.0%"},{"v":1,"d":"100.0%"},{"v":0,"d":"0.0%"},{"v":1,"d":"100.0%"}]
[793,2020,"CA","Chicago Park",412,"Pacific Gas & Electric Co",14328,"Nevada Irrigation District",13402,"IPP Non-CHP","California Independent System Operator","CISO","WECC","CAMX","WECC California","CAISO","06","057","Nevada",39.177903,-120.890856,1,1,"WAT","HYDRO",null,{"v":0.19771,"d":"0.1977"},{"v":44,"d":"44.0"},{"$nulls":9},{"v":668535,"d":"668,535"},{"v":371638,"d":"371,638"},{"v":76204,"d":"76,204"},{"v":42362,"d":"42,362"},{"$nulls":41},{"v":668535,"d":"668,535"},{"v":371638,"d":"371,638"},{"$nulls":6},"--","EIA","EIA",{"$nulls":15},0,0,0,0,{"v":76204,"d":"76,204"},0,0,0,0,0,0,0,{"v":76204,"d":"76,204"},0,0,{"v":76204,"d":"76,204"},{"v":0,"d":"0.0%"},{"v":0,"d":"0.0%"},{"v":0,"d":"0.0%"},{"v":0,"d":"0.0%"},{"v":1,"d":"100.0%"},{"v":0,"d":"0.0%"},{"v":0,"d":"0.0%"},{"v":0,"d":"0.0%"},{"v":0,"d":"0.0%"},{"v":0,"d":"0.0%"},{"v":0,"d":"0.0%"},{"v":0,"d":"0.0%"},{"v":1,"d":"100.0%"},{"v":0,"d":"0.0%"},{"v":0,"d":"0.0%"},{"v":1,"d":"100.0%"}]
[826,2020,"CA","Collierville Powerhouse",54555,"Pacific Gas & Electric Co",14328,"Northern California Power Agny",40613,"Electric Utility","California Independent System Operator","CISO","WECC","CAMX","WECC California","CAISO","06","009","Calaveras",38.144636,-120.380497,2,2,"WAT","HYDRO",null,{"v":0.13776,"d":"0.1378"},{"v":253,"d":"253.0"},{"$nulls":9},{"v":2678572,"d":"2,678,572"},{"v":1253275,"d":"1,253,275"},{"v":305320,"d":"305,320"},{"v":142856,"d":"142,856"},{"$nulls":41},{"v":2678572,"d":"2,678,572"},{"v":1253275,"d":"1,253,275"},{"$nulls":6},"--","EIA","EIA",{"$nulls":15},0,0,0,0,{"v":305320,"d":"305,320"},0,0,0,0,0,0,0,{"v":305320,"d":"305,320"},0,0,{"v":305320,"d":"305,320"},{"v":0,"d":"0.0%"},{"v":0,"d":"0.0%"},{"v":0,"d":"0.0%"},{"v":0,"d":"0.0%"},{"v":1,"d":"100.0%"},{"v":0,"d":"0.0%"},{"v":0,"d":"0.0%"},{"v":0,"d":"0.0%"},{"v":0,"d":"0.0%"},{"v":0,"d":"0.0%"},{"v":0,"d":"0.0%"},{"v":0,"d":"0.0%"},{"v":1,"d":"100.0%"},{"v":0,"d":"0.0%"},{"v":0,"d":"0.0%"},{"v":1,"d":"100.0%"}]
[851,2020,"CA","CoreSite Real Estate 2972 Stender, L.P.",61464,"Pacific Gas & Electric Co.",14328,"CoreSite Real Estate 2972 Stender, L.P.",61078,"IPP Non-CHP","California Independent System Operator","CISO","WECC","CAMX","WECC California","CAISO","06","085","Santa Clara",37.376248,-121.970706,6,6,"DFO","OIL",null,{"v":0,"d":"0.0000"},{"v":12,"d":"12.0"},{"$nulls":11},0,0,{"$nulls":49},"--",{"$nulls":17},0,0,0,0,0,0,0,0,0,0,0,0,0,0,0,0]
[860,2020,"CA","Coso Energy Developers",10875,"Southern California Edison Co",17609,"Coso Operating Co LLC",4397,"IPP Non-CHP","California Independent System Operator","CISO","WECC","CAMX","WECC California","CAISO","06","027","Inyo",36.0019,-117.7886,3,3,"GEO","GEOTHERMAL",null,{"v":0.33916,"d":"0.3392"},{"v":90,"d":"90.0"},{"$nulls":9},{"v":2345838.938,"d":"2,345,839"},{"v":1004595,"d":"1,004,595"},{"v":267393,"d":"267,393"},{"v":114510,"d":"114,510"},0,0,{"v":120.317,"d":"120"},{"v":20625.784,"d":"20,626"},null,null,{"v":20625.784,"d":"20,626"},null,{"v":0,"d":"0.000"},{"v":0,"d":"0.000"},{"v":0.9,"d":"0.900"},154.273,null,null,154.273,{"$nulls":17},0,0,{"v":120.317,"d":"120"},{"v":20625.784,"d":"20,626"},{"$nulls":5},{"v":2345838.938,"d":"2,345,839"},{"v":1004595,"d":"1,004,595"},"EIA","EIA","EIA","EIA",null,null,"--","EIA","EIA",{"$nulls":15},0,0,0,0,0,0,0,0,{"v":267393,"d":"267,393"},0,0,0,{"v":267393,"d":"267,393"},{"v":267393,"d":"267,393"},0,{"v":267393,"d":"267,393"},{"v":0,"d":"0.0%"},{"v":0,"d":"0.0%"},{"v":0,"d":"0.0%"},{"v":0,"d":"0.0%"},{"v":0,"d":"0.0%"},{"v":0,"d":"0.0%"},{"v":0,"d":"0.0%"},{"v":0,"d":"0.0%"},{"v":1,"d":"100.0%"},{"v":0,"d":"0.0%"},{"v":0,"d":"0.0%"},{"v":0,"d":"0.0%"},{"v":1,"d":"100.0%"},{"v":1,"d":"100.0%"},{"v":0,"d":"0.0%"},{"v":1,"d":"100.0%"}]
[885,2020,"CA","CSU East Bay",57042,"Pacific Gas & Electric Co",14328,"Pacific Gas & Electric Co.",14328,"Electric Utility","California Independent System Operator","CISO","WECC","CAMX","WECC California","CAISO","06","001","Alameda",37.658889,-122.059444,1,1,"NG","GAS",null,{"v":0.46543,"d":"0.4654"},1.4,{"v":0.557621222004784,"d":"0.5576"},null,"Yes",{"v":17528,"d":"17,528"},{"v":1.111,"d":"1"},{"v":0.597087,"d":"0.5971"},{"$nulls":3},{"v":58655,"d":"58,655"},null,{"v":5708,"d":"5,708"},{"v":2511,"d":"2,511"},{"$nulls":41},{"v":58655,"d":"58,655"},{"v":25807,"d":"25,807"},{"$nulls":6},"--","EIA","EIA",{"$nulls":15},0,0,{"v":5708,"d":"5,708"},0,0,0,0,0,0,0,0,{"v":5708,"d":"5,708"},0,0,{"v":5708,"d":"5,708"},0,{"v":0,"d":"0.0%"},{"v":0,"d":"0.0%"},{"v":1,"d":"100.0%"},{"v":0,"d":"0.0%"},{"v":0,"d":"0.0%"},{"v":0,"d":"0.0%"},{"v":0,"d":"0.0%"},{"v":0,"d":"0.0%"},{"v":0,"d":"0.0%"},{"v":0,"d":"0.0%"},{"v":0,"d":"0.0%"},{"v":1,"d":"100.0%"},{"v":0,"d":"0.0%"},{"v":0,"d":"0.0%"},{"v":1,"d":"100.0%"},{"v":0,"d":"0.0%"}]
[918,2020,"CA","Desert Harvest II LLC",64103,"Southern California Edison Co",17609,"Desert Harvest II LLC",63731,"IPP Non-CHP","California Independent System Operator","CISO","WECC","CAMX","WECC California","CAISO","06","065","Riverside",33.8,-115.38,2,2,"SUN","SOLAR",null,{"v":0.01822,"d":"0.0182"},{"v":105,"d":"105.0"},{"$nulls":9},{"v":147000,"d":"147,000"},0,{"v":16756,"d":"16,756"},0,{"$nulls":41},{"v":147000,"d":"147,000"},0,{"$nulls":6},"--","EIA","EIA",{"$nulls":15},0,0,0,0,0,0,0,{"v":16755.96,"d":"16,756"},0,0,0,0,{"v":16755.96,"d":"16,756"},{"v":16755.96,"d":"16,756"},0,{"v":16755.96,"d":"16,756"},{"v":0,"d":"0.0%"},{"v":0,"d":"0.0%"},{"v":0,"d":"0.0%"},{"v":0,"d":"0.0%"},{"v":0,"d":"0.0%"},{"v":0,"d":"0.0%"},{"v":0,"d":"0.0%"},{"v":1,"d":"100.0%"},{"v":0,"d":"0.0%"},{"v":0,"d":"0.0%"},{"v":0,"d":"0.0%"},{"v":0,"d":"0.0%"},{"v":1,"d":"100.0%"},{"v":1,"d":"100.0%"},{"v":0,"d":"0.0%"},{"v":1,"d":"100.0%"}]
[951,2020,"CA","Division 1",59094,"Southern California Edison Co",17609,"Tesla Inc.",60947,"IPP Non-CHP","California Independent System Operator","CISO","WECC","CAMX","WECC California","CAISO","06","037","Los Angeles",34.708333,-118.130556,1,1,"SUN","SOLAR",null,{"v":0.21705,"d":"0.2171"},1.5,{"$nulls":9},{"v":25020,"d":"25,020"},{"v":13501,"d":"13,501"},{"v":2852,"d":"2,852"},{"v":1539,"d":"1,539"},{"$nulls":41},{"v":25020,"d":"25,020"},{"v":13501,"d":"13,501"},{"$nulls":6},"--","EIA","EIA",{"$nulls":15},0,0,0,0,0,0,0,{"v":2852,"d":"2,852"},0,0,0,0,{"v":2852,"d":"2,852"},{"v":2852,"d":"2,852"},0,{"v":2852,"d":"2,852"},{"v":0,"d":"0.0%"},{"v":0,"d":"0.0%"},{"v":0,"d":"0.0%"},{"v":0,"d":"0.0%"},{"v":0,"d":"0.0%"},{"v":0,"d":"0.0%"},{"v":0,"d":"0.0%"},{"v":1,"d":"100.0%"},{"v":0,"d":"0.0%"},{"v":0,"d":"0.0%"},{"v":0,"d":"0.0%"},{"v":0,"d":"0.0%"},{"v":1,"d":"100.0%"},{"v":1,"d":"100.0%"},{"v":0,"d":"0.0%"},{"v":1,"d":"100.0%"}]
[976,2020,"CA","Dutch Flat 2",413,"Pacific Gas & Electric Co",14328,"Nevada Irrigation District",13402,"IPP Non-CHP","California Independent System Operator","CISO","WECC","CAMX","WECC California","CAISO","06","057","Nevada",39.2184,-120.8352,1,1,"WAT","HYDRO",null,{"v":0.04899,"d":"0.0490"},27.3,{"$nulls":9},{"v":102775,"d":"102,775"},{"v":57132,"d":"57,132"},{"v":11715,"d":"11,715"},{"v":6512,"d":"6,512"},{"$nulls":41},{"v":102775,"d":"102,775"},{"v":57132,"d":"57,132"},{"$nulls":6},"--","EIA","EIA",{"$nulls":15},0,0,0,0,{"v":11715,"d":"11,715"},0,0,0,0,0,0,0,{"v":11715,"d":"11,715"},0,0,{"v":11715,"d":"11,715"},{"v":0,"d":"0.0%"},{"v":0,"d":"0.0%"},{"v":0,"d":"0.0%"},{"v":0,"d":"0.0%"},{"v":1,"d":"100.0%"},{"v":0,"d":"0.0%"},{"v":0,"d":"0.0%"},{"v":0,"d":"0.0%"},{"v":0,"d":"0.0%"},{"v":0,"d":"0.0%"},{"v":0,"d":"0.0%"},{"v":0,"d":"0.0%"},{"v":1,"d":"100.0%"},{"v":0,"d":"0.0%"},{"v":0,"d":"0.0%"},{"v":1,"d":"100.0%"}]
[985,2020,"CA","East Highline",586,"Imperial Irrigation District",9216,"Imperial Irrigation District",9216,"Electric Utility","Imperial Irrigation District","IID","WECC","AZNM","WECC Southwest",null,"06","025","Imperial",32.699451,-115.28245,1,1,"WAT","HYDRO",null,{"v":0.10716,"d":"0.1072"},2.4,{"$nulls":9},{"v":19767,"d":"19,767"},{"v":10988,"d":"10,988"},{"v":2253,"d":"2,253"},{"v":1252,"d":"1,252"},{"$nulls":41},{"v":19767,"d":"19,767"},{"v":10988,"d":"10,988"},{"$nulls":6},"--","EIA","EIA",{"$nulls":15},0,0,0,0,{"v":2253,"d":"2,253"},0,0,0,0,0,0,0,{"v":2253,"d":"2,253"},0,0,{"v":2253,"d":"2,253"},{"v":0,"d":"0.0%"},{"v":0,"d":"0.0%"},{"v":0,"d":"0.0%"},{"v":0,"d":"0.0%"},{"v":1,"d":"100.0%"},{"v":0,"d":"0.0%"},{"v":0,"d":"0.0%"},{"v":0,"d":"0.0%"},{"v":0,"d":"0.0%"},{"v":0,"d":"0.0%"},{"v":0,"d":"0.0%"},{"v":0,"d":"0.0%"},{"v":1,"d":"100.0%"},{"v":0,"d":"0.0%"},{"v":0,"d":"0.0%"},{"v":1,"d":"100.0%"}]
[1010,2020,"CA","Elk Hills Cogen",55950,"Pacific Gas & Electric Co",14328,"California Resources Elk Hills LLC",13989,"Industrial CHP","California Independent System Operator","CISO","WECC","CAMX","WECC California","CAISO","06","029","Kern",35.479146,-119.737464,2,2,"NG","GAS",null,{"v":0.09025,"d":"0.0903"},46.6,{"v":1,"d":"1.0000"},null,"Yes",{"v":88821.6,"d":"88,822"},{"v":1.416,"d":"1"},{"v":0.65368,"d":"0.6537"},null,{"v":278116.702,"d":"278,117"},{"v":9492.743,"d":"9,493"},{"v":278116.702,"d":"278,117"},{"v":9492.743,"d":"9,493"},{"v":36841,"d":"36,841"},{"v":1134,"d":"1,134"},{"v":40.757,"d":"41"},{"v":1.446,"d":"1"},{"v":0.444,"d":"0"},{"v":16254.399,"d":"16,254"},{"v":613.143,"d":"613"},{"v":61.314,"d":"61"},{"v":16271.2,"d":"16,271"},null,2.213,{"v":2.55,"d":"2.550"},0.024,882.408,0.017,{"v":2E-3,"d":"0.002"},{"v":883.32,"d":"883.320"},null,0.293,0.305,0.003,116.889,{"v":2E-3,"d":"0.002"},{"v":0,"d":"0.000"},{"v":117.01,"d":"117.010"},null,2.213,{"v":2.55,"d":"2.550"},0.024,882.408,0.017,{"v":2E-3,"d":"0.002"},{"v":883.32,"d":"883.320"},null,{"v":62.35,"d":"62"},{"v":2.212,"d":"2"},{"v":0.68,"d":"1"},{"v":24865.984,"d":"24,866"},{"v":937.986,"d":"938"},{"v":93.799,"d":"94"},null,{"v":425463,"d":"425,463"},{"v":14522,"d":"14,522"},{"v":425463,"d":"425,463"},{"v":14522,"d":"14,522"},"EIA","EIA","EIA","EIA","EIA","EIA","--","EIA","EIA",{"$nulls":6},{"v":147346.298,"d":"147,346"},{"v":5029.257,"d":"5,029"},{"v":21.593,"d":"22"},{"v":0.766,"d":"1"},{"v":0.235,"d":"0"},{"v":8611.585,"d":"8,612"},{"v":324.843,"d":"325"},{"v":32.484,"d":"32"},{"v":7549.10839,"d":"7,549.108"},0,0,{"v":36841,"d":"36,841"},0,0,0,0,0,0,0,0,{"v":36841,"d":"36,841"},0,0,{"v":36841,"d":"36,841"},0,{"v":0,"d":"0.0%"},{"v":0,"d":"0.0%"},{"v":1,"d":"100.0%"},{"v":0,"d":"0.0%"},{"v":0,"d":"0.0%"},{"v":0,"d":"0.0%"},{"v":0,"d":"0.0%"},{"v":0,"d":"0.0%"},{"v":0,"d":"0.0%"},{"v":0,"d":"0.0%"},{"v":0,"d":"0.0%"},{"v":1,"d":"100.0%"},{"v":0,"d":"0.0%"},{"v":0,"d":"0.0%"},{"v":1,"d":"100.0%"},{"v":0,"d":"0.0%"}]
[1042,2020,"CA","Exchequer",409,"Pacific Gas & Electric Co",14328,"Merced Irrigation District",12312,"IPP Non-CHP","California Independent System Operator","CISO","WECC","CAMX","WECC California","CAISO","06","043","Mariposa",37.584345,-120.26859,1,1,"WAT","HYDRO",null,{"v":0.24771,"d":"0.2477"},94.5,{"$nulls":9},{"v":1799019,"d":"1,799,019"},{"v":1000070,"d":"1,000,070"},{"v":205063,"d":"205,063"},{"v":113994,"d":"113,994"},{"$nulls":41},{"v":1799019,"d":"1,799,019"},{"v":1000070,"d":"1,000,070"},{"$nulls":6},"--","EIA","EIA",{"$nulls":15},0,0,0,0,{"v":205063,"d":"205,063"},0,0,0,0,0,0,0,{"v":205063,"d":"205,063"},0,0,{"v":205063,"d":"205,063"},{"v":0,"d":"0.0%"},{"v":0,"d":"0.0%"},{"v":0,"d":"0.0%"},{"v":0,"d":"0.0%"},{"v":1,"d":"100.0%"},{"v":0,"d":"0.0%"},{"v":0,"d":"0.0%"},{"v":0,"d":"0.0%"},{"v":0,"d":"0.0%"},{"v":0,"d":"0.0%"},{"v":0,"d":"0.0%"},{"v":0,"d":"0.0%"},{"v":1,"d":"100.0%"},{"v":0,"d":"0.0%"},{"v":0,"d":"0.0%"},{"v":1,"d":"100.0%"}]
[1053,2020,"CA","Fallbrook Energy Storage",61365,"San Diego Gas & Electric Co",16609,"San Diego Gas & Electric Co",16609,"Electric Utility","California Independent System Operator","CISO","WECC","CAMX","WECC California","CAISO","06","073","San Diego",33.384244,-117.235322,1,1,"MWH","OTHF",null,null,{"v":40,"d":"40.0"},{"$nulls":62},"--"]
[1078,2020,"CA","Foundation Cemex River Plant",58101,"Southern California Edison Co",17609,"Foundation CA Fund VI Manager LLC",57476,"IPP Non-CHP","California Independent System Operator","CISO","WECC","CAMX","WECC California","CAISO","06","071","San Bernardino",34.561944,-117.307222,2,2,"WND","WIND",null,0.1047,3.2,{"$nulls":9},{"v":25747,"d":"25,747"},{"v":13658,"d":"13,658"},{"v":2935,"d":"2,935"},{"v":1557,"d":"1,557"},{"$nulls":41},{"v":25747,"d":"25,747"},{"v":13658,"d":"13,658"},{"$nulls":6},"--","EIA","EIA",{"$nulls":15},0,0,0,0,0,0,{"v":2935,"d":"2,935"},0,0,0,0,0,{"v":2935,"d":"2,935"},{"v":2935,"d":"2,935"},0,{"v":2935,"d":"2,935"},{"v":0,"d":"0.0%"},{"v":0,"d":"0.0%"},{"v":0,"d":"0.0%"},{"v":0,"d":"0.0%"},{"v":0,"d":"0.0%"},{"v":0,"d":"0.0%"},{"v":1,"d":"100.0%"},{"v":0,"d":"0.0%"},{"v":0,"d":"0.0%"},{"v":0,"d":"0.0%"},{"v":0,"d":"0.0%"},{"v":0,"d":"0.0%"},{"v":1,"d":"100.0%"},{"v":1,"d":"100.0%"},{"v":0,"d":"0.0%"},{"v":1,"d":"100.0%"}]
[1111,2020,"CA","Gap Pacific Distribution Center",56909,"Pacific Gas & Electric Co",14328,"Goldman Sachs Renewable Power Group",61944,"Commercial Non-CHP","California Independent System Operator","CISO","WECC","CAMX","WECC California","CAISO","06","019","Fresno",36.7839,-119.7094,4,4,"SUN","SOLAR",null,{"v":0.37519,"d":"0.3752"},1.2,{"$nulls":9},{"v":34602,"d":"34,602"},{"v":18673,"d":"18,673"},{"v":3944,"d":"3,944"},{"v":2128,"d":"2,128"},{"$nulls":41},{"v":34602,"d":"34,602"},{"v":18673,"d":"18,673"},{"$nulls":6},"--","EIA","EIA",{"$nulls":15},0,0,0,0,0,0,0,{"v":3944,"d":"3,944"},0,0,0,0,{"v":3944,"d":"3,944"},{"v":3944,"d":"3,944"},0,{"v":3944,"d":"3,944"},{"v":0,"d":"0.0%"},{"v":0,"d":"0.0%"},{"v":0,"d":"0.0%"},{"v":0,"d":"0.0%"},{"v":0,"d":"0.0%"},{"v":0,"d":"0.0%"},{"v":0,"d":"0.0%"},{"v":1,"d":"100.0%"},{"v":0,"d":"0.0%"},{"v":0,"d":"0.0%"},{"v":0,"d":"0.0%"},{"v":0,"d":"0.0%"},{"v":1,"d":"100.0%"},{"v":1,"d":"100.0%"},{"v":0,"d":"0.0%"},{"v":1,"d":"100.0%"}]
[1144,2020,"CA","Golden Springs Building D",57797,"Southern California Edison Co",17609,"Golden Springs Development Company LLC",57104,"IPP Non-CHP","California Independent System Operator","CISO","WECC","CAMX","WECC California","CAISO","06","037","Los Angeles",33.911944,-118.052222,1,1,"SUN","SOLAR",null,{"v":0.16456,"d":"0.1646"},1.3,{"$nulls":9},{"v":16441,"d":"16,441"},{"v":8872,"d":"8,872"},{"v":1874,"d":"1,874"},{"v":1011,"d":"1,011"},{"$nulls":41},{"v":16441,"d":"16,441"},{"v":8872,"d":"8,872"},{"$nulls":6},"--","EIA","EIA",{"$nulls":15},0,0,0,0,0,0,0,{"v":1874,"d":"1,874"},0,0,0,0,{"v":1874,"d":"1,874"},{"v":1874,"d":"1,874"},0,{"v":1874,"d":"1,874"},{"v":0,"d":"0.0%"},{"v":0,"d":"0.0%"},{"v":0,"d":"0.0%"},{"v":0,"d":"0.0%"},{"v":0,"d":"0.0%"},{"v":0,"d":"0.0%"},{"v":0,"d":"0.0%"},{"v":1,"d":"100.0%"},{"v":0,"d":"0.0%"},{"v":0,"d":"0.0%"},{"v":0,"d":"0.0%"},{"v":0,"d":"0.0%"},{"v":1,"d":"100.0%"},{"v":1,"d":"100.0%"},{"v":0,"d":"0.0%"},{"v":1,"d":"100.0%"}]
[1169,2020,"CA","GRS American Canyon",10392,"Pacific Gas & Electric Co",14328,"Gas Recovery Systems Inc",25049,"IPP Non-CHP","California Independent System Operator","CISO","WECC","CAMX","WECC California","CAISO","06","055","Napa",38.1419,-122.2439,2,2,"LFG","BIOMASS",null,null,1.6,{"$nulls":62},"--"]
[1178,2020,"CA","Hanford 1 and 2",59300,"Southern California Edison Co",17609,"CD Arevon USA, Inc.",61230,"IPP Non-CHP","California Independent System Operator","CISO","WECC","CAMX","WECC California","CAISO","06","031","Kings",36.306667,-119.629167,2,2,"SUN","SOLAR",null,{"v":0.21712,"d":"0.2171"},{"v":3,"d":"3.0"},{"$nulls":9},{"v":50058,"d":"50,058"},{"v":27014,"d":"27,014"},{"v":5706,"d":"5,706"},{"v":3079,"d":"3,079"},{"$nulls":41},{"v":50058,"d":"50,058"},{"v":27014,"d":"27,014"},{"$nulls":6},"--","EIA","EIA",{"$nulls":15},0,0,0,0,0,0,0,{"v":5706,"d":"5,706"},0,0,0,0,{"v":5706,"d":"5,706"},{"v":5706,"d":"5,706"},0,{"v":5706,"d":"5,706"},{"v":0,"d":"0.0%"},{"v":0,"d":"0.0%"},{"v":0,"d":"0.0%"},{"v":0,"d":"0.0%"},{"v":0,"d":"0.0%"},{"v":0,"d":"0.0%"},{"v":0,"d":"0.0%"},{"v":1,"d":"100.0%"},{"v":0,"d":"0.0%"},{"v":0,"d":"0.0%"},{"v":0,"d":"0.0%"},{"v":0,"d":"0.0%"},{"v":1,"d":"100.0%"},{"v":1,"d":"100.0%"},{"v":0,"d":"0.0%"},{"v":1,"d":"100.0%"}]
[1203,2020,"CA","Helzel & Schwarzhoff 88 Wind Farm",52165,"Southern California Edison Co",17609,"Terra-Gen 251 Wind, LLC",61444,"IPP Non-CHP","California Independent System Operator","CISO","WECC","CAMX","WECC California","CAISO","06","029","Kern",35.0908,-118.3936,1,1,"WND","WIND",null,{"v":0,"d":"0.0000"},1.8,{"$nulls":11},0,0,{"$nulls":49},"--",{"$nulls":17},0,0,0,0,0,0,0,0,0,0,0,0,0,0,0,0]
[1236,2020,"CA","Indian Valley Dam Hydro Project",50129,"Pacific Gas & Electric Co",14328,"Yolo County Flood Control WCD",22079,"IPP Non-CHP","California Independent System Operator","CISO","WECC","CAMX","WECC California","CAISO","06","033","Lake",39.0788,-122.535556,3,3,"WAT","HYDRO",null,{"v":0.37864,"d":"0.3786"},2.9,{"$nulls":9},{"v":84386.998,"d":"84,387"},{"v":46910,"d":"46,910"},{"v":9619,"d":"9,619"},{"v":5346.999,"d":"5,347"},{"$nulls":41},{"v":84386.998,"d":"84,387"},{"v":46910,"d":"46,910"},{"$nulls":6},"--","EIA","EIA",{"$nulls":15},0,0,0,0,{"v":9619,"d":"9,619"},0,0,0,0,0,0,0,{"v":9619,"d":"9,619"},0,0,{"v":9619,"d":"9,619"},{"v":0,"d":"0.0%"},{"v":0,"d":"0.0%"},{"v":0,"d":"0.0%"},{"v":0,"d":"0.0%"},{"v":1,"d":"100.0%"},{"v":0,"d":"0.0%"},{"v":0,"d":"0.0%"},{"v":0,"d":"0.0%"},{"v":0,"d":"0.0%"},{"v":0,"d":"0.0%"},{"v":0,"d":"0.0%"},{"v":0,"d":"0.0%"},{"v":1,"d":"100.0%"},{"v":0,"d":"0.0%"},{"v":0,"d":"0.0%"},{"v":1,"d":"100.0%"}]
[1245,2020,"CA","Intel Santa Clara",60224,"Pacific Gas & Electric Co",14328,"Bloom Energy",57128,"IPP Non-CHP","California Independent System Operator","CISO","WECC","CAMX","WECC California","CAISO","06","085","Santa Clara",37.384745,-121.963808,1,1,"NG","GAS",null,{"v":0.78923,"d":"0.7892"},1.1,{"v":0.017953507679535,"d":"0.0180"},{"$nulls":8},{"v":54088,"d":"54,088"},{"v":23797,"d":"23,797"},{"v":7605,"d":"7,605"},{"v":3346,"d":"3,346"},{"$nulls":41},{"v":54088,"d":"54,088"},{"v":23797,"d":"23,797"},{"$nulls":6},"--","EIA","EIA",{"$nulls":15},0,0,{"v":7605,"d":"7,605"},0,0,0,0,0,0,0,0,{"v":7605,"d":"7,605"},0,0,{"v":7605,"d":"7,605"},0,{"v":0,"d":"0.0%"},{"v":0,"d":"0.0%"},{"v":1,"d":"100.0%"},{"v":0,"d":"0.0%"},{"v":0,"d":"0.0%"},{"v":0,"d":"0.0%"},{"v":0,"d":"0.0%"},{"v":0,"d":"0.0%"},{"v":0,"d":"0.0%"},{"v":0,"d":"0.0%"},{"v":0,"d":"0.0%"},{"v":1,"d":"100.0%"},{"v":0,"d":"0.0%"},{"v":0,"d":"0.0%"},{"v":1,"d":"100.0%"},{"v":0,"d":"0.0%"}]
[1270,2020,"CA","JVR Energy Park LLC",64428,"San Diego Gas & Electric Co",16609,"JVR Energy Park LLC",64077,"IPP Non-CHP","California Independent System Operator","CISO","WECC","CAMX","WECC California","CAISO","06","073","San Diego",33.625903,-116.17489,2,2,{"$nulls":4},{"v":160,"d":"160.0"},{"$nulls":62},"--"]
[1306,2020,"CA","Kettleman Solar -Centaurus",59633,"Pacific Gas & Electric Co",14328,"EE Kettleman California LLC",59381,"IPP Non-CHP","California Independent System Operator","CISO","WECC","CAMX","WECC California","CAISO","06","031","Kings",36.050833,-119.9475,1,1,"SUN","SOLAR",null,{"v":0.27527,"d":"0.2753"},{"v":20,"d":"20.0"},{"$nulls":9},{"v":423096,"d":"423,096"},{"v":228318,"d":"228,318"},{"v":48227,"d":"48,227"},{"v":26025,"d":"26,025"},{"$nulls":41},{"v":423096,"d":"423,096"},{"v":228318,"d":"228,318"},{"$nulls":6},"--","EIA","EIA",{"$nulls":15},0,0,0,0,0,0,0,{"v":48227,"d":"48,227"},0,0,0,0,{"v":48227,"d":"48,227"},{"v":48227,"d":"48,227"},0,{"v":48227,"d":"48,227"},{"v":0,"d":"0.0%"},{"v":0,"d":"0.0%"},{"v":0,"d":"0.0%"},{"v":0,"d":"0.0%"},{"v":0,"d":"0.0%"},{"v":0,"d":"0.0%"},{"v":0,"d":"0.0%"},{"v":1,"d":"100.0%"},{"v":0,"d":"0.0%"},{"v":0,"d":"0.0%"},{"v":0,"d":"0.0%"},{"v":0,"d":"0.0%"},{"v":1,"d":"100.0%"},{"v":1,"d":"100.0%"},{"v":0,"d":"0.0%"},{"v":1,"d":"100.0%"}]
[1337,2020,"CA","Lake Mathews",6644,"Southern California Edison Co",17609,"Metropolitan Water District of S CA",12397,"Electric Utility","California Independent System Operator","CISO","WECC","CAMX","WECC California","CAISO","06","065","Riverside",33.8553,-117.4537,1,1,"WAT","HYDRO",null,{"v":0.48537,"d":"0.4854"},4.9,{"$nulls":9},{"v":182777,"d":"182,777"},{"v":101605,"d":"101,605"},{"v":20834,"d":"20,834"},{"v":11582,"d":"11,582"},{"$nulls":41},{"v":182777,"d":"182,777"},{"v":101605,"d":"101,605"},{"$nulls":6},"--","EIA","EIA",{"$nulls":15},0,0,0,0,{"v":20834,"d":"20,834"},0,0,0,0,0,0,0,{"v":20834,"d":"20,834"},0,0,{"v":20834,"d":"20,834"},{"v":0,"d":"0.0%"},{"v":0,"d":"0.0%"},{"v":0,"d":"0.0%"},{"v":0,"d":"0.0%"},{"v":1,"d":"100.0%"},{"v":0,"d":"0.0%"},{"v":0,"d":"0.0%"},{"v":0,"d":"0.0%"},{"v":0,"d":"0.0%"},{"v":0,"d":"0.0%"},{"v":0,"d":"0.0%"},{"v":0,"d":"0.0%"},{"v":1,"d":"100.0%"},{"v":0,"d":"0.0%"},{"v":0,"d":"0.0%"},{"v":1,"d":"100.0%"}]
[1362,2020,"CA","Lindberg Field Solar 2",60984,"San Diego Gas &amp; Electric Co",16609,"Lindberg Field Solar 2, LLC",60618,"IPP Non-CHP","California Independent System Operator","CISO","WECC","CAMX","WECC California","CAISO","06","073","San Diego",32.729444,-117.205083,1,1,"SUN","SOLAR",null,0.2917,1.9,{"$nulls":9},{"v":42593,"d":"42,593"},{"v":22984,"d":"22,984"},{"v":4855,"d":"4,855"},{"v":2620,"d":"2,620"},{"$nulls":41},{"v":42593,"d":"42,593"},{"v":22984,"d":"22,984"},{"$nulls":6},"--","EIA","EIA",{"$nulls":15},0,0,0,0,0,0,0,{"v":4855,"d":"4,855"},0,0,0,0,{"v":4855,"d":"4,855"},{"v":4855,"d":"4,855"},0,{"v":4855,"d":"4,855"},{"v":0,"d":"0.0%"},{"v":0,"d":"0.0%"},{"v":0,"d":"0.0%"},{"v":0,"d":"0.0%"},{"v":0,"d":"0.0%"},{"v":0,"d":"0.0%"},{"v":0,"d":"0.0%"},{"v":1,"d":"100.0%"},{"v":0,"d":"0.0%"},{"v":0,"d":"0.0%"},{"v":0,"d":"0.0%"},{"v":0,"d":"0.0%"},{"v":1,"d":"100.0%"},{"v":1,"d":"100.0%"},{"v":0,"d":"0.0%"},{"v":1,"d":"100.0%"}]
[1371,2020,"CA","Live Oak Limited",54768,"Pacific Gas & Electric Co",14328,"WCAC Operating Company",60662,"IPP CHP","California Independent System Operator","CISO","WECC","CAMX","WECC California","CAISO","06","029","Kern",35.4837,-119.0298,1,1,"NG","GAS",null,{"v":0.05217,"d":"0.0522"},{"v":46,"d":"46.0"},{"v":1,"d":"1.0000"},null,"Yes",{"v":34560,"d":"34,560"},{"v":2.076,"d":"2"},{"v":0.734621,"d":"0.7346"},null,{"v":144146.309,"d":"144,146"},{"v":111686.143,"d":"111,686"},{"v":144146.309,"d":"144,146"},{"v":111686.143,"d":"111,686"},{"v":21023,"d":"21,023"},{"v":16120,"d":"16,120"},{"v":8.043,"d":"8"},{"v":4.53,"d":"5"},{"v":0.073,"d":"0"},{"v":8565.162,"d":"8,565"},{"v":332.929,"d":"333"},{"v":33.293,"d":"33"},{"v":8574.285,"d":"8,574"},null,0.765,0.562,0.007,814.837,0.016,{"v":2E-3,"d":"0.002"},815.705,null,0.112,0.081,{"v":1E-3,"d":"0.001"},{"v":118.84,"d":"118.840"},{"v":2E-3,"d":"0.002"},{"v":0,"d":"0.000"},118.966,null,0.765,0.562,0.007,814.837,0.016,{"v":2E-3,"d":"0.002"},815.705,null,{"v":10.949,"d":"11"},{"v":6.167,"d":"6"},{"v":0.1,"d":"0"},{"v":11659.3,"d":"11,659"},{"v":453.198,"d":"453"},{"v":45.32,"d":"45"},null,{"v":196218.703,"d":"196,219"},{"v":152032.406,"d":"152,032"},{"v":196218.703,"d":"196,219"},{"v":152032.406,"d":"152,032"},"EPA/CAMD","EPA/CAMD","EPA/CAMD","EPA/CAMD","EIA","EIA","--","EPA/CAMD","EPA/CAMD",{"$nulls":6},{"v":52072.394,"d":"52,072"},{"v":40346.263,"d":"40,346"},{"v":2.906,"d":"3"},{"v":1.637,"d":"2"},{"v":0.027,"d":"0"},{"v":3094.138,"d":"3,094"},{"v":120.269,"d":"120"},{"v":12.027,"d":"12"},{"v":6856.600345,"d":"6,856.600"},0,0,{"v":21023,"d":"21,023"},0,0,0,0,0,0,0,0,{"v":21023,"d":"21,023"},0,0,{"v":21023,"d":"21,023"},0,{"v":0,"d":"0.0%"},{"v":0,"d":"0.0%"},{"v":1,"d":"100.0%"},{"v":0,"d":"0.0%"},{"v":0,"d":"0.0%"},{"v":0,"d":"0.0%"},{"v":0,"d":"0.0%"},{"v":0,"d":"0.0%"},{"v":0,"d":"0.0%"},{"v":0,"d":"0.0%"},{"v":0,"d":"0.0%"},{"v":1,"d":"100.0%"},{"v":0,"d":"0.0%"},{"v":0,"d":"0.0%"},{"v":1,"d":"100.0%"},{"v":0,"d":"0.0%"}]
[1396,2020,"CA","Madelyn Solar, LLC",59409,"Southern California Edison Co",17609,"CD US Solar PO 3, LLC",59185,"IPP Non-CHP","California Independent System Operator","CISO","WECC","CAMX","WECC California","CAISO","06","071","San Bernardino",34.768333,-117.323611,1,1,"SUN","SOLAR",null,{"v":0.24954,"d":"0.2495"},{"v":1,"d":"1.0"},{"$nulls":9},{"v":19179,"d":"19,179"},{"v":10349,"d":"10,349"},{"v":2186,"d":"2,186"},{"v":1180,"d":"1,180"},{"$nulls":41},{"v":19179,"d":"19,179"},{"v":10349,"d":"10,349"},{"$nulls":6},"--","EIA","EIA",{"$nulls":15},0,0,0,0,0,0,0,{"v":2186,"d":"2,186"},0,0,0,0,{"v":2186,"d":"2,186"},{"v":2186,"d":"2,186"},0,{"v":2186,"d":"2,186"},{"v":0,"d":"0.0%"},{"v":0,"d":"0.0%"},{"v":0,"d":"0.0%"},{"v":0,"d":"0.0%"},{"v":0,"d":"0.0%"},{"v":0,"d":"0.0%"},{"v":0,"d":"0.0%"},{"v":1,"d":"100.0%"},{"v":0,"d":"0.0%"},{"v":0,"d":"0.0%"},{"v":0,"d":"0.0%"},{"v":0,"d":"0.0%"},{"v":1,"d":"100.0%"},{"v":1,"d":"100.0%"},{"v":0,"d":"0.0%"},{"v":1,"d":"100.0%"}]
[1429,2020,"CA","McCoy Solar Energy Project Hybrid",58462,"Southern California Edison Co",17609,"McCoy Solar, LLC",58451,"IPP Non-CHP","California Independent System Operator","CISO","WECC","CAMX","WECC California","CAISO","06","065","Riverside",33.694722,-114.739722,9,9,"SUN","SOLAR",null,{"v":0.12979,"d":"0.1298"},500.6,{"$nulls":9},{"v":4993249,"d":"4,993,249"},{"v":2694537.984,"d":"2,694,538"},{"v":569161.001,"d":"569,161"},{"v":307140,"d":"307,140"},{"$nulls":41},{"v":4993249,"d":"4,993,249"},{"v":2694537.984,"d":"2,694,538"},{"$nulls":6},"--","EIA","EIA",{"$nulls":15},0,0,0,0,0,0,0,{"v":569161,"d":"569,161"},0,0,0,0,{"v":569161,"d":"569,161"},{"v":569161,"d":"569,161"},0,{"v":569161,"d":"569,161"},{"v":0,"d":"0.0%"},{"v":0,"d":"0.0%"},{"v":0,"d":"0.0%"},{"v":0,"d":"0.0%"},{"v":0,"d":"0.0%"},{"v":0,"d":"0.0%"},{"v":0,"d":"0.0%"},{"v":1,"d":"100.0%"},{"v":0,"d":"0.0%"},{"v":0,"d":"0.0%"},{"v":0,"d":"0.0%"},{"v":0,"d":"0.0%"},{"v":1,"d":"100.0%"},{"v":1,"d":"100.0%"},{"v":0,"d":"0.0%"},{"v":1,"d":"100.0%"}]
[1438,2020,"CA","Meridian Vineyards",57982,"Pacific Gas & Electric Co",14328,"CleanCapital",62060,"IPP Non-CHP","California Independent System Operator","CISO","WECC","CAMX","WECC California","CAISO","06","079","San Luis Obispo",35.670278,-120.566944,2,2,"SUN","SOLAR",null,{"v":0.15733,"d":"0.1573"},1.1,{"$nulls":9},{"v":13300,"d":"13,300"},{"v":7177,"d":"7,177"},{"v":1516,"d":"1,516"},818,{"$nulls":41},{"v":13300,"d":"13,300"},{"v":7177,"d":"7,177"},{"$nulls":6},"--","EIA","EIA",{"$nulls":15},0,0,0,0,0,0,0,{"v":1516,"d":"1,516"},0,0,0,0,{"v":1516,"d":"1,516"},{"v":1516,"d":"1,516"},0,{"v":1516,"d":"1,516"},{"v":0,"d":"0.0%"},{"v":0,"d":"0.0%"},{"v":0,"d":"0.0%"},{"v":0,"d":"0.0%"},{"v":0,"d":"0.0%"},{"v":0,"d":"0.0%"},{"v":0,"d":"0.0%"},{"v":1,"d":"100.0%"},{"v":0,"d":"0.0%"},{"v":0,"d":"0.0%"},{"v":0,"d":"0.0%"},{"v":0,"d":"0.0%"},{"v":1,"d":"100.0%"},{"v":1,"d":"100.0%"},{"v":0,"d":"0.0%"},{"v":1,"d":"100.0%"}]
[1463,2020,"CA","MM San Diego-Miramar",55094,"San Diego Gas & Electric Co",16609,"MM San Diego Energy-Miramar",57227,"IPP CHP","California Independent System Operator","CISO","WECC","CAMX","WECC California","CAISO","06","073","San Diego",32.844845,-117.162747,4,4,"LFG","BIOMASS",null,{"v":0.85162,"d":"0.8516"},6.4,{"v":0,"d":"0.0000"},"Yes","Yes",{"v":105085.6,"d":"105,086"},{"v":1.551,"d":"2"},{"v":0.674009,"d":"0.6740"},null,{"v":417940.732,"d":"417,941"},{"v":177002.802,"d":"177,003"},{"v":417940.732,"d":"417,941"},{"v":177002.802,"d":"177,003"},{"v":47745,"d":"47,745"},{"v":20221,"d":"20,221"},0,0,{"v":6.343,"d":"6"},{"v":1E-3,"d":"0"},{"v":91.321,"d":"91"},{"v":9.132,"d":"9"},{"v":2.503,"d":"3"},null,{"v":0,"d":"0.000"},{"v":0,"d":"0.000"},0.266,{"v":0,"d":"0.000"},{"v":2E-3,"d":"0.002"},{"v":0,"d":"0.000"},0.105,null,{"v":0,"d":"0.000"},{"v":0,"d":"0.000"},{"v":0.03,"d":"0.030"},{"v":0,"d":"0.000"},{"v":0,"d":"0.000"},{"v":0,"d":"0.000"},0.012,null,{"v":0,"d":"0.000"},{"v":0,"d":"0.000"},0.266,{"v":0,"d":"0.000"},{"v":2E-3,"d":"0.002"},{"v":0,"d":"0.000"},0.105,null,{"v":390.912,"d":"391"},{"v":165.556,"d":"166"},{"v":12.641,"d":"13"},{"v":39375.078,"d":"39,375"},{"v":1442.312,"d":"1,442"},{"v":144.231,"d":"144"},null,{"v":620082,"d":"620,082"},{"v":262612,"d":"262,612"},{"v":620082,"d":"620,082"},{"v":262612,"d":"262,612"},"EIA","EIA","EIA","EIA","EIA","EIA","--","EIA","EIA",{"v":390.912,"d":"391"},{"v":165.556,"d":"166"},{"v":3.231,"d":"3"},{"v":39375.077,"d":"39,375"},{"v":1306.822,"d":"1,307"},{"v":130.682,"d":"131"},{"v":202141.268,"d":"202,141"},{"v":85609.198,"d":"85,609"},0,0,{"v":3.068,"d":"3"},0,{"v":44.168,"d":"44"},{"v":4.417,"d":"4"},{"v":8753.602101,"d":"8,753.602"},0,0,0,0,0,{"v":47745,"d":"47,745"},0,0,0,0,0,0,{"v":47745,"d":"47,745"},{"v":47745,"d":"47,745"},{"v":47745,"d":"47,745"},0,{"v":0,"d":"0.0%"},{"v":0,"d":"0.0%"},{"v":0,"d":"0.0%"},{"v":0,"d":"0.0%"},{"v":0,"d":"0.0%"},{"v":1,"d":"100.0%"},{"v":0,"d":"0.0%"},{"v":0,"d":"0.0%"},{"v":0,"d":"0.0%"},{"v":0,"d":"0.0%"},{"v":0,"d":"0.0%"},{"v":0,"d":"0.0%"},{"v":1,"d":"100.0%"},{"v":1,"d":"100.0%"},{"v":1,"d":"100.0%"},{"v":0,"d":"0.0%"}]
[1496,2020,"CA","Mustang Two",62015,"Pacific Gas & Electric Co.",14328,"RE Mustang Two LLC",61589,"IPP Non-CHP","California Independent System Operator","CISO","WECC","CAMX","WECC California","CAISO","06","031","Kings",36.216806,-119.896389,2,2,"SUN","SOLAR",null,{"v":0.03196,"d":"0.0320"},{"v":150,"d":"150.0"},{"$nulls":9},{"v":368413.008,"d":"368,413"},0,{"v":41994,"d":"41,994"},0,{"$nulls":41},{"v":368413.008,"d":"368,413"},0,{"$nulls":6},"--","EIA","EIA",{"$nulls":15},0,0,0,0,0,0,0,{"v":41994,"d":"41,994"},0,0,0,0,{"v":41994,"d":"41,994"},{"v":41994,"d":"41,994"},0,{"v":41994,"d":"41,994"},{"v":0,"d":"0.0%"},{"v":0,"d":"0.0%"},{"v":0,"d":"0.0%"},{"v":0,"d":"0.0%"},{"v":0,"d":"0.0%"},{"v":0,"d":"0.0%"},{"v":0,"d":"0.0%"},{"v":1,"d":"100.0%"},{"v":0,"d":"0.0%"},{"v":0,"d":"0.0%"},{"v":0,"d":"0.0%"},{"v":0,"d":"0.0%"},{"v":1,"d":"100.0%"},{"v":1,"d":"100.0%"},{"v":0,"d":"0.0%"},{"v":1,"d":"100.0%"}]
[1521,2020,"CA","North Brawley Geothermal Plant",56832,"Imperial Irrigation District",9216,"Ormat Nevada Inc",34691,"IPP Non-CHP","Imperial Irrigation District","IID","WECC","AZNM","WECC Southwest",null,"06","025","Imperial",33.0139,-115.5439,5,5,"GEO","GEOTHERMAL",null,{"v":0.11935,"d":"0.1194"},{"v":80,"d":"80.0"},{"$nulls":9},{"v":733763.984,"d":"733,764"},{"v":314231.992,"d":"314,232"},{"v":83639,"d":"83,639"},{"v":35818,"d":"35,818"},0,0,0,0,null,null,0,null,{"v":0,"d":"0.000"},{"v":0,"d":"0.000"},{"v":0,"d":"0.000"},{"v":0,"d":"0.000"},null,null,{"v":0,"d":"0.000"},{"$nulls":17},0,0,0,0,{"$nulls":5},{"v":733763.984,"d":"733,764"},{"v":314231.992,"d":"314,232"},"EIA","EIA","EIA","EIA",null,null,"--","EIA","EIA",{"$nulls":15},0,0,0,0,0,0,0,0,{"v":83639,"d":"83,639"},0,0,0,{"v":83639,"d":"83,639"},{"v":83639,"d":"83,639"},0,{"v":83639,"d":"83,639"},{"v":0,"d":"0.0%"},{"v":0,"d":"0.0%"},{"v":0,"d":"0.0%"},{"v":0,"d":"0.0%"},{"v":0,"d":"0.0%"},{"v":0,"d":"0.0%"},{"v":0,"d":"0.0%"},{"v":0,"d":"0.0%"},{"v":1,"d":"100.0%"},{"v":0,"d":"0.0%"},{"v":0,"d":"0.0%"},{"v":0,"d":"0.0%"},{"v":1,"d":"100.0%"},{"v":1,"d":"100.0%"},{"v":0,"d":"0.0%"},{"v":1,"d":"100.0%"}]
[1554,2020,"CA","Orange County Energy Storage 2",62497,"Southern California Edison Co",17609,"Convergent Energy and Power LP",61978,"IPP Non-CHP","California Independent System Operator","CISO","WECC","CAMX","WECC California","CAISO","06","059","Orange",33.715536,-117.854314,1,1,"MWH","OTHF",null,null,{"v":9,"d":"9.0"},{"$nulls":62},"--"]
[1570,2020,"CA","Owens Valley Solar Project 11",60953,"Los Angeles Department of Water & Power",11208,"Los Angeles Department of Water & Power",11208,"IPP Non-CHP","Los Angeles Department of Water and Power","LDWP","WECC","CAMX","WECC California",null,"06","027","Inyo",36.275144,-118.012151,1,1,"SUN","SOLAR",null,{"v":0.34737,"d":"0.3474"},{"v":1,"d":"1.0"},{"$nulls":9},{"v":26697,"d":"26,697"},{"v":14406,"d":"14,406"},{"v":3043,"d":"3,043"},{"v":1642,"d":"1,642"},{"$nulls":41},{"v":26697,"d":"26,697"},{"v":14406,"d":"14,406"},{"$nulls":6},"--","EIA","EIA",{"$nulls":15},0,0,0,0,0,0,0,{"v":3043,"d":"3,043"},0,0,0,0,{"v":3043,"d":"3,043"},{"v":3043,"d":"3,043"},0,{"v":3043,"d":"3,043"},{"v":0,"d":"0.0%"},{"v":0,"d":"0.0%"},{"v":0,"d":"0.0%"},{"v":0,"d":"0.0%"},{"v":0,"d":"0.0%"},{"v":0,"d":"0.0%"},{"v":0,"d":"0.0%"},{"v":1,"d":"100.0%"},{"v":0,"d":"0.0%"},{"v":0,"d":"0.0%"},{"v":0,"d":"0.0%"},{"v":0,"d":"0.0%"},{"v":1,"d":"100.0%"},{"v":1,"d":"100.0%"},{"v":0,"d":"0.0%"},{"v":1,"d":"100.0%"}]
[1589,2020,"CA","Panoche Valley Solar Farm",57340,"Pacific Gas & Electric Co",14328,"Consolidated Edison Development Inc.",56769,"IPP Non-CHP","California Independent System Operator","CISO","WECC","CAMX","WECC California","CAISO","06","069","San Benito",36.627,-120.879,1,1,"SUN","SOLAR",null,{"v":0.26523,"d":"0.2652"},{"v":140,"d":"140.0"},{"$nulls":9},{"v":2853656,"d":"2,853,656"},{"v":1594976,"d":"1,594,976"},{"v":325277,"d":"325,277"},{"v":181805,"d":"181,805"},{"$nulls":41},{"v":2853656,"d":"2,853,656"},{"v":1594976,"d":"1,594,976"},{"$nulls":6},"--","EIA","EIA",{"$nulls":15},0,0,0,0,0,0,0,{"v":325277,"d":"325,277"},0,0,0,0,{"v":325277,"d":"325,277"},{"v":325277,"d":"325,277"},0,{"v":325277,"d":"325,277"},{"v":0,"d":"0.0%"},{"v":0,"d":"0.0%"},{"v":0,"d":"0.0%"},{"v":0,"d":"0.0%"},{"v":0,"d":"0.0%"},{"v":0,"d":"0.0%"},{"v":0,"d":"0.0%"},{"v":1,"d":"100.0%"},{"v":0,"d":"0.0%"},{"v":0,"d":"0.0%"},{"v":0,"d":"0.0%"},{"v":0,"d":"0.0%"},{"v":1,"d":"100.0%"},{"v":1,"d":"100.0%"},{"v":0,"d":"0.0%"},{"v":1,"d":"100.0%"}]
[1622,2020,"CA","Pixar - Emeryville",59803,"Pacific Gas & Electric Co",14328,"Bloom Energy",57128,"IPP Non-CHP","California Independent System Operator","CISO","WECC","CAMX","WECC California","CAISO","06","001","Alameda",37.83286,-122.284003,1,1,"NG","GAS",null,{"v":0.71088,"d":"0.7109"},1.1,{"v":0.148540196485402,"d":"0.1485"},{"$nulls":8},{"v":50184,"d":"50,184"},{"v":22079,"d":"22,079"},{"v":6850,"d":"6,850"},{"v":3014,"d":"3,014"},{"$nulls":41},{"v":50184,"d":"50,184"},{"v":22079,"d":"22,079"},{"$nulls":6},"--","EIA","EIA",{"$nulls":15},0,0,{"v":6850,"d":"6,850"},0,0,0,0,0,0,0,0,{"v":6850,"d":"6,850"},0,0,{"v":6850,"d":"6,850"},0,{"v":0,"d":"0.0%"},{"v":0,"d":"0.0%"},{"v":1,"d":"100.0%"},{"v":0,"d":"0.0%"},{"v":0,"d":"0.0%"},{"v":0,"d":"0.0%"},{"v":0,"d":"0.0%"},{"v":0,"d":"0.0%"},{"v":0,"d":"0.0%"},{"v":0,"d":"0.0%"},{"v":0,"d":"0.0%"},{"v":1,"d":"100.0%"},{"v":0,"d":"0.0%"},{"v":0,"d":"0.0%"},{"v":1,"d":"100.0%"},{"v":0,"d":"0.0%"}]
[1631,2020,"CA","Poole",353,"Southern California Edison Co",17609,"Southern California Edison Co",17609,"Electric Utility","California Independent System Operator","CISO","WECC","CAMX","WECC California","CAISO","06","051","Mono",37.944237,-119.2161,1,1,"WAT","HYDRO",null,{"v":0.14069,"d":"0.1407"},11.3,{"$nulls":9},{"v":122181,"d":"122,181"},{"v":67920,"d":"67,920"},{"v":13927,"d":"13,927"},{"v":7742,"d":"7,742"},{"$nulls":41},{"v":122181,"d":"122,181"},{"v":67920,"d":"67,920"},{"$nulls":6},"--","EIA","EIA",{"$nulls":15},0,0,0,0,{"v":13927,"d":"13,927"},0,0,0,0,0,0,0,{"v":13927,"d":"13,927"},0,0,{"v":13927,"d":"13,927"},{"v":0,"d":"0.0%"},{"v":0,"d":"0.0%"},{"v":0,"d":"0.0%"},{"v":0,"d":"0.0%"},{"v":1,"d":"100.0%"},{"v":0,"d":"0.0%"},{"v":0,"d":"0.0%"},{"v":0,"d":"0.0%"},{"v":0,"d":"0.0%"},{"v":0,"d":"0.0%"},{"v":0,"d":"0.0%"},{"v":0,"d":"0.0%"},{"v":1,"d":"100.0%"},{"v":0,"d":"0.0%"},{"v":0,"d":"0.0%"},{"v":1,"d":"100.0%"}]
[1656,2020,"CA","R C Kirkwood",382,"Pacific Gas & Electric Co",14328,"City & County of San Francisco",16612,"Electric Utility","California Independent System Operator","CISO","WECC","CAMX","WECC California","CAISO","06","109","Tuolumne",37.877667,-119.953233,3,3,"WAT","HYDRO",null,{"v":0.37335,"d":"0.3734"},115.5,{"$nulls":9},{"v":3314026.125,"d":"3,314,026"},{"v":1754275,"d":"1,754,275"},{"v":377752.999,"d":"377,753"},{"v":199963.001,"d":"199,963"},{"$nulls":41},{"v":3314026.125,"d":"3,314,026"},{"v":1754275,"d":"1,754,275"},{"$nulls":6},"--","EIA","EIA",{"$nulls":15},0,0,0,0,{"v":377753,"d":"377,753"},0,0,0,0,0,0,0,{"v":377753,"d":"377,753"},0,0,{"v":377753,"d":"377,753"},{"v":0,"d":"0.0%"},{"v":0,"d":"0.0%"},{"v":0,"d":"0.0%"},{"v":0,"d":"0.0%"},{"v":1,"d":"100.0%"},{"v":0,"d":"0.0%"},{"v":0,"d":"0.0%"},{"v":0,"d":"0.0%"},{"v":0,"d":"0.0%"},{"v":0,"d":"0.0%"},{"v":0,"d":"0.0%"},{"v":0,"d":"0.0%"},{"v":1,"d":"100.0%"},{"v":0,"d":"0.0%"},{"v":0,"d":"0.0%"},{"v":1,"d":"100.0%"}]
[1689,2020,"CA","RE Gaskell West 3 LLC",61447,"Southern California Edison Co",17609,"RE Gaskell West LLC",61069,"IPP Non-CHP","California Independent System Operator","CISO","WECC","CAMX","WECC California","CAISO","06","029","Kern",34.834944,-118.551181,1,1,"SUN","SOLAR",null,null,{"v":20,"d":"20.0"},{"$nulls":62},"--"]
[1714,2020,"CA","Redding Power Plant",7307,"City of Redding - (CA)",15783,"City of Redding - (CA)",15783,"Electric Utility","Balancing Authority of Northern California","BANC","WECC","CAMX","WECC California",null,"06","089","Shasta",40.507292,-122.423281,2,6,"NG","GAS",null,{"v":0.21004,"d":"0.2100"},183.1,{"v":0.983266580670958,"d":"0.9833"},{"$nulls":6},{"v":2737669.875,"d":"2,737,670"},{"v":1280266.562,"d":"1,280,267"},{"v":2737669.875,"d":"2,737,670"},{"v":1280266.562,"d":"1,280,267"},{"v":336895.001,"d":"336,895"},{"v":160148,"d":"160,148"},{"v":5.723,"d":"6"},{"v":2.445,"d":"2"},{"v":0.8,"d":"1"},{"v":162700.398,"d":"162,700"},{"v":6194.249,"d":"6,194"},{"v":619.425,"d":"619"},{"v":162870.121,"d":"162,870"},null,0.034,0.031,0.005,965.882,0.018,{"v":2E-3,"d":"0.002"},{"v":966.89,"d":"966.890"},null,0.004,0.004,{"v":1E-3,"d":"0.001"},{"v":118.86,"d":"118.860"},{"v":2E-3,"d":"0.002"},{"v":0,"d":"0.000"},118.984,null,0.034,0.031,0.005,965.882,0.018,{"v":2E-3,"d":"0.002"},{"v":966.89,"d":"966.890"},null,{"v":5.723,"d":"6"},{"v":2.445,"d":"2"},{"v":0.8,"d":"1"},{"v":162700.398,"d":"162,700"},{"v":6194.249,"d":"6,194"},{"v":619.425,"d":"619"},null,{"v":2737669.875,"d":"2,737,670"},{"v":1280266.562,"d":"1,280,267"},{"v":2737669.875,"d":"2,737,670"},{"v":1280266.562,"d":"1,280,267"},"EPA/CAMD","EPA/CAMD","EPA/CAMD","EPA/CAMD","EIA","EIA","--","EPA/CAMD","EPA/CAMD",{"$nulls":14},{"v":8126.181377,"d":"8,126.181"},0,0,{"v":336895,"d":"336,895"},0,0,0,0,0,0,0,0,{"v":336895,"d":"336,895"},0,0,{"v":336895,"d":"336,895"},0,{"v":0,"d":"0.0%"},{"v":0,"d":"0.0%"},{"v":1,"d":"100.0%"},{"v":0,"d":"0.0%"},{"v":0,"d":"0.0%"},{"v":0,"d":"0.0%"},{"v":0,"d":"0.0%"},{"v":0,"d":"0.0%"},{"v":0,"d":"0.0%"},{"v":0,"d":"0.0%"},{"v":0,"d":"0.0%"},{"v":1,"d":"100.0%"},{"v":0,"d":"0.0%"},{"v":0,"d":"0.0%"},{"v":1,"d":"100.0%"},{"v":0,"d":"0.0%"}]
[1747,2020,"CA","Rock Creek",275,"Pacific Gas & Electric Co",14328,"Pacific Gas & Electric Co.",14328,"Electric Utility","California Independent System Operator","CISO","WECC","CAMX","WECC California","CAISO","06","063","Plumas",39.90521,-121.345226,2,2,"WAT","HYDRO",null,{"v":0.27363,"d":"0.2736"},{"v":126,"d":"126.0"},{"$nulls":9},{"v":2649603,"d":"2,649,603"},{"v":1240756,"d":"1,240,756"},{"v":302018,"d":"302,018"},{"v":141429,"d":"141,429"},{"$nulls":41},{"v":2649603,"d":"2,649,603"},{"v":1240756,"d":"1,240,756"},{"$nulls":6},"--","EIA","EIA",{"$nulls":15},0,0,0,0,{"v":302018,"d":"302,018"},0,0,0,0,0,0,0,{"v":302018,"d":"302,018"},0,0,{"v":302018,"d":"302,018"},{"v":0,"d":"0.0%"},{"v":0,"d":"0.0%"},{"v":0,"d":"0.0%"},{"v":0,"d":"0.0%"},{"v":1,"d":"100.0%"},{"v":0,"d":"0.0%"},{"v":0,"d":"0.0%"},{"v":0,"d":"0.0%"},{"v":0,"d":"0.0%"},{"v":0,"d":"0.0%"},{"v":0,"d":"0.0%"},{"v":0,"d":"0.0%"},{"v":1,"d":"100.0%"},{"v":0,"d":"0.0%"},{"v":0,"d":"0.0%"},{"v":1,"d":"100.0%"}]
[1756,2020,"CA","Rollins",34,"Pacific Gas & Electric Co",14328,"Nevada Irrigation District",13402,"IPP Non-CHP","California Independent System Operator","CISO","WECC","CAMX","WECC California","CAISO","06","061","Placer",39.134259,-120.953341,1,1,"WAT","HYDRO",null,{"v":0.45005,"d":"0.4501"},12.1,{"$nulls":9},{"v":418507,"d":"418,507"},{"v":232647,"d":"232,647"},{"v":47704,"d":"47,704"},{"v":26519,"d":"26,519"},{"$nulls":41},{"v":418507,"d":"418,507"},{"v":232647,"d":"232,647"},{"$nulls":6},"--","EIA","EIA",{"$nulls":15},0,0,0,0,{"v":47704,"d":"47,704"},0,0,0,0,0,0,0,{"v":47704,"d":"47,704"},0,0,{"v":47704,"d":"47,704"},{"v":0,"d":"0.0%"},{"v":0,"d":"0.0%"},{"v":0,"d":"0.0%"},{"v":0,"d":"0.0%"},{"v":1,"d":"100.0%"},{"v":0,"d":"0.0%"},{"v":0,"d":"0.0%"},{"v":0,"d":"0.0%"},{"v":0,"d":"0.0%"},{"v":0,"d":"0.0%"},{"v":0,"d":"0.0%"},{"v":0,"d":"0.0%"},{"v":1,"d":"100.0%"},{"v":0,"d":"0.0%"},{"v":0,"d":"0.0%"},{"v":1,"d":"100.0%"}]
[1781,2020,"CA","Salton Sea Power LLC - Unit 5",55983,"Imperial Irrigation District",9216,"CalEnergy Operating Corporation",49899,"IPP Non-CHP","Imperial Irrigation District","IID","WECC","AZNM","WECC Southwest",null,"06","025","Imperial",33.1533,-115.6384,1,1,"GEO","GEOTHERMAL",null,{"v":0.55813,"d":"0.5581"},58.3,{"$nulls":9},{"v":2500648,"d":"2,500,648"},{"v":1070892,"d":"1,070,892"},{"v":285039,"d":"285,039"},{"v":122067,"d":"122,067"},0,0,{"v":128.257,"d":"128"},{"v":21986.939,"d":"21,987"},null,null,{"v":21986.939,"d":"21,987"},null,{"v":0,"d":"0.000"},{"v":0,"d":"0.000"},{"v":0.9,"d":"0.900"},154.273,null,null,154.273,{"$nulls":17},0,0,{"v":128.257,"d":"128"},{"v":21986.939,"d":"21,987"},{"$nulls":5},{"v":2500648,"d":"2,500,648"},{"v":1070892,"d":"1,070,892"},"EIA","EIA","EIA","EIA",null,null,"--","EIA","EIA",{"$nulls":15},0,0,0,0,0,0,0,0,{"v":285039,"d":"285,039"},0,0,0,{"v":285039,"d":"285,039"},{"v":285039,"d":"285,039"},0,{"v":285039,"d":"285,039"},{"v":0,"d":"0.0%"},{"v":0,"d":"0.0%"},{"v":0,"d":"0.0%"},{"v":0,"d":"0.0%"},{"v":0,"d":"0.0%"},{"v":0,"d":"0.0%"},{"v":0,"d":"0.0%"},{"v":0,"d":"0.0%"},{"v":1,"d":"100.0%"},{"v":0,"d":"0.0%"},{"v":0,"d":"0.0%"},{"v":0,"d":"0.0%"},{"v":1,"d":"100.0%"},{"v":1,"d":"100.0%"},{"v":0,"d":"0.0%"},{"v":1,"d":"100.0%"}]
[1814,2020,"CA","Sand Hill C",63653,"Pacific Gas & Electric Co.",14328,"AES Distributed Energy",61012,"IPP Non-CHP","California Independent System Operator","CISO","WECC","CAMX","WECC California","CAISO","06","001","Alameda",37.769695,-121.596083,1,1,"WND","WIND",null,null,{"v":80,"d":"80.0"},{"$nulls":62},"--"]
[1830,2020,"CA","Saticoy",63891,"Southern California Edison Co",17609,"Ventura Energy Storage, LLC",63550,"IPP Non-CHP","California Independent System Operator","CISO","WECC","CAMX","WECC California","CAISO","06","111","Ventura",34.256691000000004,-119.15726,1,1,"MWH","OTHF",null,null,{"v":100,"d":"100.0"},{"$nulls":62},"--"]
[1849,2020,"CA","Second Imperial Geothermal",54111,"Imperial Irrigation District",9216,"ORCAL Geothermal, Inc",49748,"IPP Non-CHP","Imperial Irrigation District","IID","WECC","AZNM","WECC Southwest",null,"06","025","Imperial",32.7144,-115.5356,14,14,"GEO","GEOTHERMAL",null,{"v":0.29283,"d":"0.2928"},{"v":80,"d":"80.0"},{"$nulls":9},{"v":1800369.016,"d":"1,800,369"},{"v":771000,"d":"771,000"},{"v":205217,"d":"205,217"},{"v":87883,"d":"87,883"},0,0,0,0,null,null,0,null,{"v":0,"d":"0.000"},{"v":0,"d":"0.000"},{"v":0,"d":"0.000"},{"v":0,"d":"0.000"},null,null,{"v":0,"d":"0.000"},{"$nulls":17},0,0,0,0,{"$nulls":5},{"v":1800369.016,"d":"1,800,369"},{"v":771000,"d":"771,000"},"EIA","EIA","EIA","EIA",null,null,"--","EIA","EIA",{"$nulls":15},0,0,0,0,0,0,0,0,{"v":205217,"d":"205,217"},0,0,0,{"v":205217,"d":"205,217"},{"v":205217,"d":"205,217"},0,{"v":205217,"d":"205,217"},{"v":0,"d":"0.0%"},{"v":0,"d":"0.0%"},{"v":0,"d":"0.0%"},{"v":0,"d":"0.0%"},{"v":0,"d":"0.0%"},{"v":0,"d":"0.0%"},{"v":0,"d":"0.0%"},{"v":0,"d":"0.0%"},{"v":1,"d":"100.0%"},{"v":0,"d":"0.0%"},{"v":0,"d":"0.0%"},{"v":0,"d":"0.0%"},{"v":1,"d":"100.0%"},{"v":1,"d":"100.0%"},{"v":0,"d":"0.0%"},{"v":1,"d":"100.0%"}]
[1882,2020,"CA","Sienna Solar Farm",64632,"Southern California Edison Co",17609,"99MT 8me, LLC",64246,"IPP Non-CHP","California Independent System Operator","CISO","WECC","CAMX","WECC California","CAISO","06","071","San Bernardino",34.493659,-116.915013,2,2,{"$nulls":4},{"v":400,"d":"400.0"},{"$nulls":62},"--"]
[1907,2020,"CA","SMUD at Fleshman",57671,"Sacramento Municipal Util Dist",16534,"Sacramento PV Energy, LLC",56995,"IPP Non-CHP","Balancing Authority of Northern California","BANC","WECC","CAMX","WECC California",null,"06","067","Sacramento",38.237778,-121.3375,1,1,"SUN","SOLAR",null,0.2165,2.9,{"$nulls":9},{"v":48253,"d":"48,253"},{"v":26039,"d":"26,039"},{"v":5500,"d":"5,500"},{"v":2968,"d":"2,968"},{"$nulls":41},{"v":48253,"d":"48,253"},{"v":26039,"d":"26,039"},{"$nulls":6},"--","EIA","EIA",{"$nulls":15},0,0,0,0,0,0,0,{"v":5500,"d":"5,500"},0,0,0,0,{"v":5500,"d":"5,500"},{"v":5500,"d":"5,500"},0,{"v":5500,"d":"5,500"},{"v":0,"d":"0.0%"},{"v":0,"d":"0.0%"},{"v":0,"d":"0.0%"},{"v":0,"d":"0.0%"},{"v":0,"d":"0.0%"},{"v":0,"d":"0.0%"},{"v":0,"d":"0.0%"},{"v":1,"d":"100.0%"},{"v":0,"d":"0.0%"},{"v":0,"d":"0.0%"},{"v":0,"d":"0.0%"},{"v":0,"d":"0.0%"},{"v":1,"d":"100.0%"},{"v":1,"d":"100.0%"},{"v":0,"d":"0.0%"},{"v":1,"d":"100.0%"}]
[1940,2020,"CA","Solar Photovoltaic Project #19",57233,"Southern California Edison Co",17609,"Southern California Edison Co",17609,"Electric Utility","California Independent System Operator","CISO","WECC","CAMX","WECC California","CAISO","06","071","San Bernardino",34.086944,-117.516944,9,9,"SUN","SOLAR",null,null,{"v":5,"d":"5.0"},{"$nulls":62},"--"]
[1949,2020,"CA","Solar Photovoltaic Project #28",57247,"Southern California Edison Co",17609,"Southern California Edison Co",17609,"Electric Utility","California Independent System Operator","CISO","WECC","CAMX","WECC California","CAISO","06","071","San Bernardino",34.094167,-117.274166,8,8,"SUN","SOLAR",null,{"v":0.10591,"d":"0.1059"},{"v":4,"d":"4.0"},{"$nulls":9},{"v":32555.999,"d":"32,556"},{"v":17568.999,"d":"17,569"},{"v":3711.001,"d":"3,711"},{"v":2003.001,"d":"2,003"},{"$nulls":41},{"v":32555.999,"d":"32,556"},{"v":17568.999,"d":"17,569"},{"$nulls":6},"--","EIA","EIA",{"$nulls":15},0,0,0,0,0,0,0,{"v":3711,"d":"3,711"},0,0,0,0,{"v":3711,"d":"3,711"},{"v":3711,"d":"3,711"},0,{"v":3711,"d":"3,711"},{"v":0,"d":"0.0%"},{"v":0,"d":"0.0%"},{"v":0,"d":"0.0%"},{"v":0,"d":"0.0%"},{"v":0,"d":"0.0%"},{"v":0,"d":"0.0%"},{"v":0,"d":"0.0%"},{"v":1,"d":"100.0%"},{"v":0,"d":"0.0%"},{"v":0,"d":"0.0%"},{"v":0,"d":"0.0%"},{"v":0,"d":"0.0%"},{"v":1,"d":"100.0%"},{"v":1,"d":"100.0%"},{"v":0,"d":"0.0%"},{"v":1,"d":"100.0%"}]
[1974,2020,"CA","Sonoma County Fuel Cell",57793,"Pacific Gas & Electric Co",14328,"The County of Sonoma",57108,"Commercial CHP","California Independent System Operator","CISO","WECC","CAMX","WECC California","CAISO","06","097","Sonoma",38.466666,-122.723436,1,1,"NG","GAS",null,{"v":0.47529,"d":"0.4753"},1.4,{"v":0.54117742987606,"d":"0.5412"},null,"Yes",{"v":18036.8,"d":"18,037"},{"v":1.103,"d":"1"},{"v":0.595248,"d":"0.5952"},{"$nulls":3},{"v":59719,"d":"59,719"},null,{"v":5829,"d":"5,829"},{"v":2564,"d":"2,564"},{"$nulls":41},{"v":59719,"d":"59,719"},{"v":26275,"d":"26,275"},{"$nulls":6},"--","EIA","EIA",{"$nulls":15},0,0,{"v":5829,"d":"5,829"},0,0,0,0,0,0,0,0,{"v":5829,"d":"5,829"},0,0,{"v":5829,"d":"5,829"},0,{"v":0,"d":"0.0%"},{"v":0,"d":"0.0%"},{"v":1,"d":"100.0%"},{"v":0,"d":"0.0%"},{"v":0,"d":"0.0%"},{"v":0,"d":"0.0%"},{"v":0,"d":"0.0%"},{"v":0,"d":"0.0%"},{"v":0,"d":"0.0%"},{"v":0,"d":"0.0%"},{"v":0,"d":"0.0%"},{"v":1,"d":"100.0%"},{"v":0,"d":"0.0%"},{"v":0,"d":"0.0%"},{"v":1,"d":"100.0%"},{"v":0,"d":"0.0%"}]
[2007,2020,"CA","Still Water Power",64141,"Pacific Gas & Electric Co.",14328,"Still Water Power LLC",63763,"IPP Non-CHP","California Independent System Operator","CISO","WECC","CAMX","WECC California","CAISO","06","031","Kings",36.398796,-119.524252,1,1,"OBG","BIOMASS",null,{"v":0.33596,"d":"0.3360"},{"v":1,"d":"1.0"},{"v":0.773401826484018,"d":"0.7734"},"Yes",{"$nulls":5},{"v":40228,"d":"40,228"},{"v":25843,"d":"25,843"},{"v":40228,"d":"40,228"},{"v":25843,"d":"25,843"},{"v":2943,"d":"2,943"},{"v":1891,"d":"1,891"},{"v":80.653,"d":"81"},{"v":51.813,"d":"52"},{"v":0.131,"d":"0"},0,{"v":93.57,"d":"94"},{"v":9.357,"d":"9"},{"v":2.563,"d":"3"},null,{"v":54.81,"d":"54.810"},{"v":54.8,"d":"54.800"},0.089,{"v":0,"d":"0.000"},0.032,0.003,1.742,null,{"v":4.01,"d":"4.010"},{"v":4.01,"d":"4.010"},0.006,{"v":0,"d":"0.000"},{"v":2E-3,"d":"0.002"},{"v":0,"d":"0.000"},0.127,null,{"v":54.81,"d":"54.810"},{"v":54.8,"d":"54.800"},0.089,{"v":0,"d":"0.000"},0.032,0.003,1.742,null,{"v":80.653,"d":"81"},{"v":51.813,"d":"52"},{"v":0.131,"d":"0"},{"v":2554.469,"d":"2,554"},{"v":93.57,"d":"94"},{"v":9.357,"d":"9"},null,{"v":40228,"d":"40,228"},{"v":25843,"d":"25,843"},{"v":40228,"d":"40,228"},{"v":25843,"d":"25,843"},"EIA","EIA","EIA","EIA","EIA","EIA","--","EIA","EIA",{"$nulls":3},{"v":2554.469,"d":"2,554"},{"$nulls":10},{"v":13669.045192,"d":"13,669.045"},0,0,0,0,0,{"v":2943,"d":"2,943"},0,0,0,0,0,0,{"v":2943,"d":"2,943"},{"v":2943,"d":"2,943"},{"v":2943,"d":"2,943"},0,{"v":0,"d":"0.0%"},{"v":0,"d":"0.0%"},{"v":0,"d":"0.0%"},{"v":0,"d":"0.0%"},{"v":0,"d":"0.0%"},{"v":1,"d":"100.0%"},{"v":0,"d":"0.0%"},{"v":0,"d":"0.0%"},{"v":0,"d":"0.0%"},{"v":0,"d":"0.0%"},{"v":0,"d":"0.0%"},{"v":0,"d":"0.0%"},{"v":1,"d":"100.0%"},{"v":1,"d":"100.0%"},{"v":1,"d":"100.0%"},{"v":0,"d":"0.0%"}]
[2032,2020,"CA","Sunrise Power Company",55182,"Pacific Gas & Electric Co",14328,"Sunrise Power Co LLC",18320,"IPP Non-CHP","California Independent System Operator","CISO","WECC","CAMX","WECC California","CAISO","06","029","Kern",35.2097,-119.585,2,3,"NG","GAS",null,{"v":0.49447,"d":"0.4945"},685.2,{"v":0.509209445452938,"d":"0.5092"},{"$nulls":6},{"v":20816501,"d":"20,816,501"},{"v":8542665.5,"d":"8,542,666"},{"v":20816501,"d":"20,816,501"},{"v":8542665.5,"d":"8,542,666"},{"v":2968009,"d":"2,968,009"},{"v":1214571,"d":"1,214,571"},{"v":57.901,"d":"58"},{"v":24.681,"d":"25"},{"v":6.2,"d":"6"},{"v":1237093.188,"d":"1,237,093"},{"v":47006.746,"d":"47,007"},{"v":4700.675,"d":"4,701"},{"v":1238381.172,"d":"1,238,381"},null,0.039,0.041,0.004,833.618,0.016,{"v":2E-3,"d":"0.002"},834.486,null,0.006,0.006,{"v":1E-3,"d":"0.001"},118.857,{"v":2E-3,"d":"0.002"},{"v":0,"d":"0.000"},118.981,null,0.039,0.041,0.004,833.618,0.016,{"v":2E-3,"d":"0.002"},834.486,null,{"v":57.901,"d":"58"},{"v":24.681,"d":"25"},{"v":6.2,"d":"6"},{"v":1237093.188,"d":"1,237,093"},{"v":47006.746,"d":"47,007"},{"v":4700.675,"d":"4,701"},null,{"v":20816501,"d":"20,816,501"},{"v":8542665.5,"d":"8,542,666"},{"v":20816501,"d":"20,816,501"},{"v":8542665.5,"d":"8,542,666"},"EPA/CAMD","EPA/CAMD","EPA/CAMD","EPA/CAMD","EIA","EIA","--","EPA/CAMD","EPA/CAMD",{"$nulls":14},{"v":7013.624622,"d":"7,013.625"},0,0,{"v":2968009,"d":"2,968,009"},0,0,0,0,0,0,0,0,{"v":2968009,"d":"2,968,009"},0,0,{"v":2968009,"d":"2,968,009"},0,{"v":0,"d":"0.0%"},{"v":0,"d":"0.0%"},{"v":1,"d":"100.0%"},{"v":0,"d":"0.0%"},{"v":0,"d":"0.0%"},{"v":0,"d":"0.0%"},{"v":0,"d":"0.0%"},{"v":0,"d":"0.0%"},{"v":0,"d":"0.0%"},{"v":0,"d":"0.0%"},{"v":0,"d":"0.0%"},{"v":1,"d":"100.0%"},{"v":0,"d":"0.0%"},{"v":0,"d":"0.0%"},{"v":1,"d":"100.0%"},{"v":0,"d":"0.0%"}]
[2041,2020,"CA","Tahquitz High School",58232,"Southern California Edison Co",17609,"Sustainable Power Group, LLC",58661,"Commercial Non-CHP","California Independent System Operator","CISO","WECC","CAMX","WECC California","CAISO","06","065","Riverside",33.767222,-117.0175,1,1,"SUN","SOLAR",null,{"v":0.19269,"d":"0.1927"},{"v":1,"d":"1.0"},{"$nulls":9},{"v":14808,"d":"14,808"},{"v":7991,"d":"7,991"},{"v":1688,"d":"1,688"},911,{"$nulls":41},{"v":14808,"d":"14,808"},{"v":7991,"d":"7,991"},{"$nulls":6},"--","EIA","EIA",{"$nulls":15},0,0,0,0,0,0,0,{"v":1688,"d":"1,688"},0,0,0,0,{"v":1688,"d":"1,688"},{"v":1688,"d":"1,688"},0,{"v":1688,"d":"1,688"},{"v":0,"d":"0.0%"},{"v":0,"d":"0.0%"},{"v":0,"d":"0.0%"},{"v":0,"d":"0.0%"},{"v":0,"d":"0.0%"},{"v":0,"d":"0.0%"},{"v":0,"d":"0.0%"},{"v":1,"d":"100.0%"},{"v":0,"d":"0.0%"},{"v":0,"d":"0.0%"},{"v":0,"d":"0.0%"},{"v":0,"d":"0.0%"},{"v":1,"d":"100.0%"},{"v":1,"d":"100.0%"},{"v":0,"d":"0.0%"},{"v":1,"d":"100.0%"}]
[2074,2020,"CA","Torrance Refining Company, LLC",50624,"Southern California Edison Co",17609,"Torrance Refining Company, LLC",60657,"Industrial CHP","California Independent System Operator","CISO","WECC","CAMX","WECC California","CAISO","06","037","Los Angeles",33.85336,-118.33,3,3,"PRG","OTHF",null,{"v":0.33643,"d":"0.3364"},49.3,{"v":0.772610303765657,"d":"0.7726"},null,"Yes",{"v":1283777.6,"d":"1,283,778"},{"v":0.386,"d":"0"},{"v":0.339949,"d":"0.3399"},null,{"v":774649.845,"d":"774,650"},{"v":332386.306,"d":"332,386"},{"v":878686.841,"d":"878,687"},{"v":357450.305,"d":"357,450"},{"v":145295,"d":"145,295"},{"v":60193,"d":"60,193"},{"v":65.845,"d":"66"},{"v":28.253,"d":"28"},{"v":0.2,"d":"0"},{"v":45274.047,"d":"45,274"},{"v":1708.078,"d":"1,708"},{"v":170.454,"d":"170"},{"v":45320.796,"d":"45,321"},null,0.906,0.939,0.003,623.202,0.012,{"v":1E-3,"d":"0.001"},623.845,null,{"v":0.17,"d":"0.170"},{"v":0.17,"d":"0.170"},{"v":1E-3,"d":"0.001"},116.889,{"v":2E-3,"d":"0.002"},{"v":0,"d":"0.000"},{"v":117.01,"d":"117.010"},null,0.906,0.939,0.003,623.202,0.012,{"v":1E-3,"d":"0.001"},623.845,null,{"v":193.692,"d":"194"},{"v":83.109,"d":"83"},{"v":0.589,"d":"1"},{"v":133179.016,"d":"133,179"},{"v":5024.515,"d":"5,025"},{"v":501.41,"d":"501"},null,{"v":2278725,"d":"2,278,725"},{"v":977754,"d":"977,754"},{"v":2382761.996,"d":"2,382,762"},{"v":1002818,"d":"1,002,818"},"EIA","EIA","EIA","EIA","EIA","EIA","--","EIA","EIA",{"$nulls":6},{"v":1504075.155,"d":"1,504,075"},{"v":645367.694,"d":"645,368"},{"v":127.847,"d":"128"},{"v":54.856,"d":"55"},{"v":0.389,"d":"0"},{"v":87904.968,"d":"87,905"},{"v":3316.437,"d":"3,316"},{"v":330.956,"d":"331"},{"v":5331.565743,"d":"5,331.566"},0,0,{"v":11331,"d":"11,331"},0,0,0,0,0,0,{"v":122105,"d":"122,105"},{"v":11859,"d":"11,859"},{"v":145295,"d":"145,295"},0,0,{"v":145295,"d":"145,295"},0,{"v":0,"d":"0.0%"},{"v":0,"d":"0.0%"},{"v":0.0779861660759145,"d":"7.8%"},{"v":0,"d":"0.0%"},{"v":0,"d":"0.0%"},{"v":0,"d":"0.0%"},{"v":0,"d":"0.0%"},{"v":0,"d":"0.0%"},{"v":0,"d":"0.0%"},{"v":0.840393681819746,"d":"84.0%"},{"v":0.0816201521043394,"d":"8.2%"},{"v":1,"d":"100.0%"},{"v":0,"d":"0.0%"},{"v":0,"d":"0.0%"},{"v":1,"d":"100.0%"},{"v":0,"d":"0.0%"}]
[2094,2020,"CA","UC Merced Solar Hybrid",61995,"Pacific Gas & Electric Co.",14328,"Goldman Sachs Renewable Power Group",61944,"IPP Non-CHP","California Independent System Operator","CISO","WECC","CAMX","WECC California","CAISO","06","047","Merced",37.365688,-120.432228,2,2,"SUN","SOLAR",null,0.1861,{"v":5,"d":"5.0"},{"$nulls":7},0,0,{"v":71527,"d":"71,527"},{"v":38598,"d":"38,598"},{"v":8151,"d":"8,151"},{"v":4399,"d":"4,399"},{"$nulls":24},{"v":0,"d":"0.000"},null,{"v":0,"d":"0.000"},{"v":0,"d":"0.000"},{"v":0,"d":"0.000"},{"v":0,"d":"0.000"},{"v":0,"d":"0.000"},{"$nulls":8},0,0,{"v":71527,"d":"71,527"},{"v":38598,"d":"38,598"},{"$nulls":6},"--","EIA","EIA",{"$nulls":15},0,0,0,0,0,0,0,{"v":8153,"d":"8,153"},0,0,{"v":-2,"d":"(2)"},{"v":-2,"d":"(2)"},{"v":8153,"d":"8,153"},{"v":8153,"d":"8,153"},{"v":-2,"d":"(2)"},{"v":8153,"d":"8,153"},{"v":0,"d":"0.0%"},{"v":0,"d":"0.0%"},{"v":0,"d":"0.0%"},{"v":0,"d":"0.0%"},{"v":0,"d":"0.0%"},{"v":0,"d":"0.0%"},{"v":0,"d":"0.0%"},{"v":1,"d":"100.0%"},{"v":0,"d":"0.0%"},{"v":0,"d":"0.0%"},{"v":0,"d":"0.0%"},{"v":0,"d":"0.0%"},{"v":1,"d":"100.0%"},{"v":1,"d":"100.0%"},{"v":0,"d":"0.0%"},{"v":1,"d":"100.0%"}]
[2133,2020,"CA","Valley View",487,"Southern California Edison Co",17609,"Metropolitan Water District of S CA",12397,"Electric Utility","California Independent System Operator","CISO","WECC","CAMX","WECC California","CAISO","06","059","Orange",33.9001,-117.82905,1,1,"WAT","HYDRO",null,{"v":0,"d":"0.0000"},4.1,{"$nulls":11},0,0,{"$nulls":49},"--",{"$nulls":17},0,0,0,0,0,0,0,0,0,0,0,0,0,0,0,0]
[2142,2020,"CA","Venice Hydro",72,"Southern California Edison Co",17609,"Metropolitan Water District of S CA",12397,"Electric Utility","California Independent System Operator","CISO","WECC","CAMX","WECC California","CAISO","06","037","Los Angeles",34.01135,-118.4168,1,1,"WAT","HYDRO",null,{"v":0,"d":"0.0000"},10.1,{"$nulls":11},0,0,{"$nulls":49},"--",{"$nulls":17},0,0,0,0,0,0,0,0,0,0,0,0,0,0,0,0]
[2167,2020,"CA","Voyager Wind III",61583,"Southern California Edison Co",17609,"Terra-Gen Operating Co-Wind",2770,"IPP Non-CHP","California Independent System Operator","CISO","WECC","CAMX","WECC California","CAISO","06","029","Kern",35.060768,-118.264734,1,1,"WND","WIND",null,{"v":0.36099,"d":"0.3610"},43.2,{"$nulls":9},{"v":1198470,"d":"1,198,470"},{"v":605109,"d":"605,109"},{"v":136609,"d":"136,609"},{"v":68974,"d":"68,974"},{"$nulls":41},{"v":1198470,"d":"1,198,470"},{"v":605109,"d":"605,109"},{"$nulls":6},"--","EIA","EIA",{"$nulls":15},0,0,0,0,0,0,{"v":136609,"d":"136,609"},0,0,0,0,0,{"v":136609,"d":"136,609"},{"v":136609,"d":"136,609"},0,{"v":136609,"d":"136,609"},{"v":0,"d":"0.0%"},{"v":0,"d":"0.0%"},{"v":0,"d":"0.0%"},{"v":0,"d":"0.0%"},{"v":0,"d":"0.0%"},{"v":0,"d":"0.0%"},{"v":1,"d":"100.0%"},{"v":0,"d":"0.0%"},{"v":0,"d":"0.0%"},{"v":0,"d":"0.0%"},{"v":0,"d":"0.0%"},{"v":0,"d":"0.0%"},{"v":1,"d":"100.0%"},{"v":1,"d":"100.0%"},{"v":0,"d":"0.0%"},{"v":1,"d":"100.0%"}]
[2200,2020,"CA","Westmont 301",61593,"Los Angeles Department of Water & Power",11208,"Westmont Solar, LLC",60991,"Commercial Non-CHP","Los Angeles Department of Water and Power","LDWP","WECC","CAMX","WECC California",null,"06","037","Los Angeles",33.763012,-118.286558,1,1,"SUN","SOLAR",null,{"v":0.19964,"d":"0.1996"},1.8,{"$nulls":9},{"v":27618,"d":"27,618"},{"v":14903,"d":"14,903"},{"v":3148,"d":"3,148"},{"v":1699,"d":"1,699"},{"$nulls":41},{"v":27618,"d":"27,618"},{"v":14903,"d":"14,903"},{"$nulls":6},"--","EIA","EIA",{"$nulls":15},0,0,0,0,0,0,0,{"v":3148,"d":"3,148"},0,0,0,0,{"v":3148,"d":"3,148"},{"v":3148,"d":"3,148"},0,{"v":3148,"d":"3,148"},{"v":0,"d":"0.0%"},{"v":0,"d":"0.0%"},{"v":0,"d":"0.0%"},{"v":0,"d":"0.0%"},{"v":0,"d":"0.0%"},{"v":0,"d":"0.0%"},{"v":0,"d":"0.0%"},{"v":1,"d":"100.0%"},{"v":0,"d":"0.0%"},{"v":0,"d":"0.0%"},{"v":0,"d":"0.0%"},{"v":0,"d":"0.0%"},{"v":1,"d":"100.0%"},{"v":1,"d":"100.0%"},{"v":0,"d":"0.0%"},{"v":1,"d":"100.0%"}]
[2225,2020,"CA","Willow Spring Solar, LLC",60324,"Southern California Edison Co",17609,"Willow Spring Solar LLC",61672,"IPP Non-CHP","California Independent System Operator","CISO","WECC","CAMX","WECC California","CAISO","06","029","Kern",34.826697,-118.335211,1,1,"SUN","SOLAR",null,{"v":0.26795,"d":"0.2680"},107.9,{"$nulls":9},{"v":2221911,"d":"2,221,911"},{"v":1181688,"d":"1,181,688"},{"v":253267,"d":"253,267"},{"v":134696,"d":"134,696"},{"$nulls":41},{"v":2221911,"d":"2,221,911"},{"v":1181688,"d":"1,181,688"},{"$nulls":6},"--","EIA","EIA",{"$nulls":15},0,0,0,0,0,0,0,{"v":253267,"d":"253,267"},0,0,0,0,{"v":253267,"d":"253,267"},{"v":253267,"d":"253,267"},0,{"v":253267,"d":"253,267"},{"v":0,"d":"0.0%"},{"v":0,"d":"0.0%"},{"v":0,"d":"0.0%"},{"v":0,"d":"0.0%"},{"v":0,"d":"0.0%"},{"v":0,"d":"0.0%"},{"v":0,"d":"0.0%"},{"v":1,"d":"100.0%"},{"v":0,"d":"0.0%"},{"v":0,"d":"0.0%"},{"v":0,"d":"0.0%"},{"v":0,"d":"0.0%"},{"v":1,"d":"100.0%"},{"v":1,"d":"100.0%"},{"v":0,"d":"0.0%"},{"v":1,"d":"100.0%"}]
[2234,2020,"CA","Wistaria Ranch Solar",61750,"San Diego Gas & Electric Co",16609,"Consolidated Edison Development Inc.",56769,"IPP Non-CHP","California Independent System Operator","CISO","WECC","CAMX","WECC California","CAISO","06","025","Imperial",32.676,-115.619,1,1,"SUN","SOLAR",null,{"v":0.28863,"d":"0.2886"},106.7,{"$nulls":9},{"v":2366781,"d":"2,366,781"},{"v":1197795,"d":"1,197,795"},{"v":269780,"d":"269,780"},{"v":136532,"d":"136,532"},{"$nulls":41},{"v":2366781,"d":"2,366,781"},{"v":1197795,"d":"1,197,795"},{"$nulls":6},"--","EIA","EIA",{"$nulls":15},0,0,0,0,0,0,0,{"v":269780,"d":"269,780"},0,0,0,0,{"v":269780,"d":"269,780"},{"v":269780,"d":"269,780"},0,{"v":269780,"d":"269,780"},{"v":0,"d":"0.0%"},{"v":0,"d":"0.0%"},{"v":0,"d":"0.0%"},{"v":0,"d":"0.0%"},{"v":0,"d":"0.0%"},{"v":0,"d":"0.0%"},{"v":0,"d":"0.0%"},{"v":1,"d":"100.0%"},{"v":0,"d":"0.0%"},{"v":0,"d":"0.0%"},{"v":0,"d":"0.0%"},{"v":0,"d":"0.0%"},{"v":1,"d":"100.0%"},{"v":1,"d":"100.0%"},{"v":0,"d":"0.0%"},{"v":1,"d":"100.0%"}]
[2267,2020,"CO","Alden Solar CSG LLC",64021,"Public Service Co of Colorado",15466,"Greenbacker Renewable Energy Corporation",60025,"IPP Non-CHP","Public Service Company of Colorado","PSCO","WECC","RMPA","WECC Rockies",null,"08","123","Weld",40.45633,-104.58107,1,1,"SUN","SOLAR",null,{"v":0.184,"d":"0.1840"},1.6,{"$nulls":9},{"v":22624,"d":"22,624"},{"v":13431,"d":"13,431"},{"v":2579,"d":"2,579"},{"v":1531,"d":"1,531"},{"$nulls":41},{"v":22624,"d":"22,624"},{"v":13431,"d":"13,431"},{"$nulls":6},"--","EIA","EIA",{"$nulls":15},0,0,0,0,0,0,0,{"v":2579,"d":"2,579"},0,0,0,0,{"v":2579,"d":"2,579"},{"v":2579,"d":"2,579"},0,{"v":2579,"d":"2,579"},{"v":0,"d":"0.0%"},{"v":0,"d":"0.0%"},{"v":0,"d":"0.0%"},{"v":0,"d":"0.0%"},{"v":0,"d":"0.0%"},{"v":0,"d":"0.0%"},{"v":0,"d":"0.0%"},{"v":1,"d":"100.0%"},{"v":0,"d":"0.0%"},{"v":0,"d":"0.0%"},{"v":0,"d":"0.0%"},{"v":0,"d":"0.0%"},{"v":1,"d":"100.0%"},{"v":1,"d":"100.0%"},{"v":0,"d":"0.0%"},{"v":1,"d":"100.0%"}]
[2292,2020,"CO","Busch Ranch Wind Energy Farm",57980,"Black Hills/Colorado Elec.Util",56146,"Black Hills Colorado Electric, LLC",56146,"Electric Utility","Public Service Company of Colorado","PSCO","WECC","RMPA","WECC Rockies",null,"08","055","Huerfano",37.801111,-104.491944,1,1,"WND","WIND",null,0.3599,{"v":29,"d":"29.0"},{"$nulls":9},{"v":802098,"d":"802,098"},{"v":328581,"d":"328,581"},{"v":91428,"d":"91,428"},{"v":37454,"d":"37,454"},{"$nulls":41},{"v":802098,"d":"802,098"},{"v":328581,"d":"328,581"},{"$nulls":6},"--","EIA","EIA",{"$nulls":15},0,0,0,0,0,0,{"v":91428,"d":"91,428"},0,0,0,0,0,{"v":91428,"d":"91,428"},{"v":91428,"d":"91,428"},0,{"v":91428,"d":"91,428"},{"v":0,"d":"0.0%"},{"v":0,"d":"0.0%"},{"v":0,"d":"0.0%"},{"v":0,"d":"0.0%"},{"v":0,"d":"0.0%"},{"v":0,"d":"0.0%"},{"v":1,"d":"100.0%"},{"v":0,"d":"0.0%"},{"v":0,"d":"0.0%"},{"v":0,"d":"0.0%"},{"v":0,"d":"0.0%"},{"v":0,"d":"0.0%"},{"v":1,"d":"100.0%"},{"v":1,"d":"100.0%"},{"v":0,"d":"0.0%"},{"v":1,"d":"100.0%"}]
[2325,2020,"CO","Denver Intl Airport IV Solar",59462,"Public Service Co of Colorado",15466,"Denver Int'l Airport IV Solar",59229,"IPP Non-CHP","Southwest Power Pool","SWPP","WECC","RMPA","WECC Rockies",null,"08","031","Denver",39.900556,-104.669444,1,1,"SUN","SOLAR",null,{"v":0.22831,"d":"0.2283"},1.5,{"$nulls":9},{"v":26318,"d":"26,318"},{"v":13866,"d":"13,866"},{"v":3000,"d":"3,000"},{"v":1581,"d":"1,581"},{"$nulls":41},{"v":26318,"d":"26,318"},{"v":13866,"d":"13,866"},{"$nulls":6},"--","EIA","EIA",{"$nulls":15},0,0,0,0,0,0,0,{"v":3000,"d":"3,000"},0,0,0,0,{"v":3000,"d":"3,000"},{"v":3000,"d":"3,000"},0,{"v":3000,"d":"3,000"},{"v":0,"d":"0.0%"},{"v":0,"d":"0.0%"},{"v":0,"d":"0.0%"},{"v":0,"d":"0.0%"},{"v":0,"d":"0.0%"},{"v":0,"d":"0.0%"},{"v":0,"d":"0.0%"},{"v":1,"d":"100.0%"},{"v":0,"d":"0.0%"},{"v":0,"d":"0.0%"},{"v":0,"d":"0.0%"},{"v":0,"d":"0.0%"},{"v":1,"d":"100.0%"},{"v":1,"d":"100.0%"},{"v":0,"d":"0.0%"},{"v":1,"d":"100.0%"}]
[2350,2020,"CO","Grand Valley Project Power Plant",473,"Public Service Co of Colorado",15466,"Orchard Mesa Irrigation District",57301,"Electric Utility","Public Service Company of Colorado","PSCO","WECC","RMPA","WECC Rockies",null,"08","077","Mesa",39.101667,-108.345556,2,2,"WAT","HYDRO",null,{"v":0.25464,"d":"0.2546"},{"v":3,"d":"3.0"},{"$nulls":9},{"v":58709,"d":"58,709"},{"v":27250,"d":"27,250"},{"v":6692,"d":"6,692"},{"v":3106,"d":"3,106"},{"$nulls":41},{"v":58709,"d":"58,709"},{"v":27250,"d":"27,250"},{"$nulls":6},"--","EIA","EIA",{"$nulls":15},0,0,0,0,{"v":6692,"d":"6,692"},0,0,0,0,0,0,0,{"v":6692,"d":"6,692"},0,0,{"v":6692,"d":"6,692"},{"v":0,"d":"0.0%"},{"v":0,"d":"0.0%"},{"v":0,"d":"0.0%"},{"v":0,"d":"0.0%"},{"v":1,"d":"100.0%"},{"v":0,"d":"0.0%"},{"v":0,"d":"0.0%"},{"v":0,"d":"0.0%"},{"v":0,"d":"0.0%"},{"v":0,"d":"0.0%"},{"v":0,"d":"0.0%"},{"v":0,"d":"0.0%"},{"v":1,"d":"100.0%"},{"v":0,"d":"0.0%"},{"v":0,"d":"0.0%"},{"v":1,"d":"100.0%"}]
[2358,2020,"CO","Holly",502,"Town of Holly - (CO)",8751,"Town of Holly - (CO)",8751,"Electric Utility","Western Area Power Administration - Rocky Mountain Region","WACM","WECC","RMPA","WECC Rockies",null,"08","099","Prowers",38.032717,-102.073659,6,6,"DFO","OIL",null,{"v":0,"d":"0.0000"},5.5,{"$nulls":11},0,0,{"$nulls":49},"--",{"$nulls":17},0,0,0,0,0,0,0,0,0,0,0,0,0,0,0,0]
[2393,2020,"CO","Mountain Breeze Wind, LLC",62840,"Public Service Co of Colorado",15466,"Mountain Breeze Wind, LLC",62726,"IPP Non-CHP","Public Service Company of Colorado","PSCO","WECC","RMPA","WECC Rockies",null,"08","123","Weld",40.960618,-104.003174,1,1,"WND","WIND",null,{"v":0.10712,"d":"0.1071"},171.7,{"$nulls":9},{"v":1413497,"d":"1,413,497"},0,{"v":161119,"d":"161,119"},0,{"$nulls":41},{"v":1413497,"d":"1,413,497"},0,{"$nulls":6},"--","EIA","EIA",{"$nulls":15},0,0,0,0,0,0,{"v":161119,"d":"161,119"},0,0,0,0,0,{"v":161119,"d":"161,119"},{"v":161119,"d":"161,119"},0,{"v":161119,"d":"161,119"},{"v":0,"d":"0.0%"},{"v":0,"d":"0.0%"},{"v":0,"d":"0.0%"},{"v":0,"d":"0.0%"},{"v":0,"d":"0.0%"},{"v":0,"d":"0.0%"},{"v":1,"d":"100.0%"},{"v":0,"d":"0.0%"},{"v":0,"d":"0.0%"},{"v":0,"d":"0.0%"},{"v":0,"d":"0.0%"},{"v":0,"d":"0.0%"},{"v":1,"d":"100.0%"},{"v":1,"d":"100.0%"},{"v":0,"d":"0.0%"},{"v":1,"d":"100.0%"}]
[2418,2020,"CO","Oak Leaf Solar XXXII (CSG)",62251,"Public Service Co of Colorado",15466,"Greenbacker Renewable Energy Corporation",60025,"IPP Non-CHP","Public Service Company of Colorado","PSCO","WECC","RMPA","WECC Rockies",null,"08","045","Garfield",39.523,-107.815,1,1,"SUN","SOLAR",null,{"v":0.28189,"d":"0.2819"},1.5,{"$nulls":9},{"v":32495,"d":"32,495"},{"v":17121,"d":"17,121"},{"v":3704,"d":"3,704"},{"v":1951,"d":"1,951"},{"$nulls":41},{"v":32495,"d":"32,495"},{"v":17121,"d":"17,121"},{"$nulls":6},"--","EIA","EIA",{"$nulls":15},0,0,0,0,0,0,0,{"v":3704,"d":"3,704"},0,0,0,0,{"v":3704,"d":"3,704"},{"v":3704,"d":"3,704"},0,{"v":3704,"d":"3,704"},{"v":0,"d":"0.0%"},{"v":0,"d":"0.0%"},{"v":0,"d":"0.0%"},{"v":0,"d":"0.0%"},{"v":0,"d":"0.0%"},{"v":0,"d":"0.0%"},{"v":0,"d":"0.0%"},{"v":1,"d":"100.0%"},{"v":0,"d":"0.0%"},{"v":0,"d":"0.0%"},{"v":0,"d":"0.0%"},{"v":0,"d":"0.0%"},{"v":1,"d":"100.0%"},{"v":1,"d":"100.0%"},{"v":0,"d":"0.0%"},{"v":1,"d":"100.0%"}]
[2427,2020,"CO","Pike Solar Hybrid",64212,"City of Colorado Springs - (CO)",3989,"Pike Solar LLC",63821,"IPP Non-CHP","Public Service Company of Colorado","PSCO","WECC","RMPA","WECC Rockies",null,"08","041","El Paso",38.6217,-104.5814,2,2,{"$nulls":4},{"v":200,"d":"200.0"},{"$nulls":62},"--"]
[2460,2020,"CO","RV CSU Power II LLC",57507,"Public Service Co of Colorado",15466,"RV CSU Power II LLC",56828,"Commercial Non-CHP","Public Service Company of Colorado","PSCO","WECC","RMPA","WECC Rockies",null,"08","069","Larimer",40.592841,-105.147097,1,1,"SUN","SOLAR",null,{"v":0.14954,"d":"0.1495"},{"v":3,"d":"3.0"},{"$nulls":9},{"v":34478,"d":"34,478"},{"v":18165,"d":"18,165"},{"v":3930,"d":"3,930"},{"v":2071,"d":"2,071"},{"$nulls":41},{"v":34478,"d":"34,478"},{"v":18165,"d":"18,165"},{"$nulls":6},"--","EIA","EIA",{"$nulls":15},0,0,0,0,0,0,0,{"v":3930,"d":"3,930"},0,0,0,0,{"v":3930,"d":"3,930"},{"v":3930,"d":"3,930"},0,{"v":3930,"d":"3,930"},{"v":0,"d":"0.0%"},{"v":0,"d":"0.0%"},{"v":0,"d":"0.0%"},{"v":0,"d":"0.0%"},{"v":0,"d":"0.0%"},{"v":0,"d":"0.0%"},{"v":0,"d":"0.0%"},{"v":1,"d":"100.0%"},{"v":0,"d":"0.0%"},{"v":0,"d":"0.0%"},{"v":0,"d":"0.0%"},{"v":0,"d":"0.0%"},{"v":1,"d":"100.0%"},{"v":1,"d":"100.0%"},{"v":0,"d":"0.0%"},{"v":1,"d":"100.0%"}]
[2485,2020,"CO","SR Rattlesnake",64152,"United Power, Inc",19499,"SR Rattlesnake, LLC",63771,"IPP Non-CHP","Western Area Power Administration - Rocky Mountain Region","WACM","WECC","RMPA","WECC Rockies",null,"08","123","Weld",40.105427,-104.413144,1,1,"SUN","SOLAR",null,{"v":0.021,"d":"0.0210"},{"v":6,"d":"6.0"},{"$nulls":9},{"v":9685,"d":"9,685"},0,{"v":1104,"d":"1,104"},0,{"$nulls":41},{"v":9685,"d":"9,685"},0,{"$nulls":6},"--","EIA","EIA",{"$nulls":15},0,0,0,0,0,0,0,{"v":1104,"d":"1,104"},0,0,0,0,{"v":1104,"d":"1,104"},{"v":1104,"d":"1,104"},0,{"v":1104,"d":"1,104"},{"v":0,"d":"0.0%"},{"v":0,"d":"0.0%"},{"v":0,"d":"0.0%"},{"v":0,"d":"0.0%"},{"v":0,"d":"0.0%"},{"v":0,"d":"0.0%"},{"v":0,"d":"0.0%"},{"v":1,"d":"100.0%"},{"v":0,"d":"0.0%"},{"v":0,"d":"0.0%"},{"v":0,"d":"0.0%"},{"v":0,"d":"0.0%"},{"v":1,"d":"100.0%"},{"v":1,"d":"100.0%"},{"v":0,"d":"0.0%"},{"v":1,"d":"100.0%"}]
[2518,2020,"CO","W N Clark",462,"Black Hills/Colorado Elec.Util",56146,"Black Hills Colorado Electric, LLC",56146,"Electric Utility","Public Service Company of Colorado","PSCO","WECC","RMPA","WECC Rockies",null,"08","043","Fremont",38.4344,-105.25,2,2,"BIT","COAL",null,null,43.7,{"$nulls":62},"--"]
[2543,2020,"CT","Bridgeport Fuel Cell, LLC",58551,"United Illuminating Co",19497,"Bridgeport Fuel Cell, LLC",63130,"IPP Non-CHP","ISO New England Inc.","ISNE","NPCC","NEWE","NPCC New England","ISONE","09","001","Fairfield",41.168056,-73.211111,1,1,"NG","GAS",null,{"v":0.65804,"d":"0.6580"},16.6,{"v":0.236606242320882,"d":"0.2366"},{"$nulls":8},{"v":775008,"d":"775,008"},{"v":346156,"d":"346,156"},{"v":95689,"d":"95,689"},{"v":42739,"d":"42,739"},{"$nulls":41},{"v":775008,"d":"775,008"},{"v":346156,"d":"346,156"},{"$nulls":6},"--","EIA","EIA",{"$nulls":15},0,0,{"v":95689,"d":"95,689"},0,0,0,0,0,0,0,0,{"v":95689,"d":"95,689"},0,0,{"v":95689,"d":"95,689"},0,{"v":0,"d":"0.0%"},{"v":0,"d":"0.0%"},{"v":1,"d":"100.0%"},{"v":0,"d":"0.0%"},{"v":0,"d":"0.0%"},{"v":0,"d":"0.0%"},{"v":0,"d":"0.0%"},{"v":0,"d":"0.0%"},{"v":0,"d":"0.0%"},{"v":0,"d":"0.0%"},{"v":0,"d":"0.0%"},{"v":1,"d":"100.0%"},{"v":0,"d":"0.0%"},{"v":0,"d":"0.0%"},{"v":1,"d":"100.0%"},{"v":0,"d":"0.0%"}]
[2552,2020,"CT","Cellu Tissue",58116,"Connecticut Light & Power Co",4176,"Dunn Paper East Hartford, LLC",60642,"Industrial Non-CHP","ISO New England Inc.","ISNE","NPCC","NEWE","NPCC New England","ISONE","09","003","Hartford",41.776111,-72.606667,1,1,"NG","GAS",null,{"v":0.52401,"d":"0.5240"},{"v":3,"d":"3.0"},{"v":0.459982242516489,"d":"0.4600"},{"$nulls":6},{"v":148220,"d":"148,220"},{"v":62343,"d":"62,343"},{"v":148220,"d":"148,220"},{"v":62343,"d":"62,343"},{"v":13771,"d":"13,771"},{"v":5804,"d":"5,804"},{"v":199.938,"d":"200"},{"v":84.096,"d":"84"},{"v":0.237,"d":"0"},{"v":8662.648,"d":"8,663"},{"v":326.769,"d":"327"},{"v":32.677,"d":"33"},{"v":8671.602,"d":"8,672"},null,29.038,28.979,0.034,{"v":1258.1,"d":"1,258.100"},0.024,{"v":2E-3,"d":"0.002"},{"v":1259.4,"d":"1,259.400"},null,2.698,2.698,0.003,116.889,{"v":2E-3,"d":"0.002"},{"v":0,"d":"0.000"},{"v":117.01,"d":"117.010"},null,29.038,28.979,0.034,{"v":1258.1,"d":"1,258.100"},0.024,{"v":2E-3,"d":"0.002"},{"v":1259.4,"d":"1,259.400"},null,{"v":199.938,"d":"200"},{"v":84.096,"d":"84"},{"v":0.237,"d":"0"},{"v":8662.648,"d":"8,663"},{"v":326.769,"d":"327"},{"v":32.677,"d":"33"},null,{"v":148220,"d":"148,220"},{"v":62343,"d":"62,343"},{"v":148220,"d":"148,220"},{"v":62343,"d":"62,343"},"EIA","EIA","EIA","EIA","EIA","EIA","--","EIA","EIA",{"$nulls":14},{"v":10763.198025,"d":"10,763.198"},0,0,{"v":13771,"d":"13,771"},0,0,0,0,0,0,0,0,{"v":13771,"d":"13,771"},0,0,{"v":13771,"d":"13,771"},0,{"v":0,"d":"0.0%"},{"v":0,"d":"0.0%"},{"v":1,"d":"100.0%"},{"v":0,"d":"0.0%"},{"v":0,"d":"0.0%"},{"v":0,"d":"0.0%"},{"v":0,"d":"0.0%"},{"v":0,"d":"0.0%"},{"v":0,"d":"0.0%"},{"v":0,"d":"0.0%"},{"v":0,"d":"0.0%"},{"v":1,"d":"100.0%"},{"v":0,"d":"0.0%"},{"v":0,"d":"0.0%"},{"v":1,"d":"100.0%"},{"v":0,"d":"0.0%"}]
[2585,2020,"CT","Frito Lay Incorporated",58664,"Connecticut Light & Power Co",4176,"Frito Lay Incorporated Dayville",58607,"Industrial Non-CHP","ISO New England Inc.","ISNE","NPCC","NEWE","NPCC New England","ISONE","09","015","Windham",41.862778,-71.891667,1,1,"NG","GAS",null,{"v":0.57413,"d":"0.5741"},4.6,{"v":0.376455893058037,"d":"0.3765"},{"$nulls":6},{"v":373906,"d":"373,906"},{"v":162054,"d":"162,054"},{"v":373906,"d":"373,906"},{"v":162054,"d":"162,054"},{"v":23135,"d":"23,135"},{"v":10286,"d":"10,286"},{"v":58.48,"d":"58"},{"v":25.346,"d":"25"},{"v":0.598,"d":"1"},{"v":21852.76,"d":"21,853"},{"v":824.322,"d":"824"},{"v":82.432,"d":"82"},{"v":21875.346,"d":"21,875"},null,5.056,4.928,0.052,{"v":1889.151,"d":"1,889.151"},0.036,0.004,{"v":1891.104,"d":"1,891.104"},null,0.313,0.313,0.003,116.889,{"v":2E-3,"d":"0.002"},{"v":0,"d":"0.000"},{"v":117.01,"d":"117.010"},null,5.056,4.928,0.052,{"v":1889.163,"d":"1,889.163"},0.036,0.004,{"v":1891.116,"d":"1,891.116"},null,{"v":58.48,"d":"58"},{"v":25.346,"d":"25"},{"v":0.598,"d":"1"},{"v":21852.76,"d":"21,853"},{"v":824.322,"d":"824"},{"v":82.432,"d":"82"},null,{"v":373906,"d":"373,906"},{"v":162054,"d":"162,054"},{"v":373906,"d":"373,906"},{"v":162054,"d":"162,054"},"EIA","EIA","EIA","EIA","EIA","EIA","--","EIA","EIA",{"$nulls":14},{"v":16162.016974,"d":"16,162.017"},0,0,{"v":23134.86,"d":"23,135"},0,0,0,0,0,0,0,0,{"v":23134.86,"d":"23,135"},0,0,{"v":23134.86,"d":"23,135"},0,{"v":0,"d":"0.0%"},{"v":0,"d":"0.0%"},{"v":1,"d":"100.0%"},{"v":0,"d":"0.0%"},{"v":0,"d":"0.0%"},{"v":0,"d":"0.0%"},{"v":0,"d":"0.0%"},{"v":0,"d":"0.0%"},{"v":0,"d":"0.0%"},{"v":0,"d":"0.0%"},{"v":0,"d":"0.0%"},{"v":1,"d":"100.0%"},{"v":0,"d":"0.0%"},{"v":0,"d":"0.0%"},{"v":1,"d":"100.0%"},{"v":0,"d":"0.0%"}]
[2610,2020,"CT","Madison Solar",64218,"Connecticut Light & Power Co",4176,"Ecos Energy LLC",58135,"IPP Non-CHP","ISO New England Inc.","ISNE","NPCC","NEWE","NPCC New England","ISONE","09","013","Tolland",42.0305,-72.503952,1,1,"SUN","SOLAR",null,null,{"v":1,"d":"1.0"},{"$nulls":62},"--"]
[2622,2020,"CT","Norwich",581,"City of Norwich - (CT)",13831,"City of Norwich - (CT)",13831,"Electric Utility","ISO New England Inc.","ISNE","NPCC","NEWE","NPCC New England","ISONE","09","011","New London",41.52679,-72.064935,1,1,"DFO","OIL",null,{"v":1.56E-3,"d":"0.0016"},{"v":19,"d":"19.0"},{"v":1,"d":"1.0000"},{"$nulls":6},{"v":5984,"d":"5,984"},{"v":2978,"d":"2,978"},{"v":5984,"d":"5,984"},{"v":2978,"d":"2,978"},260,54,{"v":4.899,"d":"5"},{"v":1.787,"d":"2"},{"v":0.959,"d":"1"},{"v":488.671,"d":"489"},{"v":25.113,"d":"25"},{"v":5.023,"d":"5"},{"v":489.733,"d":"490"},null,37.685,66.185,7.375,{"v":3759.008,"d":"3,759.008"},0.097,0.019,{"v":3767.179,"d":"3,767.179"},null,1.637,{"v":1.2,"d":"1.200"},{"v":0.32,"d":"0.320"},163.326,0.004,{"v":1E-3,"d":"0.001"},163.681,null,37.685,66.185,7.375,{"v":3759.008,"d":"3,759.008"},0.097,0.019,{"v":3767.179,"d":"3,767.179"},null,{"v":4.899,"d":"5"},{"v":1.787,"d":"2"},{"v":0.959,"d":"1"},{"v":488.671,"d":"489"},{"v":25.113,"d":"25"},{"v":5.023,"d":"5"},null,{"v":5984,"d":"5,984"},{"v":2978,"d":"2,978"},{"v":5984,"d":"5,984"},{"v":2978,"d":"2,978"},"EPA/CAMD; EIA","EPA/CAMD","EIA","EIA","EIA","EIA","--","EPA/CAMD; EIA","EPA/CAMD",{"$nulls":14},{"v":23015.384615,"d":"23,015.385"},0,260,0,0,0,0,0,0,0,0,0,260,0,0,260,0,{"v":0,"d":"0.0%"},{"v":1,"d":"100.0%"},{"v":0,"d":"0.0%"},{"v":0,"d":"0.0%"},{"v":0,"d":"0.0%"},{"v":0,"d":"0.0%"},{"v":0,"d":"0.0%"},{"v":0,"d":"0.0%"},{"v":0,"d":"0.0%"},{"v":0,"d":"0.0%"},{"v":0,"d":"0.0%"},{"v":1,"d":"100.0%"},{"v":0,"d":"0.0%"},{"v":0,"d":"0.0%"},{"v":1,"d":"100.0%"},{"v":0,"d":"0.0%"}]
[2653,2020,"CT","Taftville",554,"Connecticut Light & Power Co",4176,"FirstLight Power Resources Services LLC",54895,"IPP Non-CHP","ISO New England Inc.","ISNE","NPCC","NEWE","NPCC New England","ISONE","09","011","New London",41.5725,-72.0458,5,5,"WAT","HYDRO",null,{"v":0.24643,"d":"0.2464"},1.6,{"$nulls":9},{"v":30302.998,"d":"30,303"},{"v":8298,"d":"8,298"},{"v":3454,"d":"3,454"},946,{"$nulls":41},{"v":30302.998,"d":"30,303"},{"v":8298,"d":"8,298"},{"$nulls":6},"--","EIA","EIA",{"$nulls":15},0,0,0,0,{"v":3454,"d":"3,454"},0,0,0,0,0,0,0,{"v":3454,"d":"3,454"},0,0,{"v":3454,"d":"3,454"},{"v":0,"d":"0.0%"},{"v":0,"d":"0.0%"},{"v":0,"d":"0.0%"},{"v":0,"d":"0.0%"},{"v":1,"d":"100.0%"},{"v":0,"d":"0.0%"},{"v":0,"d":"0.0%"},{"v":0,"d":"0.0%"},{"v":0,"d":"0.0%"},{"v":0,"d":"0.0%"},{"v":0,"d":"0.0%"},{"v":0,"d":"0.0%"},{"v":1,"d":"100.0%"},{"v":0,"d":"0.0%"},{"v":0,"d":"0.0%"},{"v":1,"d":"100.0%"}]
[2678,2020,"CT","Woods Hill Solar",61736,"Connecticut Light & Power Co",4176,"Woods Hill Solar, LLC",61366,"IPP Non-CHP","ISO New England Inc.","ISNE","NPCC","NEWE","NPCC New England","ISONE","09","015","Windham",41.83184,-71.919867,1,1,"SUN","SOLAR",null,{"v":0.18049,"d":"0.1805"},{"v":20,"d":"20.0"},{"$nulls":9},{"v":277418,"d":"277,418"},{"v":150562,"d":"150,562"},{"v":31622,"d":"31,622"},{"v":17162,"d":"17,162"},{"$nulls":41},{"v":277418,"d":"277,418"},{"v":150562,"d":"150,562"},{"$nulls":6},"--","EIA","EIA",{"$nulls":15},0,0,0,0,0,0,0,{"v":31622,"d":"31,622"},0,0,0,0,{"v":31622,"d":"31,622"},{"v":31622,"d":"31,622"},0,{"v":31622,"d":"31,622"},{"v":0,"d":"0.0%"},{"v":0,"d":"0.0%"},{"v":0,"d":"0.0%"},{"v":0,"d":"0.0%"},{"v":0,"d":"0.0%"},{"v":0,"d":"0.0%"},{"v":0,"d":"0.0%"},{"v":1,"d":"100.0%"},{"v":0,"d":"0.0%"},{"v":0,"d":"0.0%"},{"v":0,"d":"0.0%"},{"v":0,"d":"0.0%"},{"v":1,"d":"100.0%"},{"v":1,"d":"100.0%"},{"v":0,"d":"0.0%"},{"v":1,"d":"100.0%"}]
[2711,2020,"DE","Milford Solar Farm",58228,"City of Milford - (DE)",12540,"Milford Solar LLC",58201,"IPP Non-CHP","PJM Interconnection, LLC","PJM","RFC","RFCE","RFC East","PJM","10","001","Kent",38.923056,-75.453333,1,1,"SUN","SOLAR",null,{"v":0.18059,"d":"0.1806"},11.8,{"$nulls":9},{"v":163767,"d":"163,767"},{"v":84537,"d":"84,537"},{"v":18667,"d":"18,667"},{"v":9636,"d":"9,636"},{"$nulls":41},{"v":163767,"d":"163,767"},{"v":84537,"d":"84,537"},{"$nulls":6},"--","EIA","EIA",{"$nulls":15},0,0,0,0,0,0,0,{"v":18667,"d":"18,667"},0,0,0,0,{"v":18667,"d":"18,667"},{"v":18667,"d":"18,667"},0,{"v":18667,"d":"18,667"},{"v":0,"d":"0.0%"},{"v":0,"d":"0.0%"},{"v":0,"d":"0.0%"},{"v":0,"d":"0.0%"},{"v":0,"d":"0.0%"},{"v":0,"d":"0.0%"},{"v":0,"d":"0.0%"},{"v":1,"d":"100.0%"},{"v":0,"d":"0.0%"},{"v":0,"d":"0.0%"},{"v":0,"d":"0.0%"},{"v":0,"d":"0.0%"},{"v":1,"d":"100.0%"},{"v":1,"d":"100.0%"},{"v":0,"d":"0.0%"},{"v":1,"d":"100.0%"}]
[2736,2020,"FL","Barefoot Bay Solar Energy Center",61051,"Florida Power &amp; Light Co",6452,"Florida Power & Light Co",6452,"Electric Utility","Florida Power & Light Company","FPL","SERC","FRCC","FRCC All",null,"12","009","Brevard",27.865833,-80.521111,1,1,"SUN","SOLAR",null,{"v":0.24618,"d":"0.2462"},74.5,{"$nulls":9},{"v":1409470,"d":"1,409,470"},{"v":624190,"d":"624,190"},{"v":160660,"d":"160,660"},{"v":71149,"d":"71,149"},{"$nulls":41},{"v":1409470,"d":"1,409,470"},{"v":624190,"d":"624,190"},{"$nulls":6},"--","EIA","EIA",{"$nulls":15},0,0,0,0,0,0,0,{"v":160660,"d":"160,660"},0,0,0,0,{"v":160660,"d":"160,660"},{"v":160660,"d":"160,660"},0,{"v":160660,"d":"160,660"},{"v":0,"d":"0.0%"},{"v":0,"d":"0.0%"},{"v":0,"d":"0.0%"},{"v":0,"d":"0.0%"},{"v":0,"d":"0.0%"},{"v":0,"d":"0.0%"},{"v":0,"d":"0.0%"},{"v":1,"d":"100.0%"},{"v":0,"d":"0.0%"},{"v":0,"d":"0.0%"},{"v":0,"d":"0.0%"},{"v":0,"d":"0.0%"},{"v":1,"d":"100.0%"},{"v":1,"d":"100.0%"},{"v":0,"d":"0.0%"},{"v":1,"d":"100.0%"}]
[2745,2020,"FL","Blue Cypress Solar Energy Center",61029,"Florida Power &amp; Light Co",6452,"Florida Power & Light Co",6452,"Electric Utility","Florida Power & Light Company","FPL","SERC","FRCC","FRCC All",null,"12","061","Indian River",27.609456,-80.537189,1,1,"SUN","SOLAR",null,{"v":0.24132,"d":"0.2413"},74.5,{"$nulls":9},{"v":1381653,"d":"1,381,653"},{"v":612699,"d":"612,699"},{"v":157489,"d":"157,489"},{"v":69839,"d":"69,839"},{"$nulls":41},{"v":1381653,"d":"1,381,653"},{"v":612699,"d":"612,699"},{"$nulls":6},"--","EIA","EIA",{"$nulls":15},0,0,0,0,0,0,0,{"v":157489,"d":"157,489"},0,0,0,0,{"v":157489,"d":"157,489"},{"v":157489,"d":"157,489"},0,{"v":157489,"d":"157,489"},{"v":0,"d":"0.0%"},{"v":0,"d":"0.0%"},{"v":0,"d":"0.0%"},{"v":0,"d":"0.0%"},{"v":0,"d":"0.0%"},{"v":0,"d":"0.0%"},{"v":0,"d":"0.0%"},{"v":1,"d":"100.0%"},{"v":0,"d":"0.0%"},{"v":0,"d":"0.0%"},{"v":0,"d":"0.0%"},{"v":0,"d":"0.0%"},{"v":1,"d":"100.0%"},{"v":1,"d":"100.0%"},{"v":0,"d":"0.0%"},{"v":1,"d":"100.0%"}]
[2778,2020,"FL","Debary",6046,"Duke Energy Florida, Inc",6455,"Duke Energy Florida, LLC",6455,"Electric Utility","Duke Energy Florida Inc","FPC","SERC","FRCC","FRCC All",null,"12","127","Volusia",28.903863,-81.332329,4,10,"NG","GAS",null,{"v":0.01935,"d":"0.0194"},814.8,{"v":1,"d":"1.0000"},{"$nulls":6},{"v":1880178.887,"d":"1,880,179"},{"v":899033.566,"d":"899,034"},{"v":1880178.887,"d":"1,880,179"},{"v":899033.566,"d":"899,034"},{"v":138127.002,"d":"138,127"},{"v":63976.998,"d":"63,977"},{"v":76.066,"d":"76"},{"v":36.344,"d":"36"},{"v":1.8,"d":"2"},{"v":113573.2,"d":"113,573"},{"v":4774.352,"d":"4,774"},{"v":561.307,"d":"561"},{"v":113716.514,"d":"113,717"},null,1.101,1.136,0.026,{"v":1644.475,"d":"1,644.475"},0.035,0.004,{"v":1646.55,"d":"1,646.550"},null,0.081,0.081,{"v":2E-3,"d":"0.002"},120.811,0.003,{"v":0,"d":"0.000"},120.964,null,1.101,1.136,0.026,{"v":1644.475,"d":"1,644.475"},0.035,0.004,{"v":1646.55,"d":"1,646.550"},null,{"v":76.066,"d":"76"},{"v":36.344,"d":"36"},{"v":1.8,"d":"2"},{"v":113573.2,"d":"113,573"},{"v":4774.352,"d":"4,774"},{"v":561.307,"d":"561"},null,{"v":1880178.887,"d":"1,880,179"},{"v":899033.566,"d":"899,034"},{"v":1880178.887,"d":"1,880,179"},{"v":899033.566,"d":"899,034"},"EPA/CAMD","EPA/CAMD","EPA/CAMD","EPA/CAMD","EIA","EIA","--","EPA/CAMD","EPA/CAMD",{"$nulls":14},{"v":13611.958134,"d":"13,611.958"},0,{"v":9161.146,"d":"9,161"},{"v":128965.85,"d":"128,966"},0,0,0,0,0,0,0,0,{"v":138126.996,"d":"138,127"},0,0,{"v":138126.996,"d":"138,127"},0,{"v":0,"d":"0.0%"},{"v":0.0663240804860478,"d":"6.6%"},{"v":0.933675919513952,"d":"93.4%"},{"v":0,"d":"0.0%"},{"v":0,"d":"0.0%"},{"v":0,"d":"0.0%"},{"v":0,"d":"0.0%"},{"v":0,"d":"0.0%"},{"v":0,"d":"0.0%"},{"v":0,"d":"0.0%"},{"v":0,"d":"0.0%"},{"v":1,"d":"100.0%"},{"v":0,"d":"0.0%"},{"v":0,"d":"0.0%"},{"v":1,"d":"100.0%"},{"v":0,"d":"0.0%"}]
[2803,2020,"FL","Georgia-Pacific Palatka Operations",10611,"Florida Power & Light Co",6452,"Georgia-Pacific Consr Ops LLC-Palatka",50128,"Industrial CHP","Florida Power & Light Company","FPL","SERC","FRCC","FRCC All",null,"12","107","Putnam",29.6807,-81.6809,5,4,"BLQ","BIOMASS",null,{"v":0.31447,"d":"0.3145"},103.5,{"v":0.809224700181619,"d":"0.8092"},"Yes","Yes",{"v":8064951.2,"d":"8,064,951"},{"v":0.121,"d":"0"},{"v":0.138581,"d":"0.1386"},null,{"v":1616023.26,"d":"1,616,023"},{"v":629923.993,"d":"629,924"},{"v":1616023.26,"d":"1,616,023"},{"v":629923.993,"d":"629,924"},{"v":285113,"d":"285,113"},{"v":115987,"d":"115,987"},{"v":105.596,"d":"106"},{"v":41.921,"d":"42"},{"v":284.613,"d":"285"},{"v":37999.735,"d":"38,000"},{"v":8173.041,"d":"8,173"},{"v":4636.426,"d":"4,636"},{"v":38792.725,"d":"38,793"},null,0.741,0.723,1.996,266.559,0.029,0.016,272.122,null,0.131,0.133,0.352,47.029,0.005,0.003,{"v":48.01,"d":"48.010"},null,0.741,0.723,1.996,266.559,0.029,0.016,272.122,null,{"v":761.982,"d":"762"},{"v":302.501,"d":"303"},{"v":2053.759,"d":"2,054"},{"v":1046659.016,"d":"1,046,659"},{"v":58976.511,"d":"58,977"},{"v":33456.363,"d":"33,456"},null,{"v":11661193.625,"d":"11,661,194"},{"v":4545519.75,"d":"4,545,520"},{"v":11661193.625,"d":"11,661,194"},{"v":4545519.75,"d":"4,545,520"},"EIA","EIA","EPA/CAMD; EIA","EIA","EIA","EIA","--","EIA","EIA",{"$nulls":3},{"v":772453.639,"d":"772,454"},null,null,{"v":10045170.365,"d":"10,045,170"},{"v":3915595.757,"d":"3,915,596"},{"v":656.386,"d":"656"},{"v":260.58,"d":"261"},{"v":1769.147,"d":"1,769"},{"v":236205.641,"d":"236,206"},{"v":50803.47,"d":"50,803"},{"v":28819.937,"d":"28,820"},{"v":5668.009738,"d":"5,668.010"},0,0,{"v":115016.04,"d":"115,016"},0,0,{"v":170096.96,"d":"170,097"},0,0,0,0,0,{"v":115016.04,"d":"115,016"},{"v":170096.96,"d":"170,097"},{"v":170096.96,"d":"170,097"},{"v":285113,"d":"285,113"},0,{"v":0,"d":"0.0%"},{"v":0,"d":"0.0%"},{"v":0.403405106045673,"d":"40.3%"},{"v":0,"d":"0.0%"},{"v":0,"d":"0.0%"},{"v":0.596594893954327,"d":"59.7%"},{"v":0,"d":"0.0%"},{"v":0,"d":"0.0%"},{"v":0,"d":"0.0%"},{"v":0,"d":"0.0%"},{"v":0,"d":"0.0%"},{"v":0.403405106045673,"d":"40.3%"},{"v":0.596594893954327,"d":"59.7%"},{"v":0.596594893954327,"d":"59.7%"},{"v":1,"d":"100.0%"},{"v":0,"d":"0.0%"}]
[2812,2020,"FL","Gulf Power Blue Indigo Energy",63754,"Gulf Power Co",7801,"Gulf Power Co",7801,"Electric Utility","Southern Company Services, Inc. - Trans","SOCO","SERC","SRSO","SERC South",null,"12","063","Jackson",30.877262,-85.40065,1,1,"SUN","SOLAR",null,0.2023,74.5,{"$nulls":9},{"v":1158238,"d":"1,158,238"},{"v":697252,"d":"697,252"},{"v":132023,"d":"132,023"},{"v":79477,"d":"79,477"},{"$nulls":41},{"v":1158238,"d":"1,158,238"},{"v":697252,"d":"697,252"},{"$nulls":6},"--","EIA","EIA",{"$nulls":15},0,0,0,0,0,0,0,{"v":132023,"d":"132,023"},0,0,0,0,{"v":132023,"d":"132,023"},{"v":132023,"d":"132,023"},0,{"v":132023,"d":"132,023"},{"v":0,"d":"0.0%"},{"v":0,"d":"0.0%"},{"v":0,"d":"0.0%"},{"v":0,"d":"0.0%"},{"v":0,"d":"0.0%"},{"v":0,"d":"0.0%"},{"v":0,"d":"0.0%"},{"v":1,"d":"100.0%"},{"v":0,"d":"0.0%"},{"v":0,"d":"0.0%"},{"v":0,"d":"0.0%"},{"v":0,"d":"0.0%"},{"v":1,"d":"100.0%"},{"v":1,"d":"100.0%"},{"v":0,"d":"0.0%"},{"v":1,"d":"100.0%"}]
[2837,2020,"FL","Indian River Solar Center",61020,"Florida Power &amp; Light Co",6452,"Florida Power & Light Co",6452,"Electric Utility","Florida Power & Light Company","FPL","SERC","FRCC","FRCC All",null,"12","061","Indian River",27.573256,-80.578178,1,1,"SUN","SOLAR",null,0.2416,74.5,{"$nulls":9},{"v":1383283,"d":"1,383,283"},{"v":610767,"d":"610,767"},{"v":157675,"d":"157,675"},{"v":69619,"d":"69,619"},{"$nulls":41},{"v":1383283,"d":"1,383,283"},{"v":610767,"d":"610,767"},{"$nulls":6},"--","EIA","EIA",{"$nulls":15},0,0,0,0,0,0,0,{"v":157675,"d":"157,675"},0,0,0,0,{"v":157675,"d":"157,675"},{"v":157675,"d":"157,675"},0,{"v":157675,"d":"157,675"},{"v":0,"d":"0.0%"},{"v":0,"d":"0.0%"},{"v":0,"d":"0.0%"},{"v":0,"d":"0.0%"},{"v":0,"d":"0.0%"},{"v":0,"d":"0.0%"},{"v":0,"d":"0.0%"},{"v":1,"d":"100.0%"},{"v":0,"d":"0.0%"},{"v":0,"d":"0.0%"},{"v":0,"d":"0.0%"},{"v":0,"d":"0.0%"},{"v":1,"d":"100.0%"},{"v":1,"d":"100.0%"},{"v":0,"d":"0.0%"},{"v":1,"d":"100.0%"}]
[2870,2020,"FL","Manatee County LFGTE",59142,"Florida Power & Light Co",6452,"Manatee County Utilities Department",58948,"IPP Non-CHP","Florida Power & Light Company","FPL","SERC","FRCC","FRCC All",null,"12","081","Manatee",27.468889,-82.450833,1,1,"LFG","BIOMASS",null,{"v":0,"d":"0.0000"},1.6,{"$nulls":11},0,0,{"$nulls":49},"--",{"$nulls":17},0,0,0,0,0,0,0,0,0,0,0,0,0,0,0,0]
[2886,2020,"FL","Mountain View Solar (FL)",61664,"Tampa Electric Co",18454,"Tampa Electric Co",18454,"Electric Utility","Tampa Electric Company","TEC","SERC","FRCC","FRCC All",null,"12","101","Pasco",28.39799,-82.22043,1,1,"SUN","SOLAR",null,null,52.5,{"$nulls":62},"--"]
[2929,2020,"FL","RP-Orlando, LLC",57565,"Orlando Utilities Comm",14610,"RP-Orlando, LLC",56904,"IPP Non-CHP","Duke Energy Florida Inc","FPC","SERC","FRCC","FRCC All",null,"12","095","Orange",28.488889,-81.182222,1,1,"SUN","SOLAR",null,{"v":0.19153,"d":"0.1915"},5.1,{"$nulls":9},{"v":75072,"d":"75,072"},{"v":34261,"d":"34,261"},{"v":8557,"d":"8,557"},{"v":3905,"d":"3,905"},{"$nulls":41},{"v":75072,"d":"75,072"},{"v":34261,"d":"34,261"},{"$nulls":6},"--","EIA","EIA",{"$nulls":15},0,0,0,0,0,0,0,{"v":8557,"d":"8,557"},0,0,0,0,{"v":8557,"d":"8,557"},{"v":8557,"d":"8,557"},0,{"v":8557,"d":"8,557"},{"v":0,"d":"0.0%"},{"v":0,"d":"0.0%"},{"v":0,"d":"0.0%"},{"v":0,"d":"0.0%"},{"v":0,"d":"0.0%"},{"v":0,"d":"0.0%"},{"v":0,"d":"0.0%"},{"v":1,"d":"100.0%"},{"v":0,"d":"0.0%"},{"v":0,"d":"0.0%"},{"v":0,"d":"0.0%"},{"v":0,"d":"0.0%"},{"v":1,"d":"100.0%"},{"v":1,"d":"100.0%"},{"v":0,"d":"0.0%"},{"v":1,"d":"100.0%"}]
[2938,2020,"FL","Seminole (136)",136,"Seminole Electric Cooperative Inc",21554,"Seminole Electric Cooperative Inc",21554,"Electric Utility","Seminole Electric Cooperative","SEC","SERC","FRCC","FRCC All",null,"12","107","Putnam",29.733056,-81.632778,2,6,"BIT","COAL","Yes",{"v":0.21923,"d":"0.2192"},{"v":3462.4,"d":"3,462.4"},{"v":0.967954599285527,"d":"0.9680"},{"$nulls":6},{"v":68315034,"d":"68,315,034"},{"v":33700520,"d":"33,700,520"},{"v":68315034,"d":"68,315,034"},{"v":33700520,"d":"33,700,520"},{"v":6649299,"d":"6,649,299"},{"v":3254905,"d":"3,254,905"},{"v":2184.997,"d":"2,185"},{"v":1119.315,"d":"1,119"},{"v":4974.4,"d":"4,974"},{"v":7009118,"d":"7,009,118"},{"v":1619498.774,"d":"1,619,499"},{"v":235641.143,"d":"235,641"},{"v":7064472.265,"d":"7,064,472"},null,0.657,0.688,1.496,{"v":2108.228,"d":"2,108.228"},0.244,0.035,{"v":2124.877,"d":"2,124.877"},null,0.064,0.066,0.146,{"v":205.2,"d":"205.200"},0.024,0.003,{"v":206.82,"d":"206.820"},null,0.657,0.688,1.496,{"v":2108.228,"d":"2,108.228"},0.244,0.035,{"v":2124.877,"d":"2,124.877"},null,{"v":2184.997,"d":"2,185"},{"v":1119.315,"d":"1,119"},{"v":4974.4,"d":"4,974"},{"v":7009118,"d":"7,009,118"},{"v":1619498.774,"d":"1,619,499"},{"v":235641.143,"d":"235,641"},null,{"v":68315034,"d":"68,315,034"},{"v":33700520,"d":"33,700,520"},{"v":68315034,"d":"68,315,034"},{"v":33700520,"d":"33,700,520"},"EPA/CAMD","EPA/CAMD","EPA/CAMD","EPA/CAMD","EIA","EIA","--","EPA/CAMD","EPA/CAMD",{"$nulls":14},{"v":10274.020429,"d":"10,274.020"},{"v":6627915.5,"d":"6,627,916"},{"v":21383.523,"d":"21,384"},0,0,0,0,0,0,0,0,0,{"v":6649299.023,"d":"6,649,299"},0,0,{"v":6649299.023,"d":"6,649,299"},0,{"v":0.996784093642648,"d":"99.7%"},{"v":0.00321590635735198,"d":"0.3%"},{"v":0,"d":"0.0%"},{"v":0,"d":"0.0%"},{"v":0,"d":"0.0%"},{"v":0,"d":"0.0%"},{"v":0,"d":"0.0%"},{"v":0,"d":"0.0%"},{"v":0,"d":"0.0%"},{"v":0,"d":"0.0%"},{"v":0,"d":"0.0%"},{"v":1,"d":"100.0%"},{"v":0,"d":"0.0%"},{"v":0,"d":"0.0%"},{"v":1,"d":"100.0%"},{"v":0,"d":"0.0%"}]
[2971,2020,"FL","Telogia Power",50774,"Duke Energy Florida, Inc",6455,"Telogia Power LLC",54827,"IPP Non-CHP","Duke Energy Florida Inc","FPC","SERC","FRCC","FRCC All",null,"12","077","Liberty",30.3349,-84.8182,1,1,"WDS","BIOMASS",null,{"v":0.33209,"d":"0.3321"},{"v":14,"d":"14.0"},{"v":0.779843444227006,"d":"0.7798"},"Yes",{"$nulls":5},{"v":851956.062,"d":"851,956"},{"v":163897.859,"d":"163,898"},{"v":851956.062,"d":"851,956"},{"v":163897.859,"d":"163,898"},{"v":40728,"d":"40,728"},{"v":8158,"d":"8,158"},{"v":78.814,"d":"79"},{"v":15.218,"d":"15"},{"v":10.649,"d":"11"},{"v":0.008,"d":"0"},{"v":60103.776,"d":"60,104"},{"v":7888.621,"d":"7,889"},{"v":1926.71,"d":"1,927"},null,{"v":3.87,"d":"3.870"},3.731,0.523,{"v":0,"d":"0.000"},1.476,0.194,94.614,null,0.185,0.186,0.025,{"v":0,"d":"0.000"},0.071,0.009,4.523,null,{"v":3.87,"d":"3.870"},3.731,0.523,{"v":0,"d":"0.000"},1.476,0.194,94.614,null,{"v":78.814,"d":"79"},{"v":15.218,"d":"15"},{"v":10.649,"d":"11"},{"v":88089.508,"d":"88,090"},{"v":60103.776,"d":"60,104"},{"v":7888.621,"d":"7,889"},null,{"v":851956.062,"d":"851,956"},{"v":163897.859,"d":"163,898"},{"v":851956.062,"d":"851,956"},{"v":163897.859,"d":"163,898"},"EIA","EIA","EIA","EIA","EIA","EIA","--","EIA","EIA",{"$nulls":3},{"v":88089.5,"d":"88,090"},{"$nulls":10},{"v":20918.190495,"d":"20,918.190"},0,0,0,0,0,{"v":40728,"d":"40,728"},0,0,0,0,0,0,{"v":40728,"d":"40,728"},{"v":40728,"d":"40,728"},{"v":40728,"d":"40,728"},0,{"v":0,"d":"0.0%"},{"v":0,"d":"0.0%"},{"v":0,"d":"0.0%"},{"v":0,"d":"0.0%"},{"v":0,"d":"0.0%"},{"v":1,"d":"100.0%"},{"v":0,"d":"0.0%"},{"v":0,"d":"0.0%"},{"v":0,"d":"0.0%"},{"v":0,"d":"0.0%"},{"v":0,"d":"0.0%"},{"v":0,"d":"0.0%"},{"v":1,"d":"100.0%"},{"v":1,"d":"100.0%"},{"v":1,"d":"100.0%"},{"v":0,"d":"0.0%"}]
[2996,2020,"FL","Wheelabrator Ridge Energy",54529,"City of Lakeland - (FL)",10623,"Wheelabrator Environmental Systems",20541,"IPP Non-CHP","Florida Municipal Power Pool","FMPP","SERC","FRCC","FRCC All",null,"12","105","Polk",28.0274,-81.8475,1,1,"WDS","BIOMASS",null,null,45.5,{"$nulls":62},"--"]
[3005,2020,"GA","AL Sandersville Energy Facility",55672,"Georgia Power Co",7140,"SEPG Operating Services, LLC ALS",59417,"IPP Non-CHP","Southern Company Services, Inc. - Trans","SOCO","SERC","SRSO","SERC South",null,"13","303","Washington",33.1189,-82.8608,8,8,"NG","GAS",null,{"v":0.00585,"d":"0.0059"},{"v":692,"d":"692.0"},{"v":1,"d":"1.0000"},{"$nulls":6},{"v":446755.094,"d":"446,755"},{"v":361226.402,"d":"361,226"},{"v":446755.094,"d":"446,755"},{"v":361226.402,"d":"361,226"},{"v":35483,"d":"35,483"},{"v":16349,"d":"16,349"},{"v":6.821,"d":"7"},{"v":5.457,"d":"5"},0,{"v":26360.5,"d":"26,361"},{"v":995.145,"d":"995"},{"v":99.515,"d":"100"},{"v":26387.767,"d":"26,388"},null,0.384,0.668,{"v":0,"d":"0.000"},{"v":1485.81,"d":"1,485.810"},0.028,0.003,{"v":1487.347,"d":"1,487.347"},null,0.031,{"v":0.03,"d":"0.030"},{"v":0,"d":"0.000"},118.009,{"v":2E-3,"d":"0.002"},{"v":0,"d":"0.000"},118.131,null,0.384,0.668,{"v":0,"d":"0.000"},{"v":1485.81,"d":"1,485.810"},0.028,0.003,{"v":1487.347,"d":"1,487.347"},null,{"v":6.821,"d":"7"},{"v":5.457,"d":"5"},0,{"v":26360.5,"d":"26,361"},{"v":995.145,"d":"995"},{"v":99.515,"d":"100"},null,{"v":446755.094,"d":"446,755"},{"v":361226.402,"d":"361,226"},{"v":446755.094,"d":"446,755"},{"v":361226.402,"d":"361,226"},"EPA/CAMD","EPA/CAMD","EPA/CAMD","EPA/CAMD","EIA","EIA","--","EPA/CAMD","EPA/CAMD",{"$nulls":14},{"v":12590.679868,"d":"12,590.680"},0,0,{"v":35483,"d":"35,483"},0,0,0,0,0,0,0,0,{"v":35483,"d":"35,483"},0,0,{"v":35483,"d":"35,483"},0,{"v":0,"d":"0.0%"},{"v":0,"d":"0.0%"},{"v":1,"d":"100.0%"},{"v":0,"d":"0.0%"},{"v":0,"d":"0.0%"},{"v":0,"d":"0.0%"},{"v":0,"d":"0.0%"},{"v":0,"d":"0.0%"},{"v":0,"d":"0.0%"},{"v":0,"d":"0.0%"},{"v":0,"d":"0.0%"},{"v":1,"d":"100.0%"},{"v":0,"d":"0.0%"},{"v":0,"d":"0.0%"},{"v":1,"d":"100.0%"},{"v":0,"d":"0.0%"}]
[3030,2020,"GA","Burton Dam",704,"Georgia Power Co",7140,"Georgia Power Co",7140,"Electric Utility","Southern Company Services, Inc. - Trans","SOCO","SERC","SRSO","SERC South",null,"13","241","Rabun",34.7939,-83.5406,2,2,"WAT","HYDRO",null,{"v":0.63318,"d":"0.6332"},{"v":6,"d":"6.0"},{"$nulls":9},{"v":291965,"d":"291,965"},{"v":113533,"d":"113,533"},{"v":33280,"d":"33,280"},{"v":12941,"d":"12,941"},{"$nulls":41},{"v":291965,"d":"291,965"},{"v":113533,"d":"113,533"},{"$nulls":6},"--","EIA","EIA",{"$nulls":15},0,0,0,0,{"v":33280,"d":"33,280"},0,0,0,0,0,0,0,{"v":33280,"d":"33,280"},0,0,{"v":33280,"d":"33,280"},{"v":0,"d":"0.0%"},{"v":0,"d":"0.0%"},{"v":0,"d":"0.0%"},{"v":0,"d":"0.0%"},{"v":1,"d":"100.0%"},{"v":0,"d":"0.0%"},{"v":0,"d":"0.0%"},{"v":0,"d":"0.0%"},{"v":0,"d":"0.0%"},{"v":0,"d":"0.0%"},{"v":0,"d":"0.0%"},{"v":0,"d":"0.0%"},{"v":1,"d":"100.0%"},{"v":0,"d":"0.0%"},{"v":0,"d":"0.0%"},{"v":1,"d":"100.0%"}]
[3063,2020,"GA","Fort Benning Solar Facility",59862,"Georgia Power Co",7140,"Georgia Power Co",7140,"Electric Utility","Southern Company Services, Inc. - Trans","SOCO","SERC","SRSO","SERC South",null,"13","053","Chattahoochee",32.352369,-84.968819,1,1,"SUN","SOLAR",null,{"v":0.19374,"d":"0.1937"},{"v":30,"d":"30.0"},{"$nulls":9},{"v":446675,"d":"446,675"},{"v":214596,"d":"214,596"},{"v":50915,"d":"50,915"},{"v":24461,"d":"24,461"},{"$nulls":41},{"v":446675,"d":"446,675"},{"v":214596,"d":"214,596"},{"$nulls":6},"--","EIA","EIA",{"$nulls":15},0,0,0,0,0,0,0,{"v":50915,"d":"50,915"},0,0,0,0,{"v":50915,"d":"50,915"},{"v":50915,"d":"50,915"},0,{"v":50915,"d":"50,915"},{"v":0,"d":"0.0%"},{"v":0,"d":"0.0%"},{"v":0,"d":"0.0%"},{"v":0,"d":"0.0%"},{"v":0,"d":"0.0%"},{"v":0,"d":"0.0%"},{"v":0,"d":"0.0%"},{"v":1,"d":"100.0%"},{"v":0,"d":"0.0%"},{"v":0,"d":"0.0%"},{"v":0,"d":"0.0%"},{"v":0,"d":"0.0%"},{"v":1,"d":"100.0%"},{"v":1,"d":"100.0%"},{"v":0,"d":"0.0%"},{"v":1,"d":"100.0%"}]
[3096,2020,"GA","Hartwell Lake",754,"Duke Energy Carolinas, LLC",5416,"USCE-Savannah District",19375,"Electric Utility","Southeastern Power Administration","SEPA","SERC","SRVC","SERC Virginia/Carolina",null,"13","147","Hart",34.3564,-82.8219,5,5,"WAT","HYDRO",null,{"v":0.19958,"d":"0.1996"},{"v":420,"d":"420.0"},{"$nulls":9},{"v":6441856.875,"d":"6,441,857"},{"v":2504955.031,"d":"2,504,955"},{"v":734281.998,"d":"734,282"},{"v":285529.999,"d":"285,530"},{"$nulls":41},{"v":6441856.875,"d":"6,441,857"},{"v":2504955.031,"d":"2,504,955"},{"$nulls":6},"--","EIA","EIA",{"$nulls":15},0,0,0,0,{"v":734282,"d":"734,282"},0,0,0,0,0,0,0,{"v":734282,"d":"734,282"},0,0,{"v":734282,"d":"734,282"},{"v":0,"d":"0.0%"},{"v":0,"d":"0.0%"},{"v":0,"d":"0.0%"},{"v":0,"d":"0.0%"},{"v":1,"d":"100.0%"},{"v":0,"d":"0.0%"},{"v":0,"d":"0.0%"},{"v":0,"d":"0.0%"},{"v":0,"d":"0.0%"},{"v":0,"d":"0.0%"},{"v":0,"d":"0.0%"},{"v":0,"d":"0.0%"},{"v":1,"d":"100.0%"},{"v":0,"d":"0.0%"},{"v":0,"d":"0.0%"},{"v":1,"d":"100.0%"}]
[3121,2020,"GA","Lancaster Solar GA",64150,"Georgia Transmission Corp",7197,"Lancaster Solar LLC",63769,"IPP Non-CHP","Southern Company Services, Inc. - Trans","SOCO","SERC","SRSO","SERC South",null,"13","243","Randolph",31.766506,-84.797206,1,1,"SUN","SOLAR",null,null,{"v":80,"d":"80.0"},{"$nulls":62},"--"]
[3130,2020,"GA","McIntosh (6124)",6124,"Georgia Power Co",7140,"Georgia Power Co",7140,"Electric Utility","Southern Company Services, Inc. - Trans","SOCO","SERC","SRSO","SERC South",null,"13","103","Effingham",32.356287,-81.168347,8,9,"NG","GAS",null,{"v":0.00568,"d":"0.0057"},{"v":988,"d":"988.0"},{"v":1,"d":"1.0000"},{"$nulls":6},{"v":791240.988,"d":"791,241"},{"v":470280.096,"d":"470,280"},{"v":791240.988,"d":"791,241"},{"v":470280.096,"d":"470,280"},{"v":49202,"d":"49,202"},{"v":29552,"d":"29,552"},{"v":281.025,"d":"281"},{"v":165.994,"d":"166"},{"v":4.4,"d":"4"},{"v":47043.4,"d":"47,043"},{"v":1786.755,"d":"1,787"},{"v":184.689,"d":"185"},{"v":47093.253,"d":"47,093"},null,11.423,11.234,0.179,{"v":1912.256,"d":"1,912.256"},0.036,0.004,{"v":1914.282,"d":"1,914.282"},null,{"v":0.71,"d":"0.710"},0.706,0.011,{"v":118.91,"d":"118.910"},{"v":2E-3,"d":"0.002"},{"v":0,"d":"0.000"},119.036,null,11.423,11.234,0.179,{"v":1912.256,"d":"1,912.256"},0.036,0.004,{"v":1914.282,"d":"1,914.282"},null,{"v":281.025,"d":"281"},{"v":165.994,"d":"166"},{"v":4.4,"d":"4"},{"v":47043.4,"d":"47,043"},{"v":1786.755,"d":"1,787"},{"v":184.689,"d":"185"},null,{"v":791240.988,"d":"791,241"},{"v":470280.096,"d":"470,280"},{"v":791240.988,"d":"791,241"},{"v":470280.096,"d":"470,280"},"EPA/CAMD","EPA/CAMD","EPA/CAMD","EPA/CAMD","EIA","EIA","--","EPA/CAMD","EPA/CAMD",{"$nulls":14},{"v":16081.480189,"d":"16,081.480"},0,{"v":494.838,"d":"495"},{"v":48707.162,"d":"48,707"},0,0,0,0,0,0,0,0,{"v":49202,"d":"49,202"},0,0,{"v":49202,"d":"49,202"},0,{"v":0,"d":"0.0%"},{"v":0.010057274094549,"d":"1.0%"},{"v":0.989942725905451,"d":"99.0%"},{"v":0,"d":"0.0%"},{"v":0,"d":"0.0%"},{"v":0,"d":"0.0%"},{"v":0,"d":"0.0%"},{"v":0,"d":"0.0%"},{"v":0,"d":"0.0%"},{"v":0,"d":"0.0%"},{"v":0,"d":"0.0%"},{"v":1,"d":"100.0%"},{"v":0,"d":"0.0%"},{"v":0,"d":"0.0%"},{"v":1,"d":"100.0%"},{"v":0,"d":"0.0%"}]
[3155,2020,"GA","Oliver Dam",720,"Georgia Power Co",7140,"Georgia Power Co",7140,"Electric Utility","Southern Company Services, Inc. - Trans","SOCO","SERC","SRSO","SERC South",null,"13","215","Muscogee",32.5163,-84.9969,4,4,"WAT","HYDRO",null,{"v":0.52817,"d":"0.5282"},{"v":60,"d":"60.0"},{"$nulls":9},{"v":2435420,"d":"2,435,420"},{"v":947026.984,"d":"947,027"},{"v":277604,"d":"277,604"},{"v":107948,"d":"107,948"},{"$nulls":41},{"v":2435420,"d":"2,435,420"},{"v":947026.984,"d":"947,027"},{"$nulls":6},"--","EIA","EIA",{"$nulls":15},0,0,0,0,{"v":277604,"d":"277,604"},0,0,0,0,0,0,0,{"v":277604,"d":"277,604"},0,0,{"v":277604,"d":"277,604"},{"v":0,"d":"0.0%"},{"v":0,"d":"0.0%"},{"v":0,"d":"0.0%"},{"v":0,"d":"0.0%"},{"v":1,"d":"100.0%"},{"v":0,"d":"0.0%"},{"v":0,"d":"0.0%"},{"v":0,"d":"0.0%"},{"v":0,"d":"0.0%"},{"v":0,"d":"0.0%"},{"v":0,"d":"0.0%"},{"v":0,"d":"0.0%"},{"v":1,"d":"100.0%"},{"v":0,"d":"0.0%"},{"v":0,"d":"0.0%"},{"v":1,"d":"100.0%"}]
[3185,2020,"GA","Shepherd Center",54813,"Georgia Power Co",7140,"Shepherd Center",17069,"IPP Non-CHP","Southern Company Services, Inc. - Trans","SOCO","SERC","SRSO","SERC South",null,"13","121","Fulton",33.8111,-84.3928,6,6,"DFO","OIL",null,{"v":0,"d":"0.0000"},2.9,{"$nulls":11},0,0,{"$nulls":49},"--",{"$nulls":17},0,0,0,0,0,0,0,0,0,0,0,0,0,0,0,0]
[3198,2020,"GA","SR Cedar Springs, LLC",64840,"Georgia Power Co",7140,"SR Cedar Springs, LLC",64361,"IPP Non-CHP","Southern Company Services, Inc. - Trans","SOCO","SERC","SRSO","SERC South",null,"13","099","Early",31.2453,-85.086975,1,1,"SUN","SOLAR",null,null,{"v":70,"d":"70.0"},{"$nulls":62},"--"]
[3223,2020,"GA","Troup RC50 II",64284,"Georgia Power Co",7140,"Safari Energy, LLC",63640,"IPP Non-CHP","Southern Company Services, Inc. - Trans","SOCO","SERC","SRSO","SERC South",null,"13","285","Troup",32.898784,-84.896165,1,1,"SUN","SOLAR",null,0.1739,1.5,{"$nulls":9},{"v":20048,"d":"20,048"},{"v":12388,"d":"12,388"},{"v":2285,"d":"2,285"},{"v":1412,"d":"1,412"},{"$nulls":41},{"v":20048,"d":"20,048"},{"v":12388,"d":"12,388"},{"$nulls":6},"--","EIA","EIA",{"$nulls":15},0,0,0,0,0,0,0,{"v":2285,"d":"2,285"},0,0,0,0,{"v":2285,"d":"2,285"},{"v":2285,"d":"2,285"},0,{"v":2285,"d":"2,285"},{"v":0,"d":"0.0%"},{"v":0,"d":"0.0%"},{"v":0,"d":"0.0%"},{"v":0,"d":"0.0%"},{"v":0,"d":"0.0%"},{"v":0,"d":"0.0%"},{"v":0,"d":"0.0%"},{"v":1,"d":"100.0%"},{"v":0,"d":"0.0%"},{"v":0,"d":"0.0%"},{"v":0,"d":"0.0%"},{"v":0,"d":"0.0%"},{"v":1,"d":"100.0%"},{"v":1,"d":"100.0%"},{"v":0,"d":"0.0%"},{"v":1,"d":"100.0%"}]
[3256,2020,"HI","AES Kekaha Solar, LLC Hybrid",63280,"Kauai Island Utility Cooperative",10071,"AES Distributed Energy",61012,"IPP Non-CHP","No balancing authority","NA","HI","HIMS","HICC Miscellaneous",null,"15","007","Kauai",22.0006,-159.7621,2,2,"SUN","SOLAR",null,{"v":0,"d":"0.0000"},{"v":28,"d":"28.0"},{"$nulls":11},0,0,{"$nulls":49},"--",{"$nulls":17},0,0,0,0,0,0,0,0,0,0,0,0,0,0,0,0]
[3289,2020,"HI","Kahuku Wind Power LLC",57087,"Hawaiian Electric Co Inc",19547,"Evergreen Wind, LLC",59155,"IPP Non-CHP","Hawaiian Electric Co Inc","HECO","HI","HIOA","HICC Oahu",null,"15","003","Honolulu",21.68097,-157.975,2,2,"WND","WIND",null,{"v":0.17272,"d":"0.1727"},{"v":45,"d":"45.0"},{"$nulls":9},{"v":597319,"d":"597,319"},{"v":300195,"d":"300,195"},{"v":68086,"d":"68,086"},{"v":34218,"d":"34,218"},{"$nulls":41},{"v":597319,"d":"597,319"},{"v":300195,"d":"300,195"},{"$nulls":6},"--","EIA","EIA",{"$nulls":15},0,0,0,0,0,0,{"v":68086,"d":"68,086"},0,0,0,0,0,{"v":68086,"d":"68,086"},{"v":68086,"d":"68,086"},0,{"v":68086,"d":"68,086"},{"v":0,"d":"0.0%"},{"v":0,"d":"0.0%"},{"v":0,"d":"0.0%"},{"v":0,"d":"0.0%"},{"v":0,"d":"0.0%"},{"v":0,"d":"0.0%"},{"v":1,"d":"100.0%"},{"v":0,"d":"0.0%"},{"v":0,"d":"0.0%"},{"v":0,"d":"0.0%"},{"v":0,"d":"0.0%"},{"v":0,"d":"0.0%"},{"v":1,"d":"100.0%"},{"v":1,"d":"100.0%"},{"v":0,"d":"0.0%"},{"v":1,"d":"100.0%"}]
[3314,2020,"HI","Mauka FIT One",58662,"Hawaiian Electric Co Inc",19547,"Valta Energy",61980,"IPP Non-CHP","Hawaiian Electric Co Inc","HECO","HI","HIOA","HICC Oahu",null,"15","003","Honolulu",21.679722,-157.984444,1,1,"SUN","SOLAR",null,{"v":0.09452,"d":"0.0945"},3.5,{"$nulls":9},{"v":25424,"d":"25,424"},0,{"v":2898,"d":"2,898"},0,{"$nulls":41},{"v":25424,"d":"25,424"},0,{"$nulls":6},"--","EIA","EIA",{"$nulls":15},0,0,0,0,0,0,0,{"v":2898,"d":"2,898"},0,0,0,0,{"v":2898,"d":"2,898"},{"v":2898,"d":"2,898"},0,{"v":2898,"d":"2,898"},{"v":0,"d":"0.0%"},{"v":0,"d":"0.0%"},{"v":0,"d":"0.0%"},{"v":0,"d":"0.0%"},{"v":0,"d":"0.0%"},{"v":0,"d":"0.0%"},{"v":0,"d":"0.0%"},{"v":1,"d":"100.0%"},{"v":0,"d":"0.0%"},{"v":0,"d":"0.0%"},{"v":0,"d":"0.0%"},{"v":0,"d":"0.0%"},{"v":1,"d":"100.0%"},{"v":1,"d":"100.0%"},{"v":0,"d":"0.0%"},{"v":1,"d":"100.0%"}]
[3323,2020,"HI","Port Allen (HI)",6474,"Kauai Island Utility Cooperative",10071,"Kauai Island Utility Cooperative",10071,"Electric Utility","No balancing authority","NA","HI","HIMS","HICC Miscellaneous",null,"15","007","Kauai",21.899583,-159.585042,12,12,"DFO","OIL",null,{"v":0.04569,"d":"0.0457"},99.5,{"v":1,"d":"1.0000"},{"$nulls":6},{"v":417237.994,"d":"417,238"},{"v":151270.002,"d":"151,270"},{"v":417237.994,"d":"417,238"},{"v":151270.002,"d":"151,270"},{"v":39823,"d":"39,823"},{"v":15312,"d":"15,312"},{"v":590.348,"d":"590"},{"v":239.802,"d":"240"},{"v":68.06,"d":"68"},{"v":34072.852,"d":"34,073"},{"v":2759.559,"d":"2,760"},{"v":551.912,"d":"552"},{"v":34189.581,"d":"34,190"},null,29.649,31.322,3.418,{"v":1711.215,"d":"1,711.215"},0.069,0.014,{"v":1717.077,"d":"1,717.077"},null,{"v":2.83,"d":"2.830"},3.171,0.326,163.326,0.007,{"v":1E-3,"d":"0.001"},163.885,null,29.649,31.322,3.418,{"v":1711.215,"d":"1,711.215"},0.069,0.014,{"v":1717.077,"d":"1,717.077"},null,{"v":590.348,"d":"590"},{"v":239.802,"d":"240"},{"v":68.06,"d":"68"},{"v":34072.852,"d":"34,073"},{"v":2759.559,"d":"2,760"},{"v":551.912,"d":"552"},null,{"v":417237.994,"d":"417,238"},{"v":151270.002,"d":"151,270"},{"v":417237.994,"d":"417,238"},{"v":151270.002,"d":"151,270"},"EIA","EIA","EPA/CAMD; EIA","EIA","EIA","EIA","--","EIA","EIA",{"$nulls":14},{"v":10477.311959,"d":"10,477.312"},0,{"v":39823,"d":"39,823"},0,0,0,0,0,0,0,0,0,{"v":39823,"d":"39,823"},0,0,{"v":39823,"d":"39,823"},0,{"v":0,"d":"0.0%"},{"v":1,"d":"100.0%"},{"v":0,"d":"0.0%"},{"v":0,"d":"0.0%"},{"v":0,"d":"0.0%"},{"v":0,"d":"0.0%"},{"v":0,"d":"0.0%"},{"v":0,"d":"0.0%"},{"v":0,"d":"0.0%"},{"v":0,"d":"0.0%"},{"v":0,"d":"0.0%"},{"v":1,"d":"100.0%"},{"v":0,"d":"0.0%"},{"v":0,"d":"0.0%"},{"v":1,"d":"100.0%"},{"v":0,"d":"0.0%"}]
[3348,2020,"IA","Alliant SBD 8501 Aegon LI",54714,"Interstate Power and Light Co",9417,"Industrial Energy Applications Inc",361,"IPP Non-CHP","Midcontinent Independent Transmission System Operator, Inc..","MISO","MRO","MROW","MRO West","MISO","19","113","Linn",42.02425,-91.70405,3,3,"DFO","OIL",null,{"v":0.00307,"d":"0.0031"},3.1,{"v":1,"d":"1.0000"},{"$nulls":6},{"v":1276.999,"d":"1,277"},518,{"v":1276.999,"d":"1,277"},518,{"v":83.3,"d":"83"},{"v":34.001,"d":"34"},{"v":2.022,"d":"2"},{"v":0.821,"d":"1"},{"v":0.185,"d":"0"},{"v":104.284,"d":"104"},{"v":8.446,"d":"8"},{"v":1.689,"d":"2"},{"v":104.641,"d":"105"},null,48.547,48.293,4.444,{"v":2503.818,"d":"2,503.818"},0.101,{"v":0.02,"d":"0.020"},{"v":2512.395,"d":"2,512.395"},null,3.167,{"v":3.17,"d":"3.170"},{"v":0.29,"d":"0.290"},163.327,0.007,{"v":1E-3,"d":"0.001"},163.886,null,48.547,48.293,4.444,{"v":2503.818,"d":"2,503.818"},0.101,{"v":0.02,"d":"0.020"},{"v":2512.395,"d":"2,512.395"},null,{"v":2.022,"d":"2"},{"v":0.821,"d":"1"},{"v":0.185,"d":"0"},{"v":104.284,"d":"104"},{"v":8.446,"d":"8"},{"v":1.689,"d":"2"},null,{"v":1276.999,"d":"1,277"},518,{"v":1276.999,"d":"1,277"},518,"EIA","EIA","EIA","EIA","EIA","EIA","--","EIA","EIA",{"$nulls":14},{"v":15330.119963,"d":"15,330.120"},0,{"v":83.3,"d":"83"},0,0,0,0,0,0,0,0,0,{"v":83.3,"d":"83"},0,0,{"v":83.3,"d":"83"},0,{"v":0,"d":"0.0%"},{"v":1,"d":"100.0%"},{"v":0,"d":"0.0%"},{"v":0,"d":"0.0%"},{"v":0,"d":"0.0%"},{"v":0,"d":"0.0%"},{"v":0,"d":"0.0%"},{"v":0,"d":"0.0%"},{"v":0,"d":"0.0%"},{"v":0,"d":"0.0%"},{"v":0,"d":"0.0%"},{"v":1,"d":"100.0%"},{"v":0,"d":"0.0%"},{"v":0,"d":"0.0%"},{"v":1,"d":"100.0%"},{"v":0,"d":"0.0%"}]
[3381,2020,"IA","August Wind Farm",61644,"Southwest Iowa Rural Elec Coop",49986,"August Wind Energy, LLC",61254,"IPP Non-CHP","Midcontinent Independent Transmission System Operator, Inc..","MISO","MRO","MROW","MRO West","MISO","19","173","Taylor",40.764914,-94.475628,1,1,"WND","WIND",null,{"v":0.44184,"d":"0.4418"},1.8,{"$nulls":9},{"v":61121,"d":"61,121"},{"v":22698,"d":"22,698"},{"v":6967,"d":"6,967"},{"v":2587,"d":"2,587"},{"$nulls":41},{"v":61121,"d":"61,121"},{"v":22698,"d":"22,698"},{"$nulls":6},"--","EIA","EIA",{"$nulls":15},0,0,0,0,0,0,{"v":6967,"d":"6,967"},0,0,0,0,0,{"v":6967,"d":"6,967"},{"v":6967,"d":"6,967"},0,{"v":6967,"d":"6,967"},{"v":0,"d":"0.0%"},{"v":0,"d":"0.0%"},{"v":0,"d":"0.0%"},{"v":0,"d":"0.0%"},{"v":0,"d":"0.0%"},{"v":0,"d":"0.0%"},{"v":1,"d":"100.0%"},{"v":0,"d":"0.0%"},{"v":0,"d":"0.0%"},{"v":0,"d":"0.0%"},{"v":0,"d":"0.0%"},{"v":0,"d":"0.0%"},{"v":1,"d":"100.0%"},{"v":1,"d":"100.0%"},{"v":0,"d":"0.0%"},{"v":1,"d":"100.0%"}]
[3390,2020,"IA","Brooklyn City North Plant",7922,"Central Iowa Power Cooperative",3258,"City of Brooklyn - (IA)",2287,"Electric Utility","Midcontinent Independent Transmission System Operator, Inc..","MISO","MRO","MROW","MRO West","MISO","19","157","Poweshiek",41.7394,-92.4394,1,1,"DFO","OIL",null,null,{"v":2,"d":"2.0"},{"$nulls":11},42,{"$nulls":50},"--",{"$nulls":17},0,42,0,0,0,0,0,0,0,0,0,42,0,0,42,0,{"v":0,"d":"0.0%"},{"v":1,"d":"100.0%"},{"v":0,"d":"0.0%"},{"v":0,"d":"0.0%"},{"v":0,"d":"0.0%"},{"v":0,"d":"0.0%"},{"v":0,"d":"0.0%"},{"v":0,"d":"0.0%"},{"v":0,"d":"0.0%"},{"v":0,"d":"0.0%"},{"v":0,"d":"0.0%"},{"v":1,"d":"100.0%"},{"v":0,"d":"0.0%"},{"v":0,"d":"0.0%"},{"v":1,"d":"100.0%"},{"v":0,"d":"0.0%"}]
[3415,2020,"IA","Davenport Water Pollution Control Plant",55035,"MidAmerican Energy Co",12341,"Davenport City of",29729,"Commercial CHP","Midcontinent Independent Transmission System Operator, Inc..","MISO","MRO","MROW","MRO West","MISO","19","163","Scott",41.4928,-90.6275,2,2,"OBG","BIOMASS",null,{"v":0.51755,"d":"0.5176"},1.6,{"v":0.470747716894977,"d":"0.4707"},"Yes","Yes",{"v":8116.8,"d":"8,117"},{"v":3.05,"d":"3"},{"v":0.802642,"d":"0.8026"},null,{"v":41930.832,"d":"41,931"},{"v":18413.415,"d":"18,413"},{"v":41930.832,"d":"41,931"},{"v":18413.415,"d":"18,413"},{"v":7254,"d":"7,254"},{"v":3186,"d":"3,186"},{"v":91.148,"d":"91"},{"v":39.973,"d":"40"},{"v":0.134,"d":"0"},{"v":38.123,"d":"38"},{"v":97.458,"d":"97"},{"v":9.746,"d":"10"},{"v":40.794,"d":"41"},null,{"v":25.13,"d":"25.130"},25.093,0.037,10.511,0.013,{"v":1E-3,"d":"0.001"},11.247,null,4.348,4.342,0.006,1.818,{"v":2E-3,"d":"0.002"},{"v":0,"d":"0.000"},1.946,null,25.131,25.093,0.037,10.511,0.013,{"v":1E-3,"d":"0.001"},11.247,null,{"v":113.56,"d":"114"},{"v":49.802,"d":"50"},{"v":0.167,"d":"0"},{"v":3317.292,"d":"3,317"},{"v":121.422,"d":"121"},{"v":12.142,"d":"12"},null,{"v":52241,"d":"52,241"},{"v":22941,"d":"22,941"},{"v":52241,"d":"52,241"},{"v":22941,"d":"22,941"},"EIA","EIA","EIA","EIA","EIA","EIA","--","EIA","EIA",{"$nulls":3},{"v":3269.795,"d":"3,270"},null,null,{"v":10310.168,"d":"10,310"},{"v":4527.585,"d":"4,528"},{"v":22.412,"d":"22"},{"v":9.829,"d":"10"},{"v":0.033,"d":"0"},{"v":9.374,"d":"9"},{"v":23.964,"d":"24"},{"v":2.396,"d":"2"},{"v":5780.405719,"d":"5,780.406"},0,0,{"v":103.715,"d":"104"},0,0,{"v":7150.245,"d":"7,150"},0,0,0,0,0,{"v":103.715,"d":"104"},{"v":7150.245,"d":"7,150"},{"v":7150.245,"d":"7,150"},{"v":7253.96,"d":"7,254"},0,{"v":0,"d":"0.0%"},{"v":0,"d":"0.0%"},{"v":0.0142977077348097,"d":"1.4%"},{"v":0,"d":"0.0%"},{"v":0,"d":"0.0%"},{"v":0.98570229226519,"d":"98.6%"},{"v":0,"d":"0.0%"},{"v":0,"d":"0.0%"},{"v":0,"d":"0.0%"},{"v":0,"d":"0.0%"},{"v":0,"d":"0.0%"},{"v":0.0142977077348097,"d":"1.4%"},{"v":0.98570229226519,"d":"98.6%"},{"v":0.98570229226519,"d":"98.6%"},{"v":1,"d":"100.0%"},{"v":0,"d":"0.0%"}]
[3449,2020,"IA","George Neal South",7343,"MidAmerican Energy Co",12341,"MidAmerican Energy Co",12341,"Electric Utility","Midcontinent Independent Transmission System Operator, Inc..","MISO","MRO","MROW","MRO West","MISO","19","193","Woodbury",42.3006,-96.3617,1,1,"RC","COAL","Yes",{"v":0.10852,"d":"0.1085"},695.9,{"v":1,"d":"1.0000"},null,"Yes",{"v":273771.2,"d":"273,771"},{"v":8.247,"d":"8"},{"v":0.916643,"d":"0.9166"},null,{"v":6540377.272,"d":"6,540,377"},{"v":6062616.832,"d":"6,062,617"},{"v":6540377.272,"d":"6,540,377"},{"v":6062616.832,"d":"6,062,617"},{"v":661565,"d":"661,565"},{"v":633762,"d":"633,762"},{"v":576.5,"d":"577"},{"v":536.938,"d":"537"},{"v":1103.089,"d":"1,103"},{"v":685956.369,"d":"685,956"},{"v":160030.111,"d":"160,030"},{"v":23307.04,"d":"23,307"},{"v":691429.495,"d":"691,429"},null,1.743,1.694,3.335,{"v":2073.738,"d":"2,073.738"},0.242,0.035,{"v":2090.284,"d":"2,090.284"},null,0.176,0.177,0.337,{"v":209.76,"d":"209.760"},0.024,0.004,211.434,null,1.743,1.694,3.335,{"v":2073.738,"d":"2,073.738"},0.242,0.035,{"v":2090.284,"d":"2,090.284"},null,{"v":628.925,"d":"629"},{"v":585.766,"d":"586"},{"v":1203.4,"d":"1,203"},{"v":748335.125,"d":"748,335"},{"v":174582.756,"d":"174,583"},{"v":25426.511,"d":"25,427"},null,{"v":7135139,"d":"7,135,139"},{"v":6613932.5,"d":"6,613,933"},{"v":7135139,"d":"7,135,139"},{"v":6613932.5,"d":"6,613,933"},"EPA/CAMD","EPA/CAMD","EPA/CAMD","EPA/CAMD","EIA","EIA","--","EPA/CAMD","EPA/CAMD",{"$nulls":6},{"v":594761.728,"d":"594,762"},{"v":551315.668,"d":"551,316"},{"v":52.425,"d":"52"},{"v":48.828,"d":"49"},{"v":100.311,"d":"100"},{"v":62378.756,"d":"62,379"},{"v":14552.645,"d":"14,553"},{"v":2119.47,"d":"2,119"},{"v":9886.220223,"d":"9,886.220"},{"v":674260.109,"d":"674,260"},{"v":-12695.11,"d":"(12,695)"},0,0,0,0,0,0,0,0,0,{"v":661564.999,"d":"661,565"},0,0,{"v":661564.999,"d":"661,565"},0,{"v":1,"d":"100.0%"},{"v":0,"d":"0.0%"},{"v":0,"d":"0.0%"},{"v":0,"d":"0.0%"},{"v":0,"d":"0.0%"},{"v":0,"d":"0.0%"},{"v":0,"d":"0.0%"},{"v":0,"d":"0.0%"},{"v":0,"d":"0.0%"},{"v":0,"d":"0.0%"},{"v":0,"d":"0.0%"},{"v":1,"d":"100.0%"},{"v":0,"d":"0.0%"},{"v":0,"d":"0.0%"},{"v":1,"d":"100.0%"},{"v":0,"d":"0.0%"}]
[3482,2020,"IA","Iowa State University",54201,"City of Ames - (IA)",554,"Iowa State University",9434,"Commercial CHP","Midcontinent Independent Transmission System Operator, Inc..","MISO","MRO","MROW","MRO West","MISO","19","169","Story",42.0275,-93.6394,6,5,"NG","GAS","Yes",{"v":0.22139,"d":"0.2214"},{"v":49,"d":"49.0"},{"v":0.964355605255801,"d":"0.9644"},null,"Yes",{"v":1579843.2,"d":"1,579,843"},{"v":0.205,"d":"0"},0.2149,null,{"v":538613.142,"d":"538,613"},{"v":208758.818,"d":"208,759"},{"v":538613.142,"d":"538,613"},{"v":208758.818,"d":"208,759"},{"v":95028,"d":"95,028"},{"v":37190,"d":"37,190"},{"v":19.153,"d":"19"},{"v":4.338,"d":"4"},{"v":52.763,"d":"53"},{"v":41818.839,"d":"41,819"},{"v":6308.713,"d":"6,309"},{"v":886.935,"d":"887"},{"v":42029.851,"d":"42,030"},null,0.403,0.233,{"v":1.11,"d":"1.110"},880.137,0.066,0.009,884.578,null,0.071,0.042,0.196,155.283,0.012,{"v":2E-3,"d":"0.002"},156.067,null,0.403,0.233,{"v":1.11,"d":"1.110"},880.137,0.066,0.009,884.578,null,{"v":89.126,"d":"89"},{"v":20.184,"d":"20"},{"v":245.525,"d":"246"},{"v":194596.32,"d":"194,596"},{"v":29356.441,"d":"29,356"},{"v":4127.19,"d":"4,127"},null,{"v":2506337.75,"d":"2,506,338"},{"v":971420.979,"d":"971,421"},{"v":2506337.75,"d":"2,506,338"},{"v":971420.979,"d":"971,421"},"EIA","EIA","EIA","EIA","EIA","EIA","--","EIA","EIA",{"$nulls":6},{"v":1967724.608,"d":"1,967,725"},{"v":762662.161,"d":"762,662"},{"v":69.973,"d":"70"},{"v":15.846,"d":"16"},{"v":192.761,"d":"193"},{"v":152777.481,"d":"152,777"},{"v":23047.729,"d":"23,048"},{"v":3240.255,"d":"3,240"},{"v":5667.941467,"d":"5,667.941"},{"v":42297.585,"d":"42,298"},0,{"v":52730.415,"d":"52,730"},0,0,0,0,0,0,0,0,{"v":95028,"d":"95,028"},0,0,{"v":95028,"d":"95,028"},0,{"v":0.445106547543882,"d":"44.5%"},{"v":0,"d":"0.0%"},{"v":0.554893452456118,"d":"55.5%"},{"v":0,"d":"0.0%"},{"v":0,"d":"0.0%"},{"v":0,"d":"0.0%"},{"v":0,"d":"0.0%"},{"v":0,"d":"0.0%"},{"v":0,"d":"0.0%"},{"v":0,"d":"0.0%"},{"v":0,"d":"0.0%"},{"v":1,"d":"100.0%"},{"v":0,"d":"0.0%"},{"v":0,"d":"0.0%"},{"v":1,"d":"100.0%"},{"v":0,"d":"0.0%"}]
[3507,2020,"IA","Macksburg Wind Project",58885,"MidAmerican Energy Co",12341,"MidAmerican Energy Co",12341,"Electric Utility","Midcontinent Independent Transmission System Operator, Inc..","MISO","MRO","MROW","MRO West","MISO","19","121","Madison",41.209167,-94.103611,1,1,"WND","WIND",null,{"v":0.30611,"d":"0.3061"},119.6,{"$nulls":9},{"v":2813615,"d":"2,813,615"},{"v":1044875,"d":"1,044,875"},{"v":320713,"d":"320,713"},{"v":119101,"d":"119,101"},{"$nulls":41},{"v":2813615,"d":"2,813,615"},{"v":1044875,"d":"1,044,875"},{"$nulls":6},"--","EIA","EIA",{"$nulls":15},0,0,0,0,0,0,{"v":320713,"d":"320,713"},0,0,0,0,0,{"v":320713,"d":"320,713"},{"v":320713,"d":"320,713"},0,{"v":320713,"d":"320,713"},{"v":0,"d":"0.0%"},{"v":0,"d":"0.0%"},{"v":0,"d":"0.0%"},{"v":0,"d":"0.0%"},{"v":0,"d":"0.0%"},{"v":0,"d":"0.0%"},{"v":1,"d":"100.0%"},{"v":0,"d":"0.0%"},{"v":0,"d":"0.0%"},{"v":0,"d":"0.0%"},{"v":0,"d":"0.0%"},{"v":0,"d":"0.0%"},{"v":1,"d":"100.0%"},{"v":1,"d":"100.0%"},{"v":0,"d":"0.0%"},{"v":1,"d":"100.0%"}]
[3516,2020,"IA","Metro Methane Recovery Facility",54700,"MidAmerican Energy Co",12341,"WM Renewable Energy LLC",54842,"IPP Non-CHP","Midcontinent Independent Transmission System Operator, Inc..","MISO","MRO","MROW","MRO West","MISO","19","153","Polk",41.598889,-93.355,12,12,"LFG","BIOMASS",null,{"v":0.82222,"d":"0.8222"},12.8,{"v":0,"d":"0.0000"},"Yes","Yes",0,null,{"v":1,"d":"1.0000"},null,{"v":1070273.969,"d":"1,070,274"},{"v":452408.988,"d":"452,409"},{"v":1070273.969,"d":"1,070,274"},{"v":452408.988,"d":"452,409"},{"v":92194.001,"d":"92,194"},{"v":38010,"d":"38,010"},0,0,{"v":17.927,"d":"18"},0,0,0,0,null,{"v":0,"d":"0.000"},{"v":0,"d":"0.000"},0.389,{"v":0,"d":"0.000"},{"v":0,"d":"0.000"},{"v":0,"d":"0.000"},{"v":0,"d":"0.000"},null,{"v":0,"d":"0.000"},{"v":0,"d":"0.000"},0.034,{"v":0,"d":"0.000"},{"v":0,"d":"0.000"},{"v":0,"d":"0.000"},{"v":0,"d":"0.000"},null,{"v":0,"d":"0.000"},{"v":0,"d":"0.000"},0.389,{"v":0,"d":"0.000"},{"v":0,"d":"0.000"},{"v":0,"d":"0.000"},{"v":0,"d":"0.000"},null,{"v":734.608,"d":"735"},{"v":310.573,"d":"311"},{"v":24.081,"d":"24"},{"v":67962.173,"d":"67,962"},{"v":2489.46,"d":"2,489"},{"v":248.946,"d":"249"},null,{"v":1070273.969,"d":"1,070,274"},{"v":452408.988,"d":"452,409"},{"v":1070273.969,"d":"1,070,274"},{"v":452408.988,"d":"452,409"},"EIA","EIA","EIA","EIA","EIA","EIA","--","EIA","EIA",{"v":734.608,"d":"735"},{"v":310.573,"d":"311"},{"v":6.154,"d":"6"},{"v":67962.173,"d":"67,962"},{"v":2489.46,"d":"2,489"},{"v":248.946,"d":"249"},0,0,0,0,0,0,0,0,{"v":11608.932997,"d":"11,608.933"},0,0,0,0,0,{"v":92194,"d":"92,194"},0,0,0,0,0,0,{"v":92194,"d":"92,194"},{"v":92194,"d":"92,194"},{"v":92194,"d":"92,194"},0,{"v":0,"d":"0.0%"},{"v":0,"d":"0.0%"},{"v":0,"d":"0.0%"},{"v":0,"d":"0.0%"},{"v":0,"d":"0.0%"},{"v":1,"d":"100.0%"},{"v":0,"d":"0.0%"},{"v":0,"d":"0.0%"},{"v":0,"d":"0.0%"},{"v":0,"d":"0.0%"},{"v":0,"d":"0.0%"},{"v":0,"d":"0.0%"},{"v":1,"d":"100.0%"},{"v":1,"d":"100.0%"},{"v":1,"d":"100.0%"},{"v":0,"d":"0.0%"}]
[3541,2020,"IA","Optimum Wind 7 LLC",59225,"Interstate Power and Light Co",9417,"Optimum Wind 7 LLC",59019,"IPP Non-CHP","Midcontinent Independent Transmission System Operator, Inc..","MISO","MRO","MROW","MRO West","MISO","19","169","Story",42.028333,-93.430278,1,1,"WND","WIND",null,{"v":0.39665,"d":"0.3967"},{"v":3,"d":"3.0"},{"$nulls":9},{"v":91450,"d":"91,450"},{"v":33962,"d":"33,962"},{"v":10424,"d":"10,424"},{"v":3871,"d":"3,871"},{"$nulls":41},{"v":91450,"d":"91,450"},{"v":33962,"d":"33,962"},{"$nulls":6},"--","EIA","EIA",{"$nulls":15},0,0,0,0,0,0,{"v":10424,"d":"10,424"},0,0,0,0,0,{"v":10424,"d":"10,424"},{"v":10424,"d":"10,424"},0,{"v":10424,"d":"10,424"},{"v":0,"d":"0.0%"},{"v":0,"d":"0.0%"},{"v":0,"d":"0.0%"},{"v":0,"d":"0.0%"},{"v":0,"d":"0.0%"},{"v":0,"d":"0.0%"},{"v":1,"d":"100.0%"},{"v":0,"d":"0.0%"},{"v":0,"d":"0.0%"},{"v":0,"d":"0.0%"},{"v":0,"d":"0.0%"},{"v":0,"d":"0.0%"},{"v":1,"d":"100.0%"},{"v":1,"d":"100.0%"},{"v":0,"d":"0.0%"},{"v":1,"d":"100.0%"}]
[3574,2020,"IA","Rockford",1180,"City of Rockford- (IA)",16211,"City of Rockford- (IA)",16211,"Electric Utility","Midcontinent Independent Transmission System Operator, Inc..","MISO","MRO","MROW","MRO West","MISO","19","067","Floyd",43.0489,-92.9468,3,3,"DFO","OIL",null,{"v":0.00055,"d":"0.0006"},2.9,{"v":1,"d":"1.0000"},null,"Yes",0,null,{"v":1,"d":"1.0000"},null,123,{"v":45.001,"d":"45"},123,{"v":45.001,"d":"45"},14,6,{"v":0.205,"d":"0"},{"v":0.074,"d":"0"},{"v":0.018,"d":"0"},{"v":10.044,"d":"10"},{"v":0.814,"d":"1"},{"v":0.163,"d":"0"},{"v":10.078,"d":"10"},null,29.286,24.667,2.543,{"v":1434.857,"d":"1,434.857"},0.058,0.012,{"v":1439.773,"d":"1,439.773"},null,3.333,3.289,0.289,163.317,0.007,{"v":1E-3,"d":"0.001"},163.877,null,29.286,24.667,2.543,{"v":1434.857,"d":"1,434.857"},0.058,0.012,{"v":1439.773,"d":"1,439.773"},null,{"v":0.205,"d":"0"},{"v":0.074,"d":"0"},{"v":0.018,"d":"0"},{"v":10.044,"d":"10"},{"v":0.814,"d":"1"},{"v":0.163,"d":"0"},null,123,{"v":45.001,"d":"45"},123,{"v":45.001,"d":"45"},"EIA","EIA","EIA","EIA","EIA","EIA","--","EIA","EIA",{"$nulls":6},0,0,0,0,0,0,0,0,{"v":8785.714286,"d":"8,785.714"},0,14,0,0,0,0,0,0,0,0,0,14,0,0,14,0,{"v":0,"d":"0.0%"},{"v":1,"d":"100.0%"},{"v":0,"d":"0.0%"},{"v":0,"d":"0.0%"},{"v":0,"d":"0.0%"},{"v":0,"d":"0.0%"},{"v":0,"d":"0.0%"},{"v":0,"d":"0.0%"},{"v":0,"d":"0.0%"},{"v":0,"d":"0.0%"},{"v":0,"d":"0.0%"},{"v":1,"d":"100.0%"},{"v":0,"d":"0.0%"},{"v":0,"d":"0.0%"},{"v":1,"d":"100.0%"},{"v":0,"d":"0.0%"}]
[3583,2020,"IA","Sibley One",1184,"ITC Midwest LLC",56161,"City of Sibley - (IA)",17141,"Electric Utility","Midcontinent Independent Transmission System Operator, Inc..","MISO","MRO","MROW","MRO West","MISO","19","143","Osceola",43.405,-95.7261,3,3,"DFO","OIL",null,{"v":0.00136,"d":"0.0014"},5.2,{"v":1,"d":"1.0000"},{"$nulls":6},621,268,621,268,62,{"v":27.001,"d":"27"},{"v":0.663,"d":"1"},{"v":0.27,"d":"0"},{"v":0.06,"d":"0"},{"v":50.713,"d":"51"},{"v":3.195,"d":"3"},{"v":0.593,"d":"1"},{"v":50.841,"d":"51"},null,21.387,19.999,1.939,{"v":1635.903,"d":"1,635.903"},0.052,{"v":0.01,"d":"0.010"},{"v":1640.043,"d":"1,640.043"},null,2.135,2.015,0.194,163.327,0.005,{"v":1E-3,"d":"0.001"},{"v":163.74,"d":"163.740"},null,21.387,19.999,1.939,{"v":1635.903,"d":"1,635.903"},0.052,{"v":0.01,"d":"0.010"},{"v":1640.043,"d":"1,640.043"},null,{"v":0.663,"d":"1"},{"v":0.27,"d":"0"},{"v":0.06,"d":"0"},{"v":50.713,"d":"51"},{"v":3.195,"d":"3"},{"v":0.593,"d":"1"},null,621,268,621,268,"EIA","EIA","EIA","EIA","EIA","EIA","--","EIA","EIA",{"$nulls":14},{"v":10016.128786,"d":"10,016.129"},0,{"v":41.378,"d":"41"},{"v":20.622,"d":"21"},0,0,0,0,0,0,0,0,62,0,0,62,0,{"v":0,"d":"0.0%"},{"v":0.667387096774194,"d":"66.7%"},{"v":0.332612903225806,"d":"33.3%"},{"v":0,"d":"0.0%"},{"v":0,"d":"0.0%"},{"v":0,"d":"0.0%"},{"v":0,"d":"0.0%"},{"v":0,"d":"0.0%"},{"v":0,"d":"0.0%"},{"v":0,"d":"0.0%"},{"v":0,"d":"0.0%"},{"v":1,"d":"100.0%"},{"v":0,"d":"0.0%"},{"v":0,"d":"0.0%"},{"v":1,"d":"100.0%"},{"v":0,"d":"0.0%"}]
[3608,2020,"IA","Traer South",7920,"City of Traer - (IA)",19062,"City of Traer - (IA)",19062,"Electric Utility","Midcontinent Independent Transmission System Operator, Inc..","MISO","MRO","MROW","MRO West","MISO","19","171","Tama",42.1925,-92.4747,1,1,"DFO","OIL",null,{"v":0,"d":"0.0000"},{"v":2,"d":"2.0"},{"$nulls":7},905,377,905,377,{"v":-125,"d":"(125)"},{"v":-51,"d":"(51)"},{"v":1.454,"d":"1"},{"v":0.606,"d":"1"},{"v":0.131,"d":"0"},{"v":73.905,"d":"74"},{"v":5.986,"d":"6"},{"v":1.197,"d":"1"},{"v":74.158,"d":"74"},null,{"v":0,"d":"0.000"},{"v":0,"d":"0.000"},{"v":0,"d":"0.000"},{"v":0,"d":"0.000"},{"v":0,"d":"0.000"},{"v":0,"d":"0.000"},{"v":0,"d":"0.000"},null,3.213,3.215,{"v":0.29,"d":"0.290"},163.326,0.007,{"v":1E-3,"d":"0.001"},163.885,null,{"v":0,"d":"0.000"},{"v":0,"d":"0.000"},{"v":0,"d":"0.000"},{"v":0,"d":"0.000"},{"v":0,"d":"0.000"},{"v":0,"d":"0.000"},{"v":0,"d":"0.000"},null,{"v":1.454,"d":"1"},{"v":0.606,"d":"1"},{"v":0.131,"d":"0"},{"v":73.905,"d":"74"},{"v":5.986,"d":"6"},{"v":1.197,"d":"1"},null,905,377,905,377,"EIA","EIA","EIA","EIA","EIA","EIA","--","EIA","EIA",{"$nulls":14},{"v":-7240,"d":"(7,240.000)"},0,{"v":-125,"d":"(125)"},0,0,0,0,0,0,0,0,0,{"v":-125,"d":"(125)"},0,0,{"v":-125,"d":"(125)"},0]
[3641,2020,"IA","Winterset",1203,"City of Winterset - (IA)",20835,"City of Winterset - (IA)",20835,"Electric Utility","Midcontinent Independent Transmission System Operator, Inc..","MISO","MRO","MROW","MRO West","MISO","19","121","Madison",41.3372,-94.0126,6,6,"DFO","OIL",null,{"v":3.3E-4,"d":"0.0003"},13.6,{"v":1,"d":"1.0000"},{"$nulls":6},{"v":557.001,"d":"557"},{"v":244.999,"d":"245"},{"v":557.001,"d":"557"},{"v":244.999,"d":"245"},{"v":38.999,"d":"39"},17,{"v":0.523,"d":"1"},{"v":0.216,"d":"0"},{"v":0.047,"d":"0"},{"v":45.486,"d":"45"},{"v":2.648,"d":"3"},{"v":0.478,"d":"0"},{"v":45.59,"d":"46"},null,26.821,25.412,2.395,{"v":2332.675,"d":"2,332.675"},0.068,0.012,{"v":2338.023,"d":"2,338.023"},null,1.878,1.763,0.168,163.325,0.005,{"v":1E-3,"d":"0.001"},163.699,null,26.821,25.411,2.395,{"v":2332.615,"d":"2,332.615"},0.068,0.012,{"v":2337.963,"d":"2,337.963"},null,{"v":0.523,"d":"1"},{"v":0.216,"d":"0"},{"v":0.047,"d":"0"},{"v":45.486,"d":"45"},{"v":2.648,"d":"3"},{"v":0.478,"d":"0"},null,{"v":557.001,"d":"557"},{"v":244.999,"d":"245"},{"v":557.001,"d":"557"},{"v":244.999,"d":"245"},"EIA","EIA","EIA","EIA","EIA","EIA","--","EIA","EIA",{"$nulls":14},{"v":14282.076909,"d":"14,282.077"},0,{"v":22.531,"d":"23"},{"v":16.469,"d":"16"},0,0,0,0,0,0,0,0,39,0,0,39,0,{"v":0,"d":"0.0%"},{"v":0.577717948717949,"d":"57.8%"},{"v":0.422282051282051,"d":"42.2%"},{"v":0,"d":"0.0%"},{"v":0,"d":"0.0%"},{"v":0,"d":"0.0%"},{"v":0,"d":"0.0%"},{"v":0,"d":"0.0%"},{"v":0,"d":"0.0%"},{"v":0,"d":"0.0%"},{"v":0,"d":"0.0%"},{"v":1,"d":"100.0%"},{"v":0,"d":"0.0%"},{"v":0,"d":"0.0%"},{"v":1,"d":"100.0%"},{"v":0,"d":"0.0%"}]
[3666,2020,"ID","BYUI Central Energy Facility",59496,"PacifiCorp",14354,"Brigham Young Univ Idaho",59251,"Commercial CHP","PacifiCorp - East","PACE","WECC","NWPP","WECC Northwest",null,"16","065","Madison",43.816944,-111.785833,1,1,"NG","GAS",null,{"v":0.81264,"d":"0.8126"},5.6,{"v":0,"d":"0.0000"},null,"Yes",{"v":245207.2,"d":"245,207"},{"v":0.555,"d":"1"},{"v":0.425232,"d":"0.4252"},null,{"v":205697.109,"d":"205,697"},{"v":83551.308,"d":"83,551"},{"v":205697.109,"d":"205,697"},{"v":83551.308,"d":"83,551"},{"v":39865,"d":"39,865"},{"v":15957,"d":"15,957"},{"v":31.953,"d":"32"},{"v":12.979,"d":"13"},{"v":0.329,"d":"0"},{"v":12021.871,"d":"12,022"},{"v":453.485,"d":"453"},{"v":45.348,"d":"45"},{"v":12034.297,"d":"12,034"},null,1.603,1.627,0.016,603.129,0.011,{"v":1E-3,"d":"0.001"},603.752,null,0.311,0.311,0.003,116.889,{"v":2E-3,"d":"0.002"},{"v":0,"d":"0.000"},{"v":117.01,"d":"117.010"},null,1.603,1.627,0.016,603.131,0.011,{"v":1E-3,"d":"0.001"},603.754,null,{"v":75.142,"d":"75"},{"v":30.522,"d":"31"},{"v":0.773,"d":"1"},{"v":28271.314,"d":"28,271"},{"v":1066.441,"d":"1,066"},{"v":106.644,"d":"107"},null,{"v":483729,"d":"483,729"},{"v":196484,"d":"196,484"},{"v":483729,"d":"483,729"},{"v":196484,"d":"196,484"},"EIA","EIA","EIA","EIA","EIA","EIA","--","EIA","EIA",{"$nulls":6},{"v":278031.891,"d":"278,032"},{"v":112932.692,"d":"112,933"},{"v":43.189,"d":"43"},{"v":17.543,"d":"18"},{"v":0.444,"d":"0"},{"v":16249.443,"d":"16,249"},{"v":612.956,"d":"613"},{"v":61.296,"d":"61"},{"v":5159.85773,"d":"5,159.858"},0,0,{"v":39864.88,"d":"39,865"},0,0,0,0,0,0,0,0,{"v":39864.88,"d":"39,865"},0,0,{"v":39864.88,"d":"39,865"},0,{"v":0,"d":"0.0%"},{"v":0,"d":"0.0%"},{"v":1,"d":"100.0%"},{"v":0,"d":"0.0%"},{"v":0,"d":"0.0%"},{"v":0,"d":"0.0%"},{"v":0,"d":"0.0%"},{"v":0,"d":"0.0%"},{"v":0,"d":"0.0%"},{"v":0,"d":"0.0%"},{"v":0,"d":"0.0%"},{"v":1,"d":"100.0%"},{"v":0,"d":"0.0%"},{"v":0,"d":"0.0%"},{"v":1,"d":"100.0%"},{"v":0,"d":"0.0%"}]
[3699,2020,"ID","Grand View Solar Two",60068,"Idaho Power Co",9191,"Grand View PV Solar Two, LLC",59806,"IPP Non-CHP","Idaho Power Company","IPCO","WECC","NWPP","WECC Northwest",null,"16","039","Elmore",42.989614,-116.093431,2,2,"SUN","SOLAR",null,{"v":0.26615,"d":"0.2662"},{"v":80,"d":"80.0"},{"$nulls":9},{"v":1636339,"d":"1,636,339"},{"v":925578,"d":"925,578"},{"v":186520,"d":"186,520"},{"v":105503,"d":"105,503"},{"$nulls":41},{"v":1636339,"d":"1,636,339"},{"v":925578,"d":"925,578"},{"$nulls":6},"--","EIA","EIA",{"$nulls":15},0,0,0,0,0,0,0,{"v":186520,"d":"186,520"},0,0,0,0,{"v":186520,"d":"186,520"},{"v":186520,"d":"186,520"},0,{"v":186520,"d":"186,520"},{"v":0,"d":"0.0%"},{"v":0,"d":"0.0%"},{"v":0,"d":"0.0%"},{"v":0,"d":"0.0%"},{"v":0,"d":"0.0%"},{"v":0,"d":"0.0%"},{"v":0,"d":"0.0%"},{"v":1,"d":"100.0%"},{"v":0,"d":"0.0%"},{"v":0,"d":"0.0%"},{"v":0,"d":"0.0%"},{"v":0,"d":"0.0%"},{"v":1,"d":"100.0%"},{"v":1,"d":"100.0%"},{"v":0,"d":"0.0%"},{"v":1,"d":"100.0%"}]
[3713,2020,"ID","Lateral 10 Ventures",54753,"Idaho Power Co",9191,"Lateral 10 Ventures",10723,"IPP Non-CHP","Idaho Power Company","IPCO","WECC","NWPP","WECC Northwest",null,"16","083","Twin Falls",42.647376,-114.89031,1,1,"WAT","HYDRO",null,null,2.4,{"$nulls":62},"--"]
[3734,2020,"ID","Mora Drop Hydroelectric Project",56498,"Idaho Power Co",9191,"Boise-Kuna Irrigation District",1932,"IPP Non-CHP","Idaho Power Company","IPCO","WECC","NWPP","WECC Northwest",null,"16","001","Ada",43.460012,-116.47254,1,1,"WAT","HYDRO",null,{"v":0.31399,"d":"0.3140"},1.7,{"$nulls":9},{"v":41023,"d":"41,023"},{"v":19041,"d":"19,041"},{"v":4676,"d":"4,676"},{"v":2170,"d":"2,170"},{"$nulls":41},{"v":41023,"d":"41,023"},{"v":19041,"d":"19,041"},{"$nulls":6},"--","EIA","EIA",{"$nulls":15},0,0,0,0,{"v":4676,"d":"4,676"},0,0,0,0,0,0,0,{"v":4676,"d":"4,676"},0,0,{"v":4676,"d":"4,676"},{"v":0,"d":"0.0%"},{"v":0,"d":"0.0%"},{"v":0,"d":"0.0%"},{"v":0,"d":"0.0%"},{"v":1,"d":"100.0%"},{"v":0,"d":"0.0%"},{"v":0,"d":"0.0%"},{"v":0,"d":"0.0%"},{"v":0,"d":"0.0%"},{"v":0,"d":"0.0%"},{"v":0,"d":"0.0%"},{"v":0,"d":"0.0%"},{"v":1,"d":"100.0%"},{"v":0,"d":"0.0%"},{"v":0,"d":"0.0%"},{"v":1,"d":"100.0%"}]
[3767,2020,"ID","Soda",831,"PacifiCorp",14354,"PacifiCorp",14354,"Electric Utility","PacifiCorp - East","PACE","WECC","NWPP","WECC Northwest",null,"16","029","Caribou",42.64455,-111.696689,2,2,"WAT","HYDRO",null,{"v":0.20135,"d":"0.2014"},14.5,{"$nulls":9},{"v":224370,"d":"224,370"},{"v":104141,"d":"104,141"},{"v":25575,"d":"25,575"},{"v":11871,"d":"11,871"},{"$nulls":41},{"v":224370,"d":"224,370"},{"v":104141,"d":"104,141"},{"$nulls":6},"--","EIA","EIA",{"$nulls":15},0,0,0,0,{"v":25575,"d":"25,575"},0,0,0,0,0,0,0,{"v":25575,"d":"25,575"},0,0,{"v":25575,"d":"25,575"},{"v":0,"d":"0.0%"},{"v":0,"d":"0.0%"},{"v":0,"d":"0.0%"},{"v":0,"d":"0.0%"},{"v":1,"d":"100.0%"},{"v":0,"d":"0.0%"},{"v":0,"d":"0.0%"},{"v":0,"d":"0.0%"},{"v":0,"d":"0.0%"},{"v":0,"d":"0.0%"},{"v":0,"d":"0.0%"},{"v":0,"d":"0.0%"},{"v":1,"d":"100.0%"},{"v":0,"d":"0.0%"},{"v":0,"d":"0.0%"},{"v":1,"d":"100.0%"}]
[3776,2020,"ID","Two Ponds Windfarm",57444,"Idaho Power Co",9191,"Aegis Renewables LLC",57337,"IPP Non-CHP","Idaho Power Company","IPCO","WECC","NWPP","WECC Northwest",null,"16","039","Elmore",43.033781,-115.482592,1,1,"WND","WIND",null,{"v":0.29942,"d":"0.2994"},{"v":23,"d":"23.0"},{"$nulls":9},{"v":529249,"d":"529,249"},{"v":191419,"d":"191,419"},{"v":60327,"d":"60,327"},{"v":21819,"d":"21,819"},{"$nulls":41},{"v":529249,"d":"529,249"},{"v":191419,"d":"191,419"},{"$nulls":6},"--","EIA","EIA",{"$nulls":15},0,0,0,0,0,0,{"v":60327,"d":"60,327"},0,0,0,0,0,{"v":60327,"d":"60,327"},{"v":60327,"d":"60,327"},0,{"v":60327,"d":"60,327"},{"v":0,"d":"0.0%"},{"v":0,"d":"0.0%"},{"v":0,"d":"0.0%"},{"v":0,"d":"0.0%"},{"v":0,"d":"0.0%"},{"v":0,"d":"0.0%"},{"v":1,"d":"100.0%"},{"v":0,"d":"0.0%"},{"v":0,"d":"0.0%"},{"v":0,"d":"0.0%"},{"v":0,"d":"0.0%"},{"v":0,"d":"0.0%"},{"v":1,"d":"100.0%"},{"v":1,"d":"100.0%"},{"v":0,"d":"0.0%"},{"v":1,"d":"100.0%"}]
[3801,2020,"IL","Avon Energy Partners LLC",55768,"Commonwealth Edison Co",4110,"Illinois Electricial Gen Partn",9205,"IPP Non-CHP","PJM Interconnection, LLC","PJM","RFC","RFCW","RFC West","PJM","17","031","Cook",41.6742,-87.5786,3,3,"LFG","BIOMASS",null,null,3.3,{"$nulls":62},"--"]
[3834,2020,"IL","CED Champaign Solar LLC",62681,"Ameren Illinois Company",56697,"Consolidated Edison Development Inc.",56769,"IPP Non-CHP","Midcontinent Independent Transmission System Operator, Inc..","MISO","SERC","SRMW","SERC Midwest","MISO","17","019","Champaign",40.138283,-88.291246,1,1,"SUN","SOLAR",null,{"v":0.04816,"d":"0.0482"},1.6,{"$nulls":9},{"v":5921,"d":"5,921"},{"v":3894,"d":"3,894"},675,444,{"$nulls":41},{"v":5921,"d":"5,921"},{"v":3894,"d":"3,894"},{"$nulls":6},"--","EIA","EIA",{"$nulls":15},0,0,0,0,0,0,0,675,0,0,0,0,675,675,0,675,{"v":0,"d":"0.0%"},{"v":0,"d":"0.0%"},{"v":0,"d":"0.0%"},{"v":0,"d":"0.0%"},{"v":0,"d":"0.0%"},{"v":0,"d":"0.0%"},{"v":0,"d":"0.0%"},{"v":1,"d":"100.0%"},{"v":0,"d":"0.0%"},{"v":0,"d":"0.0%"},{"v":0,"d":"0.0%"},{"v":0,"d":"0.0%"},{"v":1,"d":"100.0%"},{"v":1,"d":"100.0%"},{"v":0,"d":"0.0%"},{"v":1,"d":"100.0%"}]
[3859,2020,"IL","CSL Behring LLC",54790,"Commonwealth Edison Co",4110,"CSL Behring LLC",8683,"Industrial CHP","PJM Interconnection, LLC","PJM","RFC","RFCW","RFC West","PJM","17","091","Kankakee",41.1603,-87.8542,1,1,"NG","GAS",null,{"v":0.49329,"d":"0.4933"},4.2,{"v":0.511189026599985,"d":"0.5112"},null,"Yes",0,null,{"v":1,"d":"1.0000"},null,{"v":268866,"d":"268,866"},{"v":122877,"d":"122,877"},{"v":268866,"d":"268,866"},{"v":122877,"d":"122,877"},{"v":18149,"d":"18,149"},{"v":8294,"d":"8,294"},{"v":42.509,"d":"43"},{"v":19.427,"d":"19"},{"v":0.43,"d":"0"},{"v":15713.747,"d":"15,714"},{"v":592.749,"d":"593"},{"v":59.275,"d":"59"},{"v":15729.988,"d":"15,730"},null,4.684,4.685,0.047,{"v":1731.638,"d":"1,731.638"},0.033,0.003,{"v":1733.428,"d":"1,733.428"},null,0.316,0.316,0.003,116.889,{"v":2E-3,"d":"0.002"},{"v":0,"d":"0.000"},{"v":117.01,"d":"117.010"},null,4.684,4.685,0.047,{"v":1731.638,"d":"1,731.638"},0.033,0.003,{"v":1733.428,"d":"1,733.428"},null,{"v":42.509,"d":"43"},{"v":19.427,"d":"19"},{"v":0.43,"d":"0"},{"v":15713.747,"d":"15,714"},{"v":592.749,"d":"593"},{"v":59.275,"d":"59"},null,{"v":268866,"d":"268,866"},{"v":122877,"d":"122,877"},{"v":268866,"d":"268,866"},{"v":122877,"d":"122,877"},"EIA","EIA","EIA","EIA","EIA","EIA","--","EIA","EIA",{"$nulls":6},0,0,0,0,0,0,0,0,{"v":14814.369938,"d":"14,814.370"},0,0,{"v":18149,"d":"18,149"},0,0,0,0,0,0,0,0,{"v":18149,"d":"18,149"},0,0,{"v":18149,"d":"18,149"},0,{"v":0,"d":"0.0%"},{"v":0,"d":"0.0%"},{"v":1,"d":"100.0%"},{"v":0,"d":"0.0%"},{"v":0,"d":"0.0%"},{"v":0,"d":"0.0%"},{"v":0,"d":"0.0%"},{"v":0,"d":"0.0%"},{"v":0,"d":"0.0%"},{"v":0,"d":"0.0%"},{"v":0,"d":"0.0%"},{"v":1,"d":"100.0%"},{"v":0,"d":"0.0%"},{"v":0,"d":"0.0%"},{"v":1,"d":"100.0%"},{"v":0,"d":"0.0%"}]
[3892,2020,"IL","Freedom Power Project",7842,"Southwestern Electric Coop Inc - (IL)",17697,"Southwestern Electric Coop Inc - (IL)",17697,"Electric Utility","Midcontinent Independent Transmission System Operator, Inc..","MISO","SERC","SRMW","SERC Midwest","MISO","17","051","Fayette",39.103333,-88.85898,1,1,"NG","GAS",null,{"v":1.47E-3,"d":"0.0015"},{"v":71,"d":"71.0"},{"v":1,"d":"1.0000"},{"$nulls":6},{"v":9231.402,"d":"9,231"},{"v":9231.402,"d":"9,231"},{"v":9231.402,"d":"9,231"},{"v":9231.402,"d":"9,231"},917,419,{"v":0.419,"d":"0"},{"v":0.419,"d":"0"},0,{"v":548.6,"d":"549"},{"v":20.675,"d":"21"},{"v":2.067,"d":"2"},{"v":549.166,"d":"549"},null,0.914,{"v":2,"d":"2.000"},{"v":0,"d":"0.000"},{"v":1196.51,"d":"1,196.510"},0.023,{"v":2E-3,"d":"0.002"},{"v":1197.746,"d":"1,197.746"},null,0.091,0.091,{"v":0,"d":"0.000"},118.855,{"v":2E-3,"d":"0.002"},{"v":0,"d":"0.000"},118.978,null,0.914,{"v":2,"d":"2.000"},{"v":0,"d":"0.000"},{"v":1196.51,"d":"1,196.510"},0.023,{"v":2E-3,"d":"0.002"},{"v":1197.746,"d":"1,197.746"},null,{"v":0.419,"d":"0"},{"v":0.419,"d":"0"},0,{"v":548.6,"d":"549"},{"v":20.675,"d":"21"},{"v":2.067,"d":"2"},null,{"v":9231.402,"d":"9,231"},{"v":9231.402,"d":"9,231"},{"v":9231.402,"d":"9,231"},{"v":9231.402,"d":"9,231"},"EPA/CAMD","EPA/CAMD","EPA/CAMD","EPA/CAMD","EIA","EIA","--","EPA/CAMD","EPA/CAMD",{"$nulls":14},{"v":10066.960026,"d":"10,066.960"},0,0,917,0,0,0,0,0,0,0,0,917,0,0,917,0,{"v":0,"d":"0.0%"},{"v":0,"d":"0.0%"},{"v":1,"d":"100.0%"},{"v":0,"d":"0.0%"},{"v":0,"d":"0.0%"},{"v":0,"d":"0.0%"},{"v":0,"d":"0.0%"},{"v":0,"d":"0.0%"},{"v":0,"d":"0.0%"},{"v":0,"d":"0.0%"},{"v":0,"d":"0.0%"},{"v":1,"d":"100.0%"},{"v":0,"d":"0.0%"},{"v":0,"d":"0.0%"},{"v":1,"d":"100.0%"},{"v":0,"d":"0.0%"}]
[3901,2020,"IL","Grand Ridge Battery Projects",59957,"Commonwealth Edison Co",4110,"Invenergy Services LLC",49893,"IPP Non-CHP","PJM Interconnection, LLC","PJM","RFC","RFCW","RFC West","PJM","17","099","LaSalle",41.2269,-88.6836,2,2,"MWH","OTHF",null,{"v":0,"d":"0.0000"},{"v":33,"d":"33.0"},{"$nulls":7},0,0,0,0,{"v":-13286,"d":"(13,286)"},{"v":-5580,"d":"(5,580)"},{"$nulls":8},{"v":0,"d":"0.000"},{"v":0,"d":"0.000"},{"v":0,"d":"0.000"},{"v":0,"d":"0.000"},{"v":0,"d":"0.000"},{"v":0,"d":"0.000"},{"v":0,"d":"0.000"},{"$nulls":9},{"v":0,"d":"0.000"},null,{"v":0,"d":"0.000"},{"v":0,"d":"0.000"},{"v":0,"d":"0.000"},{"v":0,"d":"0.000"},{"v":0,"d":"0.000"},{"$nulls":8},0,0,0,0,{"$nulls":6},"--","EIA","EIA",{"$nulls":15},0,0,0,0,0,0,0,0,0,0,{"v":-13286,"d":"(13,286)"},{"v":-13286,"d":"(13,286)"},0,0,{"v":-13286,"d":"(13,286)"},0]
[3926,2020,"IL","IKEA Joliet Rooftop PV System",61192,"Commonwealth Edison Co",4110,"IKEA Property Inc",57389,"Commercial Non-CHP","PJM Interconnection, LLC","PJM","RFC","RFCW","RFC West","PJM","17","197","Will",41.48,-88.07,1,1,"SUN","SOLAR",null,{"v":0.13031,"d":"0.1303"},{"v":2,"d":"2.0"},{"$nulls":9},{"v":20029,"d":"20,029"},{"v":11460,"d":"11,460"},{"v":2283,"d":"2,283"},{"v":1306,"d":"1,306"},{"$nulls":41},{"v":20029,"d":"20,029"},{"v":11460,"d":"11,460"},{"$nulls":6},"--","EIA","EIA",{"$nulls":15},0,0,0,0,0,0,0,{"v":2283,"d":"2,283"},0,0,0,0,{"v":2283,"d":"2,283"},{"v":2283,"d":"2,283"},0,{"v":2283,"d":"2,283"},{"v":0,"d":"0.0%"},{"v":0,"d":"0.0%"},{"v":0,"d":"0.0%"},{"v":0,"d":"0.0%"},{"v":0,"d":"0.0%"},{"v":0,"d":"0.0%"},{"v":0,"d":"0.0%"},{"v":1,"d":"100.0%"},{"v":0,"d":"0.0%"},{"v":0,"d":"0.0%"},{"v":0,"d":"0.0%"},{"v":0,"d":"0.0%"},{"v":1,"d":"100.0%"},{"v":1,"d":"100.0%"},{"v":0,"d":"0.0%"},{"v":1,"d":"100.0%"}]
[3959,2020,"IL","Lafayette 2 - McHenry Franks 2",64303,"Commonwealth Edison Co",4110,"Goldman Sachs Renewable Power Group",61944,"IPP Non-CHP","PJM Interconnection, LLC","PJM","RFC","RFCW","RFC West","PJM","17","111","McHenry",42.214828,-88.491906,1,1,"SUN","SOLAR",null,{"v":3.82E-3,"d":"0.0038"},{"v":2,"d":"2.0"},{"$nulls":9},588,0,67,0,{"$nulls":41},588,0,{"$nulls":6},"--","EIA","EIA",{"$nulls":15},0,0,0,0,0,0,0,67,0,0,0,0,67,67,0,67,{"v":0,"d":"0.0%"},{"v":0,"d":"0.0%"},{"v":0,"d":"0.0%"},{"v":0,"d":"0.0%"},{"v":0,"d":"0.0%"},{"v":0,"d":"0.0%"},{"v":0,"d":"0.0%"},{"v":1,"d":"100.0%"},{"v":0,"d":"0.0%"},{"v":0,"d":"0.0%"},{"v":0,"d":"0.0%"},{"v":0,"d":"0.0%"},{"v":1,"d":"100.0%"},{"v":1,"d":"100.0%"},{"v":0,"d":"0.0%"},{"v":1,"d":"100.0%"}]
[3973,2020,"IL","Lombard",877,null,-9999,"Midwest Generations EME LLC",12384,"IPP Non-CHP","No balancing authority","NA","RFC","RFCW","RFC West",null,"17","043","DuPage",41.89,-88.061667,6,6,{"$nulls":4},132.6,{"$nulls":62},"--"]
[3994,2020,"IL","Minonk Wind Farm",57284,"Commonwealth Edison Co",4110,"Algonquin Power Co",59050,"IPP Non-CHP","PJM Interconnection, LLC","PJM","RFC","RFCW","RFC West","PJM","17","203","Woodford",40.888611,-88.997222,1,1,"WND","WIND",null,{"v":0.35305,"d":"0.3531"},{"v":200,"d":"200.0"},{"$nulls":9},{"v":5426495,"d":"5,426,495"},{"v":1551102,"d":"1,551,102"},{"v":618545,"d":"618,545"},{"v":176804,"d":"176,804"},{"$nulls":41},{"v":5426495,"d":"5,426,495"},{"v":1551102,"d":"1,551,102"},{"$nulls":6},"--","EIA","EIA",{"$nulls":15},0,0,0,0,0,0,{"v":618545,"d":"618,545"},0,0,0,0,0,{"v":618545,"d":"618,545"},{"v":618545,"d":"618,545"},0,{"v":618545,"d":"618,545"},{"v":0,"d":"0.0%"},{"v":0,"d":"0.0%"},{"v":0,"d":"0.0%"},{"v":0,"d":"0.0%"},{"v":0,"d":"0.0%"},{"v":0,"d":"0.0%"},{"v":1,"d":"100.0%"},{"v":0,"d":"0.0%"},{"v":0,"d":"0.0%"},{"v":0,"d":"0.0%"},{"v":0,"d":"0.0%"},{"v":0,"d":"0.0%"},{"v":1,"d":"100.0%"},{"v":1,"d":"100.0%"},{"v":0,"d":"0.0%"},{"v":1,"d":"100.0%"}]
[4027,2020,"IL","Peru (IL)",955,"City of Peru - (IL)",14840,"City of Peru - (IL)",14840,"Electric Utility","Midcontinent Independent Transmission System Operator, Inc..","MISO","RFC","SRMW","SERC Midwest","MISO","17","099","LaSalle",41.3237,-89.1123,21,21,"WAT","HYDRO",null,{"v":0.06612,"d":"0.0661"},63.5,{"$nulls":7},{"v":1908.001,"d":"1,908"},{"v":917.003,"d":"917"},{"v":323221.001,"d":"323,221"},{"v":149357.003,"d":"149,357"},{"v":36779.997,"d":"36,780"},{"v":16999.002,"d":"16,999"},{"v":2.292,"d":"2"},{"v":1.147,"d":"1"},{"v":0.179,"d":"0"},{"v":154.424,"d":"154"},{"v":12.619,"d":"13"},{"v":2.524,"d":"3"},{"v":154.958,"d":"155"},null,0.125,0.135,{"v":0.01,"d":"0.010"},8.397,{"v":0,"d":"0.000"},{"v":0,"d":"0.000"},8.426,null,2.403,2.502,0.187,{"v":161.87,"d":"161.870"},0.007,{"v":1E-3,"d":"0.001"},162.429,null,29.574,32.022,2.306,{"v":1992.568,"d":"1,992.568"},0.081,0.016,{"v":1999.455,"d":"1,999.455"},null,{"v":2.292,"d":"2"},{"v":1.147,"d":"1"},{"v":0.179,"d":"0"},{"v":154.424,"d":"154"},{"v":12.619,"d":"13"},{"v":2.524,"d":"3"},null,{"v":1908.001,"d":"1,908"},{"v":917.003,"d":"917"},{"v":323221.001,"d":"323,221"},{"v":149357.003,"d":"149,357"},"EIA","EIA","EIA","EIA","EIA","EIA","--","EIA","EIA",{"$nulls":14},{"v":12309.684114,"d":"12,309.684"},0,155,0,0,{"v":36625,"d":"36,625"},0,0,0,0,0,0,155,{"v":36625,"d":"36,625"},0,155,{"v":36625,"d":"36,625"},{"v":0,"d":"0.0%"},{"v":4.21424687330071E-3,"d":"0.4%"},{"v":0,"d":"0.0%"},{"v":0,"d":"0.0%"},{"v":0.995785753126699,"d":"99.6%"},{"v":0,"d":"0.0%"},{"v":0,"d":"0.0%"},{"v":0,"d":"0.0%"},{"v":0,"d":"0.0%"},{"v":0,"d":"0.0%"},{"v":0,"d":"0.0%"},{"v":4.21424687330071E-3,"d":"0.4%"},{"v":0.995785753126699,"d":"99.6%"},{"v":0,"d":"0.0%"},{"v":4.21424687330071E-3,"d":"0.4%"},{"v":0.995785753126699,"d":"99.6%"}]
[4052,2020,"IL","Red Bud",959,"City of Red Bud - (IL)",15772,"City of Red Bud - (IL)",15772,"Electric Utility","Midcontinent Independent Transmission System Operator, Inc..","MISO","SERC","SRMW","SERC Midwest","MISO","17","157","Randolph",38.2165,-89.9992,8,8,"DFO","OIL",null,{"v":0.00135,"d":"0.0014"},16.5,{"v":1,"d":"1.0000"},{"$nulls":6},{"v":2191,"d":"2,191"},989,{"v":2191,"d":"2,191"},989,195,89,{"v":3.551,"d":"4"},{"v":1.602,"d":"2"},{"v":0.318,"d":"0"},{"v":178.924,"d":"179"},{"v":14.491,"d":"14"},{"v":2.898,"d":"3"},{"v":179.537,"d":"180"},null,36.421,{"v":36,"d":"36.000"},3.257,{"v":1835.118,"d":"1,835.118"},0.074,0.015,{"v":1841.405,"d":"1,841.405"},null,3.241,{"v":3.24,"d":"3.240"},{"v":0.29,"d":"0.290"},163.326,0.007,{"v":1E-3,"d":"0.001"},163.886,null,36.421,{"v":36,"d":"36.000"},3.257,{"v":1835.118,"d":"1,835.118"},0.074,0.015,{"v":1841.405,"d":"1,841.405"},null,{"v":3.551,"d":"4"},{"v":1.602,"d":"2"},{"v":0.318,"d":"0"},{"v":178.924,"d":"179"},{"v":14.491,"d":"14"},{"v":2.898,"d":"3"},null,{"v":2191,"d":"2,191"},989,{"v":2191,"d":"2,191"},989,"EIA","EIA","EIA","EIA","EIA","EIA","--","EIA","EIA",{"$nulls":14},{"v":11235.897436,"d":"11,235.897"},0,195,0,0,0,0,0,0,0,0,0,195,0,0,195,0,{"v":0,"d":"0.0%"},{"v":1,"d":"100.0%"},{"v":0,"d":"0.0%"},{"v":0,"d":"0.0%"},{"v":0,"d":"0.0%"},{"v":0,"d":"0.0%"},{"v":0,"d":"0.0%"},{"v":0,"d":"0.0%"},{"v":0,"d":"0.0%"},{"v":0,"d":"0.0%"},{"v":0,"d":"0.0%"},{"v":1,"d":"100.0%"},{"v":0,"d":"0.0%"},{"v":0,"d":"0.0%"},{"v":1,"d":"100.0%"},{"v":0,"d":"0.0%"}]
[4085,2020,"IL","State Farm",7556,"Ameren Illinois Company",56697,"State Farm Insurance",56076,"Commercial Non-CHP","Midcontinent Independent Transmission System Operator, Inc..","MISO","RFC","SRMW","SERC Midwest","MISO","17","113","McLean",40.4535,-88.9605,3,3,"DFO","OIL",null,0.0004,5.1,{"v":1,"d":"1.0000"},{"$nulls":6},393,156,393,156,18,{"v":6.999,"d":"7"},{"v":0.633,"d":"1"},{"v":0.252,"d":"0"},{"v":0.057,"d":"0"},{"v":32.094,"d":"32"},{"v":2.599,"d":"3"},{"v":0.52,"d":"1"},{"v":32.204,"d":"32"},null,70.333,{"v":72.01,"d":"72.010"},6.333,{"v":3566,"d":"3,566.000"},0.144,0.029,{"v":3578.216,"d":"3,578.216"},null,3.221,3.231,{"v":0.29,"d":"0.290"},163.328,0.007,{"v":1E-3,"d":"0.001"},163.888,null,70.333,{"v":72.01,"d":"72.010"},6.333,{"v":3566,"d":"3,566.000"},0.144,0.029,{"v":3578.216,"d":"3,578.216"},null,{"v":0.633,"d":"1"},{"v":0.252,"d":"0"},{"v":0.057,"d":"0"},{"v":32.094,"d":"32"},{"v":2.599,"d":"3"},{"v":0.52,"d":"1"},null,393,156,393,156,"EIA","EIA","EIA","EIA","EIA","EIA","--","EIA","EIA",{"$nulls":14},{"v":21833.333333,"d":"21,833.333"},0,18,0,0,0,0,0,0,0,0,0,18,0,0,18,0,{"v":0,"d":"0.0%"},{"v":1,"d":"100.0%"},{"v":0,"d":"0.0%"},{"v":0,"d":"0.0%"},{"v":0,"d":"0.0%"},{"v":0,"d":"0.0%"},{"v":0,"d":"0.0%"},{"v":0,"d":"0.0%"},{"v":0,"d":"0.0%"},{"v":0,"d":"0.0%"},{"v":0,"d":"0.0%"},{"v":1,"d":"100.0%"},{"v":0,"d":"0.0%"},{"v":0,"d":"0.0%"},{"v":1,"d":"100.0%"},{"v":0,"d":"0.0%"}]
[4094,2020,"IL","Tate & Lyle",10867,"Ameren Illinois Company",56697,"Tate & Lyle Ingredients Americas Inc",7,"Industrial CHP","Midcontinent Independent Transmission System Operator, Inc..","MISO","SERC","SRMW","SERC Midwest","MISO","17","115","Macon",39.84919,-88.931944,2,1,"BIT","COAL","Yes",{"v":0.68061,"d":"0.6806"},64.8,{"v":0.198980119134863,"d":"0.1990"},null,"Yes",{"v":2380061.6,"d":"2,380,062"},{"v":0.554,"d":"1"},{"v":0.424856,"d":"0.4249"},null,{"v":1902516.417,"d":"1,902,516"},{"v":581962.35,"d":"581,962"},{"v":1902516.417,"d":"1,902,516"},{"v":581962.35,"d":"581,962"},{"v":386348,"d":"386,348"},{"v":147803,"d":"147,803"},{"v":89.591,"d":"90"},{"v":28.924,"d":"29"},{"v":6398.467,"d":"6,398"},{"v":195875.186,"d":"195,875"},{"v":48065.17,"d":"48,065"},{"v":6991.297,"d":"6,991"},{"v":197517.704,"d":"197,518"},null,0.464,0.391,33.123,{"v":1013.983,"d":"1,013.983"},0.124,0.018,{"v":1022.486,"d":"1,022.486"},null,0.094,0.099,6.726,205.912,0.025,0.004,207.638,null,0.464,0.391,33.123,{"v":1013.983,"d":"1,013.983"},0.124,0.018,{"v":1022.486,"d":"1,022.486"},null,{"v":210.873,"d":"211"},{"v":68.08,"d":"68"},{"v":15060.312,"d":"15,060"},{"v":461038.797,"d":"461,039"},{"v":113132.8,"d":"113,133"},{"v":16455.68,"d":"16,456"},null,{"v":4478024.5,"d":"4,478,025"},{"v":1369786.688,"d":"1,369,787"},{"v":4478024.5,"d":"4,478,025"},{"v":1369786.688,"d":"1,369,787"},"EPA/CAMD","EPA/CAMD","EIA","EIA","EIA","EIA","--","EPA/CAMD","EPA/CAMD",{"$nulls":6},{"v":2575508.083,"d":"2,575,508"},{"v":787824.338,"d":"787,824"},{"v":121.282,"d":"121"},{"v":39.156,"d":"39"},{"v":8661.845,"d":"8,662"},{"v":265163.611,"d":"265,164"},{"v":65067.63,"d":"65,068"},{"v":9464.383,"d":"9,464"},{"v":4924.35943,"d":"4,924.359"},{"v":386348,"d":"386,348"},0,0,0,0,0,0,0,0,0,0,{"v":386348,"d":"386,348"},0,0,{"v":386348,"d":"386,348"},0,{"v":1,"d":"100.0%"},{"v":0,"d":"0.0%"},{"v":0,"d":"0.0%"},{"v":0,"d":"0.0%"},{"v":0,"d":"0.0%"},{"v":0,"d":"0.0%"},{"v":0,"d":"0.0%"},{"v":0,"d":"0.0%"},{"v":0,"d":"0.0%"},{"v":0,"d":"0.0%"},{"v":0,"d":"0.0%"},{"v":1,"d":"100.0%"},{"v":0,"d":"0.0%"},{"v":0,"d":"0.0%"},{"v":1,"d":"100.0%"},{"v":0,"d":"0.0%"}]
[4119,2020,"IL","Waukegan",883,"Commonwealth Edison Co",4110,"Midwest Generations EME LLC",12384,"IPP Non-CHP","PJM Interconnection, LLC","PJM","RFC","RFCW","RFC West","PJM","17","097","Lake",42.3833,-87.8133,6,7,"SUB","COAL","Yes",{"v":0.07762,"d":"0.0776"},914.7,{"v":1,"d":"1.0000"},{"$nulls":6},{"v":7877858.85,"d":"7,877,859"},{"v":3838707.975,"d":"3,838,708"},{"v":7877858.85,"d":"7,877,859"},{"v":3838707.975,"d":"3,838,708"},{"v":621944,"d":"621,944"},{"v":305047,"d":"305,047"},{"v":478.372,"d":"478"},{"v":240.73,"d":"241"},{"v":416.5,"d":"417"},{"v":832780.387,"d":"832,780"},{"v":176452.887,"d":"176,453"},{"v":25650.97,"d":"25,651"},{"v":838808.043,"d":"838,808"},null,1.538,1.578,1.339,{"v":2677.992,"d":"2,677.992"},0.284,0.041,{"v":2697.375,"d":"2,697.375"},null,0.121,0.125,0.106,211.423,0.022,0.003,212.953,null,1.538,1.578,1.339,{"v":2677.992,"d":"2,677.992"},0.284,0.041,{"v":2697.375,"d":"2,697.375"},null,{"v":478.372,"d":"478"},{"v":240.73,"d":"241"},{"v":416.5,"d":"417"},{"v":832780.387,"d":"832,780"},{"v":176452.887,"d":"176,453"},{"v":25650.97,"d":"25,651"},null,{"v":7877858.85,"d":"7,877,859"},{"v":3838707.975,"d":"3,838,708"},{"v":7877858.85,"d":"7,877,859"},{"v":3838707.975,"d":"3,838,708"},"EPA/CAMD","EPA/CAMD","EPA/CAMD","EPA/CAMD","EIA","EIA","--","EPA/CAMD","EPA/CAMD",{"$nulls":14},{"v":12666.508401,"d":"12,666.508"},{"v":610313.17,"d":"610,313"},{"v":-2000,"d":"(2,000)"},{"v":13630.826,"d":"13,631"},0,0,0,0,0,0,0,0,{"v":621943.996,"d":"621,944"},0,0,{"v":621943.996,"d":"621,944"},0,{"v":0.978153766864679,"d":"97.8%"},{"v":0,"d":"0.0%"},{"v":0.0218462331353213,"d":"2.2%"},{"v":0,"d":"0.0%"},{"v":0,"d":"0.0%"},{"v":0,"d":"0.0%"},{"v":0,"d":"0.0%"},{"v":0,"d":"0.0%"},{"v":0,"d":"0.0%"},{"v":0,"d":"0.0%"},{"v":0,"d":"0.0%"},{"v":1,"d":"100.0%"},{"v":0,"d":"0.0%"},{"v":0,"d":"0.0%"},{"v":1,"d":"100.0%"},{"v":0,"d":"0.0%"}]
[4152,2020,"IN","Bluff Point Wind Facility",61303,"AEP Texas Central Company",3278,"Bluff Point Wind, LLC",60944,"IPP Non-CHP","PJM Interconnection, LLC","PJM","RFC","RFCW","RFC West","PJM","18","075","Jay",40.319,-84.9769,1,1,"WND","WIND",null,{"v":0.35367,"d":"0.3537"},119.7,{"$nulls":9},{"v":3253466,"d":"3,253,466"},{"v":912795,"d":"912,795"},{"v":370850,"d":"370,850"},{"v":104046,"d":"104,046"},{"$nulls":41},{"v":3253466,"d":"3,253,466"},{"v":912795,"d":"912,795"},{"$nulls":6},"--","EIA","EIA",{"$nulls":15},0,0,0,0,0,0,{"v":370850,"d":"370,850"},0,0,0,0,0,{"v":370850,"d":"370,850"},{"v":370850,"d":"370,850"},0,{"v":370850,"d":"370,850"},{"v":0,"d":"0.0%"},{"v":0,"d":"0.0%"},{"v":0,"d":"0.0%"},{"v":0,"d":"0.0%"},{"v":0,"d":"0.0%"},{"v":0,"d":"0.0%"},{"v":1,"d":"100.0%"},{"v":0,"d":"0.0%"},{"v":0,"d":"0.0%"},{"v":0,"d":"0.0%"},{"v":0,"d":"0.0%"},{"v":0,"d":"0.0%"},{"v":1,"d":"100.0%"},{"v":1,"d":"100.0%"},{"v":0,"d":"0.0%"},{"v":1,"d":"100.0%"}]
[4177,2020,"IN","Deer Creek PV",59855,"Indiana Michigan Power Co",9324,"Indiana Michigan Power Co",9324,"Electric Utility","PJM Interconnection, LLC","PJM","RFC","RFCW","RFC West","PJM","18","053","Grant",40.51,-85.64,1,1,"SUN","SOLAR",null,0.1363,2.5,{"$nulls":9},{"v":26187,"d":"26,187"},{"v":16950,"d":"16,950"},{"v":2985,"d":"2,985"},{"v":1932,"d":"1,932"},{"$nulls":41},{"v":26187,"d":"26,187"},{"v":16950,"d":"16,950"},{"$nulls":6},"--","EIA","EIA",{"$nulls":15},0,0,0,0,0,0,0,{"v":2985,"d":"2,985"},0,0,0,0,{"v":2985,"d":"2,985"},{"v":2985,"d":"2,985"},0,{"v":2985,"d":"2,985"},{"v":0,"d":"0.0%"},{"v":0,"d":"0.0%"},{"v":0,"d":"0.0%"},{"v":0,"d":"0.0%"},{"v":0,"d":"0.0%"},{"v":0,"d":"0.0%"},{"v":0,"d":"0.0%"},{"v":1,"d":"100.0%"},{"v":0,"d":"0.0%"},{"v":0,"d":"0.0%"},{"v":0,"d":"0.0%"},{"v":0,"d":"0.0%"},{"v":1,"d":"100.0%"},{"v":1,"d":"100.0%"},{"v":0,"d":"0.0%"},{"v":1,"d":"100.0%"}]
[4186,2020,"IN","Ellettsville Solar RES",59985,"South Central Indiana REMC",12929,"Hoosier Energy R E C, Inc",9267,"Electric Utility","Midcontinent Independent Transmission System Operator, Inc..","MISO","RFC","RFCW","RFC West","MISO","18","105","Monroe",39.25482,-86.656796,1,1,"SUN","SOLAR",null,{"v":0.17061,"d":"0.1706"},1.1,{"$nulls":9},{"v":14423,"d":"14,423"},{"v":8442,"d":"8,442"},{"v":1644,"d":"1,644"},962,{"$nulls":41},{"v":14423,"d":"14,423"},{"v":8442,"d":"8,442"},{"$nulls":6},"--","EIA","EIA",{"$nulls":15},0,0,0,0,0,0,0,{"v":1644,"d":"1,644"},0,0,0,0,{"v":1644,"d":"1,644"},{"v":1644,"d":"1,644"},0,{"v":1644,"d":"1,644"},{"v":0,"d":"0.0%"},{"v":0,"d":"0.0%"},{"v":0,"d":"0.0%"},{"v":0,"d":"0.0%"},{"v":0,"d":"0.0%"},{"v":0,"d":"0.0%"},{"v":0,"d":"0.0%"},{"v":1,"d":"100.0%"},{"v":0,"d":"0.0%"},{"v":0,"d":"0.0%"},{"v":0,"d":"0.0%"},{"v":0,"d":"0.0%"},{"v":1,"d":"100.0%"},{"v":1,"d":"100.0%"},{"v":0,"d":"0.0%"},{"v":1,"d":"100.0%"}]
[4219,2020,"IN","IMPA Tell City Solar Park",59482,"City of Tell City - (IN)",18538,"Indiana Municipal Power Agency",9234,"Electric Utility","Midcontinent Independent Transmission System Operator, Inc..","MISO","RFC","RFCW","RFC West","MISO","18","123","Perry",37.946111,-86.7375,1,1,"SUN","SOLAR",null,{"v":0.16587,"d":"0.1659"},{"v":1,"d":"1.0"},{"$nulls":9},{"v":12747,"d":"12,747"},{"v":7461,"d":"7,461"},{"v":1453,"d":"1,453"},851,{"$nulls":41},{"v":12747,"d":"12,747"},{"v":7461,"d":"7,461"},{"$nulls":6},"--","EIA","EIA",{"$nulls":15},0,0,0,0,0,0,0,{"v":1453,"d":"1,453"},0,0,0,0,{"v":1453,"d":"1,453"},{"v":1453,"d":"1,453"},0,{"v":1453,"d":"1,453"},{"v":0,"d":"0.0%"},{"v":0,"d":"0.0%"},{"v":0,"d":"0.0%"},{"v":0,"d":"0.0%"},{"v":0,"d":"0.0%"},{"v":0,"d":"0.0%"},{"v":0,"d":"0.0%"},{"v":1,"d":"100.0%"},{"v":0,"d":"0.0%"},{"v":0,"d":"0.0%"},{"v":0,"d":"0.0%"},{"v":0,"d":"0.0%"},{"v":1,"d":"100.0%"},{"v":1,"d":"100.0%"},{"v":0,"d":"0.0%"},{"v":1,"d":"100.0%"}]
[4237,2020,"IN","Kokomo Solar 1, LLC",60864,"Duke Energy Indiana, LLC",15470,"Kokomo Solar 1, LLC",60505,"IPP Non-CHP","Midcontinent Independent Transmission System Operator, Inc..","MISO","RFC","RFCW","RFC West","MISO","18","067","Howard",40.473,-86.146,1,1,"SUN","SOLAR",null,{"v":0.16533,"d":"0.1653"},5.4,{"$nulls":9},{"v":68613,"d":"68,613"},{"v":40162,"d":"40,162"},{"v":7821,"d":"7,821"},{"v":4578,"d":"4,578"},{"$nulls":41},{"v":68613,"d":"68,613"},{"v":40162,"d":"40,162"},{"$nulls":6},"--","EIA","EIA",{"$nulls":15},0,0,0,0,0,0,0,{"v":7821,"d":"7,821"},0,0,0,0,{"v":7821,"d":"7,821"},{"v":7821,"d":"7,821"},0,{"v":7821,"d":"7,821"},{"v":0,"d":"0.0%"},{"v":0,"d":"0.0%"},{"v":0,"d":"0.0%"},{"v":0,"d":"0.0%"},{"v":0,"d":"0.0%"},{"v":0,"d":"0.0%"},{"v":0,"d":"0.0%"},{"v":1,"d":"100.0%"},{"v":0,"d":"0.0%"},{"v":0,"d":"0.0%"},{"v":0,"d":"0.0%"},{"v":0,"d":"0.0%"},{"v":1,"d":"100.0%"},{"v":1,"d":"100.0%"},{"v":0,"d":"0.0%"},{"v":1,"d":"100.0%"}]
[4278,2020,"IN","Peru 2",64246,"City of Peru - (IN)",14839,"Indiana Municipal Power Agency",9234,"Electric Utility","Midcontinent Independent Transmission System Operator, Inc..","MISO","RFC","RFCW","RFC West","MISO","18","103","Miami",40.758183,-86.105014,1,1,"SUN","SOLAR",null,null,9.5,{"$nulls":62},"--"]
[4287,2020,"IN","Prairies Edge Generating Facility",58129,"Jasper County Rural E M C",9665,"Prairies Edge Dairy Farms LLC",58082,"Industrial Non-CHP","Midcontinent Independent Transmission System Operator, Inc..","MISO","RFC","RFCW","RFC West","MISO","18","073","Jasper",41.06058,-87.307136,1,1,"NG","GAS",null,{"v":0.20278,"d":"0.2028"},1.1,{"v":0.995364604953646,"d":"0.9954"},null,"Yes",0,null,{"v":1,"d":"1.0000"},null,{"v":19273,"d":"19,273"},{"v":8437,"d":"8,437"},{"v":19273,"d":"19,273"},{"v":8437,"d":"8,437"},{"v":1954,"d":"1,954"},855,{"v":26.674,"d":"27"},{"v":11.677,"d":"12"},{"v":0.031,"d":"0"},{"v":1126.401,"d":"1,126"},{"v":42.49,"d":"42"},{"v":4.249,"d":"4"},{"v":1127.565,"d":"1,128"},null,27.302,27.315,0.032,{"v":1152.918,"d":"1,152.918"},0.022,{"v":2E-3,"d":"0.002"},{"v":1154.11,"d":"1,154.110"},null,2.768,2.768,0.003,116.889,{"v":2E-3,"d":"0.002"},{"v":0,"d":"0.000"},{"v":117.01,"d":"117.010"},null,27.302,27.315,0.032,{"v":1152.918,"d":"1,152.918"},0.022,{"v":2E-3,"d":"0.002"},{"v":1154.11,"d":"1,154.110"},null,{"v":26.674,"d":"27"},{"v":11.677,"d":"12"},{"v":0.031,"d":"0"},{"v":1126.401,"d":"1,126"},{"v":42.49,"d":"42"},{"v":4.249,"d":"4"},null,{"v":19273,"d":"19,273"},{"v":8437,"d":"8,437"},{"v":19273,"d":"19,273"},{"v":8437,"d":"8,437"},"EIA","EIA","EIA","EIA","EIA","EIA","--","EIA","EIA",{"$nulls":6},0,0,0,0,0,0,0,0,{"v":9863.357216,"d":"9,863.357"},0,0,{"v":1954,"d":"1,954"},0,0,0,0,0,0,0,0,{"v":1954,"d":"1,954"},0,0,{"v":1954,"d":"1,954"},0,{"v":0,"d":"0.0%"},{"v":0,"d":"0.0%"},{"v":1,"d":"100.0%"},{"v":0,"d":"0.0%"},{"v":0,"d":"0.0%"},{"v":0,"d":"0.0%"},{"v":0,"d":"0.0%"},{"v":0,"d":"0.0%"},{"v":0,"d":"0.0%"},{"v":0,"d":"0.0%"},{"v":0,"d":"0.0%"},{"v":1,"d":"100.0%"},{"v":0,"d":"0.0%"},{"v":0,"d":"0.0%"},{"v":1,"d":"100.0%"},{"v":0,"d":"0.0%"}]
[4312,2020,"IN","St. Joseph Energy Center LLC",57794,"Indiana Michigan Power Co",9324,"St Joseph Energy Center LLC",57109,"IPP Non-CHP","PJM Interconnection, LLC","PJM","RFC","RFCW","RFC West","PJM","18","141","St Joseph",41.698992,-86.479699,2,7,"NG","GAS",null,{"v":0.24738,"d":"0.2474"},{"v":2186,"d":"2,186.0"},{"v":0.921030955255598,"d":"0.9210"},{"$nulls":6},{"v":31951260,"d":"31,951,260"},{"v":12903483,"d":"12,903,483"},{"v":31951260,"d":"31,951,260"},{"v":12903483,"d":"12,903,483"},{"v":4737196,"d":"4,737,196"},{"v":1893677,"d":"1,893,677"},{"v":105.894,"d":"106"},{"v":45.704,"d":"46"},{"v":9.6,"d":"10"},{"v":1898816.625,"d":"1,898,817"},{"v":71996.759,"d":"71,997"},{"v":7199.676,"d":"7,200"},{"v":1900789.336,"d":"1,900,789"},null,0.045,0.048,0.004,801.663,0.015,{"v":2E-3,"d":"0.002"},802.496,null,0.007,0.007,{"v":1E-3,"d":"0.001"},118.857,{"v":2E-3,"d":"0.002"},{"v":0,"d":"0.000"},118.981,null,0.045,0.048,0.004,801.663,0.015,{"v":2E-3,"d":"0.002"},802.496,null,{"v":105.894,"d":"106"},{"v":45.704,"d":"46"},{"v":9.6,"d":"10"},{"v":1898816.625,"d":"1,898,817"},{"v":71996.759,"d":"71,997"},{"v":7199.676,"d":"7,200"},null,{"v":31951260,"d":"31,951,260"},{"v":12903483,"d":"12,903,483"},{"v":31951260,"d":"31,951,260"},{"v":12903483,"d":"12,903,483"},"EPA/CAMD","EPA/CAMD","EPA/CAMD","EPA/CAMD","EIA","EIA","--","EPA/CAMD","EPA/CAMD",{"$nulls":14},{"v":6744.762091,"d":"6,744.762"},0,0,{"v":4737196,"d":"4,737,196"},0,0,0,0,0,0,0,0,{"v":4737196,"d":"4,737,196"},0,0,{"v":4737196,"d":"4,737,196"},0,{"v":0,"d":"0.0%"},{"v":0,"d":"0.0%"},{"v":1,"d":"100.0%"},{"v":0,"d":"0.0%"},{"v":0,"d":"0.0%"},{"v":0,"d":"0.0%"},{"v":0,"d":"0.0%"},{"v":0,"d":"0.0%"},{"v":0,"d":"0.0%"},{"v":0,"d":"0.0%"},{"v":0,"d":"0.0%"},{"v":1,"d":"100.0%"},{"v":0,"d":"0.0%"},{"v":0,"d":"0.0%"},{"v":1,"d":"100.0%"},{"v":0,"d":"0.0%"}]
[4345,2020,"KS","Alexander Wind Farm LLC",58666,"Midwest Energy Inc",12524,"SRIV Partnership LLC",62042,"IPP Non-CHP","Southwest Power Pool","SWPP","MRO","SPNO","SPP North",null,"20","165","Rush",38.424722,-99.5075,1,1,"WND","WIND",null,{"v":0.48387,"d":"0.4839"},50.7,{"$nulls":9},{"v":1885318,"d":"1,885,318"},{"v":750382,"d":"750,382"},{"v":214900,"d":"214,900"},{"v":85533,"d":"85,533"},{"$nulls":41},{"v":1885318,"d":"1,885,318"},{"v":750382,"d":"750,382"},{"$nulls":6},"--","EIA","EIA",{"$nulls":15},0,0,0,0,0,0,{"v":214900,"d":"214,900"},0,0,0,0,0,{"v":214900,"d":"214,900"},{"v":214900,"d":"214,900"},0,{"v":214900,"d":"214,900"},{"v":0,"d":"0.0%"},{"v":0,"d":"0.0%"},{"v":0,"d":"0.0%"},{"v":0,"d":"0.0%"},{"v":0,"d":"0.0%"},{"v":0,"d":"0.0%"},{"v":1,"d":"100.0%"},{"v":0,"d":"0.0%"},{"v":0,"d":"0.0%"},{"v":0,"d":"0.0%"},{"v":0,"d":"0.0%"},{"v":0,"d":"0.0%"},{"v":1,"d":"100.0%"},{"v":1,"d":"100.0%"},{"v":0,"d":"0.0%"},{"v":1,"d":"100.0%"}]
[4370,2020,"KS","Cimarron Bend Wind Project I, LLC",60687,"ITC Great Plains, LLC",56526,"Cimarron Bend Wind Project I, LLC",60406,"IPP Non-CHP","Southwest Power Pool","SWPP","MRO","SPNO","SPP North",null,"20","025","Clark",37.355,-99.991,1,1,"WND","WIND",null,{"v":0.51511,"d":"0.5151"},{"v":200,"d":"200.0"},{"$nulls":9},{"v":7917421,"d":"7,917,421"},{"v":3367489,"d":"3,367,489"},{"v":902476,"d":"902,476"},{"v":383847,"d":"383,847"},{"$nulls":41},{"v":7917421,"d":"7,917,421"},{"v":3367489,"d":"3,367,489"},{"$nulls":6},"--","EIA","EIA",{"$nulls":15},0,0,0,0,0,0,{"v":902476,"d":"902,476"},0,0,0,0,0,{"v":902476,"d":"902,476"},{"v":902476,"d":"902,476"},0,{"v":902476,"d":"902,476"},{"v":0,"d":"0.0%"},{"v":0,"d":"0.0%"},{"v":0,"d":"0.0%"},{"v":0,"d":"0.0%"},{"v":0,"d":"0.0%"},{"v":0,"d":"0.0%"},{"v":1,"d":"100.0%"},{"v":0,"d":"0.0%"},{"v":0,"d":"0.0%"},{"v":0,"d":"0.0%"},{"v":0,"d":"0.0%"},{"v":0,"d":"0.0%"},{"v":1,"d":"100.0%"},{"v":1,"d":"100.0%"},{"v":0,"d":"0.0%"},{"v":1,"d":"100.0%"}]
[4379,2020,"KS","CML&P Generating Facility No. 2",59726,"City of Coffeyville - (KS)",3892,"City of Coffeyville - (KS)",3892,"Electric Utility","Southwest Power Pool","SWPP","MRO","SPSO","SPP South",null,"20","125","Montgomery",37.092977,-95.585154,3,3,"NG","GAS",null,{"v":0.09056,"d":"0.0906"},56.1,{"v":1,"d":"1.0000"},{"$nulls":6},{"v":404622,"d":"404,622"},{"v":182463.996,"d":"182,464"},{"v":404622,"d":"404,622"},{"v":182463.996,"d":"182,464"},{"v":44504.001,"d":"44,504"},{"v":20069.001,"d":"20,069"},{"v":549.012,"d":"549"},{"v":247.578,"d":"248"},{"v":0.646,"d":"1"},{"v":23647.941,"d":"23,648"},{"v":892.04,"d":"892"},{"v":89.204,"d":"89"},{"v":23672.383,"d":"23,672"},null,24.672,24.673,0.029,{"v":1062.733,"d":"1,062.733"},{"v":0.02,"d":"0.020"},{"v":2E-3,"d":"0.002"},{"v":1063.832,"d":"1,063.832"},null,2.714,2.714,0.003,116.889,{"v":2E-3,"d":"0.002"},{"v":0,"d":"0.000"},{"v":117.01,"d":"117.010"},null,24.672,24.673,0.029,{"v":1062.733,"d":"1,062.733"},{"v":0.02,"d":"0.020"},{"v":2E-3,"d":"0.002"},{"v":1063.832,"d":"1,063.832"},null,{"v":549.012,"d":"549"},{"v":247.578,"d":"248"},{"v":0.646,"d":"1"},{"v":23647.941,"d":"23,648"},{"v":892.04,"d":"892"},{"v":89.204,"d":"89"},null,{"v":404622,"d":"404,622"},{"v":182463.996,"d":"182,464"},{"v":404622,"d":"404,622"},{"v":182463.996,"d":"182,464"},"EIA","EIA","EIA","EIA","EIA","EIA","--","EIA","EIA",{"$nulls":14},{"v":9091.811972,"d":"9,091.812"},0,0,{"v":44504,"d":"44,504"},0,0,0,0,0,0,0,0,{"v":44504,"d":"44,504"},0,0,{"v":44504,"d":"44,504"},0,{"v":0,"d":"0.0%"},{"v":0,"d":"0.0%"},{"v":1,"d":"100.0%"},{"v":0,"d":"0.0%"},{"v":0,"d":"0.0%"},{"v":0,"d":"0.0%"},{"v":0,"d":"0.0%"},{"v":0,"d":"0.0%"},{"v":0,"d":"0.0%"},{"v":0,"d":"0.0%"},{"v":0,"d":"0.0%"},{"v":1,"d":"100.0%"},{"v":0,"d":"0.0%"},{"v":0,"d":"0.0%"},{"v":1,"d":"100.0%"},{"v":0,"d":"0.0%"}]
[4412,2020,"KS","Great Bend Station aka Arthur Mullergren",1235,"Sunflower Electric Power Corp",18315,"Sunflower Electric Power Corp",18315,"Electric Utility","Southwest Power Pool","SWPP","MRO","SPNO","SPP North",null,"20","009","Barton",38.41,-98.8689,1,1,"NG","GAS",null,{"v":0,"d":"0.0000"},81.6,{"$nulls":7},{"v":17623.414,"d":"17,623"},{"v":17623.414,"d":"17,623"},{"v":17623.414,"d":"17,623"},{"v":17623.414,"d":"17,623"},{"v":-436,"d":"(436)"},901,{"v":1.12,"d":"1"},{"v":1.12,"d":"1"},0,{"v":1047.1,"d":"1,047"},{"v":36.802,"d":"37"},{"v":3.68,"d":"4"},{"v":1048.108,"d":"1,048"},null,{"v":0,"d":"0.000"},2.486,{"v":0,"d":"0.000"},{"v":0,"d":"0.000"},{"v":0,"d":"0.000"},{"v":0,"d":"0.000"},{"v":0,"d":"0.000"},null,0.127,0.127,{"v":0,"d":"0.000"},118.831,{"v":2E-3,"d":"0.002"},{"v":0,"d":"0.000"},118.945,null,{"v":0,"d":"0.000"},2.486,{"v":0,"d":"0.000"},{"v":0,"d":"0.000"},{"v":0,"d":"0.000"},{"v":0,"d":"0.000"},{"v":0,"d":"0.000"},null,{"v":1.12,"d":"1"},{"v":1.12,"d":"1"},0,{"v":1047.1,"d":"1,047"},{"v":36.802,"d":"37"},{"v":3.68,"d":"4"},null,{"v":17623.414,"d":"17,623"},{"v":17623.414,"d":"17,623"},{"v":17623.414,"d":"17,623"},{"v":17623.414,"d":"17,623"},"EPA/CAMD","EPA/CAMD","EPA/CAMD","EPA/CAMD","EIA","EIA","--","EPA/CAMD","EPA/CAMD",{"$nulls":14},{"v":-40420.674455,"d":"(40,420.674)"},0,0,{"v":-436,"d":"(436)"},0,0,0,0,0,0,0,0,{"v":-436,"d":"(436)"},0,0,{"v":-436,"d":"(436)"},0]
[4437,2020,"KS","Larned",1299,"City of Larned - (KS)",10713,"City of Larned - (KS)",10713,"Electric Utility","Southwest Power Pool","SWPP","MRO","SPNO","SPP North",null,"20","145","Pawnee",38.176167,-99.099984,9,9,"DFO","OIL",null,{"v":0,"d":"0.0000"},29.2,{"$nulls":7},{"v":1603.001,"d":"1,603"},{"v":652.999,"d":"653"},{"v":1603.001,"d":"1,603"},{"v":652.999,"d":"653"},{"v":-300.998,"d":"(301)"},{"v":-123,"d":"(123)"},{"v":2.657,"d":"3"},{"v":1.082,"d":"1"},{"v":0.232,"d":"0"},{"v":130.905,"d":"131"},{"v":10.602,"d":"11"},{"v":2.12,"d":"2"},{"v":131.353,"d":"131"},null,{"v":0,"d":"0.000"},{"v":0,"d":"0.000"},{"v":0,"d":"0.000"},{"v":0,"d":"0.000"},{"v":0,"d":"0.000"},{"v":0,"d":"0.000"},{"v":0,"d":"0.000"},null,3.315,3.314,{"v":0.29,"d":"0.290"},163.325,0.007,{"v":1E-3,"d":"0.001"},163.884,null,{"v":0,"d":"0.000"},{"v":0,"d":"0.000"},{"v":0,"d":"0.000"},{"v":0,"d":"0.000"},{"v":0,"d":"0.000"},{"v":0,"d":"0.000"},{"v":0,"d":"0.000"},null,{"v":2.657,"d":"3"},{"v":1.082,"d":"1"},{"v":0.232,"d":"0"},{"v":130.905,"d":"131"},{"v":10.602,"d":"11"},{"v":2.12,"d":"2"},null,{"v":1603.001,"d":"1,603"},{"v":652.999,"d":"653"},{"v":1603.001,"d":"1,603"},{"v":652.999,"d":"653"},"EIA","EIA","EIA","EIA","EIA","EIA","--","EIA","EIA",{"$nulls":14},{"v":-5325.584741,"d":"(5,325.585)"},0,{"v":-301,"d":"(301)"},0,0,0,0,0,0,0,0,0,{"v":-301,"d":"(301)"},0,0,{"v":-301,"d":"(301)"},0]
[4470,2020,"KS","Quindaro",1295,"City of Kansas City - (KS)",9996,"City of Kansas City - (KS)",9996,"Electric Utility","Southwest Power Pool","SWPP","MRO","SPNO","SPP North",null,"20","209","Wyandotte",39.1492,-94.6381,3,5,"DFO","OIL",null,{"v":9.1E-4,"d":"0.0009"},388.4,{"v":1,"d":"1.0000"},{"$nulls":6},{"v":91023.5,"d":"91,024"},{"v":75666.199,"d":"75,666"},{"v":91023.5,"d":"91,024"},{"v":75666.199,"d":"75,666"},{"v":3081,"d":"3,081"},{"v":1258,"d":"1,258"},{"v":54.614,"d":"55"},{"v":45.4,"d":"45"},0,{"v":7433.24,"d":"7,433"},{"v":425.041,"d":"425"},{"v":85.008,"d":"85"},{"v":7451.219,"d":"7,451"},null,35.452,72.178,{"v":0,"d":"0.000"},{"v":4825.213,"d":"4,825.213"},0.138,0.028,{"v":4836.884,"d":"4,836.884"},null,{"v":1.2,"d":"1.200"},{"v":1.2,"d":"1.200"},{"v":0,"d":"0.000"},163.326,0.005,{"v":1E-3,"d":"0.001"},163.721,null,35.452,72.178,{"v":0,"d":"0.000"},{"v":4825.213,"d":"4,825.213"},0.138,0.028,{"v":4836.884,"d":"4,836.884"},null,{"v":54.614,"d":"55"},{"v":45.4,"d":"45"},0,{"v":7433.24,"d":"7,433"},{"v":425.041,"d":"425"},{"v":85.008,"d":"85"},null,{"v":91023.5,"d":"91,024"},{"v":75666.199,"d":"75,666"},{"v":91023.5,"d":"91,024"},{"v":75666.199,"d":"75,666"},"EPA/CAMD; EIA","EPA/CAMD; EIA","EPA/CAMD; EIA","EIA","EIA","EIA","--","EPA/CAMD; EIA","EPA/CAMD; EIA",{"$nulls":14},{"v":29543.492373,"d":"29,543.492"},0,{"v":3081,"d":"3,081"},0,0,0,0,0,0,0,0,0,{"v":3081,"d":"3,081"},0,0,{"v":3081,"d":"3,081"},0,{"v":0,"d":"0.0%"},{"v":1,"d":"100.0%"},{"v":0,"d":"0.0%"},{"v":0,"d":"0.0%"},{"v":0,"d":"0.0%"},{"v":0,"d":"0.0%"},{"v":0,"d":"0.0%"},{"v":0,"d":"0.0%"},{"v":0,"d":"0.0%"},{"v":0,"d":"0.0%"},{"v":0,"d":"0.0%"},{"v":1,"d":"100.0%"},{"v":0,"d":"0.0%"},{"v":0,"d":"0.0%"},{"v":1,"d":"100.0%"},{"v":0,"d":"0.0%"}]
[4495,2020,"KS","Wamego",1328,"Evergy Kansas Central, Inc",22500,"City of Wamego - (KS)",20069,"Electric Utility","Southwest Power Pool","SWPP","MRO","SPNO","SPP North",null,"20","149","Pottawatomie",39.1992,-96.3086,9,9,"NG","GAS",null,{"v":0,"d":"0.0000"},15.2,{"$nulls":7},{"v":3334.001,"d":"3,334"},{"v":1491.001,"d":"1,491"},{"v":3334.001,"d":"3,334"},{"v":1491.001,"d":"1,491"},{"v":-488.002,"d":"(488)"},{"v":-218.001,"d":"(218)"},{"v":4.223,"d":"4"},{"v":1.906,"d":"2"},{"v":0.005,"d":"0"},{"v":194.853,"d":"195"},{"v":8.594,"d":"9"},{"v":1.046,"d":"1"},{"v":195.116,"d":"195"},null,{"v":0,"d":"0.000"},{"v":0,"d":"0.000"},{"v":0,"d":"0.000"},{"v":0,"d":"0.000"},{"v":0,"d":"0.000"},{"v":0,"d":"0.000"},{"v":0,"d":"0.000"},null,2.533,2.557,0.003,116.888,0.003,{"v":0,"d":"0.000"},117.046,null,{"v":0,"d":"0.000"},{"v":0,"d":"0.000"},{"v":0,"d":"0.000"},{"v":0,"d":"0.000"},{"v":0,"d":"0.000"},{"v":0,"d":"0.000"},{"v":0,"d":"0.000"},null,{"v":4.223,"d":"4"},{"v":1.906,"d":"2"},{"v":0.005,"d":"0"},{"v":194.853,"d":"195"},{"v":8.594,"d":"9"},{"v":1.046,"d":"1"},null,{"v":3334.001,"d":"3,334"},{"v":1491.001,"d":"1,491"},{"v":3334.001,"d":"3,334"},{"v":1491.001,"d":"1,491"},"EIA","EIA","EIA","EIA","EIA","EIA","--","EIA","EIA",{"$nulls":14},{"v":-6831.969214,"d":"(6,831.969)"},0,{"v":-40.646,"d":"(41)"},{"v":-447.354,"d":"(447)"},0,0,0,0,0,0,0,0,{"v":-488,"d":"(488)"},0,0,{"v":-488,"d":"(488)"},0]
[4501,2020,"KS","Wellington 2",7339,"Westar Energy Inc",22500,"City of Wellington - (KS)",20315,"Electric Utility","Southwest Power Pool","SWPP","MRO","SPNO","SPP North",null,"20","191","Sumner",37.2678,-97.3497,1,1,"NG","GAS",null,{"v":0.00514,"d":"0.0051"},{"v":20,"d":"20.0"},{"v":1,"d":"1.0000"},{"$nulls":6},{"v":14221,"d":"14,221"},{"v":6413,"d":"6,413"},{"v":14221,"d":"14,221"},{"v":6413,"d":"6,413"},901,406,{"v":2.241,"d":"2"},{"v":1.011,"d":"1"},{"v":0.023,"d":"0"},{"v":831.14,"d":"831"},{"v":31.352,"d":"31"},{"v":3.135,"d":"3"},{"v":831.999,"d":"832"},null,4.974,{"v":4.98,"d":"4.980"},{"v":0.05,"d":"0.050"},{"v":1844.928,"d":"1,844.928"},0.035,0.003,{"v":1846.835,"d":"1,846.835"},null,0.315,0.315,0.003,116.889,{"v":2E-3,"d":"0.002"},{"v":0,"d":"0.000"},{"v":117.01,"d":"117.010"},null,4.974,{"v":4.98,"d":"4.980"},{"v":0.05,"d":"0.050"},{"v":1844.928,"d":"1,844.928"},0.035,0.003,{"v":1846.835,"d":"1,846.835"},null,{"v":2.241,"d":"2"},{"v":1.011,"d":"1"},{"v":0.023,"d":"0"},{"v":831.14,"d":"831"},{"v":31.352,"d":"31"},{"v":3.135,"d":"3"},null,{"v":14221,"d":"14,221"},{"v":6413,"d":"6,413"},{"v":14221,"d":"14,221"},{"v":6413,"d":"6,413"},"EIA","EIA","EIA","EIA","EIA","EIA","--","EIA","EIA",{"$nulls":14},{"v":15783.573807,"d":"15,783.574"},0,0,901,0,0,0,0,0,0,0,0,901,0,0,901,0,{"v":0,"d":"0.0%"},{"v":0,"d":"0.0%"},{"v":1,"d":"100.0%"},{"v":0,"d":"0.0%"},{"v":0,"d":"0.0%"},{"v":0,"d":"0.0%"},{"v":0,"d":"0.0%"},{"v":0,"d":"0.0%"},{"v":0,"d":"0.0%"},{"v":0,"d":"0.0%"},{"v":0,"d":"0.0%"},{"v":1,"d":"100.0%"},{"v":0,"d":"0.0%"},{"v":0,"d":"0.0%"},{"v":1,"d":"100.0%"},{"v":0,"d":"0.0%"}]
[4538,2020,"KY","Haefling",1358,"Kentucky Utilities Co",10171,"Kentucky Utilities Co",10171,"Electric Utility","LG&E and KU Services Company as agent for Louisville Gas and Electric Company and Kentucky Utilities","LGEE","SERC","SRTV","SERC Tennessee Valley",null,"21","067","Fayette",38.0794,-84.5194,3,3,"NG","GAS",null,{"v":0,"d":"0.0000"},62.1,{"$nulls":7},632,297,632,297,{"v":-72,"d":"(72)"},{"v":-34,"d":"(34)"},{"v":0.098,"d":"0"},{"v":0.046,"d":"0"},{"v":1E-3,"d":"0"},{"v":36.936,"d":"37"},{"v":1.393,"d":"1"},{"v":0.139,"d":"0"},{"v":36.974,"d":"37"},null,{"v":0,"d":"0.000"},{"v":0,"d":"0.000"},{"v":0,"d":"0.000"},{"v":0,"d":"0.000"},{"v":0,"d":"0.000"},{"v":0,"d":"0.000"},{"v":0,"d":"0.000"},null,{"v":0.31,"d":"0.310"},{"v":0.31,"d":"0.310"},0.003,116.886,{"v":2E-3,"d":"0.002"},{"v":0,"d":"0.000"},117.007,null,{"v":0,"d":"0.000"},{"v":0,"d":"0.000"},{"v":0,"d":"0.000"},{"v":0,"d":"0.000"},{"v":0,"d":"0.000"},{"v":0,"d":"0.000"},{"v":0,"d":"0.000"},null,{"v":0.098,"d":"0"},{"v":0.046,"d":"0"},{"v":1E-3,"d":"0"},{"v":36.936,"d":"37"},{"v":1.393,"d":"1"},{"v":0.139,"d":"0"},null,632,297,632,297,"EIA","EIA","EIA","EIA","EIA","EIA","--","EIA","EIA",{"$nulls":14},{"v":-8777.777778,"d":"(8,777.778)"},0,0,{"v":-72,"d":"(72)"},0,0,0,0,0,0,0,0,{"v":-72,"d":"(72)"},0,0,{"v":-72,"d":"(72)"},0]
[4563,2020,"KY","Ravenna Hydroelectric Project",62747,"Jackson Energy Coop Corp - (KY)",9575,"Lock 12 Hydro Partners, LLC",62661,"IPP Non-CHP","PJM Interconnection, LLC","PJM","SERC","SRTV","SERC Tennessee Valley","PJM","21","065","Estill",37.677484,-83.948553,5,5,"WAT","HYDRO",null,null,2.5,{"$nulls":62},"--"]
[4572,2020,"KY","Tyrone",1361,"Kentucky Utilities Co",10171,"Kentucky Utilities Co",10171,"Electric Utility","LG&E and KU Services Company as agent for Louisville Gas and Electric Company and Kentucky Utilities","LGEE","SERC","SRTV","SERC Tennessee Valley",null,"21","239","Woodford",38.0478,-84.8483,3,3,{"$nulls":4},137.4,{"$nulls":62},"--"]
[4605,2020,"LA","ExxonMobil Garden City Gas Plant",50728,null,-9999,"Exxon Mobil Production Co",6529,"Industrial CHP","No balancing authority","NA","SERC","SPSO","SPP South",null,"22","101","St Mary",29.7,-91.55,5,5,"NG","GAS",null,null,2.7,{"$nulls":62},"--"]
[4630,2020,"LA","Louisiana Tech University Power Plant",54240,"Entergy Louisiana LLC",11241,"Louisiana Tech University",11233,"Commercial CHP","Midcontinent Independent Transmission System Operator, Inc..","MISO","SERC","SRMV","SERC Mississippi Valley","MISO","22","061","Lincoln",32.5256,-92.6497,3,3,"NG","GAS",null,{"v":0.32497,"d":"0.3250"},{"v":15,"d":"15.0"},{"v":0.791717402333841,"d":"0.7917"},null,"Yes",{"v":354855.2,"d":"354,855"},{"v":0.411,"d":"0"},{"v":0.353837,"d":"0.3538"},null,{"v":226616.571,"d":"226,617"},{"v":99672.808,"d":"99,673"},{"v":226616.571,"d":"226,617"},{"v":99672.808,"d":"99,673"},{"v":42701,"d":"42,701"},{"v":18781,"d":"18,781"},{"v":35.237,"d":"35"},{"v":15.498,"d":"15"},{"v":0.362,"d":"0"},{"v":13244.498,"d":"13,244"},{"v":499.604,"d":"500"},{"v":49.96,"d":"50"},{"v":13258.188,"d":"13,258"},null,{"v":1.65,"d":"1.650"},{"v":1.65,"d":"1.650"},0.017,620.337,0.012,{"v":1E-3,"d":"0.001"},620.978,null,0.311,0.311,0.003,116.889,{"v":2E-3,"d":"0.002"},{"v":0,"d":"0.000"},{"v":117.01,"d":"117.010"},null,{"v":1.65,"d":"1.650"},{"v":1.65,"d":"1.650"},0.017,620.337,0.012,{"v":1E-3,"d":"0.001"},620.978,null,{"v":99.585,"d":"100"},{"v":43.8,"d":"44"},{"v":1.023,"d":"1"},{"v":37431.031,"d":"37,431"},{"v":1411.961,"d":"1,412"},{"v":141.196,"d":"141"},null,{"v":640454,"d":"640,454"},{"v":281691,"d":"281,691"},{"v":640454,"d":"640,454"},{"v":281691,"d":"281,691"},"EIA","EIA","EIA","EIA","EIA","EIA","--","EIA","EIA",{"$nulls":6},{"v":413837.429,"d":"413,837"},{"v":182018.192,"d":"182,018"},{"v":64.348,"d":"64"},{"v":28.302,"d":"28"},{"v":0.661,"d":"1"},{"v":24186.533,"d":"24,187"},{"v":912.356,"d":"912"},{"v":91.236,"d":"91"},{"v":5307.055365,"d":"5,307.055"},0,0,{"v":42701,"d":"42,701"},0,0,0,0,0,0,0,0,{"v":42701,"d":"42,701"},0,0,{"v":42701,"d":"42,701"},0,{"v":0,"d":"0.0%"},{"v":0,"d":"0.0%"},{"v":1,"d":"100.0%"},{"v":0,"d":"0.0%"},{"v":0,"d":"0.0%"},{"v":0,"d":"0.0%"},{"v":0,"d":"0.0%"},{"v":0,"d":"0.0%"},{"v":0,"d":"0.0%"},{"v":0,"d":"0.0%"},{"v":0,"d":"0.0%"},{"v":1,"d":"100.0%"},{"v":0,"d":"0.0%"},{"v":0,"d":"0.0%"},{"v":1,"d":"100.0%"},{"v":0,"d":"0.0%"}]
[4663,2020,"LA","Rodemacher",1445,"City of Lafayette",9096,"Lafayette Utilities System",50111,"Electric Utility","Midcontinent Independent Transmission System Operator, Inc..","MISO","SERC","SPSO","SPP South","MISO","22","055","Lafayette",30.236111,-92.008333,2,2,"NG","GAS",null,null,38.7,{"$nulls":62},"--"]
[4688,2020,"MA","276 Federal Rd",64875,"NSTAR Electric Company",54913,"276FED WHAM8 Solar, LLC",64381,"IPP Non-CHP","ISO New England Inc.","ISNE","NPCC","NEWE","NPCC New England","ISONE","25","023","Plymouth",41.805144,-70.725244,2,2,{"$nulls":4},8.3,{"$nulls":62},"--"]
[4697,2020,"MA","Acushnet Hawes Reed Road",58271,"NSTAR Electric Company",54913,"Ahana Renewables, LLC",59622,"IPP Non-CHP","ISO New England Inc.","ISNE","NPCC","NEWE","NPCC New England","ISONE","25","005","Bristol",41.662222,-71.0425,1,1,"SUN","SOLAR",null,{"v":0.20377,"d":"0.2038"},{"v":1,"d":"1.0"},{"$nulls":9},{"v":15659,"d":"15,659"},{"v":8757,"d":"8,757"},{"v":1785,"d":"1,785"},998,{"$nulls":41},{"v":15659,"d":"15,659"},{"v":8757,"d":"8,757"},{"$nulls":6},"--","EIA","EIA",{"$nulls":15},0,0,0,0,0,0,0,{"v":1785,"d":"1,785"},0,0,0,0,{"v":1785,"d":"1,785"},{"v":1785,"d":"1,785"},0,{"v":1785,"d":"1,785"},{"v":0,"d":"0.0%"},{"v":0,"d":"0.0%"},{"v":0,"d":"0.0%"},{"v":0,"d":"0.0%"},{"v":0,"d":"0.0%"},{"v":0,"d":"0.0%"},{"v":0,"d":"0.0%"},{"v":1,"d":"100.0%"},{"v":0,"d":"0.0%"},{"v":0,"d":"0.0%"},{"v":0,"d":"0.0%"},{"v":0,"d":"0.0%"},{"v":1,"d":"100.0%"},{"v":1,"d":"100.0%"},{"v":0,"d":"0.0%"},{"v":1,"d":"100.0%"}]
[4730,2020,"MA","Belchertown Renewables Community Solar",61295,"Massachusetts Electric Co",11804,"Belchertown Renewables, LLC",60922,"IPP Non-CHP","ISO New England Inc.","ISNE","NPCC","NEWE","NPCC New England","ISONE","25","015","Hampshire",42.3,-72.3,1,1,"SUN","SOLAR",null,{"v":0.18781,"d":"0.1878"},{"v":4,"d":"4.0"},{"$nulls":9},{"v":57735,"d":"57,735"},{"v":32289,"d":"32,289"},{"v":6581,"d":"6,581"},{"v":3680,"d":"3,680"},{"$nulls":41},{"v":57735,"d":"57,735"},{"v":32289,"d":"32,289"},{"$nulls":6},"--","EIA","EIA",{"$nulls":15},0,0,0,0,0,0,0,{"v":6581,"d":"6,581"},0,0,0,0,{"v":6581,"d":"6,581"},{"v":6581,"d":"6,581"},0,{"v":6581,"d":"6,581"},{"v":0,"d":"0.0%"},{"v":0,"d":"0.0%"},{"v":0,"d":"0.0%"},{"v":0,"d":"0.0%"},{"v":0,"d":"0.0%"},{"v":0,"d":"0.0%"},{"v":0,"d":"0.0%"},{"v":1,"d":"100.0%"},{"v":0,"d":"0.0%"},{"v":0,"d":"0.0%"},{"v":0,"d":"0.0%"},{"v":0,"d":"0.0%"},{"v":1,"d":"100.0%"},{"v":1,"d":"100.0%"},{"v":0,"d":"0.0%"},{"v":1,"d":"100.0%"}]
[4755,2020,"MA","Braintree Landfill Solar",61538,"Town of Braintree - (MA)",2144,"Ameresco, Inc - Braintree",61147,"IPP Non-CHP","ISO New England Inc.","ISNE","NPCC","NEWE","NPCC New England","ISONE","25","021","Norfolk",42.207264,-70.997778,1,1,"SUN","SOLAR",null,{"v":0.18116,"d":"0.1812"},{"v":1,"d":"1.0"},{"$nulls":9},{"v":13923,"d":"13,923"},{"v":7786,"d":"7,786"},{"v":1587,"d":"1,587"},888,{"$nulls":41},{"v":13923,"d":"13,923"},{"v":7786,"d":"7,786"},{"$nulls":6},"--","EIA","EIA",{"$nulls":15},0,0,0,0,0,0,0,{"v":1587,"d":"1,587"},0,0,0,0,{"v":1587,"d":"1,587"},{"v":1587,"d":"1,587"},0,{"v":1587,"d":"1,587"},{"v":0,"d":"0.0%"},{"v":0,"d":"0.0%"},{"v":0,"d":"0.0%"},{"v":0,"d":"0.0%"},{"v":0,"d":"0.0%"},{"v":0,"d":"0.0%"},{"v":0,"d":"0.0%"},{"v":1,"d":"100.0%"},{"v":0,"d":"0.0%"},{"v":0,"d":"0.0%"},{"v":0,"d":"0.0%"},{"v":0,"d":"0.0%"},{"v":1,"d":"100.0%"},{"v":1,"d":"100.0%"},{"v":0,"d":"0.0%"},{"v":1,"d":"100.0%"}]
[4765,2020,"MA","Brookwood Drive",64727,"Fitchburg Gas & Elec Light Co",6374,"AES Distributed Energy",61012,"IPP Non-CHP","ISO New England Inc.","ISNE","NPCC","NEWE","NPCC New England","ISONE","25","005","Bristol",41.59,-71.0942,2,2,{"$nulls":4},{"v":8,"d":"8.0"},{"$nulls":62},"--"]
[4798,2020,"MA","Cherry Street",9038,"Town of Hudson - (MA)",8973,"Town of Hudson - (MA)",8973,"Electric Utility","ISO New England Inc.","ISNE","NPCC","NEWE","NPCC New England","ISONE","25","017","Middlesex",42.388611,-71.56,6,6,"DFO","OIL",null,{"v":0.00146,"d":"0.0015"},20.3,{"v":1,"d":"1.0000"},{"$nulls":6},{"v":2420.001,"d":"2,420"},{"v":719.001,"d":"719"},{"v":2420.001,"d":"2,420"},{"v":719.001,"d":"719"},{"v":258.999,"d":"259"},77,{"v":2.62,"d":"3"},{"v":0.541,"d":"1"},{"v":0.237,"d":"0"},{"v":197.623,"d":"198"},{"v":12.553,"d":"13"},{"v":2.338,"d":"2"},{"v":198.128,"d":"198"},null,20.232,14.052,1.833,{"v":1526.052,"d":"1,526.052"},0.048,0.009,{"v":1529.954,"d":"1,529.954"},null,2.165,1.505,0.196,163.325,0.005,{"v":1E-3,"d":"0.001"},163.742,null,20.232,14.052,1.833,{"v":1526.046,"d":"1,526.046"},0.048,0.009,{"v":1529.948,"d":"1,529.948"},null,{"v":2.62,"d":"3"},{"v":0.541,"d":"1"},{"v":0.237,"d":"0"},{"v":197.623,"d":"198"},{"v":12.553,"d":"13"},{"v":2.338,"d":"2"},null,{"v":2420.001,"d":"2,420"},{"v":719.001,"d":"719"},{"v":2420.001,"d":"2,420"},{"v":719.001,"d":"719"},"EIA","EIA","EIA","EIA","EIA","EIA","--","EIA","EIA",{"$nulls":14},{"v":9343.633468,"d":"9,343.633"},0,{"v":175.305,"d":"175"},{"v":83.695,"d":"84"},0,0,0,0,0,0,0,0,259,0,0,259,0,{"v":0,"d":"0.0%"},{"v":0.676853281853282,"d":"67.7%"},{"v":0.323146718146718,"d":"32.3%"},{"v":0,"d":"0.0%"},{"v":0,"d":"0.0%"},{"v":0,"d":"0.0%"},{"v":0,"d":"0.0%"},{"v":0,"d":"0.0%"},{"v":0,"d":"0.0%"},{"v":0,"d":"0.0%"},{"v":0,"d":"0.0%"},{"v":1,"d":"100.0%"},{"v":0,"d":"0.0%"},{"v":0,"d":"0.0%"},{"v":1,"d":"100.0%"},{"v":0,"d":"0.0%"}]
[4823,2020,"MA","Curtis Hill Solar CSG",60851,"Massachusetts Electric Co",11804,"CCC Solar Holdings LLC",61561,"IPP Non-CHP","ISO New England Inc.","ISNE","NPCC","NEWE","NPCC New England","ISONE","25","027","Worcester",42.175,-71.986,1,1,"SUN","SOLAR",null,{"v":0.19481,"d":"0.1948"},{"v":2,"d":"2.0"},{"$nulls":9},{"v":29944,"d":"29,944"},{"v":16745,"d":"16,745"},{"v":3413,"d":"3,413"},{"v":1909,"d":"1,909"},{"$nulls":41},{"v":29944,"d":"29,944"},{"v":16745,"d":"16,745"},{"$nulls":6},"--","EIA","EIA",{"$nulls":15},0,0,0,0,0,0,0,{"v":3413,"d":"3,413"},0,0,0,0,{"v":3413,"d":"3,413"},{"v":3413,"d":"3,413"},0,{"v":3413,"d":"3,413"},{"v":0,"d":"0.0%"},{"v":0,"d":"0.0%"},{"v":0,"d":"0.0%"},{"v":0,"d":"0.0%"},{"v":0,"d":"0.0%"},{"v":0,"d":"0.0%"},{"v":0,"d":"0.0%"},{"v":1,"d":"100.0%"},{"v":0,"d":"0.0%"},{"v":0,"d":"0.0%"},{"v":0,"d":"0.0%"},{"v":0,"d":"0.0%"},{"v":1,"d":"100.0%"},{"v":1,"d":"100.0%"},{"v":0,"d":"0.0%"},{"v":1,"d":"100.0%"}]
[4856,2020,"MA","Dudley River 3 Solar, LLC CSG",63569,"Massachusetts Electric Co",11804,"38 Degrees North, LLC",63281,"IPP Non-CHP","ISO New England Inc.","ISNE","NPCC","NEWE","NPCC New England","ISONE","25","027","Worcester",42.071255,-71.998219,1,1,"SUN","SOLAR",null,{"v":0.19897,"d":"0.1990"},{"v":1,"d":"1.0"},{"$nulls":9},{"v":15292,"d":"15,292"},{"v":8552,"d":"8,552"},{"v":1743,"d":"1,743"},975,{"$nulls":41},{"v":15292,"d":"15,292"},{"v":8552,"d":"8,552"},{"$nulls":6},"--","EIA","EIA",{"$nulls":15},0,0,0,0,0,0,0,{"v":1743,"d":"1,743"},0,0,0,0,{"v":1743,"d":"1,743"},{"v":1743,"d":"1,743"},0,{"v":1743,"d":"1,743"},{"v":0,"d":"0.0%"},{"v":0,"d":"0.0%"},{"v":0,"d":"0.0%"},{"v":0,"d":"0.0%"},{"v":0,"d":"0.0%"},{"v":0,"d":"0.0%"},{"v":0,"d":"0.0%"},{"v":1,"d":"100.0%"},{"v":0,"d":"0.0%"},{"v":0,"d":"0.0%"},{"v":0,"d":"0.0%"},{"v":0,"d":"0.0%"},{"v":1,"d":"100.0%"},{"v":1,"d":"100.0%"},{"v":0,"d":"0.0%"},{"v":1,"d":"100.0%"}]
[4881,2020,"MA","Fairhaven C CSG",60423,"NSTAR Electric Company",54913,"Goldman Sachs Renewable Power Group",61944,"IPP Non-CHP","ISO New England Inc.","ISNE","NPCC","NEWE","NPCC New England","ISONE","25","005","Bristol",41.66303,-70.86323,1,1,"SUN","SOLAR",null,{"v":0.22182,"d":"0.2218"},1.6,{"$nulls":9},{"v":27274,"d":"27,274"},{"v":15254,"d":"15,254"},{"v":3109,"d":"3,109"},{"v":1739,"d":"1,739"},{"$nulls":41},{"v":27274,"d":"27,274"},{"v":15254,"d":"15,254"},{"$nulls":6},"--","EIA","EIA",{"$nulls":15},0,0,0,0,0,0,0,{"v":3109,"d":"3,109"},0,0,0,0,{"v":3109,"d":"3,109"},{"v":3109,"d":"3,109"},0,{"v":3109,"d":"3,109"},{"v":0,"d":"0.0%"},{"v":0,"d":"0.0%"},{"v":0,"d":"0.0%"},{"v":0,"d":"0.0%"},{"v":0,"d":"0.0%"},{"v":0,"d":"0.0%"},{"v":0,"d":"0.0%"},{"v":1,"d":"100.0%"},{"v":0,"d":"0.0%"},{"v":0,"d":"0.0%"},{"v":0,"d":"0.0%"},{"v":0,"d":"0.0%"},{"v":1,"d":"100.0%"},{"v":1,"d":"100.0%"},{"v":0,"d":"0.0%"},{"v":1,"d":"100.0%"}]
[4890,2020,"MA","Fisher Road Solar",60075,"NSTAR Electric Company",54913,"Fisher Road Solar I, LLC",59824,"IPP Non-CHP","ISO New England Inc.","ISNE","NPCC","NEWE","NPCC New England","ISONE","25","005","Bristol",41.593314,-71.018053,1,1,"SUN","SOLAR",null,{"v":0.18329,"d":"0.1833"},4.6,{"$nulls":9},{"v":64798,"d":"64,798"},{"v":36238,"d":"36,238"},{"v":7386,"d":"7,386"},{"v":4131,"d":"4,131"},{"$nulls":41},{"v":64798,"d":"64,798"},{"v":36238,"d":"36,238"},{"$nulls":6},"--","EIA","EIA",{"$nulls":15},0,0,0,0,0,0,0,{"v":7386,"d":"7,386"},0,0,0,0,{"v":7386,"d":"7,386"},{"v":7386,"d":"7,386"},0,{"v":7386,"d":"7,386"},{"v":0,"d":"0.0%"},{"v":0,"d":"0.0%"},{"v":0,"d":"0.0%"},{"v":0,"d":"0.0%"},{"v":0,"d":"0.0%"},{"v":0,"d":"0.0%"},{"v":0,"d":"0.0%"},{"v":1,"d":"100.0%"},{"v":0,"d":"0.0%"},{"v":0,"d":"0.0%"},{"v":0,"d":"0.0%"},{"v":0,"d":"0.0%"},{"v":1,"d":"100.0%"},{"v":1,"d":"100.0%"},{"v":0,"d":"0.0%"},{"v":1,"d":"100.0%"}]
[4923,2020,"MA","Hadley 2 Solar, LLC CSG",62196,"NSTAR Electric Company",54913,"Hadley 2 Solar, LLC",61700,"IPP Non-CHP","ISO New England Inc.","ISNE","NPCC","NEWE","NPCC New England","ISONE","25","015","Hampshire",42.351237,-72.556505,1,1,"SUN","SOLAR",null,{"v":0.18343,"d":"0.1834"},1.9,{"$nulls":9},{"v":26784,"d":"26,784"},{"v":14979,"d":"14,979"},{"v":3053,"d":"3,053"},{"v":1707,"d":"1,707"},{"$nulls":41},{"v":26784,"d":"26,784"},{"v":14979,"d":"14,979"},{"$nulls":6},"--","EIA","EIA",{"$nulls":15},0,0,0,0,0,0,0,{"v":3053,"d":"3,053"},0,0,0,0,{"v":3053,"d":"3,053"},{"v":3053,"d":"3,053"},0,{"v":3053,"d":"3,053"},{"v":0,"d":"0.0%"},{"v":0,"d":"0.0%"},{"v":0,"d":"0.0%"},{"v":0,"d":"0.0%"},{"v":0,"d":"0.0%"},{"v":0,"d":"0.0%"},{"v":0,"d":"0.0%"},{"v":1,"d":"100.0%"},{"v":0,"d":"0.0%"},{"v":0,"d":"0.0%"},{"v":0,"d":"0.0%"},{"v":0,"d":"0.0%"},{"v":1,"d":"100.0%"},{"v":1,"d":"100.0%"},{"v":0,"d":"0.0%"},{"v":1,"d":"100.0%"}]
[4948,2020,"MA","Hunt Farm Solar",59820,"Massachusetts Electric Co",11804,"Hunt Farm Solar LLC",59601,"IPP Non-CHP","ISO New England Inc.","ISNE","NPCC","NEWE","NPCC New England","ISONE","25","011","Franklin",42.553732,-72.299718,1,1,"SUN","SOLAR",null,{"v":0.14684,"d":"0.1468"},{"v":3,"d":"3.0"},{"$nulls":9},{"v":33853,"d":"33,853"},{"v":18933,"d":"18,933"},{"v":3859,"d":"3,859"},{"v":2158,"d":"2,158"},{"$nulls":41},{"v":33853,"d":"33,853"},{"v":18933,"d":"18,933"},{"$nulls":6},"--","EIA","EIA",{"$nulls":15},0,0,0,0,0,0,0,{"v":3859,"d":"3,859"},0,0,0,0,{"v":3859,"d":"3,859"},{"v":3859,"d":"3,859"},0,{"v":3859,"d":"3,859"},{"v":0,"d":"0.0%"},{"v":0,"d":"0.0%"},{"v":0,"d":"0.0%"},{"v":0,"d":"0.0%"},{"v":0,"d":"0.0%"},{"v":0,"d":"0.0%"},{"v":0,"d":"0.0%"},{"v":1,"d":"100.0%"},{"v":0,"d":"0.0%"},{"v":0,"d":"0.0%"},{"v":0,"d":"0.0%"},{"v":0,"d":"0.0%"},{"v":1,"d":"100.0%"},{"v":1,"d":"100.0%"},{"v":0,"d":"0.0%"},{"v":1,"d":"100.0%"}]
[4957,2020,"MA","International Paper Woronoco Mill",50166,"Western Massachusetts Electric Company",20455,"Swift River Hydro Operations Co., Inc",49911,"IPP Non-CHP","ISO New England Inc.","ISNE","NPCC","NEWE","NPCC New England","ISONE","25","013","Hampden",42.163378,-72.827509,3,3,"WAT","HYDRO",null,{"v":0.34964,"d":"0.3496"},2.8,{"$nulls":9},{"v":75238,"d":"75,238"},{"v":20603,"d":"20,603"},{"v":8576.001,"d":"8,576"},{"v":2348.001,"d":"2,348"},{"$nulls":41},{"v":75238,"d":"75,238"},{"v":20603,"d":"20,603"},{"$nulls":6},"--","EIA","EIA",{"$nulls":15},0,0,0,0,{"v":8576,"d":"8,576"},0,0,0,0,0,0,0,{"v":8576,"d":"8,576"},0,0,{"v":8576,"d":"8,576"},{"v":0,"d":"0.0%"},{"v":0,"d":"0.0%"},{"v":0,"d":"0.0%"},{"v":0,"d":"0.0%"},{"v":1,"d":"100.0%"},{"v":0,"d":"0.0%"},{"v":0,"d":"0.0%"},{"v":0,"d":"0.0%"},{"v":0,"d":"0.0%"},{"v":0,"d":"0.0%"},{"v":0,"d":"0.0%"},{"v":0,"d":"0.0%"},{"v":1,"d":"100.0%"},{"v":0,"d":"0.0%"},{"v":0,"d":"0.0%"},{"v":1,"d":"100.0%"}]
[4982,2020,"MA","Kendall Green Energy LLC",1595,"NSTAR Electric Company",54913,"Kendall Green Energy, LLC",59528,"IPP CHP","ISO New England Inc.","ISNE","NPCC","NEWE","NPCC New England","ISONE","25","017","Middlesex",42.3633,-71.0792,4,6,"NG","GAS",null,{"v":0.53065,"d":"0.5307"},294.9,{"v":0.448922396106721,"d":"0.4489"},null,"Yes",{"v":4382062.4,"d":"4,382,062"},{"v":1.068,"d":"1"},{"v":0.587387,"d":"0.5874"},null,{"v":7807637.03,"d":"7,807,637"},{"v":2571056.583,"d":"2,571,057"},{"v":7807637.03,"d":"7,807,637"},{"v":2571056.583,"d":"2,571,057"},{"v":1370832,"d":"1,370,832"},{"v":431917,"d":"431,917"},{"v":38.047,"d":"38"},{"v":16.372,"d":"16"},{"v":3.705,"d":"4"},{"v":464198.114,"d":"464,198"},{"v":17545.194,"d":"17,545"},{"v":1758.07,"d":"1,758"},{"v":464679.381,"d":"464,679"},null,0.056,0.076,0.005,{"v":677.25,"d":"677.250"},0.013,{"v":1E-3,"d":"0.001"},677.952,null,{"v":0.01,"d":"0.010"},0.013,{"v":1E-3,"d":"0.001"},118.909,{"v":2E-3,"d":"0.002"},{"v":0,"d":"0.000"},119.032,null,0.056,0.076,0.005,{"v":677.25,"d":"677.250"},0.013,{"v":1E-3,"d":"0.001"},677.952,null,{"v":64.774,"d":"65"},{"v":27.873,"d":"28"},{"v":6.308,"d":"6"},{"v":790276.993,"d":"790,277"},{"v":29869.925,"d":"29,870"},{"v":2993.038,"d":"2,993"},null,{"v":13292160.686,"d":"13,292,161"},{"v":4377111.424,"d":"4,377,111"},{"v":13292160.686,"d":"13,292,161"},{"v":4377111.424,"d":"4,377,111"},"EPA/CAMD; EIA","EPA/CAMD","EPA/CAMD; EIA","EPA/CAMD; EIA","EIA","EIA","--","EPA/CAMD","EPA/CAMD",{"$nulls":6},{"v":5484523.656,"d":"5,484,524"},{"v":1806054.841,"d":"1,806,055"},{"v":26.727,"d":"27"},{"v":11.501,"d":"12"},{"v":2.603,"d":"3"},{"v":326078.88,"d":"326,079"},{"v":12324.731,"d":"12,325"},{"v":1234.967,"d":"1,235"},{"v":5695.54623,"d":"5,695.546"},0,544,{"v":1370288,"d":"1,370,288"},0,0,0,0,0,0,0,0,{"v":1370832,"d":"1,370,832"},0,0,{"v":1370832,"d":"1,370,832"},0,{"v":0,"d":"0.0%"},{"v":0.000396839291758582,"d":"0.0%"},{"v":0.999603160708241,"d":"100.0%"},{"v":0,"d":"0.0%"},{"v":0,"d":"0.0%"},{"v":0,"d":"0.0%"},{"v":0,"d":"0.0%"},{"v":0,"d":"0.0%"},{"v":0,"d":"0.0%"},{"v":0,"d":"0.0%"},{"v":0,"d":"0.0%"},{"v":1,"d":"100.0%"},{"v":0,"d":"0.0%"},{"v":0,"d":"0.0%"},{"v":1,"d":"100.0%"},{"v":0,"d":"0.0%"}]
[5015,2020,"MA","Medway Station",1592,"NSTAR Electric Company",54913,"Exelon Power",6035,"IPP Non-CHP","ISO New England Inc.","ISNE","NPCC","NEWE","NPCC New England","ISONE","25","021","Norfolk",42.140028,-71.446441,6,3,"DFO","OIL",null,{"v":0.00096,"d":"0.0010"},{"v":135,"d":"135.0"},{"v":1,"d":"1.0000"},{"$nulls":6},{"v":33620.5,"d":"33,621"},{"v":25201.8,"d":"25,202"},{"v":33620.5,"d":"33,621"},{"v":25201.8,"d":"25,202"},{"v":1134,"d":"1,134"},{"v":236.001,"d":"236"},{"v":8.538,"d":"9"},{"v":6.404,"d":"6"},{"v":12.073,"d":"12"},{"v":2724.5,"d":"2,725"},{"v":316.242,"d":"316"},{"v":63.248,"d":"63"},{"v":2737.877,"d":"2,738"},null,15.058,54.271,21.293,{"v":4805.115,"d":"4,805.115"},0.279,0.056,{"v":4828.707,"d":"4,828.707"},null,0.508,0.508,0.718,162.074,0.009,{"v":2E-3,"d":"0.002"},{"v":162.87,"d":"162.870"},null,15.058,54.271,21.293,{"v":4805.115,"d":"4,805.115"},0.279,0.056,{"v":4828.707,"d":"4,828.707"},null,{"v":8.538,"d":"9"},{"v":6.404,"d":"6"},{"v":12.073,"d":"12"},{"v":2724.5,"d":"2,725"},{"v":316.242,"d":"316"},{"v":63.248,"d":"63"},null,{"v":33620.5,"d":"33,621"},{"v":25201.8,"d":"25,202"},{"v":33620.5,"d":"33,621"},{"v":25201.8,"d":"25,202"},"EPA/CAMD","EPA/CAMD","EIA","EPA/CAMD","EIA","EIA","--","EPA/CAMD","EPA/CAMD",{"$nulls":14},{"v":29647.707016,"d":"29,647.707"},0,{"v":1134,"d":"1,134"},0,0,0,0,0,0,0,0,0,{"v":1134,"d":"1,134"},0,0,{"v":1134,"d":"1,134"},0,{"v":0,"d":"0.0%"},{"v":1,"d":"100.0%"},{"v":0,"d":"0.0%"},{"v":0,"d":"0.0%"},{"v":0,"d":"0.0%"},{"v":0,"d":"0.0%"},{"v":0,"d":"0.0%"},{"v":0,"d":"0.0%"},{"v":0,"d":"0.0%"},{"v":0,"d":"0.0%"},{"v":0,"d":"0.0%"},{"v":1,"d":"100.0%"},{"v":0,"d":"0.0%"},{"v":0,"d":"0.0%"},{"v":1,"d":"100.0%"},{"v":0,"d":"0.0%"}]
[5029,2020,"MA","Montague Road Solar",64042,"NSTAR Electric Company",54913,"Montague Road Solar, LLC",63682,"IPP Non-CHP","ISO New England Inc.","ISNE","NPCC","NEWE","NPCC New England","ISONE","25","015","Hampshire",42.421721,-72.536863,1,1,"SUN","SOLAR",null,{"v":0.15941,"d":"0.1594"},3.6,{"$nulls":9},{"v":44102,"d":"44,102"},{"v":24664,"d":"24,664"},{"v":5027,"d":"5,027"},{"v":2811,"d":"2,811"},{"$nulls":41},{"v":44102,"d":"44,102"},{"v":24664,"d":"24,664"},{"$nulls":6},"--","EIA","EIA",{"$nulls":15},0,0,0,0,0,0,0,{"v":5027,"d":"5,027"},0,0,0,0,{"v":5027,"d":"5,027"},{"v":5027,"d":"5,027"},0,{"v":5027,"d":"5,027"},{"v":0,"d":"0.0%"},{"v":0,"d":"0.0%"},{"v":0,"d":"0.0%"},{"v":0,"d":"0.0%"},{"v":0,"d":"0.0%"},{"v":0,"d":"0.0%"},{"v":0,"d":"0.0%"},{"v":1,"d":"100.0%"},{"v":0,"d":"0.0%"},{"v":0,"d":"0.0%"},{"v":0,"d":"0.0%"},{"v":0,"d":"0.0%"},{"v":1,"d":"100.0%"},{"v":1,"d":"100.0%"},{"v":0,"d":"0.0%"},{"v":1,"d":"100.0%"}]
[5074,2020,"MA","Palmer Renewable Energy",59336,"Western Massachusetts Electric Company",20455,"Palmer Renewable Energy",59137,"IPP Non-CHP","ISO New England Inc.","ISNE","NPCC","NEWE","NPCC New England","ISONE","25","013","Hampden",42.148889,-72.545278,1,1,"WDS","BIOMASS",null,null,{"v":42,"d":"42.0"},{"$nulls":62},"--"]
[5083,2020,"MA","Pioneer Valley Resource Recovery",50273,"Western Massachusetts Electric Company",20455,"Community Eco Springfield LLC",56125,"IPP Non-CHP","ISO New England Inc.","ISNE","NPCC","NEWE","NPCC New England","ISONE","25","013","Hampden",42.0906,-72.5917,1,1,"MSW","BIOMASS",null,{"v":0.39257,"d":"0.3926"},9.4,{"v":0.679045629715988,"d":"0.6790"},"Yes","Yes",0,null,{"v":1,"d":"1.0000"},null,{"v":1032096,"d":"1,032,096"},{"v":418548,"d":"418,548"},{"v":1032096,"d":"1,032,096"},{"v":418548,"d":"418,548"},{"v":32326,"d":"32,326"},{"v":13108.841,"d":"13,109"},{"v":275.203,"d":"275"},{"v":111.155,"d":"111"},{"v":93.569,"d":"94"},{"v":57992.933,"d":"57,993"},{"v":71476.45,"d":"71,476"},{"v":9379.937,"d":"9,380"},{"v":60283.999,"d":"60,284"},null,17.027,16.959,5.789,{"v":3588.005,"d":"3,588.005"},2.211,{"v":0.29,"d":"0.290"},{"v":3729.753,"d":"3,729.753"},null,0.533,0.531,0.181,112.379,0.069,0.009,116.819,null,17.027,16.959,5.789,{"v":3588.005,"d":"3,588.005"},2.211,{"v":0.29,"d":"0.290"},{"v":3729.753,"d":"3,729.753"},null,{"v":275.203,"d":"275"},{"v":111.155,"d":"111"},{"v":93.569,"d":"94"},{"v":103188.555,"d":"103,189"},{"v":71476.45,"d":"71,476"},{"v":9379.937,"d":"9,380"},null,{"v":1032096,"d":"1,032,096"},{"v":418548,"d":"418,548"},{"v":1032096,"d":"1,032,096"},{"v":418548,"d":"418,548"},"EIA","EIA","EIA","EIA","EIA","EIA","--","EIA","EIA",{"$nulls":3},{"v":45195.622,"d":"45,196"},null,null,0,0,0,0,0,0,0,0,{"v":31927.736188,"d":"31,927.736"},0,0,{"v":612.195,"d":"612"},0,0,{"v":31218.436,"d":"31,218"},0,0,0,{"v":495.369,"d":"495"},0,{"v":1107.564,"d":"1,108"},{"v":31218.436,"d":"31,218"},{"v":31218.436,"d":"31,218"},{"v":32326,"d":"32,326"},0,{"v":0,"d":"0.0%"},{"v":0,"d":"0.0%"},{"v":0.0189381612324445,"d":"1.9%"},{"v":0,"d":"0.0%"},{"v":0,"d":"0.0%"},{"v":0.965737672461796,"d":"96.6%"},{"v":0,"d":"0.0%"},{"v":0,"d":"0.0%"},{"v":0,"d":"0.0%"},{"v":0.0153241663057601,"d":"1.5%"},{"v":0,"d":"0.0%"},{"v":0.0342623275382045,"d":"3.4%"},{"v":0.965737672461796,"d":"96.6%"},{"v":0.965737672461796,"d":"96.6%"},{"v":1,"d":"100.0%"},{"v":0,"d":"0.0%"}]
[5116,2020,"MA","Scituate PV",59013,"Massachusetts Electric Co",11804,"AES Distributed Energy",61012,"IPP Non-CHP","ISO New England Inc.","ISNE","NPCC","NEWE","NPCC New England","ISONE","25","023","Plymouth",42.1775,-70.740556,1,1,"SUN","SOLAR",null,{"v":0.17242,"d":"0.1724"},2.5,{"$nulls":9},{"v":33126,"d":"33,126"},{"v":18526,"d":"18,526"},{"v":3776,"d":"3,776"},{"v":2112,"d":"2,112"},{"$nulls":41},{"v":33126,"d":"33,126"},{"v":18526,"d":"18,526"},{"$nulls":6},"--","EIA","EIA",{"$nulls":15},0,0,0,0,0,0,0,{"v":3776,"d":"3,776"},0,0,0,0,{"v":3776,"d":"3,776"},{"v":3776,"d":"3,776"},0,{"v":3776,"d":"3,776"},{"v":0,"d":"0.0%"},{"v":0,"d":"0.0%"},{"v":0,"d":"0.0%"},{"v":0,"d":"0.0%"},{"v":0,"d":"0.0%"},{"v":0,"d":"0.0%"},{"v":0,"d":"0.0%"},{"v":1,"d":"100.0%"},{"v":0,"d":"0.0%"},{"v":0,"d":"0.0%"},{"v":0,"d":"0.0%"},{"v":0,"d":"0.0%"},{"v":1,"d":"100.0%"},{"v":1,"d":"100.0%"},{"v":0,"d":"0.0%"},{"v":1,"d":"100.0%"}]
[5141,2020,"MA","Southwick Solar PV",62082,"NSTAR Electric Company",54913,"NSTAR Electric Company",54913,"Electric Utility","ISO New England Inc.","ISNE","NPCC","NEWE","NPCC New England","ISONE","25","013","Hampden",42.05,-72.75,1,1,"SUN","SOLAR",null,0.1903,{"v":5,"d":"5.0"},{"$nulls":9},{"v":73123,"d":"73,123"},{"v":41997,"d":"41,997"},{"v":8335,"d":"8,335"},{"v":4787,"d":"4,787"},{"$nulls":41},{"v":73123,"d":"73,123"},{"v":41997,"d":"41,997"},{"$nulls":6},"--","EIA","EIA",{"$nulls":15},0,0,0,0,0,0,0,{"v":8335,"d":"8,335"},0,0,0,0,{"v":8335,"d":"8,335"},{"v":8335,"d":"8,335"},0,{"v":8335,"d":"8,335"},{"v":0,"d":"0.0%"},{"v":0,"d":"0.0%"},{"v":0,"d":"0.0%"},{"v":0,"d":"0.0%"},{"v":0,"d":"0.0%"},{"v":0,"d":"0.0%"},{"v":0,"d":"0.0%"},{"v":1,"d":"100.0%"},{"v":0,"d":"0.0%"},{"v":0,"d":"0.0%"},{"v":0,"d":"0.0%"},{"v":0,"d":"0.0%"},{"v":1,"d":"100.0%"},{"v":1,"d":"100.0%"},{"v":0,"d":"0.0%"},{"v":1,"d":"100.0%"}]
[5150,2020,"MA","State Street Solar LLC",59363,"Massachusetts Electric Co",11804,"CleanCapital",62060,"IPP Non-CHP","ISO New England Inc.","ISNE","NPCC","NEWE","NPCC New England","ISONE","25","013","Hampden",42.200833,-72.322222,1,1,"SUN","SOLAR",null,{"v":0.13234,"d":"0.1323"},1.4,{"$nulls":9},{"v":14239,"d":"14,239"},{"v":7963,"d":"7,963"},{"v":1623,"d":"1,623"},908,{"$nulls":41},{"v":14239,"d":"14,239"},{"v":7963,"d":"7,963"},{"$nulls":6},"--","EIA","EIA",{"$nulls":15},0,0,0,0,0,0,0,{"v":1623,"d":"1,623"},0,0,0,0,{"v":1623,"d":"1,623"},{"v":1623,"d":"1,623"},0,{"v":1623,"d":"1,623"},{"v":0,"d":"0.0%"},{"v":0,"d":"0.0%"},{"v":0,"d":"0.0%"},{"v":0,"d":"0.0%"},{"v":0,"d":"0.0%"},{"v":0,"d":"0.0%"},{"v":0,"d":"0.0%"},{"v":1,"d":"100.0%"},{"v":0,"d":"0.0%"},{"v":0,"d":"0.0%"},{"v":0,"d":"0.0%"},{"v":0,"d":"0.0%"},{"v":1,"d":"100.0%"},{"v":1,"d":"100.0%"},{"v":0,"d":"0.0%"},{"v":1,"d":"100.0%"}]
[5175,2020,"MA","Syncarpha Palmer, LLC",60056,"Massachusetts Electric Co",11804,"Syncarpha Palmer, LLC",59785,"IPP Non-CHP","ISO New England Inc.","ISNE","NPCC","NEWE","NPCC New England","ISONE","25","013","Hampden",42.222824,-72.309507,1,1,"SUN","SOLAR",null,{"v":0.18619,"d":"0.1862"},4.8,{"$nulls":9},{"v":68685,"d":"68,685"},{"v":38412,"d":"38,412"},{"v":7829,"d":"7,829"},{"v":4378,"d":"4,378"},{"$nulls":41},{"v":68685,"d":"68,685"},{"v":38412,"d":"38,412"},{"$nulls":6},"--","EIA","EIA",{"$nulls":15},0,0,0,0,0,0,0,{"v":7829,"d":"7,829"},0,0,0,0,{"v":7829,"d":"7,829"},{"v":7829,"d":"7,829"},0,{"v":7829,"d":"7,829"},{"v":0,"d":"0.0%"},{"v":0,"d":"0.0%"},{"v":0,"d":"0.0%"},{"v":0,"d":"0.0%"},{"v":0,"d":"0.0%"},{"v":0,"d":"0.0%"},{"v":0,"d":"0.0%"},{"v":1,"d":"100.0%"},{"v":0,"d":"0.0%"},{"v":0,"d":"0.0%"},{"v":0,"d":"0.0%"},{"v":0,"d":"0.0%"},{"v":1,"d":"100.0%"},{"v":1,"d":"100.0%"},{"v":0,"d":"0.0%"},{"v":1,"d":"100.0%"}]
[5208,2020,"MA","W. Orange Rd Solar LLC",63047,"Massachusetts Electric Co",11804,"AES Distributed Energy",61012,"IPP Non-CHP","ISO New England Inc.","ISNE","NPCC","NEWE","NPCC New England","ISONE","25","011","Franklin",42.6026,-72.3418,1,1,"SUN","SOLAR",null,null,{"v":5,"d":"5.0"},{"$nulls":62},"--"]
[5241,2020,"MA","Wilbur Woods Solar LLC",63048,"Massachusetts Electric Co",11804,"AES Distributed Energy",61012,"IPP Non-CHP","ISO New England Inc.","ISNE","NPCC","NEWE","NPCC New England","ISONE","25","011","Franklin",42.6113,-72.3452,1,1,"SUN","SOLAR",null,null,{"v":5,"d":"5.0"},{"$nulls":62},"--"]
[5266,2020,"MD","Alpha Ridge LFG",58252,"Baltimore Gas & Electric Co",1167,"Howard County - Maryland",58229,"IPP Non-CHP","PJM Interconnection, LLC","PJM","RFC","RFCE","RFC East","PJM","24","027","Howard",39.305,-76.901944,1,1,"LFG","BIOMASS",null,{"v":0.12009,"d":"0.1201"},{"v":1,"d":"1.0"},{"v":1,"d":"1.0000"},"Yes",{"$nulls":5},{"v":10338,"d":"10,338"},{"v":4139,"d":"4,139"},{"v":10338,"d":"10,338"},{"v":4139,"d":"4,139"},{"v":1052,"d":"1,052"},421,0,0,{"v":0.173,"d":"0"},0,0,0,0,null,{"v":0,"d":"0.000"},{"v":0,"d":"0.000"},0.329,{"v":0,"d":"0.000"},{"v":0,"d":"0.000"},{"v":0,"d":"0.000"},{"v":0,"d":"0.000"},null,{"v":0,"d":"0.000"},{"v":0,"d":"0.000"},0.033,{"v":0,"d":"0.000"},{"v":0,"d":"0.000"},{"v":0,"d":"0.000"},{"v":0,"d":"0.000"},null,{"v":0,"d":"0.000"},{"v":0,"d":"0.000"},0.329,{"v":0,"d":"0.000"},{"v":0,"d":"0.000"},{"v":0,"d":"0.000"},{"v":0,"d":"0.000"},null,{"v":9.512,"d":"10"},{"v":3.808,"d":"4"},{"v":0.233,"d":"0"},{"v":656.461,"d":"656"},{"v":24.046,"d":"24"},{"v":2.405,"d":"2"},null,{"v":10338,"d":"10,338"},{"v":4139,"d":"4,139"},{"v":10338,"d":"10,338"},{"v":4139,"d":"4,139"},"EIA","EIA","EIA","EIA","EIA","EIA","--","EIA","EIA",{"v":9.512,"d":"10"},{"v":3.808,"d":"4"},{"v":0.059,"d":"0"},{"v":656.461,"d":"656"},{"v":24.046,"d":"24"},{"v":2.405,"d":"2"},{"$nulls":8},{"v":9826.996198,"d":"9,826.996"},0,0,0,0,0,{"v":1052,"d":"1,052"},0,0,0,0,0,0,{"v":1052,"d":"1,052"},{"v":1052,"d":"1,052"},{"v":1052,"d":"1,052"},0,{"v":0,"d":"0.0%"},{"v":0,"d":"0.0%"},{"v":0,"d":"0.0%"},{"v":0,"d":"0.0%"},{"v":0,"d":"0.0%"},{"v":1,"d":"100.0%"},{"v":0,"d":"0.0%"},{"v":0,"d":"0.0%"},{"v":0,"d":"0.0%"},{"v":0,"d":"0.0%"},{"v":0,"d":"0.0%"},{"v":0,"d":"0.0%"},{"v":1,"d":"100.0%"},{"v":1,"d":"100.0%"},{"v":1,"d":"100.0%"},{"v":0,"d":"0.0%"}]
[5275,2020,"MD","Archdiocese of Baltimore L",60663,"Baltimore Gas & Electric Co",1167,"Constellation Solar MC, LLC",61419,"IPP Non-CHP","PJM Interconnection, LLC","PJM","RFC","RFCE","RFC East","PJM","24","025","Harford",39.445,-76.217,1,1,"SUN","SOLAR",null,{"v":0.20046,"d":"0.2005"},{"v":2,"d":"2.0"},{"$nulls":9},{"v":30812,"d":"30,812"},{"v":15861,"d":"15,861"},{"v":3512,"d":"3,512"},{"v":1808,"d":"1,808"},{"$nulls":41},{"v":30812,"d":"30,812"},{"v":15861,"d":"15,861"},{"$nulls":6},"--","EIA","EIA",{"$nulls":15},0,0,0,0,0,0,0,{"v":3512,"d":"3,512"},0,0,0,0,{"v":3512,"d":"3,512"},{"v":3512,"d":"3,512"},0,{"v":3512,"d":"3,512"},{"v":0,"d":"0.0%"},{"v":0,"d":"0.0%"},{"v":0,"d":"0.0%"},{"v":0,"d":"0.0%"},{"v":0,"d":"0.0%"},{"v":0,"d":"0.0%"},{"v":0,"d":"0.0%"},{"v":1,"d":"100.0%"},{"v":0,"d":"0.0%"},{"v":0,"d":"0.0%"},{"v":0,"d":"0.0%"},{"v":0,"d":"0.0%"},{"v":1,"d":"100.0%"},{"v":1,"d":"100.0%"},{"v":0,"d":"0.0%"},{"v":1,"d":"100.0%"}]
[5314,2020,"MD","Eastern Correctional Institute",10693,"Delmarva Power",5027,"Maryland Environmental Service",11704,"Commercial CHP","PJM Interconnection, LLC","PJM","RFC","RFCE","RFC East","PJM","24","039","Somerset",38.159,-75.704,4,4,"WDS","BIOMASS",null,{"v":0.20532,"d":"0.2053"},5.8,{"v":0.991130005773369,"d":"0.9911"},"Yes","Yes",{"v":358224.8,"d":"358,225"},{"v":0.099,"d":"0"},{"v":0.117015,"d":"0.1170"},null,{"v":67378.703,"d":"67,379"},{"v":30540.369,"d":"30,540"},{"v":67378.703,"d":"67,379"},{"v":30540.369,"d":"30,540"},{"v":10432,"d":"10,432"},{"v":5754,"d":"5,754"},{"v":6.73,"d":"7"},{"v":3.074,"d":"3"},{"v":0.852,"d":"1"},{"v":41.165,"d":"41"},{"v":4726.619,"d":"4,727"},{"v":620.559,"d":"621"},{"v":192.711,"d":"193"},null,{"v":1.29,"d":"1.290"},1.069,0.163,7.892,0.453,0.059,36.946,null,{"v":0.2,"d":"0.200"},0.201,0.025,1.222,{"v":0.07,"d":"0.070"},0.009,{"v":5.72,"d":"5.720"},null,{"v":1.29,"d":"1.290"},1.069,0.163,7.892,0.453,0.059,36.946,null,{"v":57.51,"d":"58"},{"v":26.272,"d":"26"},{"v":7.278,"d":"7"},{"v":59518.529,"d":"59,519"},{"v":40393.376,"d":"40,393"},{"v":5303.26,"d":"5,303"},null,{"v":575814,"d":"575,814"},{"v":260996,"d":"260,996"},{"v":575814,"d":"575,814"},{"v":260996,"d":"260,996"},"EIA","EIA","EIA","EIA","EIA","EIA","--","EIA","EIA",{"$nulls":3},{"v":59166.734,"d":"59,167"},null,null,{"v":508435.297,"d":"508,435"},{"v":230455.631,"d":"230,456"},{"v":50.78,"d":"51"},{"v":23.198,"d":"23"},{"v":6.426,"d":"6"},{"v":310.629,"d":"311"},{"v":35666.757,"d":"35,667"},{"v":4682.701,"d":"4,683"},{"v":6458.84807,"d":"6,458.848"},0,{"v":127.979,"d":"128"},0,0,0,{"v":10304.021,"d":"10,304"},0,0,0,0,0,{"v":127.979,"d":"128"},{"v":10304.021,"d":"10,304"},{"v":10304.021,"d":"10,304"},{"v":10432,"d":"10,432"},0,{"v":0,"d":"0.0%"},{"v":0.0122679256134969,"d":"1.2%"},{"v":0,"d":"0.0%"},{"v":0,"d":"0.0%"},{"v":0,"d":"0.0%"},{"v":0.987732074386503,"d":"98.8%"},{"v":0,"d":"0.0%"},{"v":0,"d":"0.0%"},{"v":0,"d":"0.0%"},{"v":0,"d":"0.0%"},{"v":0,"d":"0.0%"},{"v":0.0122679256134969,"d":"1.2%"},{"v":0.987732074386503,"d":"98.8%"},{"v":0.987732074386503,"d":"98.8%"},{"v":1,"d":"100.0%"},{"v":0,"d":"0.0%"}]
[5334,2020,"MD","Gould Street",1553,"Baltimore Gas & Electric Co",1167,"Constellation Power Source Gen",4161,"IPP Non-CHP","PJM Interconnection, LLC","PJM","RFC","RFCE","RFC East","PJM","24","510","Baltimore City",39.2663,-76.6047,1,1,"NG","GAS",null,null,103.5,{"$nulls":62},"--"]
[5343,2020,"MD","IGS Solar I - BWI5",61358,"Baltimore Gas & Electric Co",1167,"IGS Solar I, LLC",60994,"IPP Non-CHP","PJM Interconnection, LLC","PJM","RFC","RFCE","RFC East","PJM","24","005","Baltimore",39.27,-76.548,1,1,"SUN","SOLAR",null,{"v":0.21461,"d":"0.2146"},1.1,{"$nulls":9},{"v":18143,"d":"18,143"},{"v":9340,"d":"9,340"},{"v":2068,"d":"2,068"},{"v":1065,"d":"1,065"},{"$nulls":41},{"v":18143,"d":"18,143"},{"v":9340,"d":"9,340"},{"$nulls":6},"--","EIA","EIA",{"$nulls":15},0,0,0,0,0,0,0,{"v":2068,"d":"2,068"},0,0,0,0,{"v":2068,"d":"2,068"},{"v":2068,"d":"2,068"},0,{"v":2068,"d":"2,068"},{"v":0,"d":"0.0%"},{"v":0,"d":"0.0%"},{"v":0,"d":"0.0%"},{"v":0,"d":"0.0%"},{"v":0,"d":"0.0%"},{"v":0,"d":"0.0%"},{"v":0,"d":"0.0%"},{"v":1,"d":"100.0%"},{"v":0,"d":"0.0%"},{"v":0,"d":"0.0%"},{"v":0,"d":"0.0%"},{"v":0,"d":"0.0%"},{"v":1,"d":"100.0%"},{"v":1,"d":"100.0%"},{"v":0,"d":"0.0%"},{"v":1,"d":"100.0%"}]
[5368,2020,"MD","Montgomery County Oaks LFGE Plant",55885,"Potomac Electric Power Co",15270,"CB&I",56318,"IPP Non-CHP","PJM Interconnection, LLC","PJM","RFC","RFCE","RFC East","PJM","24","031","Montgomery",39.1937,-77.1189,4,4,"LFG","BIOMASS",null,{"v":0.16231,"d":"0.1623"},{"v":8,"d":"8.0"},{"v":1,"d":"1.0000"},"Yes",{"$nulls":5},{"v":212484,"d":"212,484"},{"v":85068,"d":"85,068"},{"v":212484,"d":"212,484"},{"v":85068,"d":"85,068"},{"v":11375,"d":"11,375"},{"v":4554,"d":"4,554"},0,0,{"v":3.559,"d":"4"},0,0,0,0,null,{"v":0,"d":"0.000"},{"v":0,"d":"0.000"},0.626,{"v":0,"d":"0.000"},{"v":0,"d":"0.000"},{"v":0,"d":"0.000"},{"v":0,"d":"0.000"},null,{"v":0,"d":"0.000"},{"v":0,"d":"0.000"},0.034,{"v":0,"d":"0.000"},{"v":0,"d":"0.000"},{"v":0,"d":"0.000"},{"v":0,"d":"0.000"},null,{"v":0,"d":"0.000"},{"v":0,"d":"0.000"},0.626,{"v":0,"d":"0.000"},{"v":0,"d":"0.000"},{"v":0,"d":"0.000"},{"v":0,"d":"0.000"},null,{"v":181.236,"d":"181"},{"v":72.558,"d":"73"},{"v":4.781,"d":"5"},{"v":13492.689,"d":"13,493"},{"v":494.238,"d":"494"},{"v":49.424,"d":"49"},null,{"v":212484,"d":"212,484"},{"v":85068,"d":"85,068"},{"v":212484,"d":"212,484"},{"v":85068,"d":"85,068"},"EIA","EIA","EIA","EIA","EIA","EIA","--","EIA","EIA",{"v":181.236,"d":"181"},{"v":72.558,"d":"73"},{"v":1.222,"d":"1"},{"v":13492.689,"d":"13,493"},{"v":494.238,"d":"494"},{"v":49.424,"d":"49"},{"$nulls":8},{"v":18679.912088,"d":"18,679.912"},0,0,0,0,0,{"v":11375,"d":"11,375"},0,0,0,0,0,0,{"v":11375,"d":"11,375"},{"v":11375,"d":"11,375"},{"v":11375,"d":"11,375"},0,{"v":0,"d":"0.0%"},{"v":0,"d":"0.0%"},{"v":0,"d":"0.0%"},{"v":0,"d":"0.0%"},{"v":0,"d":"0.0%"},{"v":1,"d":"100.0%"},{"v":0,"d":"0.0%"},{"v":0,"d":"0.0%"},{"v":0,"d":"0.0%"},{"v":0,"d":"0.0%"},{"v":0,"d":"0.0%"},{"v":0,"d":"0.0%"},{"v":1,"d":"100.0%"},{"v":1,"d":"100.0%"},{"v":1,"d":"100.0%"},{"v":0,"d":"0.0%"}]
[5401,2020,"MD","Sol Phoenix",62331,"Public Service Co of Colorado",15466,"Greenbacker Renewable Energy Corporation",60025,"IPP Non-CHP","PJM Interconnection, LLC","PJM","RFC","RFCE","RFC East","PJM","24","033","Prince Georges",38.85,-76.95,1,1,"SUN","SOLAR",null,{"v":0.15963,"d":"0.1596"},2.5,{"$nulls":9},{"v":30671,"d":"30,671"},{"v":15789,"d":"15,789"},{"v":3496,"d":"3,496"},{"v":1800,"d":"1,800"},{"$nulls":41},{"v":30671,"d":"30,671"},{"v":15789,"d":"15,789"},{"$nulls":6},"--","EIA","EIA",{"$nulls":15},0,0,0,0,0,0,0,{"v":3496,"d":"3,496"},0,0,0,0,{"v":3496,"d":"3,496"},{"v":3496,"d":"3,496"},0,{"v":3496,"d":"3,496"},{"v":0,"d":"0.0%"},{"v":0,"d":"0.0%"},{"v":0,"d":"0.0%"},{"v":0,"d":"0.0%"},{"v":0,"d":"0.0%"},{"v":0,"d":"0.0%"},{"v":0,"d":"0.0%"},{"v":1,"d":"100.0%"},{"v":0,"d":"0.0%"},{"v":0,"d":"0.0%"},{"v":0,"d":"0.0%"},{"v":0,"d":"0.0%"},{"v":1,"d":"100.0%"},{"v":1,"d":"100.0%"},{"v":0,"d":"0.0%"},{"v":1,"d":"100.0%"}]
[5434,2020,"ME","Auburn PV - BD Solar Auburn LLC",64067,"Central Maine Power Co",3266,"BD Solar Auburn LLC",63697,"IPP Non-CHP","ISO New England Inc.","ISNE","NPCC","NEWE","NPCC New England","ISONE","23","001","Androscoggin",44.05,-70.3,1,1,"SUN","SOLAR",null,null,{"v":5,"d":"5.0"},{"$nulls":62},"--"]
[5459,2020,"ME","Eastern Maine Medical Center",58153,"Emera Maine",1179,"Eastern Maine Medical Center",58122,"Commercial CHP","ISO New England Inc.","ISNE","NPCC","NEWE","NPCC New England","ISONE","23","019","Penobscot",44.808333,-68.750833,1,1,"NG","GAS",null,{"v":0.94283,"d":"0.9428"},3.8,{"v":0,"d":"0.0000"},null,"Yes",{"v":231710.4,"d":"231,710"},{"v":0.462,"d":"0"},{"v":0.381335,"d":"0.3813"},null,{"v":167165.183,"d":"167,165"},{"v":71363.846,"d":"71,364"},{"v":167165.183,"d":"167,165"},{"v":71363.846,"d":"71,364"},{"v":31385,"d":"31,385"},{"v":13613,"d":"13,613"},{"v":26.743,"d":"27"},{"v":11.416,"d":"11"},{"v":0.267,"d":"0"},{"v":9769.89,"d":"9,770"},{"v":368.629,"d":"369"},{"v":36.877,"d":"37"},{"v":9779.993,"d":"9,780"},null,1.704,1.677,0.017,622.583,0.012,{"v":1E-3,"d":"0.001"},623.227,null,{"v":0.32,"d":"0.320"},{"v":0.32,"d":"0.320"},0.003,116.889,{"v":2E-3,"d":"0.002"},{"v":0,"d":"0.000"},{"v":117.01,"d":"117.010"},null,1.704,1.677,0.017,622.583,0.012,{"v":1E-3,"d":"0.001"},623.227,null,{"v":70.13,"d":"70"},{"v":29.937,"d":"30"},{"v":0.7,"d":"1"},{"v":25620.211,"d":"25,620"},{"v":966.679,"d":"967"},{"v":96.704,"d":"97"},null,{"v":438368,"d":"438,368"},{"v":187142,"d":"187,142"},{"v":438368,"d":"438,368"},{"v":187142,"d":"187,142"},"EIA","EIA","EIA","EIA","EIA","EIA","--","EIA","EIA",{"$nulls":6},{"v":271202.817,"d":"271,203"},{"v":115778.154,"d":"115,778"},{"v":43.387,"d":"43"},{"v":18.521,"d":"19"},{"v":0.433,"d":"0"},{"v":15850.321,"d":"15,850"},{"v":598.05,"d":"598"},{"v":59.828,"d":"60"},{"v":5326.276335,"d":"5,326.276"},0,{"v":4.002,"d":"4"},{"v":31380.998,"d":"31,381"},0,0,0,0,0,0,0,0,{"v":31385,"d":"31,385"},0,0,{"v":31385,"d":"31,385"},0,{"v":0,"d":"0.0%"},{"v":1.27513143221284E-4,"d":"0.0%"},{"v":0.999872486856779,"d":"100.0%"},{"v":0,"d":"0.0%"},{"v":0,"d":"0.0%"},{"v":0,"d":"0.0%"},{"v":0,"d":"0.0%"},{"v":0,"d":"0.0%"},{"v":0,"d":"0.0%"},{"v":0,"d":"0.0%"},{"v":0,"d":"0.0%"},{"v":1,"d":"100.0%"},{"v":0,"d":"0.0%"},{"v":0,"d":"0.0%"},{"v":1,"d":"100.0%"},{"v":0,"d":"0.0%"}]
[5468,2020,"ME","Gorham ME 1",64703,"Central Maine Power Co",3266,"Consolidated Edison Development Inc.",56769,"IPP Non-CHP","ISO New England Inc.","ISNE","NPCC","NEWE","NPCC New England","ISONE","23","005","Cumberland",43.62395,-70.432262,1,1,"SUN","SOLAR",null,null,4.8,{"$nulls":62},"--"]
[5493,2020,"ME","Medway Hydro",55288,"Emera Maine",1179,"Brookfield Black Bear Hydro, LLC",59178,"IPP Non-CHP","ISO New England Inc.","ISNE","NPCC","NEWE","NPCC New England","ISONE","23","019","Penobscot",45.6072,-68.5453,5,5,"WAT","HYDRO",null,{"v":0.85788,"d":"0.8579"},{"v":4,"d":"4.0"},{"$nulls":9},{"v":263715,"d":"263,715"},{"v":72213.999,"d":"72,214"},{"v":30060,"d":"30,060"},{"v":8232,"d":"8,232"},{"$nulls":41},{"v":263715,"d":"263,715"},{"v":72213.999,"d":"72,214"},{"$nulls":6},"--","EIA","EIA",{"$nulls":15},0,0,0,0,{"v":30060,"d":"30,060"},0,0,0,0,0,0,0,{"v":30060,"d":"30,060"},0,0,{"v":30060,"d":"30,060"},{"v":0,"d":"0.0%"},{"v":0,"d":"0.0%"},{"v":0,"d":"0.0%"},{"v":0,"d":"0.0%"},{"v":1,"d":"100.0%"},{"v":0,"d":"0.0%"},{"v":0,"d":"0.0%"},{"v":0,"d":"0.0%"},{"v":0,"d":"0.0%"},{"v":0,"d":"0.0%"},{"v":0,"d":"0.0%"},{"v":0,"d":"0.0%"},{"v":1,"d":"100.0%"},{"v":0,"d":"0.0%"},{"v":0,"d":"0.0%"},{"v":1,"d":"100.0%"}]
[5526,2020,"ME","Rumford Cogeneration",10495,"Central Maine Power Co",3266,"ND Paper, Inc.",61813,"IPP CHP","ISO New England Inc.","ISNE","NPCC","NEWE","NPCC New England","ISONE","23","017","Oxford",44.5513,-70.5414,3,1,"BLQ","BIOMASS","Yes",{"v":0.60327,"d":"0.6033"},102.6,{"v":0.327875169489765,"d":"0.3279"},"Yes","Yes",{"v":9837614.4,"d":"9,837,614"},{"v":0.188,"d":"0"},{"v":0.200521,"d":"0.2005"},null,{"v":3056761.905,"d":"3,056,762"},{"v":1191962.158,"d":"1,191,962"},{"v":3056761.905,"d":"3,056,762"},{"v":1191962.158,"d":"1,191,962"},{"v":542209,"d":"542,209"},{"v":214954,"d":"214,954"},{"v":305.613,"d":"306"},{"v":111.928,"d":"112"},{"v":185.028,"d":"185"},{"v":92965.897,"d":"92,966"},{"v":95084.787,"d":"95,085"},{"v":18653.782,"d":"18,654"},{"v":96933.87,"d":"96,934"},null,1.127,1.041,0.682,342.915,0.175,0.034,357.552,null,{"v":0.2,"d":"0.200"},0.188,0.121,60.826,0.031,0.006,63.423,null,1.127,1.041,0.682,342.915,0.175,0.034,357.552,null,{"v":1524.098,"d":"1,524"},{"v":558.186,"d":"558"},{"v":922.737,"d":"923"},{"v":1600221.5,"d":"1,600,222"},{"v":474189.417,"d":"474,189"},{"v":93026.72,"d":"93,027"},null,{"v":15244122.5,"d":"15,244,123"},{"v":5944335.125,"d":"5,944,335"},{"v":15244122.5,"d":"15,244,123"},{"v":5944335.125,"d":"5,944,335"},"EIA","EIA","EPA/CAMD; EIA","EIA","EIA","EIA","--","EIA","EIA",{"$nulls":3},{"v":1136599.025,"d":"1,136,599"},null,null,{"v":12187360.595,"d":"12,187,361"},{"v":4752372.967,"d":"4,752,373"},{"v":1218.485,"d":"1,218"},{"v":446.258,"d":"446"},{"v":737.709,"d":"738"},{"v":370656.579,"d":"370,657"},{"v":379104.629,"d":"379,105"},{"v":74372.939,"d":"74,373"},{"v":5637.608201,"d":"5,637.608"},{"v":46925.683,"d":"46,926"},{"v":10007.153,"d":"10,007"},0,0,0,{"v":371679.584,"d":"371,680"},0,0,0,{"v":113596.58,"d":"113,597"},0,{"v":170529.416,"d":"170,529"},{"v":371679.584,"d":"371,680"},{"v":371679.584,"d":"371,680"},{"v":542209,"d":"542,209"},0,{"v":0.0865453782581993,"d":"8.7%"},{"v":0.0184562650195773,"d":"1.8%"},{"v":0,"d":"0.0%"},{"v":0,"d":"0.0%"},{"v":0,"d":"0.0%"},{"v":0.685491358498291,"d":"68.5%"},{"v":0,"d":"0.0%"},{"v":0,"d":"0.0%"},{"v":0,"d":"0.0%"},{"v":0.209506998223932,"d":"21.0%"},{"v":0,"d":"0.0%"},{"v":0.314508641501709,"d":"31.5%"},{"v":0.685491358498291,"d":"68.5%"},{"v":0.685491358498291,"d":"68.5%"},{"v":1,"d":"100.0%"},{"v":0,"d":"0.0%"}]
[5535,2020,"ME","Sanford Solar",63667,"Central Maine Power Co",3266,"Sanford Airport Solar, LLC",63374,"IPP Non-CHP","ISO New England Inc.","ISNE","NPCC","NEWE","NPCC New England","ISONE","23","031","York",43.4569,-70.7803,1,1,"SUN","SOLAR",null,{"v":0.01394,"d":"0.0139"},49.4,{"$nulls":9},{"v":52910,"d":"52,910"},0,{"v":6031,"d":"6,031"},0,{"$nulls":41},{"v":52910,"d":"52,910"},0,{"$nulls":6},"--","EIA","EIA",{"$nulls":15},0,0,0,0,0,0,0,{"v":6031,"d":"6,031"},0,0,0,0,{"v":6031,"d":"6,031"},{"v":6031,"d":"6,031"},0,{"v":6031,"d":"6,031"},{"v":0,"d":"0.0%"},{"v":0,"d":"0.0%"},{"v":0,"d":"0.0%"},{"v":0,"d":"0.0%"},{"v":0,"d":"0.0%"},{"v":0,"d":"0.0%"},{"v":0,"d":"0.0%"},{"v":1,"d":"100.0%"},{"v":0,"d":"0.0%"},{"v":0,"d":"0.0%"},{"v":0,"d":"0.0%"},{"v":0,"d":"0.0%"},{"v":1,"d":"100.0%"},{"v":1,"d":"100.0%"},{"v":0,"d":"0.0%"},{"v":1,"d":"100.0%"}]
[5560,2020,"ME","Woodland Pulp, LLC",10613,"Eastern Maine Electric Coop",5609,"Woodland Pulp LLC",5232,"Industrial CHP","New Brunswick System Operator","NBSO","NPCC","NEWE","NPCC New England",null,"23","029","Washington",45.1554,-67.4012,12,12,"BLQ","BIOMASS",null,{"v":0.61687,"d":"0.6169"},68.3,{"v":0.305209022777566,"d":"0.3052"},"Yes","Yes",{"v":6244207.2,"d":"6,244,207"},{"v":0.202,"d":"0"},{"v":0.211965,"d":"0.2120"},null,{"v":1949747.689,"d":"1,949,748"},{"v":726775.359,"d":"726,775"},{"v":2429436.695,"d":"2,429,437"},{"v":858132.359,"d":"858,132"},{"v":369081,"d":"369,081"},{"v":143264,"d":"143,264"},{"v":184.226,"d":"184"},{"v":70.836,"d":"71"},{"v":17.817,"d":"18"},{"v":26426.201,"d":"26,426"},{"v":32171.112,"d":"32,171"},{"v":8568.513,"d":"8,569"},{"v":28105.048,"d":"28,105"},null,0.998,0.989,0.097,{"v":143.2,"d":"143.200"},0.087,0.023,152.297,null,0.189,0.195,0.018,27.107,0.017,0.004,28.829,null,1.172,1.161,0.113,168.104,0.102,0.027,178.784,null,{"v":869.134,"d":"869"},{"v":334.187,"d":"334"},{"v":84.054,"d":"84"},{"v":896303.719,"d":"896,304"},{"v":151775.378,"d":"151,775"},{"v":40424.132,"d":"40,424"},null,{"v":9198429,"d":"9,198,429"},{"v":3428747,"d":"3,428,747"},{"v":9678118.006,"d":"9,678,118"},{"v":3560104,"d":"3,560,104"},"EIA","EIA","EPA/CAMD; EIA","EIA","EIA","EIA","--","EIA","EIA",{"$nulls":3},{"v":771631.416,"d":"771,631"},null,null,{"v":7248681.311,"d":"7,248,681"},{"v":2701971.641,"d":"2,701,972"},{"v":684.908,"d":"685"},{"v":263.351,"d":"263"},{"v":66.237,"d":"66"},{"v":98246.102,"d":"98,246"},{"v":119604.266,"d":"119,604"},{"v":31855.619,"d":"31,856"},{"v":6201.428307,"d":"6,201.428"},0,0,{"v":74798.166,"d":"74,798"},0,{"v":54678,"d":"54,678"},{"v":239604.838,"d":"239,605"},0,0,0,0,0,{"v":74798.166,"d":"74,798"},{"v":294282.838,"d":"294,283"},{"v":239604.838,"d":"239,605"},{"v":314403.004,"d":"314,403"},{"v":54678,"d":"54,678"},{"v":0,"d":"0.0%"},{"v":0,"d":"0.0%"},{"v":0.202660568247506,"d":"20.3%"},{"v":0,"d":"0.0%"},{"v":0.148146340254347,"d":"14.8%"},{"v":0.649193091498147,"d":"64.9%"},{"v":0,"d":"0.0%"},{"v":0,"d":"0.0%"},{"v":0,"d":"0.0%"},{"v":0,"d":"0.0%"},{"v":0,"d":"0.0%"},{"v":0.202660568247506,"d":"20.3%"},{"v":0.797339431752494,"d":"79.7%"},{"v":0.649193091498147,"d":"64.9%"},{"v":0.851853659745653,"d":"85.2%"},{"v":0.148146340254347,"d":"14.8%"}]
[5592,2020,"MI","Bingham Solar, LLC",63321,"Consumers Energy Co",4254,"National Grid Renewables",62759,"IPP Non-CHP","Midcontinent Independent Transmission System Operator, Inc..","MISO","MRO","RFCM","RFC Michigan","MISO","26","037","Clinton",43.012,-84.528,1,1,"SUN","SOLAR",null,{"v":4.81E-3,"d":"0.0048"},{"v":20,"d":"20.0"},{"$nulls":9},{"v":7387,"d":"7,387"},0,842,0,{"$nulls":41},{"v":7387,"d":"7,387"},0,{"$nulls":6},"--","EIA","EIA",{"$nulls":15},0,0,0,0,0,0,0,842,0,0,0,0,842,842,0,842,{"v":0,"d":"0.0%"},{"v":0,"d":"0.0%"},{"v":0,"d":"0.0%"},{"v":0,"d":"0.0%"},{"v":0,"d":"0.0%"},{"v":0,"d":"0.0%"},{"v":0,"d":"0.0%"},{"v":1,"d":"100.0%"},{"v":0,"d":"0.0%"},{"v":0,"d":"0.0%"},{"v":0,"d":"0.0%"},{"v":0,"d":"0.0%"},{"v":1,"d":"100.0%"},{"v":1,"d":"100.0%"},{"v":0,"d":"0.0%"},{"v":1,"d":"100.0%"}]
[5627,2020,"MI","Croton",1701,"Consumers Energy Co",4254,"Consumers Energy Co",4254,"Electric Utility","Midcontinent Independent Transmission System Operator, Inc..","MISO","RFC","RFCM","RFC Michigan","MISO","26","123","Newaygo",43.437322,-85.664462,4,4,"WAT","HYDRO",null,{"v":0.33821,"d":"0.3382"},8.9,{"$nulls":9},{"v":231325,"d":"231,325"},{"v":97725.998,"d":"97,726"},{"v":26368,"d":"26,368"},{"v":11139,"d":"11,139"},{"$nulls":41},{"v":231325,"d":"231,325"},{"v":97725.998,"d":"97,726"},{"$nulls":6},"--","EIA","EIA",{"$nulls":15},0,0,0,0,{"v":26368,"d":"26,368"},0,0,0,0,0,0,0,{"v":26368,"d":"26,368"},0,0,{"v":26368,"d":"26,368"},{"v":0,"d":"0.0%"},{"v":0,"d":"0.0%"},{"v":0,"d":"0.0%"},{"v":0,"d":"0.0%"},{"v":1,"d":"100.0%"},{"v":0,"d":"0.0%"},{"v":0,"d":"0.0%"},{"v":0,"d":"0.0%"},{"v":0,"d":"0.0%"},{"v":0,"d":"0.0%"},{"v":0,"d":"0.0%"},{"v":0,"d":"0.0%"},{"v":1,"d":"100.0%"},{"v":0,"d":"0.0%"},{"v":0,"d":"0.0%"},{"v":1,"d":"100.0%"}]
[5652,2020,"MI","Edison Sault",1751,"American Transmission Co",659,"Cloverland Electric Co-op",3828,"Electric Utility","Midcontinent Independent Transmission System Operator, Inc..","MISO","RFC","RFCW","RFC West","MISO","26","033","Chippewa",46.4974,-84.332,73,73,"WAT","HYDRO",null,{"v":0.61022,"d":"0.6102"},41.8,{"$nulls":9},{"v":1960256.045,"d":"1,960,256"},{"v":828130.997,"d":"828,131"},{"v":223441.973,"d":"223,442"},{"v":94396.031,"d":"94,396"},{"$nulls":41},{"v":1960256.045,"d":"1,960,256"},{"v":828130.997,"d":"828,131"},{"$nulls":6},"--","EIA","EIA",{"$nulls":15},0,0,0,0,{"v":223442,"d":"223,442"},0,0,0,0,0,0,0,{"v":223442,"d":"223,442"},0,0,{"v":223442,"d":"223,442"},{"v":0,"d":"0.0%"},{"v":0,"d":"0.0%"},{"v":0,"d":"0.0%"},{"v":0,"d":"0.0%"},{"v":1,"d":"100.0%"},{"v":0,"d":"0.0%"},{"v":0,"d":"0.0%"},{"v":0,"d":"0.0%"},{"v":0,"d":"0.0%"},{"v":0,"d":"0.0%"},{"v":0,"d":"0.0%"},{"v":0,"d":"0.0%"},{"v":1,"d":"100.0%"},{"v":0,"d":"0.0%"},{"v":0,"d":"0.0%"},{"v":1,"d":"100.0%"}]
[5661,2020,"MI","Foote",1705,"Consumers Energy Co",4254,"Consumers Energy Co",4254,"Electric Utility","Midcontinent Independent Transmission System Operator, Inc..","MISO","RFC","RFCM","RFC Michigan","MISO","26","069","Iosco",44.435381,-83.440722,3,3,"WAT","HYDRO",null,{"v":0.44744,"d":"0.4474"},{"v":9,"d":"9.0"},{"$nulls":9},{"v":309475.992,"d":"309,476"},{"v":130742.004,"d":"130,742"},{"v":35276.001,"d":"35,276"},{"v":14903.001,"d":"14,903"},{"$nulls":41},{"v":309475.992,"d":"309,476"},{"v":130742.004,"d":"130,742"},{"$nulls":6},"--","EIA","EIA",{"$nulls":15},0,0,0,0,{"v":35276,"d":"35,276"},0,0,0,0,0,0,0,{"v":35276,"d":"35,276"},0,0,{"v":35276,"d":"35,276"},{"v":0,"d":"0.0%"},{"v":0,"d":"0.0%"},{"v":0,"d":"0.0%"},{"v":0,"d":"0.0%"},{"v":1,"d":"100.0%"},{"v":0,"d":"0.0%"},{"v":0,"d":"0.0%"},{"v":0,"d":"0.0%"},{"v":0,"d":"0.0%"},{"v":0,"d":"0.0%"},{"v":0,"d":"0.0%"},{"v":0,"d":"0.0%"},{"v":1,"d":"100.0%"},{"v":0,"d":"0.0%"},{"v":0,"d":"0.0%"},{"v":1,"d":"100.0%"}]
[5686,2020,"MI","Greenwood",6035,"ITC Transmission",56068,"DTE Electric Company",5109,"Electric Utility","Midcontinent Independent Transmission System Operator, Inc..","MISO","RFC","RFCM","RFC Michigan","MISO","26","147","St Clair",43.1056,-82.6964,4,4,"NG","GAS",null,{"v":0.10168,"d":"0.1017"},{"v":1071.3,"d":"1,071.3"},{"v":1,"d":"1.0000"},{"$nulls":6},{"v":10833548.281,"d":"10,833,548"},{"v":7350055.031,"d":"7,350,055"},{"v":10833548.281,"d":"10,833,548"},{"v":7350055.031,"d":"7,350,055"},{"v":954181,"d":"954,181"},{"v":635242,"d":"635,242"},{"v":647.86,"d":"648"},{"v":403.668,"d":"404"},{"v":3.8,"d":"4"},{"v":642438.5,"d":"642,439"},{"v":22543.643,"d":"22,544"},{"v":2256.235,"d":"2,256"},{"v":643056.475,"d":"643,056"},null,1.358,1.271,0.008,{"v":1346.576,"d":"1,346.576"},0.024,{"v":2E-3,"d":"0.002"},{"v":1347.871,"d":"1,347.871"},null,{"v":0.12,"d":"0.120"},{"v":0.11,"d":"0.110"},{"v":1E-3,"d":"0.001"},118.602,{"v":2E-3,"d":"0.002"},{"v":0,"d":"0.000"},118.716,null,1.358,1.271,0.008,{"v":1346.576,"d":"1,346.576"},0.024,{"v":2E-3,"d":"0.002"},{"v":1347.871,"d":"1,347.871"},null,{"v":647.86,"d":"648"},{"v":403.668,"d":"404"},{"v":3.8,"d":"4"},{"v":642438.5,"d":"642,439"},{"v":22543.643,"d":"22,544"},{"v":2256.235,"d":"2,256"},null,{"v":10833548.281,"d":"10,833,548"},{"v":7350055.031,"d":"7,350,055"},{"v":10833548.281,"d":"10,833,548"},{"v":7350055.031,"d":"7,350,055"},"EPA/CAMD","EPA/CAMD","EPA/CAMD","EPA/CAMD","EIA","EIA","--","EPA/CAMD","EPA/CAMD",{"$nulls":14},{"v":11353.765581,"d":"11,353.766"},0,{"v":266.828,"d":"267"},{"v":953914.25,"d":"953,914"},0,0,0,0,0,0,0,0,{"v":954181.078,"d":"954,181"},0,0,{"v":954181.078,"d":"954,181"},0,{"v":0,"d":"0.0%"},{"v":0.000279640841924136,"d":"0.0%"},{"v":0.999720359158076,"d":"100.0%"},{"v":0,"d":"0.0%"},{"v":0,"d":"0.0%"},{"v":0,"d":"0.0%"},{"v":0,"d":"0.0%"},{"v":0,"d":"0.0%"},{"v":0,"d":"0.0%"},{"v":0,"d":"0.0%"},{"v":0,"d":"0.0%"},{"v":1,"d":"100.0%"},{"v":0,"d":"0.0%"},{"v":0,"d":"0.0%"},{"v":1,"d":"100.0%"},{"v":0,"d":"0.0%"}]
[5719,2020,"MI","James R Smith",1842,"City of Marquette - (MI)",11701,"City of Marquette - (MI)",11701,"Electric Utility","Midcontinent Independent Transmission System Operator, Inc..","MISO","RFC","MROE","MRO East","MISO","26","103","Marquette",46.571639,-87.410455,2,2,"WAT","HYDRO",null,{"v":0.78764,"d":"0.7876"},3.2,{"$nulls":9},{"v":193699,"d":"193,699"},{"v":81830,"d":"81,830"},{"v":22079,"d":"22,079"},{"v":9328,"d":"9,328"},{"$nulls":41},{"v":193699,"d":"193,699"},{"v":81830,"d":"81,830"},{"$nulls":6},"--","EIA","EIA",{"$nulls":15},0,0,0,0,{"v":22079,"d":"22,079"},0,0,0,0,0,0,0,{"v":22079,"d":"22,079"},0,0,{"v":22079,"d":"22,079"},{"v":0,"d":"0.0%"},{"v":0,"d":"0.0%"},{"v":0,"d":"0.0%"},{"v":0,"d":"0.0%"},{"v":1,"d":"100.0%"},{"v":0,"d":"0.0%"},{"v":0,"d":"0.0%"},{"v":0,"d":"0.0%"},{"v":0,"d":"0.0%"},{"v":0,"d":"0.0%"},{"v":0,"d":"0.0%"},{"v":0,"d":"0.0%"},{"v":1,"d":"100.0%"},{"v":0,"d":"0.0%"},{"v":0,"d":"0.0%"},{"v":1,"d":"100.0%"}]
[5728,2020,"MI","Lennon Generating",59436,"Consumers Energy Co",4254,"North American Natural Res",13559,"IPP Non-CHP","Midcontinent Independent Transmission System Operator, Inc..","MISO","RFC","RFCM","RFC Michigan","MISO","26","155","Shiawassee",42.981667,-83.979444,8,8,"LFG","BIOMASS",null,{"v":0.44906,"d":"0.4491"},9.6,{"v":0.58490296803653,"d":"0.5849"},"Yes",{"$nulls":5},{"v":499229.016,"d":"499,229"},{"v":191717.004,"d":"191,717"},{"v":499229.016,"d":"499,229"},{"v":191717.004,"d":"191,717"},{"v":37764,"d":"37,764"},{"v":14502,"d":"14,502"},0,0,{"v":8.362,"d":"8"},{"v":0.005,"d":"0"},0,0,{"v":0.005,"d":"0"},null,{"v":0,"d":"0.000"},{"v":0,"d":"0.000"},0.443,{"v":0,"d":"0.000"},{"v":0,"d":"0.000"},{"v":0,"d":"0.000"},{"v":0,"d":"0.000"},null,{"v":0,"d":"0.000"},{"v":0,"d":"0.000"},0.034,{"v":0,"d":"0.000"},{"v":0,"d":"0.000"},{"v":0,"d":"0.000"},{"v":0,"d":"0.000"},null,{"v":0,"d":"0.000"},{"v":0,"d":"0.000"},0.443,{"v":0,"d":"0.000"},{"v":0,"d":"0.000"},{"v":0,"d":"0.000"},{"v":0,"d":"0.000"},null,{"v":354.844,"d":"355"},{"v":136.268,"d":"136"},{"v":11.233,"d":"11"},{"v":31700.941,"d":"31,701"},{"v":1161.208,"d":"1,161"},{"v":116.121,"d":"116"},null,{"v":499229.016,"d":"499,229"},{"v":191717.004,"d":"191,717"},{"v":499229.016,"d":"499,229"},{"v":191717.004,"d":"191,717"},"EIA","EIA","EIA","EIA","EIA","EIA","--","EIA","EIA",{"v":354.844,"d":"355"},{"v":136.268,"d":"136"},{"v":2.871,"d":"3"},{"v":31700.937,"d":"31,701"},{"v":1161.208,"d":"1,161"},{"v":116.121,"d":"116"},{"$nulls":8},{"v":13219.707013,"d":"13,219.707"},0,0,0,0,0,{"v":37764,"d":"37,764"},0,0,0,0,0,0,{"v":37764,"d":"37,764"},{"v":37764,"d":"37,764"},{"v":37764,"d":"37,764"},0,{"v":0,"d":"0.0%"},{"v":0,"d":"0.0%"},{"v":0,"d":"0.0%"},{"v":0,"d":"0.0%"},{"v":0,"d":"0.0%"},{"v":1,"d":"100.0%"},{"v":0,"d":"0.0%"},{"v":0,"d":"0.0%"},{"v":0,"d":"0.0%"},{"v":0,"d":"0.0%"},{"v":0,"d":"0.0%"},{"v":0,"d":"0.0%"},{"v":1,"d":"100.0%"},{"v":1,"d":"100.0%"},{"v":1,"d":"100.0%"},{"v":0,"d":"0.0%"}]
[5753,2020,"MI","Mio",1714,"ITC Transmission",56068,"Consumers Energy Co",4254,"Electric Utility","Midcontinent Independent Transmission System Operator, Inc..","MISO","RFC","RFCM","RFC Michigan","MISO","26","135","Oscoda",44.661114,-84.131691,2,2,"WAT","HYDRO",null,{"v":0.41486,"d":"0.4149"},{"v":5,"d":"5.0"},{"$nulls":9},{"v":159414,"d":"159,414"},{"v":67346,"d":"67,346"},{"v":18171,"d":"18,171"},{"v":7677,"d":"7,677"},{"$nulls":41},{"v":159414,"d":"159,414"},{"v":67346,"d":"67,346"},{"$nulls":6},"--","EIA","EIA",{"$nulls":15},0,0,0,0,{"v":18171,"d":"18,171"},0,0,0,0,0,0,0,{"v":18171,"d":"18,171"},0,0,{"v":18171,"d":"18,171"},{"v":0,"d":"0.0%"},{"v":0,"d":"0.0%"},{"v":0,"d":"0.0%"},{"v":0,"d":"0.0%"},{"v":1,"d":"100.0%"},{"v":0,"d":"0.0%"},{"v":0,"d":"0.0%"},{"v":0,"d":"0.0%"},{"v":0,"d":"0.0%"},{"v":0,"d":"0.0%"},{"v":0,"d":"0.0%"},{"v":0,"d":"0.0%"},{"v":1,"d":"100.0%"},{"v":0,"d":"0.0%"},{"v":0,"d":"0.0%"},{"v":1,"d":"100.0%"}]
[5786,2020,"MI","POET Biorefining Caro, LLC",63831,"DTE Electric Company",5109,"POET Biorefining Caro, LLC",63509,"Industrial CHP","Midcontinent Independent Transmission System Operator, Inc..","MISO","RFC","RFCM","RFC Michigan","MISO","26","157","Tuscola",43.472885,-83.411763,1,1,"NG","GAS",null,{"v":0.47463,"d":"0.4746"},3.8,{"v":0.542289513738684,"d":"0.5423"},null,"Yes",{"v":658562.4,"d":"658,562"},{"v":0.082,"d":"0"},{"v":0.098428,"d":"0.0984"},null,{"v":99259.84,"d":"99,260"},0,{"v":99259.84,"d":"99,260"},0,{"v":15799.36,"d":"15,799"},{"v":6799.487,"d":"6,799"},{"v":8.113,"d":"8"},{"v":3.491,"d":"3"},{"v":0.159,"d":"0"},{"v":5801.195,"d":"5,801"},{"v":218.831,"d":"219"},{"v":21.883,"d":"22"},{"v":5807.191,"d":"5,807"},null,1.027,1.027,{"v":0.02,"d":"0.020"},734.358,0.014,{"v":1E-3,"d":"0.001"},735.117,null,0.163,null,0.003,116.889,{"v":2E-3,"d":"0.002"},{"v":0,"d":"0.000"},{"v":117.01,"d":"117.010"},null,1.027,1.027,{"v":0.02,"d":"0.020"},734.358,0.014,{"v":1E-3,"d":"0.001"},735.117,null,{"v":82.422,"d":"82"},{"v":35.471,"d":"35"},{"v":1.612,"d":"2"},{"v":58938.539,"d":"58,939"},{"v":2223.258,"d":"2,223"},{"v":222.326,"d":"222"},null,{"v":1008452.625,"d":"1,008,453"},0,{"v":1008452.625,"d":"1,008,453"},0,"EIA","EIA","EIA","EIA","EIA","EIA","--","EIA","EIA",{"$nulls":6},{"v":909192.785,"d":"909,193"},0,{"v":74.309,"d":"74"},{"v":31.98,"d":"32"},{"v":1.453,"d":"1"},{"v":53137.344,"d":"53,137"},{"v":2004.427,"d":"2,004"},{"v":200.443,"d":"200"},{"v":6282.522813,"d":"6,282.523"},0,0,{"v":15799.36,"d":"15,799"},0,0,0,0,0,0,0,0,{"v":15799.36,"d":"15,799"},0,0,{"v":15799.36,"d":"15,799"},0,{"v":0,"d":"0.0%"},{"v":0,"d":"0.0%"},{"v":1,"d":"100.0%"},{"v":0,"d":"0.0%"},{"v":0,"d":"0.0%"},{"v":0,"d":"0.0%"},{"v":0,"d":"0.0%"},{"v":0,"d":"0.0%"},{"v":0,"d":"0.0%"},{"v":0,"d":"0.0%"},{"v":0,"d":"0.0%"},{"v":1,"d":"100.0%"},{"v":0,"d":"0.0%"},{"v":0,"d":"0.0%"},{"v":1,"d":"100.0%"},{"v":0,"d":"0.0%"}]
[5811,2020,"MI","State St Generating",7970,"Coldwater Board of Public Util",3915,"Michigan South Central Power Agency",12807,"Electric Utility","Midcontinent Independent Transmission System Operator, Inc..","MISO","RFC","RFCM","RFC Michigan","MISO","26","023","Branch",41.9557,-84.9796,9,9,"DFO","OIL",null,null,16.2,{"$nulls":62},"--"]
[5844,2020,"MI","Watervliet PV",59853,"Indiana Michigan Power Co",9324,"Indiana Michigan Power Co",9324,"Electric Utility","PJM Interconnection, LLC","PJM","RFC","RFCW","RFC West","PJM","26","021","Berrien",42.19,-86.23,1,1,"SUN","SOLAR",null,{"v":0.12177,"d":"0.1218"},4.6,{"$nulls":9},{"v":43048,"d":"43,048"},{"v":25199,"d":"25,199"},{"v":4907,"d":"4,907"},{"v":2872,"d":"2,872"},{"$nulls":41},{"v":43048,"d":"43,048"},{"v":25199,"d":"25,199"},{"$nulls":6},"--","EIA","EIA",{"$nulls":15},0,0,0,0,0,0,0,{"v":4907,"d":"4,907"},0,0,0,0,{"v":4907,"d":"4,907"},{"v":4907,"d":"4,907"},0,{"v":4907,"d":"4,907"},{"v":0,"d":"0.0%"},{"v":0,"d":"0.0%"},{"v":0,"d":"0.0%"},{"v":0,"d":"0.0%"},{"v":0,"d":"0.0%"},{"v":0,"d":"0.0%"},{"v":0,"d":"0.0%"},{"v":1,"d":"100.0%"},{"v":0,"d":"0.0%"},{"v":0,"d":"0.0%"},{"v":0,"d":"0.0%"},{"v":0,"d":"0.0%"},{"v":1,"d":"100.0%"},{"v":1,"d":"100.0%"},{"v":0,"d":"0.0%"},{"v":1,"d":"100.0%"}]
[5856,2020,"MI","Zeeland",1867,"City of Zeeland - (MI)",21158,"City of Zeeland - (MI)",21158,"Electric Utility","Midcontinent Independent Transmission System Operator, Inc..","MISO","RFC","RFCM","RFC Michigan","MISO","26","139","Ottawa",42.8067,-86.0558,7,7,"NG","GAS",null,{"v":1.72E-3,"d":"0.0017"},22.3,{"v":1,"d":"1.0000"},{"$nulls":6},{"v":10074,"d":"10,074"},{"v":4471.002,"d":"4,471"},{"v":10074,"d":"10,074"},{"v":4471.002,"d":"4,471"},{"v":336.001,"d":"336"},149,{"v":12.083,"d":"12"},{"v":5.197,"d":"5"},{"v":0.014,"d":"0"},{"v":588.77,"d":"589"},{"v":27.174,"d":"27"},{"v":3.462,"d":"3"},{"v":589.626,"d":"590"},null,71.922,69.758,0.085,{"v":3504.573,"d":"3,504.573"},0.081,{"v":0.01,"d":"0.010"},{"v":3509.665,"d":"3,509.665"},null,2.399,2.325,0.003,116.889,0.003,{"v":0,"d":"0.000"},117.059,null,71.923,69.759,0.085,{"v":3504.583,"d":"3,504.583"},0.081,{"v":0.01,"d":"0.010"},{"v":3509.676,"d":"3,509.676"},null,{"v":12.083,"d":"12"},{"v":5.197,"d":"5"},{"v":0.014,"d":"0"},{"v":588.77,"d":"589"},{"v":27.174,"d":"27"},{"v":3.462,"d":"3"},null,{"v":10074,"d":"10,074"},{"v":4471.002,"d":"4,471"},{"v":10074,"d":"10,074"},{"v":4471.002,"d":"4,471"},"EIA","EIA","EIA","EIA","EIA","EIA","--","EIA","EIA",{"$nulls":14},{"v":29982.142494,"d":"29,982.142"},0,{"v":37.531,"d":"38"},{"v":298.469,"d":"298"},0,0,0,0,0,0,0,0,336,0,0,336,0,{"v":0,"d":"0.0%"},{"v":0.111699404761905,"d":"11.2%"},{"v":0.888300595238095,"d":"88.8%"},{"v":0,"d":"0.0%"},{"v":0,"d":"0.0%"},{"v":0,"d":"0.0%"},{"v":0,"d":"0.0%"},{"v":0,"d":"0.0%"},{"v":0,"d":"0.0%"},{"v":0,"d":"0.0%"},{"v":0,"d":"0.0%"},{"v":1,"d":"100.0%"},{"v":0,"d":"0.0%"},{"v":0,"d":"0.0%"},{"v":1,"d":"100.0%"},{"v":0,"d":"0.0%"}]
[5879,2020,"MN","Antlia Community Solar",60937,"Northern States Power Co",13780,"Antlia Community Solar",60587,"IPP Non-CHP","Midcontinent Independent Transmission System Operator, Inc..","MISO","MRO","MROW","MRO West","MISO","27","117","Pipestone",43.906524,-96.138235,2,2,"SUN","SOLAR",null,{"v":0.19315,"d":"0.1932"},{"v":2,"d":"2.0"},{"$nulls":9},{"v":29688,"d":"29,688"},{"v":16743,"d":"16,743"},{"v":3384,"d":"3,384"},{"v":1908,"d":"1,908"},{"$nulls":41},{"v":29688,"d":"29,688"},{"v":16743,"d":"16,743"},{"$nulls":6},"--","EIA","EIA",{"$nulls":15},0,0,0,0,0,0,0,{"v":3384,"d":"3,384"},0,0,0,0,{"v":3384,"d":"3,384"},{"v":3384,"d":"3,384"},0,{"v":3384,"d":"3,384"},{"v":0,"d":"0.0%"},{"v":0,"d":"0.0%"},{"v":0,"d":"0.0%"},{"v":0,"d":"0.0%"},{"v":0,"d":"0.0%"},{"v":0,"d":"0.0%"},{"v":0,"d":"0.0%"},{"v":1,"d":"100.0%"},{"v":0,"d":"0.0%"},{"v":0,"d":"0.0%"},{"v":0,"d":"0.0%"},{"v":0,"d":"0.0%"},{"v":1,"d":"100.0%"},{"v":1,"d":"100.0%"},{"v":0,"d":"0.0%"},{"v":1,"d":"100.0%"}]
[5912,2020,"MN","Big Lake Holdco Solar CSG",60836,"Northern States Power Co - Minnesota",13781,"Big Lake Holdco LLC",60489,"IPP Non-CHP","Midcontinent Independent Transmission System Operator, Inc..","MISO","MRO","MROW","MRO West","MISO","27","141","Sherburne",45.334575,-93.775577,1,1,"SUN","SOLAR",null,{"v":0.10491,"d":"0.1049"},{"v":5,"d":"5.0"},{"$nulls":9},{"v":40311,"d":"40,311"},{"v":22733,"d":"22,733"},{"v":4595,"d":"4,595"},{"v":2591,"d":"2,591"},{"$nulls":41},{"v":40311,"d":"40,311"},{"v":22733,"d":"22,733"},{"$nulls":6},"--","EIA","EIA",{"$nulls":15},0,0,0,0,0,0,0,{"v":4595,"d":"4,595"},0,0,0,0,{"v":4595,"d":"4,595"},{"v":4595,"d":"4,595"},0,{"v":4595,"d":"4,595"},{"v":0,"d":"0.0%"},{"v":0,"d":"0.0%"},{"v":0,"d":"0.0%"},{"v":0,"d":"0.0%"},{"v":0,"d":"0.0%"},{"v":0,"d":"0.0%"},{"v":0,"d":"0.0%"},{"v":1,"d":"100.0%"},{"v":0,"d":"0.0%"},{"v":0,"d":"0.0%"},{"v":0,"d":"0.0%"},{"v":0,"d":"0.0%"},{"v":1,"d":"100.0%"},{"v":1,"d":"100.0%"},{"v":0,"d":"0.0%"},{"v":1,"d":"100.0%"}]
[5921,2020,"MN","Blue Breezes II LLC",56581,"Blue Earth Light & Water",1883,"Moore 1",56807,"IPP Non-CHP","Midcontinent Independent Transmission System Operator, Inc..","MISO","MRO","MROW","MRO West","MISO","27","043","Faribault",43.6558,-94.1564,1,1,"WND","WIND",null,{"v":0.11424,"d":"0.1142"},1.3,{"$nulls":9},{"v":11414,"d":"11,414"},{"v":4151,"d":"4,151"},{"v":1301,"d":"1,301"},473,{"$nulls":41},{"v":11414,"d":"11,414"},{"v":4151,"d":"4,151"},{"$nulls":6},"--","EIA","EIA",{"$nulls":15},0,0,0,0,0,0,{"v":1301,"d":"1,301"},0,0,0,0,0,{"v":1301,"d":"1,301"},{"v":1301,"d":"1,301"},0,{"v":1301,"d":"1,301"},{"v":0,"d":"0.0%"},{"v":0,"d":"0.0%"},{"v":0,"d":"0.0%"},{"v":0,"d":"0.0%"},{"v":0,"d":"0.0%"},{"v":0,"d":"0.0%"},{"v":1,"d":"100.0%"},{"v":0,"d":"0.0%"},{"v":0,"d":"0.0%"},{"v":0,"d":"0.0%"},{"v":0,"d":"0.0%"},{"v":0,"d":"0.0%"},{"v":1,"d":"100.0%"},{"v":1,"d":"100.0%"},{"v":0,"d":"0.0%"},{"v":1,"d":"100.0%"}]
[5946,2020,"MN","Carina Community Solar",61179,"Northern States Power Co - Minnesota",13781,"Carina Community Solar",60827,"IPP Non-CHP","Midcontinent Independent Transmission System Operator, Inc..","MISO","MRO","MROW","MRO West","MISO","27","157","Wabasha",44.164677,-92.241187,4,4,"SUN","SOLAR",null,{"v":0.21937,"d":"0.2194"},3.6,{"$nulls":9},{"v":60692,"d":"60,692"},{"v":34227,"d":"34,227"},{"v":6918,"d":"6,918"},{"v":3901,"d":"3,901"},{"$nulls":41},{"v":60692,"d":"60,692"},{"v":34227,"d":"34,227"},{"$nulls":6},"--","EIA","EIA",{"$nulls":15},0,0,0,0,0,0,0,{"v":6918,"d":"6,918"},0,0,0,0,{"v":6918,"d":"6,918"},{"v":6918,"d":"6,918"},0,{"v":6918,"d":"6,918"},{"v":0,"d":"0.0%"},{"v":0,"d":"0.0%"},{"v":0,"d":"0.0%"},{"v":0,"d":"0.0%"},{"v":0,"d":"0.0%"},{"v":0,"d":"0.0%"},{"v":0,"d":"0.0%"},{"v":1,"d":"100.0%"},{"v":0,"d":"0.0%"},{"v":0,"d":"0.0%"},{"v":0,"d":"0.0%"},{"v":0,"d":"0.0%"},{"v":1,"d":"100.0%"},{"v":1,"d":"100.0%"},{"v":0,"d":"0.0%"},{"v":1,"d":"100.0%"}]
[5979,2020,"MN","Cornillie",61977,"Northern States Power Co - Minnesota",13781,"Terraform Arcadia",63249,"IPP Non-CHP","Midcontinent Independent Transmission System Operator, Inc..","MISO","MRO","MROW","MRO West","MISO","27","025","Chisago",45.46013,-92.89609,1,1,"SUN","SOLAR",null,{"v":0.20354,"d":"0.2035"},{"v":1,"d":"1.0"},{"$nulls":9},{"v":15643,"d":"15,643"},{"v":8823,"d":"8,823"},{"v":1783,"d":"1,783"},{"v":1006,"d":"1,006"},{"$nulls":41},{"v":15643,"d":"15,643"},{"v":8823,"d":"8,823"},{"$nulls":6},"--","EIA","EIA",{"$nulls":15},0,0,0,0,0,0,0,{"v":1783,"d":"1,783"},0,0,0,0,{"v":1783,"d":"1,783"},{"v":1783,"d":"1,783"},0,{"v":1783,"d":"1,783"},{"v":0,"d":"0.0%"},{"v":0,"d":"0.0%"},{"v":0,"d":"0.0%"},{"v":0,"d":"0.0%"},{"v":0,"d":"0.0%"},{"v":0,"d":"0.0%"},{"v":0,"d":"0.0%"},{"v":1,"d":"100.0%"},{"v":0,"d":"0.0%"},{"v":0,"d":"0.0%"},{"v":0,"d":"0.0%"},{"v":0,"d":"0.0%"},{"v":1,"d":"100.0%"},{"v":1,"d":"100.0%"},{"v":0,"d":"0.0%"},{"v":1,"d":"100.0%"}]
[6004,2020,"MN","E. Goenner Project CSG",63175,"Northern States Power Co - Minnesota",13781,"E. Goenner Community Solar LLC",62963,"IPP Non-CHP","Midcontinent Independent Transmission System Operator, Inc..","MISO","MRO","MROW","MRO West","MISO","27","141","Sherburne",45.463956,-94.091014,1,1,"SUN","SOLAR",null,{"v":0.20765,"d":"0.2077"},{"v":1,"d":"1.0"},{"$nulls":9},{"v":15957,"d":"15,957"},{"v":8999,"d":"8,999"},{"v":1819,"d":"1,819"},{"v":1026,"d":"1,026"},{"$nulls":41},{"v":15957,"d":"15,957"},{"v":8999,"d":"8,999"},{"$nulls":6},"--","EIA","EIA",{"$nulls":15},0,0,0,0,0,0,0,{"v":1819,"d":"1,819"},0,0,0,0,{"v":1819,"d":"1,819"},{"v":1819,"d":"1,819"},0,{"v":1819,"d":"1,819"},{"v":0,"d":"0.0%"},{"v":0,"d":"0.0%"},{"v":0,"d":"0.0%"},{"v":0,"d":"0.0%"},{"v":0,"d":"0.0%"},{"v":0,"d":"0.0%"},{"v":0,"d":"0.0%"},{"v":1,"d":"100.0%"},{"v":0,"d":"0.0%"},{"v":0,"d":"0.0%"},{"v":0,"d":"0.0%"},{"v":0,"d":"0.0%"},{"v":1,"d":"100.0%"},{"v":1,"d":"100.0%"},{"v":0,"d":"0.0%"},{"v":1,"d":"100.0%"}]
[6037,2020,"MN","FastSun 5 CSG",63045,"Northern States Power Co - Minnesota",13781,"Altus Power America Management, LLC",60281,"IPP Non-CHP","Midcontinent Independent Transmission System Operator, Inc..","MISO","MRO","MROW","MRO West","MISO","27","169","Winona",43.85946,-91.319564,1,1,"SUN","SOLAR",null,{"v":0.12283,"d":"0.1228"},{"v":1,"d":"1.0"},{"$nulls":9},{"v":9441,"d":"9,441"},{"v":5324,"d":"5,324"},{"v":1076,"d":"1,076"},607,{"$nulls":41},{"v":9441,"d":"9,441"},{"v":5324,"d":"5,324"},{"$nulls":6},"--","EIA","EIA",{"$nulls":15},0,0,0,0,0,0,0,{"v":1076,"d":"1,076"},0,0,0,0,{"v":1076,"d":"1,076"},{"v":1076,"d":"1,076"},0,{"v":1076,"d":"1,076"},{"v":0,"d":"0.0%"},{"v":0,"d":"0.0%"},{"v":0,"d":"0.0%"},{"v":0,"d":"0.0%"},{"v":0,"d":"0.0%"},{"v":0,"d":"0.0%"},{"v":0,"d":"0.0%"},{"v":1,"d":"100.0%"},{"v":0,"d":"0.0%"},{"v":0,"d":"0.0%"},{"v":0,"d":"0.0%"},{"v":0,"d":"0.0%"},{"v":1,"d":"100.0%"},{"v":1,"d":"100.0%"},{"v":0,"d":"0.0%"},{"v":1,"d":"100.0%"}]
[6046,2020,"MN","Flodquist Community Solar DE LLC",64394,"Northern States Power Co - Minnesota",13781,"Flodquist Community Solar LLC",63345,"IPP Non-CHP","Midcontinent Independent Transmission System Operator, Inc..","MISO","MRO","MROW","MRO West","MISO","27","025","Chisago",45.491472,-92.847638,1,1,"SUN","SOLAR",null,null,{"v":1,"d":"1.0"},{"$nulls":62},"--"]
[6071,2020,"MN","Gopher CSG",61426,"Northern States Power Co - Minnesota",13781,"SoCore Energy LLC",60520,"IPP Non-CHP","Midcontinent Independent Transmission System Operator, Inc..","MISO","MRO","MROW","MRO West","MISO","27","025","Chisago",45.398562,-92.679157,1,1,"SUN","SOLAR",null,{"v":0.19438,"d":"0.1944"},{"v":5,"d":"5.0"},{"$nulls":9},{"v":74694,"d":"74,694"},{"v":42124,"d":"42,124"},{"v":8514,"d":"8,514"},{"v":4801,"d":"4,801"},{"$nulls":41},{"v":74694,"d":"74,694"},{"v":42124,"d":"42,124"},{"$nulls":6},"--","EIA","EIA",{"$nulls":15},0,0,0,0,0,0,0,{"v":8514,"d":"8,514"},0,0,0,0,{"v":8514,"d":"8,514"},{"v":8514,"d":"8,514"},0,{"v":8514,"d":"8,514"},{"v":0,"d":"0.0%"},{"v":0,"d":"0.0%"},{"v":0,"d":"0.0%"},{"v":0,"d":"0.0%"},{"v":0,"d":"0.0%"},{"v":0,"d":"0.0%"},{"v":0,"d":"0.0%"},{"v":1,"d":"100.0%"},{"v":0,"d":"0.0%"},{"v":0,"d":"0.0%"},{"v":0,"d":"0.0%"},{"v":0,"d":"0.0%"},{"v":1,"d":"100.0%"},{"v":1,"d":"100.0%"},{"v":0,"d":"0.0%"},{"v":1,"d":"100.0%"}]
[6104,2020,"MN","Hibbing",1979,"ALLETE, Inc.",12647,"Hibbing Public Utilities Comm",8543,"Electric Utility","Midcontinent Independent Transmission System Operator, Inc..","MISO","MRO","MROW","MRO West","MISO","27","137","St Louis",47.4294,-92.935,4,3,"SUB","COAL","Yes",{"v":0,"d":"0.0000"},35.9,null,"Yes","Yes",{"v":590617.6,"d":"590,618"},0,{"v":0,"d":"0.0000"},null,0,0,0,0,0,0,0,0,0,0,0,0,0,{"$nulls":25},{"v":138.469,"d":"138"},{"v":20.778,"d":"21"},{"v":75.77,"d":"76"},{"v":54323,"d":"54,323"},{"v":6707.111,"d":"6,707"},{"v":924.686,"d":"925"},null,{"v":738274,"d":"738,274"},{"v":218715.625,"d":"218,716"},{"v":738274,"d":"738,274"},{"v":218715.625,"d":"218,716"},"EIA","EIA","EIA","EIA","EIA","EIA","--","EIA","EIA",{"$nulls":3},0,null,null,{"v":738274,"d":"738,274"},{"v":218715.625,"d":"218,716"},{"v":138.469,"d":"138"},{"v":20.778,"d":"21"},{"v":75.77,"d":"76"},{"v":54323,"d":"54,323"},{"v":6707.111,"d":"6,707"},{"v":924.686,"d":"925"},null,0,0,0,0,0,0,0,0,0,0,0,0,0,0,0,0]
[6120,2020,"MN","Hwy 14 Holdco Solar CSG",60834,"Northern States Power Co - Minnesota",13781,"Hwy 14 Holdco, LLC",60488,"IPP Non-CHP","Midcontinent Independent Transmission System Operator, Inc..","MISO","MRO","MROW","MRO West","MISO","27","109","Olmsted",44.021848,-92.592192,1,1,"SUN","SOLAR",null,{"v":0.17708,"d":"0.1771"},{"v":5,"d":"5.0"},{"$nulls":9},{"v":68043,"d":"68,043"},{"v":38373,"d":"38,373"},{"v":7756,"d":"7,756"},{"v":4374,"d":"4,374"},{"$nulls":41},{"v":68043,"d":"68,043"},{"v":38373,"d":"38,373"},{"$nulls":6},"--","EIA","EIA",{"$nulls":15},0,0,0,0,0,0,0,{"v":7756,"d":"7,756"},0,0,0,0,{"v":7756,"d":"7,756"},{"v":7756,"d":"7,756"},0,{"v":7756,"d":"7,756"},{"v":0,"d":"0.0%"},{"v":0,"d":"0.0%"},{"v":0,"d":"0.0%"},{"v":0,"d":"0.0%"},{"v":0,"d":"0.0%"},{"v":0,"d":"0.0%"},{"v":0,"d":"0.0%"},{"v":1,"d":"100.0%"},{"v":0,"d":"0.0%"},{"v":0,"d":"0.0%"},{"v":0,"d":"0.0%"},{"v":0,"d":"0.0%"},{"v":1,"d":"100.0%"},{"v":1,"d":"100.0%"},{"v":0,"d":"0.0%"},{"v":1,"d":"100.0%"}]
[6139,2020,"MN","KC Energy LLC",56625,"Great River Energy",7570,"Ewington Wind Project",57158,"IPP Non-CHP","Midcontinent Independent Transmission System Operator, Inc..","MISO","MRO","MROW","MRO West","MISO","27","063","Jackson",43.6292,-95.4169,1,1,"WND","WIND",null,0.1228,{"v":4,"d":"4.0"},{"$nulls":9},{"v":37751,"d":"37,751"},{"v":13731,"d":"13,731"},{"v":4303,"d":"4,303"},{"v":1565,"d":"1,565"},{"$nulls":41},{"v":37751,"d":"37,751"},{"v":13731,"d":"13,731"},{"$nulls":6},"--","EIA","EIA",{"$nulls":15},0,0,0,0,0,0,{"v":4303,"d":"4,303"},0,0,0,0,0,{"v":4303,"d":"4,303"},{"v":4303,"d":"4,303"},0,{"v":4303,"d":"4,303"},{"v":0,"d":"0.0%"},{"v":0,"d":"0.0%"},{"v":0,"d":"0.0%"},{"v":0,"d":"0.0%"},{"v":0,"d":"0.0%"},{"v":0,"d":"0.0%"},{"v":1,"d":"100.0%"},{"v":0,"d":"0.0%"},{"v":0,"d":"0.0%"},{"v":0,"d":"0.0%"},{"v":0,"d":"0.0%"},{"v":0,"d":"0.0%"},{"v":1,"d":"100.0%"},{"v":1,"d":"100.0%"},{"v":0,"d":"0.0%"},{"v":1,"d":"100.0%"}]
[6172,2020,"MN","Leo Community Solar",61713,"Northern States Power Co - Minnesota",13781,"National Grid Renewables",62759,"IPP Non-CHP","Midcontinent Independent Transmission System Operator, Inc..","MISO","MRO","MROW","MRO West","MISO","27","101","Murray",43.978197,-95.850781,1,1,"SUN","SOLAR",null,{"v":0.23276,"d":"0.2328"},{"v":1,"d":"1.0"},{"$nulls":9},{"v":17886,"d":"17,886"},{"v":10086,"d":"10,086"},{"v":2039,"d":"2,039"},{"v":1150,"d":"1,150"},{"$nulls":41},{"v":17886,"d":"17,886"},{"v":10086,"d":"10,086"},{"$nulls":6},"--","EIA","EIA",{"$nulls":15},0,0,0,0,0,0,0,{"v":2039,"d":"2,039"},0,0,0,0,{"v":2039,"d":"2,039"},{"v":2039,"d":"2,039"},0,{"v":2039,"d":"2,039"},{"v":0,"d":"0.0%"},{"v":0,"d":"0.0%"},{"v":0,"d":"0.0%"},{"v":0,"d":"0.0%"},{"v":0,"d":"0.0%"},{"v":0,"d":"0.0%"},{"v":0,"d":"0.0%"},{"v":1,"d":"100.0%"},{"v":0,"d":"0.0%"},{"v":0,"d":"0.0%"},{"v":0,"d":"0.0%"},{"v":0,"d":"0.0%"},{"v":1,"d":"100.0%"},{"v":1,"d":"100.0%"},{"v":0,"d":"0.0%"},{"v":1,"d":"100.0%"}]
[6197,2020,"MN","Marion Garden",63935,"Northern States Power Co - Minnesota",13781,"Marion Garden LLC",63607,"IPP Non-CHP","Midcontinent Independent Transmission System Operator, Inc..","MISO","MRO","MROW","MRO West","MISO","27","131","Rice",44.25009,-93.27397,1,1,"SUN","SOLAR",null,{"v":0.00731,"d":"0.0073"},{"v":1,"d":"1.0"},{"$nulls":9},561,0,64,0,{"$nulls":41},561,0,{"$nulls":6},"--","EIA","EIA",{"$nulls":15},0,0,0,0,0,0,0,64,0,0,0,0,64,64,0,64,{"v":0,"d":"0.0%"},{"v":0,"d":"0.0%"},{"v":0,"d":"0.0%"},{"v":0,"d":"0.0%"},{"v":0,"d":"0.0%"},{"v":0,"d":"0.0%"},{"v":0,"d":"0.0%"},{"v":1,"d":"100.0%"},{"v":0,"d":"0.0%"},{"v":0,"d":"0.0%"},{"v":0,"d":"0.0%"},{"v":0,"d":"0.0%"},{"v":1,"d":"100.0%"},{"v":1,"d":"100.0%"},{"v":0,"d":"0.0%"},{"v":1,"d":"100.0%"}]
[6230,2020,"MN","Moose Lake",1996,"Moose Lake Water & Light Comm",12897,"Moose Lake Water & Light Comm",12897,"Electric Utility","Midcontinent Independent Transmission System Operator, Inc..","MISO","MRO","MROW","MRO West","MISO","27","017","Carlton",46.454097,-92.760557,7,7,"NG","GAS",null,{"v":0.00138,"d":"0.0014"},13.3,{"v":1,"d":"1.0000"},{"$nulls":6},{"v":1899.999,"d":"1,900"},986,{"v":1899.999,"d":"1,900"},986,161,{"v":82.999,"d":"83"},{"v":2.814,"d":"3"},{"v":1.485,"d":"1"},{"v":0.149,"d":"0"},{"v":143.915,"d":"144"},{"v":8.695,"d":"9"},{"v":1.545,"d":"2"},{"v":144.254,"d":"144"},null,34.957,35.784,1.856,{"v":1787.764,"d":"1,787.764"},0.054,{"v":0.01,"d":"0.010"},{"v":1791.975,"d":"1,791.975"},null,2.962,3.012,0.157,{"v":151.49,"d":"151.490"},0.005,{"v":1E-3,"d":"0.001"},151.846,null,34.957,35.784,1.856,{"v":1787.764,"d":"1,787.764"},0.054,{"v":0.01,"d":"0.010"},{"v":1791.975,"d":"1,791.975"},null,{"v":2.814,"d":"3"},{"v":1.485,"d":"1"},{"v":0.149,"d":"0"},{"v":143.915,"d":"144"},{"v":8.695,"d":"9"},{"v":1.545,"d":"2"},null,{"v":1899.999,"d":"1,900"},986,{"v":1899.999,"d":"1,900"},986,"EIA","EIA","EIA","EIA","EIA","EIA","--","EIA","EIA",{"$nulls":14},{"v":11801.235886,"d":"11,801.236"},0,{"v":86.607,"d":"87"},{"v":74.393,"d":"74"},0,0,0,0,0,0,0,0,161,0,0,161,0,{"v":0,"d":"0.0%"},{"v":0.537931677018634,"d":"53.8%"},{"v":0.462068322981366,"d":"46.2%"},{"v":0,"d":"0.0%"},{"v":0,"d":"0.0%"},{"v":0,"d":"0.0%"},{"v":0,"d":"0.0%"},{"v":0,"d":"0.0%"},{"v":0,"d":"0.0%"},{"v":0,"d":"0.0%"},{"v":0,"d":"0.0%"},{"v":1,"d":"100.0%"},{"v":0,"d":"0.0%"},{"v":0,"d":"0.0%"},{"v":1,"d":"100.0%"},{"v":0,"d":"0.0%"}]
[6239,2020,"MN","MSC-Chisago02 LLC",62538,"Northern States Power Co - Minnesota",13781,"MSC-Chisago02 LLC",62037,"IPP Non-CHP","Midcontinent Independent Transmission System Operator, Inc..","MISO","MRO","MROW","MRO West","MISO","27","025","Chisago",45.48776,-92.775487,1,1,"SUN","SOLAR",null,{"v":0.21872,"d":"0.2187"},{"v":1,"d":"1.0"},{"$nulls":9},{"v":16812,"d":"16,812"},{"v":9481,"d":"9,481"},{"v":1916,"d":"1,916"},{"v":1081,"d":"1,081"},{"$nulls":41},{"v":16812,"d":"16,812"},{"v":9481,"d":"9,481"},{"$nulls":6},"--","EIA","EIA",{"$nulls":15},0,0,0,0,0,0,0,{"v":1916,"d":"1,916"},0,0,0,0,{"v":1916,"d":"1,916"},{"v":1916,"d":"1,916"},0,{"v":1916,"d":"1,916"},{"v":0,"d":"0.0%"},{"v":0,"d":"0.0%"},{"v":0,"d":"0.0%"},{"v":0,"d":"0.0%"},{"v":0,"d":"0.0%"},{"v":0,"d":"0.0%"},{"v":0,"d":"0.0%"},{"v":1,"d":"100.0%"},{"v":0,"d":"0.0%"},{"v":0,"d":"0.0%"},{"v":0,"d":"0.0%"},{"v":0,"d":"0.0%"},{"v":1,"d":"100.0%"},{"v":1,"d":"100.0%"},{"v":0,"d":"0.0%"},{"v":1,"d":"100.0%"}]
[6264,2020,"MN","Northfield Solar CSG",62708,"Northern States Power Co - Minnesota",13781,"Altus Power America Management, LLC",60281,"IPP Non-CHP","Midcontinent Independent Transmission System Operator, Inc..","MISO","MRO","MROW","MRO West","MISO","27","131","Rice",44.417131,-93.153061,1,1,"SUN","SOLAR",null,{"v":0.09393,"d":"0.0939"},{"v":5,"d":"5.0"},{"$nulls":9},{"v":36092,"d":"36,092"},{"v":25130,"d":"25,130"},{"v":4114,"d":"4,114"},{"v":2864,"d":"2,864"},{"$nulls":41},{"v":36092,"d":"36,092"},{"v":25130,"d":"25,130"},{"$nulls":6},"--","EIA","EIA",{"$nulls":15},0,0,0,0,0,0,0,{"v":4114,"d":"4,114"},0,0,0,0,{"v":4114,"d":"4,114"},{"v":4114,"d":"4,114"},0,{"v":4114,"d":"4,114"},{"v":0,"d":"0.0%"},{"v":0,"d":"0.0%"},{"v":0,"d":"0.0%"},{"v":0,"d":"0.0%"},{"v":0,"d":"0.0%"},{"v":0,"d":"0.0%"},{"v":0,"d":"0.0%"},{"v":1,"d":"100.0%"},{"v":0,"d":"0.0%"},{"v":0,"d":"0.0%"},{"v":0,"d":"0.0%"},{"v":0,"d":"0.0%"},{"v":1,"d":"100.0%"},{"v":1,"d":"100.0%"},{"v":0,"d":"0.0%"},{"v":1,"d":"100.0%"}]
[6297,2020,"MN","Novel Schmoll Farms Solar CSG",62982,"ALLETE, Inc.",12647,"Novel Schmoll Farms Solar LLC",62846,"IPP Non-CHP","Midcontinent Independent Transmission System Operator, Inc..","MISO","MRO","MROW","MRO West","MISO","27","039","Dodge",43.97,-92.86,1,1,"SUN","SOLAR",null,{"v":0.01484,"d":"0.0148"},{"v":1,"d":"1.0"},{"$nulls":9},{"v":1140,"d":"1,140"},0,130,0,{"$nulls":41},{"v":1140,"d":"1,140"},0,{"$nulls":6},"--","EIA","EIA",{"$nulls":15},0,0,0,0,0,0,0,130,0,0,0,0,130,130,0,130,{"v":0,"d":"0.0%"},{"v":0,"d":"0.0%"},{"v":0,"d":"0.0%"},{"v":0,"d":"0.0%"},{"v":0,"d":"0.0%"},{"v":0,"d":"0.0%"},{"v":0,"d":"0.0%"},{"v":1,"d":"100.0%"},{"v":0,"d":"0.0%"},{"v":0,"d":"0.0%"},{"v":0,"d":"0.0%"},{"v":0,"d":"0.0%"},{"v":1,"d":"100.0%"},{"v":1,"d":"100.0%"},{"v":0,"d":"0.0%"},{"v":1,"d":"100.0%"}]
[6322,2020,"MN","Pine Island Solar",60531,"Northern States Power Co - Minnesota",13781,"Enel Green Power NA, Inc.",59380,"IPP Non-CHP","Midcontinent Independent Transmission System Operator, Inc..","MISO","MRO","MROW","MRO West","MISO","27","049","Goodhue",44.206624,-92.663649,1,1,"SUN","SOLAR",null,{"v":0.22246,"d":"0.2225"},{"v":4,"d":"4.0"},{"$nulls":9},{"v":68386,"d":"68,386"},{"v":38567,"d":"38,567"},{"v":7795,"d":"7,795"},{"v":4396,"d":"4,396"},{"$nulls":41},{"v":68386,"d":"68,386"},{"v":38567,"d":"38,567"},{"$nulls":6},"--","EIA","EIA",{"$nulls":15},0,0,0,0,0,0,0,{"v":7795,"d":"7,795"},0,0,0,0,{"v":7795,"d":"7,795"},{"v":7795,"d":"7,795"},0,{"v":7795,"d":"7,795"},{"v":0,"d":"0.0%"},{"v":0,"d":"0.0%"},{"v":0,"d":"0.0%"},{"v":0,"d":"0.0%"},{"v":0,"d":"0.0%"},{"v":0,"d":"0.0%"},{"v":0,"d":"0.0%"},{"v":1,"d":"100.0%"},{"v":0,"d":"0.0%"},{"v":0,"d":"0.0%"},{"v":0,"d":"0.0%"},{"v":0,"d":"0.0%"},{"v":1,"d":"100.0%"},{"v":1,"d":"100.0%"},{"v":0,"d":"0.0%"},{"v":1,"d":"100.0%"}]
[6331,2020,"MN","Porcher CSG",63348,"Northern States Power Co - Minnesota",13781,"SunShare Management",60970,"IPP Non-CHP","Midcontinent Independent Transmission System Operator, Inc..","MISO","MRO","MROW","MRO West","MISO","27","157","Wabasha",44.279,-92.389,1,1,"SUN","SOLAR",null,null,0.9,{"$nulls":62},"--"]
[6364,2020,"MN","Rock Lake Station",6741,"Great River Energy",7570,"Great River Energy",7570,"Electric Utility","Midcontinent Independent Transmission System Operator, Inc..","MISO","MRO","MROW","MRO West","MISO","27","115","Pine",45.805443,-92.97176,1,1,"DFO","OIL",null,0.0016,{"v":25,"d":"25.0"},{"v":1,"d":"1.0000"},{"$nulls":6},{"v":5185.8,"d":"5,186"},{"v":2902.3,"d":"2,902"},{"v":5185.8,"d":"5,186"},{"v":2902.3,"d":"2,902"},351,215,{"v":3.112,"d":"3"},{"v":1.741,"d":"2"},0,{"v":423.487,"d":"423"},{"v":34.723,"d":"35"},{"v":6.945,"d":"7"},{"v":424.956,"d":"425"},null,17.732,16.195,{"v":0,"d":"0.000"},{"v":2413.031,"d":"2,413.031"},0.099,{"v":0.02,"d":"0.020"},{"v":2421.4,"d":"2,421.400"},null,{"v":1.2,"d":"1.200"},{"v":1.2,"d":"1.200"},{"v":0,"d":"0.000"},163.326,0.007,{"v":1E-3,"d":"0.001"},163.892,null,17.732,16.195,{"v":0,"d":"0.000"},{"v":2413.031,"d":"2,413.031"},0.099,{"v":0.02,"d":"0.020"},{"v":2421.4,"d":"2,421.400"},null,{"v":3.112,"d":"3"},{"v":1.741,"d":"2"},0,{"v":423.487,"d":"423"},{"v":34.723,"d":"35"},{"v":6.945,"d":"7"},null,{"v":5185.8,"d":"5,186"},{"v":2902.3,"d":"2,902"},{"v":5185.8,"d":"5,186"},{"v":2902.3,"d":"2,902"},"EPA/CAMD","EPA/CAMD","EPA/CAMD","EIA","EIA","EIA","--","EPA/CAMD","EPA/CAMD",{"$nulls":14},{"v":14774.358418,"d":"14,774.358"},0,351,0,0,0,0,0,0,0,0,0,351,0,0,351,0,{"v":0,"d":"0.0%"},{"v":1,"d":"100.0%"},{"v":0,"d":"0.0%"},{"v":0,"d":"0.0%"},{"v":0,"d":"0.0%"},{"v":0,"d":"0.0%"},{"v":0,"d":"0.0%"},{"v":0,"d":"0.0%"},{"v":0,"d":"0.0%"},{"v":0,"d":"0.0%"},{"v":0,"d":"0.0%"},{"v":1,"d":"100.0%"},{"v":0,"d":"0.0%"},{"v":0,"d":"0.0%"},{"v":1,"d":"100.0%"},{"v":0,"d":"0.0%"}]
[6380,2020,"MN","Schueler Community Solar",63658,"Northern States Power Co - Minnesota",13781,"Schueler Community Solar LLC",63366,"IPP Non-CHP","Midcontinent Independent Transmission System Operator, Inc..","MISO","MRO","MROW","MRO West","MISO","27","171","Wright",45.306139,-94.088307,1,1,"SUN","SOLAR",null,{"v":0.05308,"d":"0.0531"},{"v":1,"d":"1.0"},{"$nulls":9},{"v":4080,"d":"4,080"},{"v":2408,"d":"2,408"},465,274,{"$nulls":41},{"v":4080,"d":"4,080"},{"v":2408,"d":"2,408"},{"$nulls":6},"--","EIA","EIA",{"$nulls":15},0,0,0,0,0,0,0,465,0,0,0,0,465,465,0,465,{"v":0,"d":"0.0%"},{"v":0,"d":"0.0%"},{"v":0,"d":"0.0%"},{"v":0,"d":"0.0%"},{"v":0,"d":"0.0%"},{"v":0,"d":"0.0%"},{"v":0,"d":"0.0%"},{"v":1,"d":"100.0%"},{"v":0,"d":"0.0%"},{"v":0,"d":"0.0%"},{"v":0,"d":"0.0%"},{"v":0,"d":"0.0%"},{"v":1,"d":"100.0%"},{"v":1,"d":"100.0%"},{"v":0,"d":"0.0%"},{"v":1,"d":"100.0%"}]
[6423,2020,"MN","Stahl Wind Energy",56409,"Northern States Power Co - Minnesota",13781,"Longroad Energy Services LLC",61219,"IPP Non-CHP","Midcontinent Independent Transmission System Operator, Inc..","MISO","MRO","MROW","MRO West","MISO","27","117","Pipestone",44.0256,-96.4303,1,1,"WND","WIND",null,{"v":0.31843,"d":"0.3184"},1.7,{"$nulls":9},{"v":41602,"d":"41,602"},{"v":15131,"d":"15,131"},{"v":4742,"d":"4,742"},{"v":1725,"d":"1,725"},{"$nulls":41},{"v":41602,"d":"41,602"},{"v":15131,"d":"15,131"},{"$nulls":6},"--","EIA","EIA",{"$nulls":15},0,0,0,0,0,0,{"v":4742,"d":"4,742"},0,0,0,0,0,{"v":4742,"d":"4,742"},{"v":4742,"d":"4,742"},0,{"v":4742,"d":"4,742"},{"v":0,"d":"0.0%"},{"v":0,"d":"0.0%"},{"v":0,"d":"0.0%"},{"v":0,"d":"0.0%"},{"v":0,"d":"0.0%"},{"v":0,"d":"0.0%"},{"v":1,"d":"100.0%"},{"v":0,"d":"0.0%"},{"v":0,"d":"0.0%"},{"v":0,"d":"0.0%"},{"v":0,"d":"0.0%"},{"v":0,"d":"0.0%"},{"v":1,"d":"100.0%"},{"v":1,"d":"100.0%"},{"v":0,"d":"0.0%"},{"v":1,"d":"100.0%"}]
[6432,2020,"MN","Strandness Garden",63367,"Northern States Power Co - Minnesota",13781,"Strandness Garden LLC",63131,"IPP Non-CHP","Midcontinent Independent Transmission System Operator, Inc..","MISO","MRO","MROW","MRO West","MISO","27","121","Pope",45.65727,-95.52985,1,1,"SUN","SOLAR",null,{"v":0.18436,"d":"0.1844"},{"v":1,"d":"1.0"},{"$nulls":9},{"v":14167,"d":"14,167"},{"v":8247,"d":"8,247"},{"v":1615,"d":"1,615"},940,{"$nulls":41},{"v":14167,"d":"14,167"},{"v":8247,"d":"8,247"},{"$nulls":6},"--","EIA","EIA",{"$nulls":15},0,0,0,0,0,0,0,{"v":1615,"d":"1,615"},0,0,0,0,{"v":1615,"d":"1,615"},{"v":1615,"d":"1,615"},0,{"v":1615,"d":"1,615"},{"v":0,"d":"0.0%"},{"v":0,"d":"0.0%"},{"v":0,"d":"0.0%"},{"v":0,"d":"0.0%"},{"v":0,"d":"0.0%"},{"v":0,"d":"0.0%"},{"v":0,"d":"0.0%"},{"v":1,"d":"100.0%"},{"v":0,"d":"0.0%"},{"v":0,"d":"0.0%"},{"v":0,"d":"0.0%"},{"v":0,"d":"0.0%"},{"v":1,"d":"100.0%"},{"v":1,"d":"100.0%"},{"v":0,"d":"0.0%"},{"v":1,"d":"100.0%"}]
[6457,2020,"MN","Tiller CSG",62098,"Northern States Power Co - Minnesota",13781,"DG Minnesota CSG, LLC",61187,"IPP Non-CHP","Midcontinent Independent Transmission System Operator, Inc..","MISO","MRO","MROW","MRO West","MISO","27","141","Sherburne",45.435,-94.0403,1,1,"SUN","SOLAR",null,{"v":0.19712,"d":"0.1971"},{"v":5,"d":"5.0"},{"$nulls":9},{"v":75744,"d":"75,744"},{"v":42717,"d":"42,717"},{"v":8634,"d":"8,634"},{"v":4869,"d":"4,869"},{"$nulls":41},{"v":75744,"d":"75,744"},{"v":42717,"d":"42,717"},{"$nulls":6},"--","EIA","EIA",{"$nulls":15},0,0,0,0,0,0,0,{"v":8634,"d":"8,634"},0,0,0,0,{"v":8634,"d":"8,634"},{"v":8634,"d":"8,634"},0,{"v":8634,"d":"8,634"},{"v":0,"d":"0.0%"},{"v":0,"d":"0.0%"},{"v":0,"d":"0.0%"},{"v":0,"d":"0.0%"},{"v":0,"d":"0.0%"},{"v":0,"d":"0.0%"},{"v":0,"d":"0.0%"},{"v":1,"d":"100.0%"},{"v":0,"d":"0.0%"},{"v":0,"d":"0.0%"},{"v":0,"d":"0.0%"},{"v":0,"d":"0.0%"},{"v":1,"d":"100.0%"},{"v":1,"d":"100.0%"},{"v":0,"d":"0.0%"},{"v":1,"d":"100.0%"}]
[6490,2020,"MN","USS East Hauer Watt CSG",62362,"Northern States Power Co - Minnesota",13781,"Standard Solar",60531,"IPP Non-CHP","Midcontinent Independent Transmission System Operator, Inc..","MISO","MRO","MROW","MRO West","MISO","27","139","Scott",44.652,-93.497,1,1,"SUN","SOLAR",null,{"v":0.14954,"d":"0.1495"},{"v":1,"d":"1.0"},{"$nulls":9},{"v":11493,"d":"11,493"},{"v":6481,"d":"6,481"},{"v":1310,"d":"1,310"},739,{"$nulls":41},{"v":11493,"d":"11,493"},{"v":6481,"d":"6,481"},{"$nulls":6},"--","EIA","EIA",{"$nulls":15},0,0,0,0,0,0,0,{"v":1310,"d":"1,310"},0,0,0,0,{"v":1310,"d":"1,310"},{"v":1310,"d":"1,310"},0,{"v":1310,"d":"1,310"},{"v":0,"d":"0.0%"},{"v":0,"d":"0.0%"},{"v":0,"d":"0.0%"},{"v":0,"d":"0.0%"},{"v":0,"d":"0.0%"},{"v":0,"d":"0.0%"},{"v":0,"d":"0.0%"},{"v":1,"d":"100.0%"},{"v":0,"d":"0.0%"},{"v":0,"d":"0.0%"},{"v":0,"d":"0.0%"},{"v":0,"d":"0.0%"},{"v":1,"d":"100.0%"},{"v":1,"d":"100.0%"},{"v":0,"d":"0.0%"},{"v":1,"d":"100.0%"}]
[6515,2020,"MN","USS Pheasant Solar LLC CSG",63168,"Northern States Power Co - Minnesota",13781,"USS Pheasant Solar LLC",62956,"IPP Non-CHP","Midcontinent Independent Transmission System Operator, Inc..","MISO","MRO","MROW","MRO West","MISO","27","023","Chippewa",44.934706,-95.251327,1,1,"SUN","SOLAR",null,{"v":0.01804,"d":"0.0180"},{"v":1,"d":"1.0"},{"$nulls":9},{"v":1386,"d":"1,386"},0,158,0,{"$nulls":41},{"v":1386,"d":"1,386"},0,{"$nulls":6},"--","EIA","EIA",{"$nulls":15},0,0,0,0,0,0,0,158,0,0,0,0,158,158,0,158,{"v":0,"d":"0.0%"},{"v":0,"d":"0.0%"},{"v":0,"d":"0.0%"},{"v":0,"d":"0.0%"},{"v":0,"d":"0.0%"},{"v":0,"d":"0.0%"},{"v":0,"d":"0.0%"},{"v":1,"d":"100.0%"},{"v":0,"d":"0.0%"},{"v":0,"d":"0.0%"},{"v":0,"d":"0.0%"},{"v":0,"d":"0.0%"},{"v":1,"d":"100.0%"},{"v":1,"d":"100.0%"},{"v":0,"d":"0.0%"},{"v":1,"d":"100.0%"}]
[6524,2020,"MN","USS Steamboat Solar LLC CSG",63221,"Northern States Power Co - Minnesota",13781,"Standard Solar",60531,"IPP Non-CHP","Midcontinent Independent Transmission System Operator, Inc..","MISO","MRO","MROW","MRO West","MISO","27","127","Redwood",44.41301,-94.9858,1,1,"SUN","SOLAR",null,null,{"v":1,"d":"1.0"},{"$nulls":62},"--"]
[6557,2020,"MN","Welcome Wind Turbine",57248,"Great River Energy",7570,"Federated Rural Electric Assn",6258,"Electric Utility","Midcontinent Independent Transmission System Operator, Inc..","MISO","MRO","MROW","MRO West","MISO","27","091","Martin",43.6825,-94.5892,1,1,"WND","WIND",null,{"v":0.35595,"d":"0.3560"},2.1,{"$nulls":9},{"v":57447,"d":"57,447"},{"v":20894,"d":"20,894"},{"v":6548,"d":"6,548"},{"v":2382,"d":"2,382"},{"$nulls":41},{"v":57447,"d":"57,447"},{"v":20894,"d":"20,894"},{"$nulls":6},"--","EIA","EIA",{"$nulls":15},0,0,0,0,0,0,{"v":6548,"d":"6,548"},0,0,0,0,0,{"v":6548,"d":"6,548"},{"v":6548,"d":"6,548"},0,{"v":6548,"d":"6,548"},{"v":0,"d":"0.0%"},{"v":0,"d":"0.0%"},{"v":0,"d":"0.0%"},{"v":0,"d":"0.0%"},{"v":0,"d":"0.0%"},{"v":0,"d":"0.0%"},{"v":1,"d":"100.0%"},{"v":0,"d":"0.0%"},{"v":0,"d":"0.0%"},{"v":0,"d":"0.0%"},{"v":0,"d":"0.0%"},{"v":0,"d":"0.0%"},{"v":1,"d":"100.0%"},{"v":1,"d":"100.0%"},{"v":0,"d":"0.0%"},{"v":1,"d":"100.0%"}]
[6582,2020,"MN","Wollan Garden Solar",63454,"Northern States Power Co - Minnesota",13781,"Wollan Garden LLC",63195,"IPP Non-CHP","Midcontinent Independent Transmission System Operator, Inc..","MISO","MRO","MROW","MRO West","MISO","27","121","Pope",45.637121,-95.530903,1,1,"SUN","SOLAR",null,{"v":0.17831,"d":"0.1783"},{"v":1,"d":"1.0"},{"$nulls":9},{"v":13701,"d":"13,701"},{"v":7727,"d":"7,727"},{"v":1562,"d":"1,562"},881,{"$nulls":41},{"v":13701,"d":"13,701"},{"v":7727,"d":"7,727"},{"$nulls":6},"--","EIA","EIA",{"$nulls":15},0,0,0,0,0,0,0,{"v":1562,"d":"1,562"},0,0,0,0,{"v":1562,"d":"1,562"},{"v":1562,"d":"1,562"},0,{"v":1562,"d":"1,562"},{"v":0,"d":"0.0%"},{"v":0,"d":"0.0%"},{"v":0,"d":"0.0%"},{"v":0,"d":"0.0%"},{"v":0,"d":"0.0%"},{"v":0,"d":"0.0%"},{"v":0,"d":"0.0%"},{"v":1,"d":"100.0%"},{"v":0,"d":"0.0%"},{"v":0,"d":"0.0%"},{"v":0,"d":"0.0%"},{"v":0,"d":"0.0%"},{"v":1,"d":"100.0%"},{"v":1,"d":"100.0%"},{"v":0,"d":"0.0%"},{"v":1,"d":"100.0%"}]
[6615,2020,"MO","Dogwood Energy Facility",55178,"Evergy Metro",10000,"Dogwood Power Management, LLC",54915,"IPP Non-CHP","Southwest Power Pool","SWPP","MRO","SPNO","SPP North",null,"29","037","Cass",38.7931,-94.3006,2,3,"NG","GAS",null,{"v":0.39269,"d":"0.3927"},{"v":630,"d":"630.0"},{"v":0.678842018796357,"d":"0.6788"},{"$nulls":6},{"v":16091225,"d":"16,091,225"},{"v":7643928.5,"d":"7,643,929"},{"v":16091225,"d":"16,091,225"},{"v":7643928.5,"d":"7,643,929"},{"v":2167204,"d":"2,167,204"},{"v":1012518,"d":"1,012,518"},{"v":124.152,"d":"124"},{"v":58.501,"d":"59"},{"v":4.9,"d":"5"},{"v":956276.312,"d":"956,276"},{"v":37705.725,"d":"37,706"},{"v":3770.572,"d":"3,771"},{"v":957309.449,"d":"957,309"},null,0.115,0.116,0.005,882.498,0.017,{"v":2E-3,"d":"0.002"},883.451,null,0.015,0.015,{"v":1E-3,"d":"0.001"},118.857,{"v":2E-3,"d":"0.002"},{"v":0,"d":"0.000"},118.985,null,0.115,0.116,0.005,882.498,0.017,{"v":2E-3,"d":"0.002"},883.451,null,{"v":124.152,"d":"124"},{"v":58.501,"d":"59"},{"v":4.9,"d":"5"},{"v":956276.312,"d":"956,276"},{"v":37705.725,"d":"37,706"},{"v":3770.572,"d":"3,771"},null,{"v":16091225,"d":"16,091,225"},{"v":7643928.5,"d":"7,643,929"},{"v":16091225,"d":"16,091,225"},{"v":7643928.5,"d":"7,643,929"},"EPA/CAMD","EPA/CAMD","EPA/CAMD","EPA/CAMD","EIA","EIA","--","EPA/CAMD","EPA/CAMD",{"$nulls":14},{"v":7424.877861,"d":"7,424.878"},0,0,{"v":2167204,"d":"2,167,204"},0,0,0,0,0,0,0,0,{"v":2167204,"d":"2,167,204"},0,0,{"v":2167204,"d":"2,167,204"},0,{"v":0,"d":"0.0%"},{"v":0,"d":"0.0%"},{"v":1,"d":"100.0%"},{"v":0,"d":"0.0%"},{"v":0,"d":"0.0%"},{"v":0,"d":"0.0%"},{"v":0,"d":"0.0%"},{"v":0,"d":"0.0%"},{"v":0,"d":"0.0%"},{"v":0,"d":"0.0%"},{"v":0,"d":"0.0%"},{"v":1,"d":"100.0%"},{"v":0,"d":"0.0%"},{"v":0,"d":"0.0%"},{"v":1,"d":"100.0%"},{"v":0,"d":"0.0%"}]
[6640,2020,"MO","Holden Power Plant",7848,"Associated Electric Coop, Inc",924,"Associated Electric Coop, Inc",924,"Electric Utility","Associated Electric Cooperative, Inc.","AECI","SERC","SRMW","SERC Midwest",null,"29","101","Johnson",38.7538,-93.9983,3,3,"NG","GAS",null,{"v":0.08033,"d":"0.0803"},321.3,{"v":1,"d":"1.0000"},{"$nulls":6},{"v":2771409.594,"d":"2,771,410"},{"v":1514496.953,"d":"1,514,497"},{"v":2771409.594,"d":"2,771,410"},{"v":1514496.953,"d":"1,514,497"},{"v":226101.999,"d":"226,102"},{"v":113142.999,"d":"113,143"},{"v":35.646,"d":"36"},{"v":17.112,"d":"17"},{"v":0.8,"d":"1"},{"v":164764.604,"d":"164,765"},{"v":6020.062,"d":"6,020"},{"v":604.574,"d":"605"},{"v":164929.936,"d":"164,930"},null,0.315,0.302,0.007,{"v":1457.436,"d":"1,457.436"},0.027,0.003,{"v":1458.899,"d":"1,458.899"},null,0.026,0.023,{"v":1E-3,"d":"0.001"},118.903,{"v":2E-3,"d":"0.002"},{"v":0,"d":"0.000"},119.022,null,0.315,0.302,0.007,{"v":1457.436,"d":"1,457.436"},0.027,0.003,{"v":1458.898,"d":"1,458.898"},null,{"v":35.646,"d":"36"},{"v":17.112,"d":"17"},{"v":0.8,"d":"1"},{"v":164764.604,"d":"164,765"},{"v":6020.062,"d":"6,020"},{"v":604.574,"d":"605"},null,{"v":2771409.594,"d":"2,771,410"},{"v":1514496.953,"d":"1,514,497"},{"v":2771409.594,"d":"2,771,410"},{"v":1514496.953,"d":"1,514,497"},"EPA/CAMD","EPA/CAMD","EPA/CAMD","EPA/CAMD","EIA","EIA","--","EPA/CAMD","EPA/CAMD",{"$nulls":14},{"v":12257.342125,"d":"12,257.342"},0,{"v":322.252,"d":"322"},{"v":225779.75,"d":"225,780"},0,0,0,0,0,0,0,0,{"v":226102.002,"d":"226,102"},0,0,{"v":226102.002,"d":"226,102"},0,{"v":0,"d":"0.0%"},{"v":1.42525053802929E-3,"d":"0.1%"},{"v":0.998574749461971,"d":"99.9%"},{"v":0,"d":"0.0%"},{"v":0,"d":"0.0%"},{"v":0,"d":"0.0%"},{"v":0,"d":"0.0%"},{"v":0,"d":"0.0%"},{"v":0,"d":"0.0%"},{"v":0,"d":"0.0%"},{"v":0,"d":"0.0%"},{"v":1,"d":"100.0%"},{"v":0,"d":"0.0%"},{"v":0,"d":"0.0%"},{"v":1,"d":"100.0%"},{"v":0,"d":"0.0%"}]
[6644,2020,"MO","Independence II Solar Farm",61588,"City of Independence - (MO)",9231,"MC Power Companies Inc",58822,"IPP Non-CHP","Southwest Power Pool","SWPP","MRO","SPNO","SPP North",null,"29","095","Jackson",39.04,-94.27,2,2,"SUN","SOLAR",null,{"v":0.19749,"d":"0.1975"},8.5,{"$nulls":9},{"v":129007.996,"d":"129,008"},{"v":63553,"d":"63,553"},{"v":14705,"d":"14,705"},{"v":7244,"d":"7,244"},{"$nulls":41},{"v":129007.996,"d":"129,008"},{"v":63553,"d":"63,553"},{"$nulls":6},"--","EIA","EIA",{"$nulls":15},0,0,0,0,0,0,0,{"v":14705,"d":"14,705"},0,0,0,0,{"v":14705,"d":"14,705"},{"v":14705,"d":"14,705"},0,{"v":14705,"d":"14,705"},{"v":0,"d":"0.0%"},{"v":0,"d":"0.0%"},{"v":0,"d":"0.0%"},{"v":0,"d":"0.0%"},{"v":0,"d":"0.0%"},{"v":0,"d":"0.0%"},{"v":0,"d":"0.0%"},{"v":1,"d":"100.0%"},{"v":0,"d":"0.0%"},{"v":0,"d":"0.0%"},{"v":0,"d":"0.0%"},{"v":0,"d":"0.0%"},{"v":1,"d":"100.0%"},{"v":1,"d":"100.0%"},{"v":0,"d":"0.0%"},{"v":1,"d":"100.0%"}]
[6683,2020,"MO","Nevada",2090,"Kansas City Power & Light Co",10000,"Evergy Missouri West",56211,"Electric Utility","Southwest Power Pool","SWPP","MRO","SPNO","SPP North",null,"29","217","Vernon",37.8503,-94.3444,1,1,"DFO","OIL",null,{"v":0,"d":"0.0000"},{"v":22,"d":"22.0"},{"$nulls":11},0,0,{"$nulls":49},"--",{"$nulls":17},0,0,0,0,0,0,0,0,0,0,0,0,0,0,0,0]
[6708,2020,"MO","Shelbina Power #2",7406,"Northeast Missouri El Pwr Coop",13738,"City of Shelbina - (MO)",17035,"Electric Utility","Associated Electric Cooperative, Inc.","AECI","SERC","SRMW","SERC Midwest",null,"29","205","Shelby",39.694784,-92.04674,4,4,"DFO","OIL",null,{"v":0.00097,"d":"0.0010"},6.6,{"v":1,"d":"1.0000"},{"$nulls":6},{"v":593.001,"d":"593"},{"v":242.001,"d":"242"},{"v":593.001,"d":"593"},{"v":242.001,"d":"242"},{"v":56.001,"d":"56"},{"v":23.001,"d":"23"},{"v":0.961,"d":"1"},{"v":0.392,"d":"0"},{"v":0.086,"d":"0"},{"v":48.427,"d":"48"},{"v":3.922,"d":"4"},{"v":0.784,"d":"1"},{"v":48.593,"d":"49"},null,34.321,34.085,3.068,{"v":1729.505,"d":"1,729.505"},{"v":0.07,"d":"0.070"},0.014,{"v":1735.43,"d":"1,735.430"},null,3.241,{"v":3.24,"d":"3.240"},{"v":0.29,"d":"0.290"},163.329,0.007,{"v":1E-3,"d":"0.001"},163.888,null,34.321,34.086,3.068,{"v":1729.536,"d":"1,729.536"},{"v":0.07,"d":"0.070"},0.014,{"v":1735.461,"d":"1,735.461"},null,{"v":0.961,"d":"1"},{"v":0.392,"d":"0"},{"v":0.086,"d":"0"},{"v":48.427,"d":"48"},{"v":3.922,"d":"4"},{"v":0.784,"d":"1"},null,{"v":593.001,"d":"593"},{"v":242.001,"d":"242"},{"v":593.001,"d":"593"},{"v":242.001,"d":"242"},"EIA","EIA","EIA","EIA","EIA","EIA","--","EIA","EIA",{"$nulls":14},{"v":10589.303425,"d":"10,589.303"},0,56,0,0,0,0,0,0,0,0,0,56,0,0,56,0,{"v":0,"d":"0.0%"},{"v":1,"d":"100.0%"},{"v":0,"d":"0.0%"},{"v":0,"d":"0.0%"},{"v":0,"d":"0.0%"},{"v":0,"d":"0.0%"},{"v":0,"d":"0.0%"},{"v":0,"d":"0.0%"},{"v":0,"d":"0.0%"},{"v":0,"d":"0.0%"},{"v":0,"d":"0.0%"},{"v":1,"d":"100.0%"},{"v":0,"d":"0.0%"},{"v":0,"d":"0.0%"},{"v":1,"d":"100.0%"},{"v":0,"d":"0.0%"}]
[6717,2020,"MO","St. Francis Power Plant",7604,"Associated Electric Coop, Inc",924,"Associated Electric Coop, Inc",924,"Electric Utility","Associated Electric Cooperative, Inc.","AECI","SERC","SRMW","SERC Midwest",null,"29","069","Dunklin",36.5852,-90.1779,2,2,"NG","GAS",null,{"v":0.21584,"d":"0.2158"},506.6,{"v":0.973596321553966,"d":"0.9736"},{"$nulls":6},{"v":7230222,"d":"7,230,222"},{"v":3701169.375,"d":"3,701,169"},{"v":7230222,"d":"7,230,222"},{"v":3701169.375,"d":"3,701,169"},{"v":957868,"d":"957,868"},{"v":491021,"d":"491,021"},{"v":34.893,"d":"35"},{"v":17.928,"d":"18"},{"v":2.2,"d":"2"},{"v":429682.688,"d":"429,683"},{"v":15467.594,"d":"15,468"},{"v":1546.759,"d":"1,547"},{"v":430106.5,"d":"430,107"},null,0.073,0.073,0.005,897.165,0.016,{"v":2E-3,"d":"0.002"},{"v":898.05,"d":"898.050"},null,{"v":0.01,"d":"0.010"},{"v":0.01,"d":"0.010"},{"v":1E-3,"d":"0.001"},118.857,{"v":2E-3,"d":"0.002"},{"v":0,"d":"0.000"},118.975,null,0.073,0.073,0.005,897.165,0.016,{"v":2E-3,"d":"0.002"},{"v":898.05,"d":"898.050"},null,{"v":34.893,"d":"35"},{"v":17.928,"d":"18"},{"v":2.2,"d":"2"},{"v":429682.688,"d":"429,683"},{"v":15467.594,"d":"15,468"},{"v":1546.759,"d":"1,547"},null,{"v":7230222,"d":"7,230,222"},{"v":3701169.375,"d":"3,701,169"},{"v":7230222,"d":"7,230,222"},{"v":3701169.375,"d":"3,701,169"},"EPA/CAMD","EPA/CAMD","EPA/CAMD","EPA/CAMD","EIA","EIA","--","EPA/CAMD","EPA/CAMD",{"$nulls":14},{"v":7548.244643,"d":"7,548.245"},0,0,{"v":957868,"d":"957,868"},0,0,0,0,0,0,0,0,{"v":957868,"d":"957,868"},0,0,{"v":957868,"d":"957,868"},0,{"v":0,"d":"0.0%"},{"v":0,"d":"0.0%"},{"v":1,"d":"100.0%"},{"v":0,"d":"0.0%"},{"v":0,"d":"0.0%"},{"v":0,"d":"0.0%"},{"v":0,"d":"0.0%"},{"v":0,"d":"0.0%"},{"v":0,"d":"0.0%"},{"v":0,"d":"0.0%"},{"v":0,"d":"0.0%"},{"v":1,"d":"100.0%"},{"v":0,"d":"0.0%"},{"v":0,"d":"0.0%"},{"v":1,"d":"100.0%"},{"v":0,"d":"0.0%"}]
[6750,2020,"MS","Columbus MS",50184,"Tennessee Valley Authority",18642,"International Paper Columbus Mill",20492,"Industrial CHP","Tennessee Valley Authority","TVA","SERC","SRTV","SERC Tennessee Valley",null,"28","087","Lowndes",33.3602,-88.46,3,4,"BLQ","BIOMASS",null,{"v":0.48178,"d":"0.4818"},128.6,{"v":0.530358550459106,"d":"0.5304"},"Yes","Yes",{"v":10879836,"d":"10,879,836"},{"v":0.17,"d":"0"},{"v":0.185013,"d":"0.1850"},null,{"v":2939119.235,"d":"2,939,119"},{"v":1268602.005,"d":"1,268,602"},{"v":2939119.235,"d":"2,939,119"},{"v":1268602.005,"d":"1,268,602"},{"v":542748,"d":"542,748"},{"v":242888,"d":"242,888"},{"v":196.162,"d":"196"},{"v":81.486,"d":"81"},{"v":604.593,"d":"605"},{"v":12001.312,"d":"12,001"},{"v":58799.415,"d":"58,799"},{"v":15649.771,"d":"15,650"},{"v":15068.12,"d":"15,068"},null,0.723,0.671,2.228,44.224,0.108,0.029,55.525,null,0.133,0.128,0.411,8.167,{"v":0.02,"d":"0.020"},0.005,10.253,null,0.723,0.671,2.228,44.224,0.108,0.029,55.525,null,{"v":1060.263,"d":"1,060"},{"v":440.434,"d":"440"},{"v":3267.844,"d":"3,268"},{"v":1681828.74,"d":"1,681,829"},{"v":317812.734,"d":"317,813"},{"v":84587.515,"d":"84,588"},null,{"v":15886034.25,"d":"15,886,034"},{"v":6856834.75,"d":"6,856,835"},{"v":15886034.25,"d":"15,886,034"},{"v":6856834.75,"d":"6,856,835"},"EIA","EIA","EIA","EIA","EIA","EIA","--","EIA","EIA",{"$nulls":3},{"v":1616961.263,"d":"1,616,961"},null,null,{"v":12946915.015,"d":"12,946,915"},{"v":5588232.745,"d":"5,588,233"},{"v":864.101,"d":"864"},{"v":358.948,"d":"359"},{"v":2663.251,"d":"2,663"},{"v":52866.165,"d":"52,866"},{"v":259013.319,"d":"259,013"},{"v":68937.744,"d":"68,938"},{"v":5415.255693,"d":"5,415.256"},0,{"v":3491.291,"d":"3,491"},{"v":34354.976,"d":"34,355"},0,0,{"v":504901.74,"d":"504,902"},0,0,0,0,0,{"v":37846.267,"d":"37,846"},{"v":504901.74,"d":"504,902"},{"v":504901.74,"d":"504,902"},{"v":542748.007,"d":"542,748"},0,{"v":0,"d":"0.0%"},{"v":0.00643261873829414,"d":"0.6%"},{"v":0.0632982075602537,"d":"6.3%"},{"v":0,"d":"0.0%"},{"v":0,"d":"0.0%"},{"v":0.930269173701452,"d":"93.0%"},{"v":0,"d":"0.0%"},{"v":0,"d":"0.0%"},{"v":0,"d":"0.0%"},{"v":0,"d":"0.0%"},{"v":0,"d":"0.0%"},{"v":0.0697308262985478,"d":"7.0%"},{"v":0.930269173701452,"d":"93.0%"},{"v":0.930269173701452,"d":"93.0%"},{"v":1,"d":"100.0%"},{"v":0,"d":"0.0%"}]
[6775,2020,"MS","Mississippi Baptist Medical Center",54203,"Entergy Mississippi Inc",12685,"Mississippi Baptist Medical",12704,"Commercial CHP","Midcontinent Independent Transmission System Operator, Inc..","MISO","SERC","SRMV","SERC Mississippi Valley","MISO","28","049","Hinds",32.3133,-90.1797,1,1,"NG","GAS",null,{"v":0,"d":"0.0000"},4.2,null,null,"Yes",0,null,{"v":1,"d":"1.0000"},{"$nulls":5},0,0,{"$nulls":49},"--",{"$nulls":17},0,0,0,0,0,0,0,0,0,0,0,0,0,0,0,0]
[6808,2020,"MT","Cochrane",2182,"NorthWestern Energy LLC - (MT)",12825,"NorthWestern Energy",13902,"Electric Utility","NorthWestern Energy (NWMT)","NWMT","WECC","NWPP","WECC Northwest",null,"30","013","Cascade",47.5375,-111.194969,2,2,"WAT","HYDRO",null,{"v":0.57134,"d":"0.5713"},60.4,{"$nulls":9},{"v":2652060,"d":"2,652,060"},{"v":1230950,"d":"1,230,950"},{"v":302298,"d":"302,298"},{"v":140311,"d":"140,311"},{"$nulls":41},{"v":2652060,"d":"2,652,060"},{"v":1230950,"d":"1,230,950"},{"$nulls":6},"--","EIA","EIA",{"$nulls":15},0,0,0,0,{"v":302298,"d":"302,298"},0,0,0,0,0,0,0,{"v":302298,"d":"302,298"},0,0,{"v":302298,"d":"302,298"},{"v":0,"d":"0.0%"},{"v":0,"d":"0.0%"},{"v":0,"d":"0.0%"},{"v":0,"d":"0.0%"},{"v":1,"d":"100.0%"},{"v":0,"d":"0.0%"},{"v":0,"d":"0.0%"},{"v":0,"d":"0.0%"},{"v":0,"d":"0.0%"},{"v":0,"d":"0.0%"},{"v":0,"d":"0.0%"},{"v":0,"d":"0.0%"},{"v":1,"d":"100.0%"},{"v":0,"d":"0.0%"},{"v":0,"d":"0.0%"},{"v":1,"d":"100.0%"}]
[6833,2020,"MT","Jawbone Wind Project",58175,"NorthWestern Energy LLC - (MT)",12825,"Triple Oak Power LLC",63759,"IPP Non-CHP","NorthWestern Energy (NWMT)","NWMT","WECC","NWPP","WECC Northwest",null,"30","107","Wheatland",46.508056,-109.727778,1,1,"WND","WIND",null,null,{"v":80,"d":"80.0"},{"$nulls":62},"--"]
[6842,2020,"MT","Morony",2191,"NorthWestern Energy LLC - (MT)",12825,"NorthWestern Energy",13902,"Electric Utility","NorthWestern Energy (NWMT)","NWMT","WECC","NWPP","WECC Northwest",null,"30","013","Cascade",47.581737,-111.060898,2,2,"WAT","HYDRO",null,{"v":0.55741,"d":"0.5574"},{"v":63,"d":"63.0"},{"$nulls":9},{"v":2698768,"d":"2,698,768"},{"v":1252630,"d":"1,252,630"},{"v":307622,"d":"307,622"},{"v":142782,"d":"142,782"},{"$nulls":41},{"v":2698768,"d":"2,698,768"},{"v":1252630,"d":"1,252,630"},{"$nulls":6},"--","EIA","EIA",{"$nulls":15},0,0,0,0,{"v":307622,"d":"307,622"},0,0,0,0,0,0,0,{"v":307622,"d":"307,622"},0,0,{"v":307622,"d":"307,622"},{"v":0,"d":"0.0%"},{"v":0,"d":"0.0%"},{"v":0,"d":"0.0%"},{"v":0,"d":"0.0%"},{"v":1,"d":"100.0%"},{"v":0,"d":"0.0%"},{"v":0,"d":"0.0%"},{"v":0,"d":"0.0%"},{"v":0,"d":"0.0%"},{"v":0,"d":"0.0%"},{"v":0,"d":"0.0%"},{"v":0,"d":"0.0%"},{"v":1,"d":"100.0%"},{"v":0,"d":"0.0%"},{"v":0,"d":"0.0%"},{"v":1,"d":"100.0%"}]
[6875,2020,"MT","Yellowstone Energy Limited Partnership",50931,"NorthWestern Energy LLC - (MT)",12825,"Yellowstone Energy LP",21773,"IPP CHP","NorthWestern Energy (NWMT)","NWMT","WECC","NWPP","WECC Northwest",null,"30","111","Yellowstone",45.8117,-108.4278,2,1,"PC","OIL",null,{"v":0.77112,"d":"0.7711"},{"v":68,"d":"68.0"},{"v":0.0481382621541766,"d":"0.0481"},null,"Yes",{"v":2375558.4,"d":"2,375,558"},{"v":0.66,"d":"1"},{"v":0.468062,"d":"0.4681"},null,{"v":3693124.591,"d":"3,693,125"},{"v":1429583.51,"d":"1,429,584"},{"v":3693124.591,"d":"3,693,125"},{"v":1429583.51,"d":"1,429,584"},{"v":459339,"d":"459,339"},{"v":175906,"d":"175,906"},{"v":310.387,"d":"310"},{"v":120.775,"d":"121"},{"v":4056.757,"d":"4,057"},{"v":416908.225,"d":"416,908"},{"v":24013.688,"d":"24,014"},{"v":4782.077,"d":"4,782"},{"v":417920.926,"d":"417,921"},null,1.351,1.373,17.663,{"v":1815.253,"d":"1,815.253"},0.052,{"v":0.01,"d":"0.010"},{"v":1819.662,"d":"1,819.662"},null,0.168,0.169,2.197,225.775,0.007,{"v":1E-3,"d":"0.001"},226.324,null,1.351,1.373,17.663,{"v":1815.253,"d":"1,815.253"},0.052,{"v":0.01,"d":"0.010"},{"v":1819.662,"d":"1,819.662"},null,{"v":663.133,"d":"663"},{"v":258.033,"d":"258"},{"v":8667.132,"d":"8,667"},{"v":890711.25,"d":"890,711"},{"v":51304.485,"d":"51,304"},{"v":10216.756,"d":"10,217"},null,{"v":7890244,"d":"7,890,244"},{"v":3054260,"d":"3,054,260"},{"v":7890244,"d":"7,890,244"},{"v":3054260,"d":"3,054,260"},"EIA","EIA","EIA","EIA","EIA","EIA","--","EIA","EIA",{"$nulls":6},{"v":4197119.409,"d":"4,197,119"},{"v":1624676.49,"d":"1,624,676"},{"v":352.746,"d":"353"},{"v":137.258,"d":"137"},{"v":4610.376,"d":"4,610"},{"v":473803.025,"d":"473,803"},{"v":27290.797,"d":"27,291"},{"v":5434.679,"d":"5,435"},{"v":8040.084972,"d":"8,040.085"},0,{"v":447703.744,"d":"447,704"},0,0,0,0,0,0,0,{"v":11635.256,"d":"11,635"},0,{"v":459339,"d":"459,339"},0,0,{"v":459339,"d":"459,339"},0,{"v":0,"d":"0.0%"},{"v":0.974669566485755,"d":"97.5%"},{"v":0,"d":"0.0%"},{"v":0,"d":"0.0%"},{"v":0,"d":"0.0%"},{"v":0,"d":"0.0%"},{"v":0,"d":"0.0%"},{"v":0,"d":"0.0%"},{"v":0,"d":"0.0%"},{"v":0.0253304335142455,"d":"2.5%"},{"v":0,"d":"0.0%"},{"v":1,"d":"100.0%"},{"v":0,"d":"0.0%"},{"v":0,"d":"0.0%"},{"v":1,"d":"100.0%"},{"v":0,"d":"0.0%"}]
[6900,2020,"NC","Albemarle Prime Power Park",56263,"City of Albemarle - (NC)",232,"North Carolina Mun Power Agny #1",13630,"Electric Utility","Duke Energy Carolinas","DUK","SERC","SRVC","SERC Virginia/Carolina",null,"37","167","Stanly",35.407208,-80.151849,2,2,"DFO","OIL",null,{"v":0.00222,"d":"0.0022"},3.6,{"v":1,"d":"1.0000"},{"$nulls":6},{"v":1402,"d":"1,402"},553,{"v":1402,"d":"1,402"},553,70,27,{"v":2.106,"d":"2"},{"v":0.83,"d":"1"},{"v":0.203,"d":"0"},{"v":114.492,"d":"114"},{"v":9.273,"d":"9"},{"v":1.855,"d":"2"},{"v":114.884,"d":"115"},null,60.171,61.481,5.806,{"v":3271.2,"d":"3,271.200"},0.132,0.026,{"v":3282.407,"d":"3,282.407"},null,3.004,3.002,{"v":0.29,"d":"0.290"},163.327,0.007,{"v":1E-3,"d":"0.001"},163.886,null,60.171,61.481,5.806,{"v":3271.2,"d":"3,271.200"},0.132,0.026,{"v":3282.407,"d":"3,282.407"},null,{"v":2.106,"d":"2"},{"v":0.83,"d":"1"},{"v":0.203,"d":"0"},{"v":114.492,"d":"114"},{"v":9.273,"d":"9"},{"v":1.855,"d":"2"},null,{"v":1402,"d":"1,402"},553,{"v":1402,"d":"1,402"},553,"EIA","EIA","EIA","EIA","EIA","EIA","--","EIA","EIA",{"$nulls":14},{"v":20028.571429,"d":"20,028.571"},0,70,0,0,0,0,0,0,0,0,0,70,0,0,70,0,{"v":0,"d":"0.0%"},{"v":1,"d":"100.0%"},{"v":0,"d":"0.0%"},{"v":0,"d":"0.0%"},{"v":0,"d":"0.0%"},{"v":0,"d":"0.0%"},{"v":0,"d":"0.0%"},{"v":0,"d":"0.0%"},{"v":0,"d":"0.0%"},{"v":0,"d":"0.0%"},{"v":0,"d":"0.0%"},{"v":1,"d":"100.0%"},{"v":0,"d":"0.0%"},{"v":0,"d":"0.0%"},{"v":1,"d":"100.0%"},{"v":0,"d":"0.0%"}]
[6908,2020,"NC","Amethyst Solar",58730,"Duke Energy Carolinas, LLC",5416,"Amethyst Solar LLC",59912,"IPP Non-CHP","Duke Energy Carolinas","DUK","SERC","SRVC","SERC Virginia/Carolina",null,"37","161","Rutherford",35.316944,-81.926389,1,1,"SUN","SOLAR",null,{"v":0.20662,"d":"0.2066"},{"v":3,"d":"3.0"},{"$nulls":9},{"v":47637,"d":"47,637"},{"v":23560,"d":"23,560"},{"v":5430,"d":"5,430"},{"v":2685,"d":"2,685"},{"$nulls":41},{"v":47637,"d":"47,637"},{"v":23560,"d":"23,560"},{"$nulls":6},"--","EIA","EIA",{"$nulls":15},0,0,0,0,0,0,0,{"v":5430,"d":"5,430"},0,0,0,0,{"v":5430,"d":"5,430"},{"v":5430,"d":"5,430"},0,{"v":5430,"d":"5,430"},{"v":0,"d":"0.0%"},{"v":0,"d":"0.0%"},{"v":0,"d":"0.0%"},{"v":0,"d":"0.0%"},{"v":0,"d":"0.0%"},{"v":0,"d":"0.0%"},{"v":0,"d":"0.0%"},{"v":1,"d":"100.0%"},{"v":0,"d":"0.0%"},{"v":0,"d":"0.0%"},{"v":0,"d":"0.0%"},{"v":0,"d":"0.0%"},{"v":1,"d":"100.0%"},{"v":1,"d":"100.0%"},{"v":0,"d":"0.0%"},{"v":1,"d":"100.0%"}]
[6943,2020,"NC","Bakatsias Solar",61527,"Duke Energy Carolinas, LLC",5416,"Cypress Creek Renewables",61060,"IPP Non-CHP","Duke Energy Carolinas","DUK","SERC","SRVC","SERC Virginia/Carolina",null,"37","001","Alamance",36.072359,-79.347471,1,1,"SUN","SOLAR",null,{"v":0.17205,"d":"0.1721"},{"v":5,"d":"5.0"},{"$nulls":9},{"v":66114,"d":"66,114"},{"v":32697,"d":"32,697"},{"v":7536,"d":"7,536"},{"v":3727,"d":"3,727"},{"$nulls":41},{"v":66114,"d":"66,114"},{"v":32697,"d":"32,697"},{"$nulls":6},"--","EIA","EIA",{"$nulls":15},0,0,0,0,0,0,0,{"v":7536,"d":"7,536"},0,0,0,0,{"v":7536,"d":"7,536"},{"v":7536,"d":"7,536"},0,{"v":7536,"d":"7,536"},{"v":0,"d":"0.0%"},{"v":0,"d":"0.0%"},{"v":0,"d":"0.0%"},{"v":0,"d":"0.0%"},{"v":0,"d":"0.0%"},{"v":0,"d":"0.0%"},{"v":0,"d":"0.0%"},{"v":1,"d":"100.0%"},{"v":0,"d":"0.0%"},{"v":0,"d":"0.0%"},{"v":0,"d":"0.0%"},{"v":0,"d":"0.0%"},{"v":1,"d":"100.0%"},{"v":1,"d":"100.0%"},{"v":0,"d":"0.0%"},{"v":1,"d":"100.0%"}]
[6968,2020,"NC","Bethel Price Solar, LLC",58843,"Virginia Electric & Power Co",19876,"Bethel Price Solar, LLC",58712,"IPP Non-CHP","PJM Interconnection, LLC","PJM","SERC","SRVC","SERC Virginia/Carolina","PJM","37","147","Pitt",35.794722,-77.381111,1,1,"SUN","SOLAR",null,{"v":0.15071,"d":"0.1507"},{"v":5,"d":"5.0"},{"$nulls":9},{"v":57909,"d":"57,909"},{"v":28640,"d":"28,640"},{"v":6601,"d":"6,601"},{"v":3265,"d":"3,265"},{"$nulls":41},{"v":57909,"d":"57,909"},{"v":28640,"d":"28,640"},{"$nulls":6},"--","EIA","EIA",{"$nulls":15},0,0,0,0,0,0,0,{"v":6601,"d":"6,601"},0,0,0,0,{"v":6601,"d":"6,601"},{"v":6601,"d":"6,601"},0,{"v":6601,"d":"6,601"},{"v":0,"d":"0.0%"},{"v":0,"d":"0.0%"},{"v":0,"d":"0.0%"},{"v":0,"d":"0.0%"},{"v":0,"d":"0.0%"},{"v":0,"d":"0.0%"},{"v":0,"d":"0.0%"},{"v":1,"d":"100.0%"},{"v":0,"d":"0.0%"},{"v":0,"d":"0.0%"},{"v":0,"d":"0.0%"},{"v":0,"d":"0.0%"},{"v":1,"d":"100.0%"},{"v":1,"d":"100.0%"},{"v":0,"d":"0.0%"},{"v":1,"d":"100.0%"}]
[7001,2020,"NC","BRE NC Solar 4",60628,"Duke Energy Progress - (NC)",3046,"BRE NC Solar 4, LLC",60368,"IPP Non-CHP","Duke Energy Progress East","CPLE","SERC","SRVC","SERC Virginia/Carolina",null,"37","185","Warren",36.351759,-78.149852,1,1,"SUN","SOLAR",null,null,{"v":5,"d":"5.0"},{"$nulls":62},"--"]
[7026,2020,"NC","Carol Jean Solar",59017,"Duke Energy Carolinas, LLC",5416,"Cypress Creek Renewables",61060,"IPP Non-CHP","Duke Energy Carolinas","DUK","SERC","SRVC","SERC Virginia/Carolina",null,"37","169","Stokes",36.316111,-80.144444,1,1,"SUN","SOLAR",null,{"v":0.19304,"d":"0.1930"},{"v":4,"d":"4.0"},{"$nulls":9},{"v":59340,"d":"59,340"},{"v":29348,"d":"29,348"},{"v":6764,"d":"6,764"},{"v":3345,"d":"3,345"},{"$nulls":41},{"v":59340,"d":"59,340"},{"v":29348,"d":"29,348"},{"$nulls":6},"--","EIA","EIA",{"$nulls":15},0,0,0,0,0,0,0,{"v":6764,"d":"6,764"},0,0,0,0,{"v":6764,"d":"6,764"},{"v":6764,"d":"6,764"},0,{"v":6764,"d":"6,764"},{"v":0,"d":"0.0%"},{"v":0,"d":"0.0%"},{"v":0,"d":"0.0%"},{"v":0,"d":"0.0%"},{"v":0,"d":"0.0%"},{"v":0,"d":"0.0%"},{"v":0,"d":"0.0%"},{"v":1,"d":"100.0%"},{"v":0,"d":"0.0%"},{"v":0,"d":"0.0%"},{"v":0,"d":"0.0%"},{"v":0,"d":"0.0%"},{"v":1,"d":"100.0%"},{"v":1,"d":"100.0%"},{"v":0,"d":"0.0%"},{"v":1,"d":"100.0%"}]
[7035,2020,"NC","CB Bladen Solar, LLC",60402,"Duke Energy Progress - (NC)",3046,"Cypress Creek Renewables",61060,"IPP Non-CHP","Duke Energy Carolinas","DUK","SERC","SRVC","SERC Virginia/Carolina",null,"37","017","Bladen",34.822869,-78.624278,1,1,"SUN","SOLAR",null,{"v":0.19617,"d":"0.1962"},5.2,{"$nulls":9},{"v":78395,"d":"78,395"},{"v":38772,"d":"38,772"},{"v":8936,"d":"8,936"},{"v":4419,"d":"4,419"},{"$nulls":41},{"v":78395,"d":"78,395"},{"v":38772,"d":"38,772"},{"$nulls":6},"--","EIA","EIA",{"$nulls":15},0,0,0,0,0,0,0,{"v":8936,"d":"8,936"},0,0,0,0,{"v":8936,"d":"8,936"},{"v":8936,"d":"8,936"},0,{"v":8936,"d":"8,936"},{"v":0,"d":"0.0%"},{"v":0,"d":"0.0%"},{"v":0,"d":"0.0%"},{"v":0,"d":"0.0%"},{"v":0,"d":"0.0%"},{"v":0,"d":"0.0%"},{"v":0,"d":"0.0%"},{"v":1,"d":"100.0%"},{"v":0,"d":"0.0%"},{"v":0,"d":"0.0%"},{"v":0,"d":"0.0%"},{"v":0,"d":"0.0%"},{"v":1,"d":"100.0%"},{"v":1,"d":"100.0%"},{"v":0,"d":"0.0%"},{"v":1,"d":"100.0%"}]
[7068,2020,"NC","Collard Holdings Solar",62317,"Duke Energy Progress - (NC)",3046,"Collard Holdings, LLC",61817,"IPP Non-CHP","Duke Energy Progress East","CPLE","SERC","SRVC","SERC Virginia/Carolina",null,"37","165","Scotland",34.7503,-79.434783,1,1,"SUN","SOLAR",null,null,{"v":10,"d":"10.0"},{"$nulls":62},"--"]
[7093,2020,"NC","Crooked Run",62678,"Duke Energy Carolinas, LLC",5416,"Cypress Creek Renewables",61060,"IPP Non-CHP","Duke Energy Carolinas","DUK","SERC","SRVC","SERC Virginia/Carolina",null,"37","141","Pender",34.67704,-77.977497,1,1,"SUN","SOLAR",null,{"v":0.22267,"d":"0.2227"},70.1,{"$nulls":9},{"v":1199612,"d":"1,199,612"},{"v":563735,"d":"563,735"},{"v":136739,"d":"136,739"},{"v":64258,"d":"64,258"},{"$nulls":41},{"v":1199612,"d":"1,199,612"},{"v":563735,"d":"563,735"},{"$nulls":6},"--","EIA","EIA",{"$nulls":15},0,0,0,0,0,0,0,{"v":136739,"d":"136,739"},0,0,0,0,{"v":136739,"d":"136,739"},{"v":136739,"d":"136,739"},0,{"v":136739,"d":"136,739"},{"v":0,"d":"0.0%"},{"v":0,"d":"0.0%"},{"v":0,"d":"0.0%"},{"v":0,"d":"0.0%"},{"v":0,"d":"0.0%"},{"v":0,"d":"0.0%"},{"v":0,"d":"0.0%"},{"v":1,"d":"100.0%"},{"v":0,"d":"0.0%"},{"v":0,"d":"0.0%"},{"v":0,"d":"0.0%"},{"v":0,"d":"0.0%"},{"v":1,"d":"100.0%"},{"v":1,"d":"100.0%"},{"v":0,"d":"0.0%"},{"v":1,"d":"100.0%"}]
[7102,2020,"NC","DD Fayetteville Solar NC LLC",59117,"Duke Energy Carolinas, LLC",5416,"Duke Energy Progress - (NC)",3046,"Electric Utility","Duke Energy Carolinas","DUK","SERC","SRVC","SERC Virginia/Carolina",null,"37","017","Bladen",34.834444,-78.843611,1,1,"SUN","SOLAR",null,{"v":0.19426,"d":"0.1943"},23.1,{"$nulls":9},{"v":344868,"d":"344,868"},{"v":170560,"d":"170,560"},{"v":39310,"d":"39,310"},{"v":19441,"d":"19,441"},{"$nulls":41},{"v":344868,"d":"344,868"},{"v":170560,"d":"170,560"},{"$nulls":6},"--","EIA","EIA",{"$nulls":15},0,0,0,0,0,0,0,{"v":39310,"d":"39,310"},0,0,0,0,{"v":39310,"d":"39,310"},{"v":39310,"d":"39,310"},0,{"v":39310,"d":"39,310"},{"v":0,"d":"0.0%"},{"v":0,"d":"0.0%"},{"v":0,"d":"0.0%"},{"v":0,"d":"0.0%"},{"v":0,"d":"0.0%"},{"v":0,"d":"0.0%"},{"v":0,"d":"0.0%"},{"v":1,"d":"100.0%"},{"v":0,"d":"0.0%"},{"v":0,"d":"0.0%"},{"v":0,"d":"0.0%"},{"v":0,"d":"0.0%"},{"v":1,"d":"100.0%"},{"v":1,"d":"100.0%"},{"v":0,"d":"0.0%"},{"v":1,"d":"100.0%"}]
[7127,2020,"NC","East Nash PV2",63789,"Duke Energy Progress - (NC)",3046,"Ecoplexus, Inc",58970,"IPP Non-CHP","Duke Energy Progress East","CPLE","SERC","SRVC","SERC Virginia/Carolina",null,"37","127","Nash",35.955653,-78.093622,1,1,"SUN","SOLAR",null,null,23.4,{"$nulls":62},"--"]
[7160,2020,"NC","Flash Solar",58726,"Duke Energy Carolinas, LLC",5416,"Cypress Creek Renewables",61060,"IPP Non-CHP","Duke Energy Carolinas","DUK","SERC","SRVC","SERC Virginia/Carolina",null,"37","035","Catawba",35.758056,-81.229444,1,1,"SUN","SOLAR",null,{"v":0.18463,"d":"0.1846"},{"v":5,"d":"5.0"},{"$nulls":9},{"v":70947,"d":"70,947"},{"v":35088,"d":"35,088"},{"v":8087,"d":"8,087"},{"v":4000,"d":"4,000"},{"$nulls":41},{"v":70947,"d":"70,947"},{"v":35088,"d":"35,088"},{"$nulls":6},"--","EIA","EIA",{"$nulls":15},0,0,0,0,0,0,0,{"v":8087,"d":"8,087"},0,0,0,0,{"v":8087,"d":"8,087"},{"v":8087,"d":"8,087"},0,{"v":8087,"d":"8,087"},{"v":0,"d":"0.0%"},{"v":0,"d":"0.0%"},{"v":0,"d":"0.0%"},{"v":0,"d":"0.0%"},{"v":0,"d":"0.0%"},{"v":0,"d":"0.0%"},{"v":0,"d":"0.0%"},{"v":1,"d":"100.0%"},{"v":0,"d":"0.0%"},{"v":0,"d":"0.0%"},{"v":0,"d":"0.0%"},{"v":0,"d":"0.0%"},{"v":1,"d":"100.0%"},{"v":1,"d":"100.0%"},{"v":0,"d":"0.0%"},{"v":1,"d":"100.0%"}]
[7172,2020,"NC","Fort Bragg - Camp Mackall PV BESS System",64050,"Duke Energy Progress - (NC)",3046,"Ameresco Federal Solutions",60146,"IPP Non-CHP","Duke Energy Progress East","CPLE","SERC","SRVC","SERC Virginia/Carolina",null,"37","153","Richmond",35.029,-79.485,2,2,{"$nulls":4},{"v":3,"d":"3.0"},{"$nulls":62},"--"]
[7219,2020,"NC","Happy Solar",59512,"Duke Energy Progress - (NC)",3046,"Cypress Creek Renewables",61060,"IPP Non-CHP","Duke Energy Progress East","CPLE","SERC","SRVC","SERC Virginia/Carolina",null,"37","101","Johnston",35.3965,-78.5108,1,1,"SUN","SOLAR",null,{"v":0.19717,"d":"0.1972"},{"v":4,"d":"4.0"},{"$nulls":9},{"v":60612,"d":"60,612"},{"v":29976,"d":"29,976"},{"v":6909,"d":"6,909"},{"v":3417,"d":"3,417"},{"$nulls":41},{"v":60612,"d":"60,612"},{"v":29976,"d":"29,976"},{"$nulls":6},"--","EIA","EIA",{"$nulls":15},0,0,0,0,0,0,0,{"v":6909,"d":"6,909"},0,0,0,0,{"v":6909,"d":"6,909"},{"v":6909,"d":"6,909"},0,{"v":6909,"d":"6,909"},{"v":0,"d":"0.0%"},{"v":0,"d":"0.0%"},{"v":0,"d":"0.0%"},{"v":0,"d":"0.0%"},{"v":0,"d":"0.0%"},{"v":0,"d":"0.0%"},{"v":0,"d":"0.0%"},{"v":1,"d":"100.0%"},{"v":0,"d":"0.0%"},{"v":0,"d":"0.0%"},{"v":0,"d":"0.0%"},{"v":0,"d":"0.0%"},{"v":1,"d":"100.0%"},{"v":1,"d":"100.0%"},{"v":0,"d":"0.0%"},{"v":1,"d":"100.0%"}]
[7228,2020,"NC","Hawkins Solar",58727,"Duke Energy Carolinas, LLC",5416,"Sunlight Partners",58658,"IPP Non-CHP","Duke Energy Carolinas","DUK","SERC","SRVC","SERC Virginia/Carolina",null,"37","157","Rockingham",36.321944,-79.751667,1,1,"SUN","SOLAR",null,null,{"v":5,"d":"5.0"},{"$nulls":62},"--"]
[7261,2020,"NC","Howardtown Farm",60630,"Lumbee River Elec Member Corp",11291,"Howardtown Farm, LLC",60379,"IPP Non-CHP","Duke Energy Carolinas","DUK","SERC","SRVC","SERC Virginia/Carolina",null,"37","155","Robeson",34.813083,-78.950052,1,1,"SUN","SOLAR",null,null,{"v":10,"d":"10.0"},{"$nulls":62},"--"]
[7286,2020,"NC","Innovative Solar 47",59666,"Duke Energy Carolinas, LLC",5416,"Innovative Solar 47, LLC",59436,"IPP Non-CHP","Duke Energy Carolinas","DUK","SERC","SRVC","SERC Virginia/Carolina",null,"37","155","Robeson",34.801933,-79.332447,1,1,"SUN","SOLAR",null,{"v":0.23072,"d":"0.2307"},33.8,{"$nulls":9},{"v":599301,"d":"599,301"},{"v":301282,"d":"301,282"},{"v":68312,"d":"68,312"},{"v":34342,"d":"34,342"},{"$nulls":41},{"v":599301,"d":"599,301"},{"v":301282,"d":"301,282"},{"$nulls":6},"--","EIA","EIA",{"$nulls":15},0,0,0,0,0,0,0,{"v":68312,"d":"68,312"},0,0,0,0,{"v":68312,"d":"68,312"},{"v":68312,"d":"68,312"},0,{"v":68312,"d":"68,312"},{"v":0,"d":"0.0%"},{"v":0,"d":"0.0%"},{"v":0,"d":"0.0%"},{"v":0,"d":"0.0%"},{"v":0,"d":"0.0%"},{"v":0,"d":"0.0%"},{"v":0,"d":"0.0%"},{"v":1,"d":"100.0%"},{"v":0,"d":"0.0%"},{"v":0,"d":"0.0%"},{"v":0,"d":"0.0%"},{"v":0,"d":"0.0%"},{"v":1,"d":"100.0%"},{"v":1,"d":"100.0%"},{"v":0,"d":"0.0%"},{"v":1,"d":"100.0%"}]
[7295,2020,"NC","Innovative Solar 65",60398,"Duke Energy Progress - (NC)",3046,"Cypress Creek Renewables",61060,"IPP Non-CHP","Duke Energy Carolinas","DUK","SERC","SRVC","SERC Virginia/Carolina",null,"37","165","Scotland",34.7587,-79.5,1,1,"SUN","SOLAR",null,0.1959,4.9,{"$nulls":9},{"v":73773,"d":"73,773"},{"v":36486,"d":"36,486"},{"v":8409,"d":"8,409"},{"v":4159,"d":"4,159"},{"$nulls":41},{"v":73773,"d":"73,773"},{"v":36486,"d":"36,486"},{"$nulls":6},"--","EIA","EIA",{"$nulls":15},0,0,0,0,0,0,0,{"v":8409,"d":"8,409"},0,0,0,0,{"v":8409,"d":"8,409"},{"v":8409,"d":"8,409"},0,{"v":8409,"d":"8,409"},{"v":0,"d":"0.0%"},{"v":0,"d":"0.0%"},{"v":0,"d":"0.0%"},{"v":0,"d":"0.0%"},{"v":0,"d":"0.0%"},{"v":0,"d":"0.0%"},{"v":0,"d":"0.0%"},{"v":1,"d":"100.0%"},{"v":0,"d":"0.0%"},{"v":0,"d":"0.0%"},{"v":0,"d":"0.0%"},{"v":0,"d":"0.0%"},{"v":1,"d":"100.0%"},{"v":1,"d":"100.0%"},{"v":0,"d":"0.0%"},{"v":1,"d":"100.0%"}]
[7320,2020,"NC","Kennedy Solar, LLC",60397,"Duke Energy Progress - (NC)",3046,"Cypress Creek Renewables",61060,"IPP Non-CHP","Duke Energy Carolinas","DUK","SERC","SRVC","SERC Virginia/Carolina",null,"37","061","Duplin",35.012282,-78.092185,1,1,"SUN","SOLAR",null,{"v":0.18479,"d":"0.1848"},4.9,{"$nulls":9},{"v":69588,"d":"69,588"},{"v":34416,"d":"34,416"},{"v":7932,"d":"7,932"},{"v":3923,"d":"3,923"},{"$nulls":41},{"v":69588,"d":"69,588"},{"v":34416,"d":"34,416"},{"$nulls":6},"--","EIA","EIA",{"$nulls":15},0,0,0,0,0,0,0,{"v":7932,"d":"7,932"},0,0,0,0,{"v":7932,"d":"7,932"},{"v":7932,"d":"7,932"},0,{"v":7932,"d":"7,932"},{"v":0,"d":"0.0%"},{"v":0,"d":"0.0%"},{"v":0,"d":"0.0%"},{"v":0,"d":"0.0%"},{"v":0,"d":"0.0%"},{"v":0,"d":"0.0%"},{"v":0,"d":"0.0%"},{"v":1,"d":"100.0%"},{"v":0,"d":"0.0%"},{"v":0,"d":"0.0%"},{"v":0,"d":"0.0%"},{"v":0,"d":"0.0%"},{"v":1,"d":"100.0%"},{"v":1,"d":"100.0%"},{"v":0,"d":"0.0%"},{"v":1,"d":"100.0%"}]
[7353,2020,"NC","Lincolnton High School",56341,"City of Lincolnton - (NC)",11035,"North Carolina Mun Power Agny #1",13630,"Electric Utility","Duke Energy Carolinas","DUK","SERC","SRVC","SERC Virginia/Carolina",null,"37","109","Lincoln",35.477415,-81.262259,1,1,"DFO","OIL",null,{"v":0.00323,"d":"0.0032"},1.8,{"v":1,"d":"1.0000"},{"$nulls":6},870,336,870,336,51,20,{"v":1.305,"d":"1"},{"v":0.503,"d":"1"},{"v":0.126,"d":"0"},{"v":71.047,"d":"71"},{"v":5.754,"d":"6"},{"v":1.151,"d":"1"},{"v":71.29,"d":"71"},null,51.176,{"v":50.3,"d":"50.300"},4.945,{"v":2786.157,"d":"2,786.157"},0.113,0.023,{"v":2795.702,"d":"2,795.702"},null,{"v":3,"d":"3.000"},2.994,{"v":0.29,"d":"0.290"},163.326,0.007,{"v":1E-3,"d":"0.001"},163.886,null,51.176,{"v":50.3,"d":"50.300"},4.945,{"v":2786.157,"d":"2,786.157"},0.113,0.023,{"v":2795.702,"d":"2,795.702"},null,{"v":1.305,"d":"1"},{"v":0.503,"d":"1"},{"v":0.126,"d":"0"},{"v":71.047,"d":"71"},{"v":5.754,"d":"6"},{"v":1.151,"d":"1"},null,870,336,870,336,"EIA","EIA","EIA","EIA","EIA","EIA","--","EIA","EIA",{"$nulls":14},{"v":17058.823529,"d":"17,058.824"},0,51,0,0,0,0,0,0,0,0,0,51,0,0,51,0,{"v":0,"d":"0.0%"},{"v":1,"d":"100.0%"},{"v":0,"d":"0.0%"},{"v":0,"d":"0.0%"},{"v":0,"d":"0.0%"},{"v":0,"d":"0.0%"},{"v":0,"d":"0.0%"},{"v":0,"d":"0.0%"},{"v":0,"d":"0.0%"},{"v":0,"d":"0.0%"},{"v":0,"d":"0.0%"},{"v":1,"d":"100.0%"},{"v":0,"d":"0.0%"},{"v":0,"d":"0.0%"},{"v":1,"d":"100.0%"},{"v":0,"d":"0.0%"}]
[7386,2020,"NC","McGoogan Farm, LLC",60779,"Duke Energy Progress - (NC)",3046,"McGoogan Farm, LLC",60465,"IPP Non-CHP","Duke Energy Carolinas","DUK","SERC","SRVC","SERC Virginia/Carolina",null,"37","155","Robeson",34.888736,-79.062708,1,1,"SUN","SOLAR",null,{"v":0.21048,"d":"0.2105"},{"v":5,"d":"5.0"},{"$nulls":9},{"v":80876,"d":"80,876"},{"v":39999,"d":"39,999"},{"v":9219,"d":"9,219"},{"v":4559,"d":"4,559"},{"$nulls":41},{"v":80876,"d":"80,876"},{"v":39999,"d":"39,999"},{"$nulls":6},"--","EIA","EIA",{"$nulls":15},0,0,0,0,0,0,0,{"v":9219,"d":"9,219"},0,0,0,0,{"v":9219,"d":"9,219"},{"v":9219,"d":"9,219"},0,{"v":9219,"d":"9,219"},{"v":0,"d":"0.0%"},{"v":0,"d":"0.0%"},{"v":0,"d":"0.0%"},{"v":0,"d":"0.0%"},{"v":0,"d":"0.0%"},{"v":0,"d":"0.0%"},{"v":0,"d":"0.0%"},{"v":1,"d":"100.0%"},{"v":0,"d":"0.0%"},{"v":0,"d":"0.0%"},{"v":0,"d":"0.0%"},{"v":0,"d":"0.0%"},{"v":1,"d":"100.0%"},{"v":1,"d":"100.0%"},{"v":0,"d":"0.0%"},{"v":1,"d":"100.0%"}]
[7411,2020,"NC","Moncure Farm LLC",59123,"Duke Energy Progress - (NC)",3046,"Moncure Farm LLC",58925,"IPP Non-CHP","Duke Energy Progress East","CPLE","SERC","SRVC","SERC Virginia/Carolina",null,"37","037","Chatham",35.568333,-79.0325,1,1,"SUN","SOLAR",null,0.2121,{"v":3,"d":"3.0"},{"$nulls":9},{"v":48899,"d":"48,899"},{"v":24184,"d":"24,184"},{"v":5574,"d":"5,574"},{"v":2757,"d":"2,757"},{"$nulls":41},{"v":48899,"d":"48,899"},{"v":24184,"d":"24,184"},{"$nulls":6},"--","EIA","EIA",{"$nulls":15},0,0,0,0,0,0,0,{"v":5574,"d":"5,574"},0,0,0,0,{"v":5574,"d":"5,574"},{"v":5574,"d":"5,574"},0,{"v":5574,"d":"5,574"},{"v":0,"d":"0.0%"},{"v":0,"d":"0.0%"},{"v":0,"d":"0.0%"},{"v":0,"d":"0.0%"},{"v":0,"d":"0.0%"},{"v":0,"d":"0.0%"},{"v":0,"d":"0.0%"},{"v":1,"d":"100.0%"},{"v":0,"d":"0.0%"},{"v":0,"d":"0.0%"},{"v":0,"d":"0.0%"},{"v":0,"d":"0.0%"},{"v":1,"d":"100.0%"},{"v":1,"d":"100.0%"},{"v":0,"d":"0.0%"},{"v":1,"d":"100.0%"}]
[7420,2020,"NC","Moorings Farm 2, LLC",61405,"Duke Energy Progress - (NC)",3046,"Moorings Farm 2, LLC",61040,"IPP Non-CHP","Duke Energy Progress East","CPLE","SERC","SRVC","SERC Virginia/Carolina",null,"37","107","Lenoir",35.305747,-77.828889,1,1,"SUN","SOLAR",null,{"v":0.20459,"d":"0.2046"},{"v":5,"d":"5.0"},{"$nulls":9},{"v":78615,"d":"78,615"},{"v":38881,"d":"38,881"},{"v":8961,"d":"8,961"},{"v":4432,"d":"4,432"},{"$nulls":41},{"v":78615,"d":"78,615"},{"v":38881,"d":"38,881"},{"$nulls":6},"--","EIA","EIA",{"$nulls":15},0,0,0,0,0,0,0,{"v":8961,"d":"8,961"},0,0,0,0,{"v":8961,"d":"8,961"},{"v":8961,"d":"8,961"},0,{"v":8961,"d":"8,961"},{"v":0,"d":"0.0%"},{"v":0,"d":"0.0%"},{"v":0,"d":"0.0%"},{"v":0,"d":"0.0%"},{"v":0,"d":"0.0%"},{"v":0,"d":"0.0%"},{"v":0,"d":"0.0%"},{"v":1,"d":"100.0%"},{"v":0,"d":"0.0%"},{"v":0,"d":"0.0%"},{"v":0,"d":"0.0%"},{"v":0,"d":"0.0%"},{"v":1,"d":"100.0%"},{"v":1,"d":"100.0%"},{"v":0,"d":"0.0%"},{"v":1,"d":"100.0%"}]
[7457,2020,"NC","Nickelson Solar, LLC",62205,"Duke Energy Carolinas, LLC",5416,"Sol Systems",61677,"IPP Non-CHP","Duke Energy Progress East","CPLE","SERC","SRVC","SERC Virginia/Carolina",null,"37","061","Duplin",34.747103,-77.987375,1,1,"SUN","SOLAR",null,{"v":0.20236,"d":"0.2024"},5.3,{"$nulls":9},{"v":82422,"d":"82,422"},{"v":40763,"d":"40,763"},{"v":9395,"d":"9,395"},{"v":4646,"d":"4,646"},{"$nulls":41},{"v":82422,"d":"82,422"},{"v":40763,"d":"40,763"},{"$nulls":6},"--","EIA","EIA",{"$nulls":15},0,0,0,0,0,0,0,{"v":9395,"d":"9,395"},0,0,0,0,{"v":9395,"d":"9,395"},{"v":9395,"d":"9,395"},0,{"v":9395,"d":"9,395"},{"v":0,"d":"0.0%"},{"v":0,"d":"0.0%"},{"v":0,"d":"0.0%"},{"v":0,"d":"0.0%"},{"v":0,"d":"0.0%"},{"v":0,"d":"0.0%"},{"v":0,"d":"0.0%"},{"v":1,"d":"100.0%"},{"v":0,"d":"0.0%"},{"v":0,"d":"0.0%"},{"v":0,"d":"0.0%"},{"v":0,"d":"0.0%"},{"v":1,"d":"100.0%"},{"v":1,"d":"100.0%"},{"v":0,"d":"0.0%"},{"v":1,"d":"100.0%"}]
[7479,2020,"NC","Ouchchy PV1",59999,"Duke Energy Carolinas, LLC",5416,"Ecoplexus, Inc",58970,"IPP Non-CHP","Duke Energy Carolinas","DUK","SERC","SRVC","SERC Virginia/Carolina",null,"37","135","Orange",36.084097,-79.24481,1,1,"SUN","SOLAR",null,{"v":0.19072,"d":"0.1907"},{"v":3,"d":"3.0"},{"$nulls":9},{"v":43970,"d":"43,970"},{"v":21746,"d":"21,746"},{"v":5012,"d":"5,012"},{"v":2479,"d":"2,479"},{"$nulls":41},{"v":43970,"d":"43,970"},{"v":21746,"d":"21,746"},{"$nulls":6},"--","EIA","EIA",{"$nulls":15},0,0,0,0,0,0,0,{"v":5012,"d":"5,012"},0,0,0,0,{"v":5012,"d":"5,012"},{"v":5012,"d":"5,012"},0,{"v":5012,"d":"5,012"},{"v":0,"d":"0.0%"},{"v":0,"d":"0.0%"},{"v":0,"d":"0.0%"},{"v":0,"d":"0.0%"},{"v":0,"d":"0.0%"},{"v":0,"d":"0.0%"},{"v":0,"d":"0.0%"},{"v":1,"d":"100.0%"},{"v":0,"d":"0.0%"},{"v":0,"d":"0.0%"},{"v":0,"d":"0.0%"},{"v":0,"d":"0.0%"},{"v":1,"d":"100.0%"},{"v":1,"d":"100.0%"},{"v":0,"d":"0.0%"},{"v":1,"d":"100.0%"}]
[7488,2020,"NC","Panda Solar NC 3, LLC",62121,"Lumbee River Elec Member Corp",11291,"Panda Solar NC 3, LLC",61656,"IPP Non-CHP","Duke Energy Progress East","CPLE","SERC","SRVC","SERC Virginia/Carolina",null,"37","155","Robeson",34.631814,-79.090672,1,1,"SUN","SOLAR",null,{"v":0.20936,"d":"0.2094"},{"v":2,"d":"2.0"},{"$nulls":9},{"v":32179,"d":"32,179"},{"v":15915,"d":"15,915"},{"v":3668,"d":"3,668"},{"v":1814,"d":"1,814"},{"$nulls":41},{"v":32179,"d":"32,179"},{"v":15915,"d":"15,915"},{"$nulls":6},"--","EIA","EIA",{"$nulls":15},0,0,0,0,0,0,0,{"v":3668,"d":"3,668"},0,0,0,0,{"v":3668,"d":"3,668"},{"v":3668,"d":"3,668"},0,{"v":3668,"d":"3,668"},{"v":0,"d":"0.0%"},{"v":0,"d":"0.0%"},{"v":0,"d":"0.0%"},{"v":0,"d":"0.0%"},{"v":0,"d":"0.0%"},{"v":0,"d":"0.0%"},{"v":0,"d":"0.0%"},{"v":1,"d":"100.0%"},{"v":0,"d":"0.0%"},{"v":0,"d":"0.0%"},{"v":0,"d":"0.0%"},{"v":0,"d":"0.0%"},{"v":1,"d":"100.0%"},{"v":1,"d":"100.0%"},{"v":0,"d":"0.0%"},{"v":1,"d":"100.0%"}]
[7513,2020,"NC","Pinesage",61978,"Duke Energy Progress - (NC)",3046,"Cypress Creek Renewables",61060,"IPP Non-CHP","Duke Energy Progress East","CPLE","SERC","SRVC","SERC Virginia/Carolina",null,"37","125","Moore",35.220823,-79.51909,1,1,"SUN","SOLAR",null,{"v":0.19034,"d":"0.1903"},{"v":5,"d":"5.0"},{"$nulls":9},{"v":73139,"d":"73,139"},{"v":36173,"d":"36,173"},{"v":8337,"d":"8,337"},{"v":4123,"d":"4,123"},{"$nulls":41},{"v":73139,"d":"73,139"},{"v":36173,"d":"36,173"},{"$nulls":6},"--","EIA","EIA",{"$nulls":15},0,0,0,0,0,0,0,{"v":8337,"d":"8,337"},0,0,0,0,{"v":8337,"d":"8,337"},{"v":8337,"d":"8,337"},0,{"v":8337,"d":"8,337"},{"v":0,"d":"0.0%"},{"v":0,"d":"0.0%"},{"v":0,"d":"0.0%"},{"v":0,"d":"0.0%"},{"v":0,"d":"0.0%"},{"v":0,"d":"0.0%"},{"v":0,"d":"0.0%"},{"v":1,"d":"100.0%"},{"v":0,"d":"0.0%"},{"v":0,"d":"0.0%"},{"v":0,"d":"0.0%"},{"v":0,"d":"0.0%"},{"v":1,"d":"100.0%"},{"v":1,"d":"100.0%"},{"v":0,"d":"0.0%"},{"v":1,"d":"100.0%"}]
[7546,2020,"NC","Reventure Park",58865,"Duke Energy Carolinas, LLC",5416,"Clean Energy LLC",58748,"IPP CHP","Duke Energy Carolinas","DUK","SERC","SRVC","SERC Virginia/Carolina",null,"37","119","Mecklenburg",35.294444,-80.998889,2,2,"LFG","BIOMASS",null,{"v":0.85365,"d":"0.8537"},3.5,{"v":0,"d":"0.0000"},"Yes","Yes",{"v":131524,"d":"131,524"},{"v":0.679,"d":"1"},{"v":0.475223,"d":"0.4752"},null,{"v":129265.547,"d":"129,266"},{"v":51751.363,"d":"51,751"},{"v":129265.547,"d":"129,266"},{"v":51751.363,"d":"51,751"},{"v":26173,"d":"26,173"},{"v":10478,"d":"10,478"},0,0,{"v":2.165,"d":"2"},{"v":1E-3,"d":"0"},0,0,{"v":1E-3,"d":"0"},null,{"v":0,"d":"0.000"},{"v":0,"d":"0.000"},0.165,{"v":0,"d":"0.000"},{"v":0,"d":"0.000"},{"v":0,"d":"0.000"},{"v":0,"d":"0.000"},null,{"v":0,"d":"0.000"},{"v":0,"d":"0.000"},0.033,{"v":0,"d":"0.000"},{"v":0,"d":"0.000"},{"v":0,"d":"0.000"},{"v":0,"d":"0.000"},null,{"v":0,"d":"0.000"},{"v":0,"d":"0.000"},0.165,{"v":0,"d":"0.000"},{"v":0,"d":"0.000"},{"v":0,"d":"0.000"},{"v":0,"d":"0.000"},null,{"v":98.604,"d":"99"},{"v":39.476,"d":"39"},{"v":6.12,"d":"6"},{"v":17272.579,"d":"17,273"},{"v":632.696,"d":"633"},{"v":63.27,"d":"63"},null,{"v":272010.008,"d":"272,010"},{"v":108899,"d":"108,899"},{"v":272010.008,"d":"272,010"},{"v":108899,"d":"108,899"},"EIA","EIA","EIA","EIA","EIA","EIA","--","EIA","EIA",{"v":98.604,"d":"99"},{"v":39.476,"d":"39"},{"v":1.564,"d":"2"},{"v":17272.578,"d":"17,273"},{"v":632.696,"d":"633"},{"v":63.27,"d":"63"},{"v":142744.461,"d":"142,744"},{"v":57147.637,"d":"57,148"},0,0,{"v":2.391,"d":"2"},{"v":1E-3,"d":"0"},0,0,{"v":4938.889186,"d":"4,938.889"},0,0,0,0,0,{"v":26173,"d":"26,173"},0,0,0,0,0,0,{"v":26173,"d":"26,173"},{"v":26173,"d":"26,173"},{"v":26173,"d":"26,173"},0,{"v":0,"d":"0.0%"},{"v":0,"d":"0.0%"},{"v":0,"d":"0.0%"},{"v":0,"d":"0.0%"},{"v":0,"d":"0.0%"},{"v":1,"d":"100.0%"},{"v":0,"d":"0.0%"},{"v":0,"d":"0.0%"},{"v":0,"d":"0.0%"},{"v":0,"d":"0.0%"},{"v":0,"d":"0.0%"},{"v":0,"d":"0.0%"},{"v":1,"d":"100.0%"},{"v":1,"d":"100.0%"},{"v":1,"d":"100.0%"},{"v":0,"d":"0.0%"}]
[7579,2020,"NC","Salem Energy Systems LLC",54984,"Duke Energy Carolinas, LLC",5416,"Salem Energy Systems LLC",22331,"IPP Non-CHP","Duke Energy Carolinas","DUK","SERC","SRVC","SERC Virginia/Carolina",null,"37","067","Forsyth",36.191241,-80.183458,2,2,"LFG","BIOMASS",null,{"v":0.37312,"d":"0.3731"},{"v":9,"d":"9.0"},{"v":0.711462032809065,"d":"0.7115"},"Yes","Yes",0,null,{"v":1,"d":"1.0000"},null,{"v":449785,"d":"449,785"},{"v":180071,"d":"180,071"},{"v":449785,"d":"449,785"},{"v":180071,"d":"180,071"},{"v":29417,"d":"29,417"},{"v":11777,"d":"11,777"},0,0,{"v":7.534,"d":"8"},{"v":1E-3,"d":"0"},0,0,{"v":1E-3,"d":"0"},null,{"v":0,"d":"0.000"},{"v":0,"d":"0.000"},0.512,{"v":0,"d":"0.000"},{"v":0,"d":"0.000"},{"v":0,"d":"0.000"},{"v":0,"d":"0.000"},null,{"v":0,"d":"0.000"},{"v":0,"d":"0.000"},0.034,{"v":0,"d":"0.000"},{"v":0,"d":"0.000"},{"v":0,"d":"0.000"},{"v":0,"d":"0.000"},null,{"v":0,"d":"0.000"},{"v":0,"d":"0.000"},0.512,{"v":0,"d":"0.000"},{"v":0,"d":"0.000"},{"v":0,"d":"0.000"},{"v":0,"d":"0.000"},null,{"v":35.381,"d":"35"},{"v":14.165,"d":"14"},{"v":10.12,"d":"10"},{"v":28561.254,"d":"28,561"},{"v":1046.201,"d":"1,046"},{"v":104.62,"d":"105"},null,{"v":449785,"d":"449,785"},{"v":180071,"d":"180,071"},{"v":449785,"d":"449,785"},{"v":180071,"d":"180,071"},"EIA","EIA","EIA","EIA","EIA","EIA","--","EIA","EIA",{"v":35.381,"d":"35"},{"v":14.165,"d":"14"},{"v":2.586,"d":"3"},{"v":28561.253,"d":"28,561"},{"v":1046.201,"d":"1,046"},{"v":104.62,"d":"105"},0,0,0,0,0,0,0,0,{"v":15289.968386,"d":"15,289.968"},0,0,0,0,0,{"v":29417,"d":"29,417"},0,0,0,0,0,0,{"v":29417,"d":"29,417"},{"v":29417,"d":"29,417"},{"v":29417,"d":"29,417"},0,{"v":0,"d":"0.0%"},{"v":0,"d":"0.0%"},{"v":0,"d":"0.0%"},{"v":0,"d":"0.0%"},{"v":0,"d":"0.0%"},{"v":1,"d":"100.0%"},{"v":0,"d":"0.0%"},{"v":0,"d":"0.0%"},{"v":0,"d":"0.0%"},{"v":0,"d":"0.0%"},{"v":0,"d":"0.0%"},{"v":0,"d":"0.0%"},{"v":1,"d":"100.0%"},{"v":1,"d":"100.0%"},{"v":1,"d":"100.0%"},{"v":0,"d":"0.0%"}]
[7604,2020,"NC","Shelby, Toms Street",56063,"City of Shelby - (NC)",17037,"North Carolina Mun Power Agny #1",13630,"Electric Utility","Duke Energy Carolinas","DUK","SERC","SRVC","SERC Virginia/Carolina",null,"37","045","Cleveland",35.3036,-81.5225,1,1,"DFO","OIL",null,{"v":0,"d":"0.0000"},1.8,{"$nulls":7},43,0,43,0,{"v":-40,"d":"(40)"},0,{"v":0.065,"d":"0"},0,{"v":0.006,"d":"0"},{"v":3.512,"d":"4"},{"v":0.284,"d":"0"},{"v":0.057,"d":"0"},{"v":3.524,"d":"4"},null,{"v":0,"d":"0.000"},null,{"v":0,"d":"0.000"},{"v":0,"d":"0.000"},{"v":0,"d":"0.000"},{"v":0,"d":"0.000"},{"v":0,"d":"0.000"},null,3.023,null,0.288,163.349,0.007,{"v":1E-3,"d":"0.001"},163.908,null,{"v":0,"d":"0.000"},null,{"v":0,"d":"0.000"},{"v":0,"d":"0.000"},{"v":0,"d":"0.000"},{"v":0,"d":"0.000"},{"v":0,"d":"0.000"},null,{"v":0.065,"d":"0"},0,{"v":0.006,"d":"0"},{"v":3.512,"d":"4"},{"v":0.284,"d":"0"},{"v":0.057,"d":"0"},null,43,0,43,0,"EIA","EIA","EIA","EIA","EIA","EIA","--","EIA","EIA",{"$nulls":14},{"v":-1075,"d":"(1,075.000)"},0,{"v":-40,"d":"(40)"},0,0,0,0,0,0,0,0,0,{"v":-40,"d":"(40)"},0,0,{"v":-40,"d":"(40)"},0]
[7613,2020,"NC","Siler Solar LLC",59112,"Duke Energy Progress - (NC)",3046,"Dominion Renewable Energy",58468,"IPP Non-CHP","Duke Energy Progress East","CPLE","SERC","SRVC","SERC Virginia/Carolina",null,"37","037","Chatham",35.721389,-79.504444,1,1,"SUN","SOLAR",null,{"v":0.20804,"d":"0.2080"},{"v":5,"d":"5.0"},{"$nulls":9},{"v":79940,"d":"79,940"},{"v":39535,"d":"39,535"},{"v":9112,"d":"9,112"},{"v":4506,"d":"4,506"},{"$nulls":41},{"v":79940,"d":"79,940"},{"v":39535,"d":"39,535"},{"$nulls":6},"--","EIA","EIA",{"$nulls":15},0,0,0,0,0,0,0,{"v":9112,"d":"9,112"},0,0,0,0,{"v":9112,"d":"9,112"},{"v":9112,"d":"9,112"},0,{"v":9112,"d":"9,112"},{"v":0,"d":"0.0%"},{"v":0,"d":"0.0%"},{"v":0,"d":"0.0%"},{"v":0,"d":"0.0%"},{"v":0,"d":"0.0%"},{"v":0,"d":"0.0%"},{"v":0,"d":"0.0%"},{"v":1,"d":"100.0%"},{"v":0,"d":"0.0%"},{"v":0,"d":"0.0%"},{"v":0,"d":"0.0%"},{"v":0,"d":"0.0%"},{"v":1,"d":"100.0%"},{"v":1,"d":"100.0%"},{"v":0,"d":"0.0%"},{"v":1,"d":"100.0%"}]
[7638,2020,"NC","Speedway Solar NC, LLC",62821,"Duke Energy Carolinas, LLC",5416,"Speedway Solar NC, LLC",62717,"IPP Non-CHP","Duke Energy Carolinas","DUK","SERC","SRVC","SERC Virginia/Carolina",null,"37","025","Cabarrus",35.218,-80.536,1,1,"SUN","SOLAR",null,null,22.6,{"$nulls":62},"--"]
[7671,2020,"NC","Swansboro Solar, LLC",64476,"Duke Energy Carolinas, LLC",5416,"Swansboro Solar, LLC",64115,"IPP Non-CHP","Duke Energy Progress East","CPLE","SERC","SRVC","SERC Virginia/Carolina",null,"37","133","Onslow",34.810913,-77.21041,1,1,"SUN","SOLAR",null,null,4.9,{"$nulls":62},"--"]
[7680,2020,"NC","Tennessee Creek",2749,"Duke Energy Carolinas, LLC",5416,"Duke Energy Carolinas, LLC",5416,"Electric Utility","Duke Energy Carolinas","DUK","SERC","SRVC","SERC Virginia/Carolina",null,"37","099","Jackson",35.2139,-83.0028,1,1,"WAT","HYDRO",null,{"v":0,"d":"0.0000"},10.8,{"$nulls":9},0,0,{"v":-12,"d":"(12)"},{"v":-4,"d":"(4)"},{"$nulls":8},{"v":0,"d":"0.000"},{"v":0,"d":"0.000"},{"v":0,"d":"0.000"},{"v":0,"d":"0.000"},{"v":0,"d":"0.000"},{"v":0,"d":"0.000"},{"v":0,"d":"0.000"},{"$nulls":26},0,0,{"$nulls":6},"--","EIA","EIA",{"$nulls":15},0,0,0,0,{"v":-12,"d":"(12)"},0,0,0,0,0,0,0,{"v":-12,"d":"(12)"},0,0,{"v":-12,"d":"(12)"}]
[7721,2020,"NC","W H Weatherspoon",2716,"Duke Energy Progress - (NC)",3046,"Duke Energy Progress - (NC)",3046,"Electric Utility","Duke Energy Progress East","CPLE","SERC","SRVC","SERC Virginia/Carolina",null,"37","155","Robeson",34.587538,-78.97552,4,7,"DFO","OIL",null,{"v":0,"d":"0.0000"},328.5,{"$nulls":7},{"v":22462.3,"d":"22,462"},{"v":6807.6,"d":"6,808"},{"v":22462.3,"d":"22,462"},{"v":6807.6,"d":"6,808"},{"v":-62,"d":"(62)"},{"v":-24,"d":"(24)"},{"v":13.478,"d":"13"},{"v":4.084,"d":"4"},{"v":5.7,"d":"6"},{"v":1819.2,"d":"1,819"},{"v":102.826,"d":"103"},{"v":20.565,"d":"21"},{"v":1823.55,"d":"1,824"},null,{"v":0,"d":"0.000"},{"v":0,"d":"0.000"},{"v":0,"d":"0.000"},{"v":0,"d":"0.000"},{"v":0,"d":"0.000"},{"v":0,"d":"0.000"},{"v":0,"d":"0.000"},null,{"v":1.2,"d":"1.200"},{"v":1.2,"d":"1.200"},0.508,161.978,0.005,{"v":1E-3,"d":"0.001"},162.365,null,{"v":0,"d":"0.000"},{"v":0,"d":"0.000"},{"v":0,"d":"0.000"},{"v":0,"d":"0.000"},{"v":0,"d":"0.000"},{"v":0,"d":"0.000"},{"v":0,"d":"0.000"},null,{"v":13.478,"d":"13"},{"v":4.084,"d":"4"},{"v":5.7,"d":"6"},{"v":1819.2,"d":"1,819"},{"v":102.826,"d":"103"},{"v":20.565,"d":"21"},null,{"v":22462.3,"d":"22,462"},{"v":6807.6,"d":"6,808"},{"v":22462.3,"d":"22,462"},{"v":6807.6,"d":"6,808"},"EPA/CAMD","EPA/CAMD","EPA/CAMD","EPA/CAMD","EIA","EIA","--","EPA/CAMD","EPA/CAMD",{"$nulls":14},{"v":-362295.166016,"d":"(362,295.166)"},0,{"v":-62,"d":"(62)"},0,0,0,0,0,0,0,0,0,{"v":-62,"d":"(62)"},0,0,{"v":-62,"d":"(62)"},0]
[7739,2020,"NC","Warrenton I Solar",62100,"Duke Energy Progress - (NC)",3046,"Warrenton Solar I LLC",61645,"IPP Non-CHP","Duke Energy Progress East","CPLE","SERC","SRVC","SERC Virginia/Carolina",null,"37","185","Warren",36.412,-78.178,1,1,"SUN","SOLAR",null,{"v":0.18502,"d":"0.1850"},4.9,{"$nulls":9},{"v":69674,"d":"69,674"},{"v":34459,"d":"34,459"},{"v":7942,"d":"7,942"},{"v":3928,"d":"3,928"},{"$nulls":41},{"v":69674,"d":"69,674"},{"v":34459,"d":"34,459"},{"$nulls":6},"--","EIA","EIA",{"$nulls":15},0,0,0,0,0,0,0,{"v":7942,"d":"7,942"},0,0,0,0,{"v":7942,"d":"7,942"},{"v":7942,"d":"7,942"},0,{"v":7942,"d":"7,942"},{"v":0,"d":"0.0%"},{"v":0,"d":"0.0%"},{"v":0,"d":"0.0%"},{"v":0,"d":"0.0%"},{"v":0,"d":"0.0%"},{"v":0,"d":"0.0%"},{"v":0,"d":"0.0%"},{"v":1,"d":"100.0%"},{"v":0,"d":"0.0%"},{"v":0,"d":"0.0%"},{"v":0,"d":"0.0%"},{"v":0,"d":"0.0%"},{"v":1,"d":"100.0%"},{"v":1,"d":"100.0%"},{"v":0,"d":"0.0%"},{"v":1,"d":"100.0%"}]
[7772,2020,"NC","Williamston Solar",59176,"Virginia Electric & Power Co",19876,"Williamston Solar LLC",58983,"IPP Non-CHP","PJM Interconnection, LLC","PJM","SERC","SRVC","SERC Virginia/Carolina","PJM","37","117","Martin",35.801111,-77.063056,1,1,"SUN","SOLAR",null,{"v":0.18041,"d":"0.1804"},{"v":5,"d":"5.0"},{"$nulls":9},{"v":69323,"d":"69,323"},{"v":34285,"d":"34,285"},{"v":7902,"d":"7,902"},{"v":3908,"d":"3,908"},{"$nulls":41},{"v":69323,"d":"69,323"},{"v":34285,"d":"34,285"},{"$nulls":6},"--","EIA","EIA",{"$nulls":15},0,0,0,0,0,0,0,{"v":7902,"d":"7,902"},0,0,0,0,{"v":7902,"d":"7,902"},{"v":7902,"d":"7,902"},0,{"v":7902,"d":"7,902"},{"v":0,"d":"0.0%"},{"v":0,"d":"0.0%"},{"v":0,"d":"0.0%"},{"v":0,"d":"0.0%"},{"v":0,"d":"0.0%"},{"v":0,"d":"0.0%"},{"v":0,"d":"0.0%"},{"v":1,"d":"100.0%"},{"v":0,"d":"0.0%"},{"v":0,"d":"0.0%"},{"v":0,"d":"0.0%"},{"v":0,"d":"0.0%"},{"v":1,"d":"100.0%"},{"v":1,"d":"100.0%"},{"v":0,"d":"0.0%"},{"v":1,"d":"100.0%"}]
[7797,2020,"NC","Yadkin 601 Farm",59587,"Duke Energy Carolinas, LLC",5416,"Yadkin 601 Farm, LLC",59332,"IPP Non-CHP","Duke Energy Carolinas","DUK","SERC","SRVC","SERC Virginia/Carolina",null,"37","197","Yadkin",36.199167,-80.697222,1,1,"SUN","SOLAR",null,{"v":0.19722,"d":"0.1972"},{"v":3,"d":"3.0"},{"$nulls":9},{"v":45471,"d":"45,471"},{"v":22488,"d":"22,488"},{"v":5183,"d":"5,183"},{"v":2563,"d":"2,563"},{"$nulls":41},{"v":45471,"d":"45,471"},{"v":22488,"d":"22,488"},{"$nulls":6},"--","EIA","EIA",{"$nulls":15},0,0,0,0,0,0,0,{"v":5183,"d":"5,183"},0,0,0,0,{"v":5183,"d":"5,183"},{"v":5183,"d":"5,183"},0,{"v":5183,"d":"5,183"},{"v":0,"d":"0.0%"},{"v":0,"d":"0.0%"},{"v":0,"d":"0.0%"},{"v":0,"d":"0.0%"},{"v":0,"d":"0.0%"},{"v":0,"d":"0.0%"},{"v":0,"d":"0.0%"},{"v":1,"d":"100.0%"},{"v":0,"d":"0.0%"},{"v":0,"d":"0.0%"},{"v":0,"d":"0.0%"},{"v":0,"d":"0.0%"},{"v":1,"d":"100.0%"},{"v":1,"d":"100.0%"},{"v":0,"d":"0.0%"},{"v":1,"d":"100.0%"}]
[7806,2020,"NC","ZV Solar 3, LLC",60549,"Duke Energy Progress - (NC)",3046,"SRE Utility Solar 1, LLC",61119,"IPP Non-CHP","Duke Energy Carolinas","DUK","SERC","SRVC","SERC Virginia/Carolina",null,"37","155","Robeson",34.816182,-79.200218,1,1,"SUN","SOLAR",null,{"v":0.20368,"d":"0.2037"},{"v":5,"d":"5.0"},{"$nulls":9},{"v":78264,"d":"78,264"},{"v":38707,"d":"38,707"},{"v":8921,"d":"8,921"},{"v":4412,"d":"4,412"},{"$nulls":41},{"v":78264,"d":"78,264"},{"v":38707,"d":"38,707"},{"$nulls":6},"--","EIA","EIA",{"$nulls":15},0,0,0,0,0,0,0,{"v":8921,"d":"8,921"},0,0,0,0,{"v":8921,"d":"8,921"},{"v":8921,"d":"8,921"},0,{"v":8921,"d":"8,921"},{"v":0,"d":"0.0%"},{"v":0,"d":"0.0%"},{"v":0,"d":"0.0%"},{"v":0,"d":"0.0%"},{"v":0,"d":"0.0%"},{"v":0,"d":"0.0%"},{"v":0,"d":"0.0%"},{"v":1,"d":"100.0%"},{"v":0,"d":"0.0%"},{"v":0,"d":"0.0%"},{"v":0,"d":"0.0%"},{"v":0,"d":"0.0%"},{"v":1,"d":"100.0%"},{"v":1,"d":"100.0%"},{"v":0,"d":"0.0%"},{"v":1,"d":"100.0%"}]
[7831,2020,"ND","Foxtail Wind, LLC",61747,"Montana-Dakota Utilities Co",12199,"Foxtail Wind, LLC",61374,"Electric Utility","Midcontinent Independent Transmission System Operator, Inc..","MISO","MRO","MROW","MRO West","MISO","38","021","Dickey",46.098211,-98.880073,1,1,"WND","WIND",null,{"v":0.46764,"d":"0.4676"},{"v":150,"d":"150.0"},{"$nulls":9},{"v":5390805,"d":"5,390,805"},{"v":2132812,"d":"2,132,812"},{"v":614477,"d":"614,477"},{"v":243111,"d":"243,111"},{"$nulls":41},{"v":5390805,"d":"5,390,805"},{"v":2132812,"d":"2,132,812"},{"$nulls":6},"--","EIA","EIA",{"$nulls":15},0,0,0,0,0,0,{"v":614477,"d":"614,477"},0,0,0,0,0,{"v":614477,"d":"614,477"},{"v":614477,"d":"614,477"},0,{"v":614477,"d":"614,477"},{"v":0,"d":"0.0%"},{"v":0,"d":"0.0%"},{"v":0,"d":"0.0%"},{"v":0,"d":"0.0%"},{"v":0,"d":"0.0%"},{"v":0,"d":"0.0%"},{"v":1,"d":"100.0%"},{"v":0,"d":"0.0%"},{"v":0,"d":"0.0%"},{"v":0,"d":"0.0%"},{"v":0,"d":"0.0%"},{"v":0,"d":"0.0%"},{"v":1,"d":"100.0%"},{"v":1,"d":"100.0%"},{"v":0,"d":"0.0%"},{"v":1,"d":"100.0%"}]
[7864,2020,"ND","Prairie Winds ND1",56607,"WAPA-- Western Area Power Administration",27000,"Basin Electric Power Coop",1307,"Electric Utility","Southwest Power Pool","SWPP","MRO","MROW","MRO West",null,"38","101","Ward",47.933621,-101.269189,1,1,"WND","WIND",null,{"v":0.28063,"d":"0.2806"},115.5,{"$nulls":9},{"v":2490936,"d":"2,490,936"},{"v":942709,"d":"942,709"},{"v":283932,"d":"283,932"},{"v":107456,"d":"107,456"},{"$nulls":41},{"v":2490936,"d":"2,490,936"},{"v":942709,"d":"942,709"},{"$nulls":6},"--","EIA","EIA",{"$nulls":15},0,0,0,0,0,0,{"v":283932,"d":"283,932"},0,0,0,0,0,{"v":283932,"d":"283,932"},{"v":283932,"d":"283,932"},0,{"v":283932,"d":"283,932"},{"v":0,"d":"0.0%"},{"v":0,"d":"0.0%"},{"v":0,"d":"0.0%"},{"v":0,"d":"0.0%"},{"v":0,"d":"0.0%"},{"v":0,"d":"0.0%"},{"v":1,"d":"100.0%"},{"v":0,"d":"0.0%"},{"v":0,"d":"0.0%"},{"v":0,"d":"0.0%"},{"v":0,"d":"0.0%"},{"v":0,"d":"0.0%"},{"v":1,"d":"100.0%"},{"v":1,"d":"100.0%"},{"v":0,"d":"0.0%"},{"v":1,"d":"100.0%"}]
[7873,2020,"ND","Velva Windfarm LLC",56670,"Northern States Power Co - Minnesota",13781,"Acciona Wind Energy USA LLC",55918,"IPP Non-CHP","Midcontinent Independent Transmission System Operator, Inc..","MISO","MRO","MROW","MRO West","MISO","38","049","McHenry",48.083625,-100.9215,1,1,"WND","WIND",null,{"v":0.28876,"d":"0.2888"},11.9,{"$nulls":9},{"v":264075,"d":"264,075"},{"v":99941,"d":"99,941"},{"v":30101,"d":"30,101"},{"v":11392,"d":"11,392"},{"$nulls":41},{"v":264075,"d":"264,075"},{"v":99941,"d":"99,941"},{"$nulls":6},"--","EIA","EIA",{"$nulls":15},0,0,0,0,0,0,{"v":30101,"d":"30,101"},0,0,0,0,0,{"v":30101,"d":"30,101"},{"v":30101,"d":"30,101"},0,{"v":30101,"d":"30,101"},{"v":0,"d":"0.0%"},{"v":0,"d":"0.0%"},{"v":0,"d":"0.0%"},{"v":0,"d":"0.0%"},{"v":0,"d":"0.0%"},{"v":0,"d":"0.0%"},{"v":1,"d":"100.0%"},{"v":0,"d":"0.0%"},{"v":0,"d":"0.0%"},{"v":0,"d":"0.0%"},{"v":0,"d":"0.0%"},{"v":0,"d":"0.0%"},{"v":1,"d":"100.0%"},{"v":1,"d":"100.0%"},{"v":0,"d":"0.0%"},{"v":1,"d":"100.0%"}]
[7898,2020,"NE","City Light & Water",7481,"WAPA-- Western Area Power Administration",27000,"City of Blue Hill - (NE)",20848,"Electric Utility","Southwest Power Pool","SWPP","MRO","MROW","MRO West",null,"31","181","Webster",40.327952,-98.450252,2,2,"DFO","OIL",null,{"v":0.00053,"d":"0.0005"},1.3,{"v":1,"d":"1.0000"},{"$nulls":6},88,41,88,41,6,2,{"v":0.14,"d":"0"},{"v":0.065,"d":"0"},{"v":0.013,"d":"0"},{"v":7.186,"d":"7"},{"v":0.582,"d":"1"},{"v":0.116,"d":"0"},{"v":7.211,"d":"7"},null,46.667,{"v":65,"d":"65.000"},4.233,{"v":2395.333,"d":"2,395.333"},0.097,0.019,{"v":2403.54,"d":"2,403.540"},null,3.182,3.171,0.289,163.318,0.007,{"v":1E-3,"d":"0.001"},163.878,null,46.667,{"v":65,"d":"65.000"},4.233,{"v":2395.333,"d":"2,395.333"},0.097,0.019,{"v":2403.54,"d":"2,403.540"},null,{"v":0.14,"d":"0"},{"v":0.065,"d":"0"},{"v":0.013,"d":"0"},{"v":7.186,"d":"7"},{"v":0.582,"d":"1"},{"v":0.116,"d":"0"},null,88,41,88,41,"EIA","EIA","EIA","EIA","EIA","EIA","--","EIA","EIA",{"$nulls":14},{"v":14666.666667,"d":"14,666.667"},0,6,0,0,0,0,0,0,0,0,0,6,0,0,6,0,{"v":0,"d":"0.0%"},{"v":1,"d":"100.0%"},{"v":0,"d":"0.0%"},{"v":0,"d":"0.0%"},{"v":0,"d":"0.0%"},{"v":0,"d":"0.0%"},{"v":0,"d":"0.0%"},{"v":0,"d":"0.0%"},{"v":0,"d":"0.0%"},{"v":0,"d":"0.0%"},{"v":0,"d":"0.0%"},{"v":1,"d":"100.0%"},{"v":0,"d":"0.0%"},{"v":0,"d":"0.0%"},{"v":1,"d":"100.0%"},{"v":0,"d":"0.0%"}]
[7931,2020,"NE","J Street",2250,"Lincoln Electric System",11018,"Lincoln Electric System",11018,"Electric Utility","Southwest Power Pool","SWPP","MRO","MROW","MRO West",null,"31","109","Lancaster",40.80788,-96.710667,1,1,"NG","GAS",null,{"v":0.00025,"d":"0.0003"},{"v":27,"d":"27.0"},{"v":1,"d":"1.0000"},{"$nulls":6},{"v":24134,"d":"24,134"},{"v":23008.9,"d":"23,009"},{"v":24134,"d":"24,134"},{"v":23008.9,"d":"23,009"},59,30,{"v":8.728,"d":"9"},{"v":8.053,"d":"8"},{"v":0.1,"d":"0"},{"v":1410.5,"d":"1,411"},{"v":24.537,"d":"25"},{"v":3.218,"d":"3"},{"v":1411.286,"d":"1,411"},null,295.864,536.867,{"v":3.39,"d":"3.390"},{"v":47813.559,"d":"47,813.559"},0.416,0.055,{"v":47840.212,"d":"47,840.212"},null,0.723,{"v":0.7,"d":"0.700"},0.008,116.889,{"v":1E-3,"d":"0.001"},{"v":0,"d":"0.000"},116.954,null,295.864,536.867,{"v":3.39,"d":"3.390"},{"v":47813.559,"d":"47,813.559"},0.416,0.055,{"v":47840.212,"d":"47,840.212"},null,{"v":8.728,"d":"9"},{"v":8.053,"d":"8"},{"v":0.1,"d":"0"},{"v":1410.5,"d":"1,411"},{"v":24.537,"d":"25"},{"v":3.218,"d":"3"},null,{"v":24134,"d":"24,134"},{"v":23008.9,"d":"23,009"},{"v":24134,"d":"24,134"},{"v":23008.9,"d":"23,009"},"EPA/CAMD","EPA/CAMD","EPA/CAMD","EIA","EIA","EIA","--","EPA/CAMD","EPA/CAMD",{"$nulls":14},{"v":409050.847458,"d":"409,050.847"},0,{"v":7.737,"d":"8"},{"v":51.263,"d":"51"},0,0,0,0,0,0,0,0,59,0,0,59,0,{"v":0,"d":"0.0%"},{"v":0.131135593220339,"d":"13.1%"},{"v":0.868864406779661,"d":"86.9%"},{"v":0,"d":"0.0%"},{"v":0,"d":"0.0%"},{"v":0,"d":"0.0%"},{"v":0,"d":"0.0%"},{"v":0,"d":"0.0%"},{"v":0,"d":"0.0%"},{"v":0,"d":"0.0%"},{"v":0,"d":"0.0%"},{"v":1,"d":"100.0%"},{"v":0,"d":"0.0%"},{"v":0,"d":"0.0%"},{"v":1,"d":"100.0%"},{"v":0,"d":"0.0%"}]
[7956,2020,"NE","Nebraska City Station",6096,"Omaha Public Power District",14127,"Omaha Public Power District",14127,"Electric Utility","Southwest Power Pool","SWPP","MRO","MROW","MRO West",null,"31","131","Otoe",40.6214,-95.7764,2,2,"SUB","COAL","Yes",{"v":0.62962,"d":"0.6296"},{"v":1389.6,"d":"1,389.6"},{"v":0.283973756121797,"d":"0.2840"},{"$nulls":6},{"v":83716848,"d":"83,716,848"},{"v":36677548,"d":"36,677,548"},{"v":83716848,"d":"83,716,848"},{"v":36677548,"d":"36,677,548"},{"v":7664247,"d":"7,664,247"},{"v":3360077,"d":"3,360,077"},{"v":5317.414,"d":"5,317"},{"v":2291.703,"d":"2,292"},{"v":11479.6,"d":"11,480"},{"v":8770945.5,"d":"8,770,946"},{"v":1913401.974,"d":"1,913,402"},{"v":278286.31,"d":"278,286"},{"v":8836327.685,"d":"8,836,328"},null,1.388,1.364,2.996,{"v":2288.795,"d":"2,288.795"},{"v":0.25,"d":"0.250"},0.036,{"v":2305.857,"d":"2,305.857"},null,0.127,0.125,0.274,209.538,0.023,0.003,{"v":211.1,"d":"211.100"},null,1.388,1.364,2.996,{"v":2288.795,"d":"2,288.795"},{"v":0.25,"d":"0.250"},0.036,{"v":2305.857,"d":"2,305.857"},null,{"v":5317.414,"d":"5,317"},{"v":2291.703,"d":"2,292"},{"v":11479.6,"d":"11,480"},{"v":8770945.5,"d":"8,770,946"},{"v":1913401.974,"d":"1,913,402"},{"v":278286.31,"d":"278,286"},null,{"v":83716848,"d":"83,716,848"},{"v":36677548,"d":"36,677,548"},{"v":83716848,"d":"83,716,848"},{"v":36677548,"d":"36,677,548"},"EPA/CAMD","EPA/CAMD","EPA/CAMD","EPA/CAMD","EIA","EIA","--","EPA/CAMD","EPA/CAMD",{"$nulls":14},{"v":10923.036256,"d":"10,923.036"},{"v":7636894.3,"d":"7,636,894"},{"v":379.167,"d":"379"},{"v":26973.546,"d":"26,974"},0,0,0,0,0,0,0,0,{"v":7664247.013,"d":"7,664,247"},0,0,{"v":7664247.013,"d":"7,664,247"},0,{"v":0.996431128465248,"d":"99.6%"},{"v":4.94721789833837E-5,"d":"0.0%"},{"v":0.00351939935576813,"d":"0.4%"},{"v":0,"d":"0.0%"},{"v":0,"d":"0.0%"},{"v":0,"d":"0.0%"},{"v":0,"d":"0.0%"},{"v":0,"d":"0.0%"},{"v":0,"d":"0.0%"},{"v":0,"d":"0.0%"},{"v":0,"d":"0.0%"},{"v":1,"d":"100.0%"},{"v":0,"d":"0.0%"},{"v":0,"d":"0.0%"},{"v":1,"d":"100.0%"},{"v":0,"d":"0.0%"}]
[7989,2020,"NE","Stuart (NE)",2305,"City of Stuart - (NE)",18230,"City of Stuart - (NE)",18230,"Electric Utility","Southwest Power Pool","SWPP","MRO","MROW","MRO West",null,"31","089","Holt",42.599377,-99.143707,4,4,"DFO","OIL",null,{"v":0.00054,"d":"0.0005"},1.9,{"v":1,"d":"1.0000"},{"$nulls":6},{"v":183.999,"d":"184"},69,{"v":183.999,"d":"184"},69,{"v":8.999,"d":"9"},3,{"v":0.265,"d":"0"},{"v":0.095,"d":"0"},{"v":0.008,"d":"0"},{"v":13.453,"d":"13"},{"v":0.639,"d":"1"},{"v":0.099,"d":"0"},{"v":13.476,"d":"13"},null,58.895,63.333,1.756,{"v":2989.888,"d":"2,989.888"},0.071,0.011,{"v":2994.942,"d":"2,994.942"},null,{"v":2.88,"d":"2.880"},2.754,0.086,146.229,0.003,{"v":1E-3,"d":"0.001"},146.476,null,58.889,63.326,1.756,{"v":2989.556,"d":"2,989.556"},0.071,0.011,{"v":2994.609,"d":"2,994.609"},null,{"v":0.265,"d":"0"},{"v":0.095,"d":"0"},{"v":0.008,"d":"0"},{"v":13.453,"d":"13"},{"v":0.639,"d":"1"},{"v":0.099,"d":"0"},null,{"v":183.999,"d":"184"},69,{"v":183.999,"d":"184"},69,"EIA","EIA","EIA","EIA","EIA","EIA","--","EIA","EIA",{"$nulls":14},{"v":20444.333394,"d":"20,444.333"},0,{"v":2.603,"d":"3"},{"v":6.397,"d":"6"},0,0,0,0,0,0,0,0,9,0,0,9,0,{"v":0,"d":"0.0%"},{"v":0.289222222222222,"d":"28.9%"},{"v":0.710777777777778,"d":"71.1%"},{"v":0,"d":"0.0%"},{"v":0,"d":"0.0%"},{"v":0,"d":"0.0%"},{"v":0,"d":"0.0%"},{"v":0,"d":"0.0%"},{"v":0,"d":"0.0%"},{"v":0,"d":"0.0%"},{"v":0,"d":"0.0%"},{"v":1,"d":"100.0%"},{"v":0,"d":"0.0%"},{"v":0,"d":"0.0%"},{"v":1,"d":"100.0%"},{"v":0,"d":"0.0%"}]
[7999,2020,"NE","Wakefield",2311,"Nebraska Public Power District",13337,"City of Wakefield - (NE)",19980,"Electric Utility","Southwest Power Pool","SWPP","MRO","MROW","MRO West",null,"31","051","Dixon",42.2691,-96.8621,4,4,"DFO","OIL",null,{"v":1.1E-4,"d":"0.0001"},4.1,{"v":1,"d":"1.0000"},{"$nulls":6},46,0,46,0,{"v":3.999,"d":"4"},0,{"v":0.075,"d":"0"},0,{"v":0.007,"d":"0"},{"v":3.757,"d":"4"},{"v":0.304,"d":"0"},{"v":0.061,"d":"0"},{"v":3.77,"d":"4"},null,37.509,null,3.351,{"v":1878.97,"d":"1,878.970"},0.076,0.015,{"v":1885.406,"d":"1,885.406"},null,3.261,null,0.291,163.348,0.007,{"v":1E-3,"d":"0.001"},163.907,null,{"v":37.5,"d":"37.500"},null,{"v":3.35,"d":"3.350"},{"v":1878.5,"d":"1,878.500"},0.076,0.015,{"v":1884.935,"d":"1,884.935"},null,{"v":0.075,"d":"0"},0,{"v":0.007,"d":"0"},{"v":3.757,"d":"4"},{"v":0.304,"d":"0"},{"v":0.061,"d":"0"},null,46,0,46,0,"EIA","EIA","EIA","EIA","EIA","EIA","--","EIA","EIA",{"$nulls":14},{"v":11499.999881,"d":"11,500.000"},0,4,0,0,0,0,0,0,0,0,0,4,0,0,4,0,{"v":0,"d":"0.0%"},{"v":1,"d":"100.0%"},{"v":0,"d":"0.0%"},{"v":0,"d":"0.0%"},{"v":0,"d":"0.0%"},{"v":0,"d":"0.0%"},{"v":0,"d":"0.0%"},{"v":0,"d":"0.0%"},{"v":0,"d":"0.0%"},{"v":0,"d":"0.0%"},{"v":0,"d":"0.0%"},{"v":1,"d":"100.0%"},{"v":0,"d":"0.0%"},{"v":0,"d":"0.0%"},{"v":1,"d":"100.0%"},{"v":0,"d":"0.0%"}]
[8024,2020,"NH","General Electric Great Falls Upper Hydro",10059,"Public Service Co of NH",15472,"Aclara Meters LLC",7080,"Industrial Non-CHP","ISO New England Inc.","ISNE","NPCC","NEWE","NPCC New England","ISONE","33","017","Strafford",43.2597,-70.8597,2,2,"WAT","HYDRO",null,null,2.1,{"$nulls":62},"--"]
[8057,2020,"NH","Saco River Solar, LLC",64833,"Public Service Co of NH",15472,"Saco River Solar, LLC",64350,"IPP Non-CHP","ISO New England Inc.","ISNE","NPCC","NEWE","NPCC New England","ISONE","33","003","Carroll",44.0314,-71.0353,1,1,"SUN","SOLAR",null,null,{"v":110,"d":"110.0"},{"$nulls":62},"--"]
[8066,2020,"NH","Stored Solar Whitefield, LLC",10839,"Public Service Co of NH",15472,"Stored Solar Services, LLC",64003,"IPP Non-CHP","ISO New England Inc.","ISNE","NPCC","NEWE","NPCC New England","ISONE","33","007","Coos",44.358047,-71.5449,1,1,"WDS","BIOMASS",null,{"v":0,"d":"0.0000"},19.9,null,"Yes",{"$nulls":5},0,0,0,0,0,0,0,0,0,0,0,0,0,{"$nulls":25},0,0,0,0,0,0,null,0,0,0,0,"EIA","EIA","EIA","EIA","EIA","EIA","--","EIA","EIA",{"$nulls":3},0,{"$nulls":11},0,0,0,0,0,0,0,0,0,0,0,0,0,0,0,0]
[8091,2020,"NJ","ACM - Midtown Thermal",63483,"Atlantic City Electric Co",963,"ACM Energy, LLC",63222,"Commercial CHP","PJM Interconnection, LLC","PJM","RFC","RFCE","RFC East","PJM","34","001","Atlantic",39.359831,-74.434228,1,1,"NG","GAS",null,{"v":0.96463,"d":"0.9646"},5.5,{"v":0,"d":"0.0000"},null,"Yes",{"v":177298.4,"d":"177,298"},{"v":0.895,"d":"1"},{"v":0.54398,"d":"0.5440"},null,{"v":413972.004,"d":"413,972"},{"v":203375.063,"d":"203,375"},{"v":413972.004,"d":"413,972"},{"v":203375.063,"d":"203,375"},{"v":46476,"d":"46,476"},{"v":22833,"d":"22,833"},{"v":64.061,"d":"64"},{"v":31.48,"d":"31"},{"v":0.66,"d":"1"},{"v":24194.399,"d":"24,194"},{"v":916.088,"d":"916"},{"v":92.124,"d":"92"},{"v":24219.576,"d":"24,220"},null,2.757,2.757,0.028,{"v":1041.157,"d":"1,041.157"},{"v":0.02,"d":"0.020"},{"v":2E-3,"d":"0.002"},{"v":1042.24,"d":"1,042.240"},null,0.309,{"v":0.31,"d":"0.310"},0.003,116.889,{"v":2E-3,"d":"0.002"},{"v":0,"d":"0.000"},117.011,null,2.757,2.757,0.028,{"v":1041.145,"d":"1,041.145"},{"v":0.02,"d":"0.020"},{"v":2E-3,"d":"0.002"},{"v":1042.229,"d":"1,042.229"},null,{"v":117.763,"d":"118"},{"v":57.869,"d":"58"},{"v":1.214,"d":"1"},{"v":44476.637,"d":"44,477"},{"v":1684.046,"d":"1,684"},{"v":169.352,"d":"169"},null,{"v":761006,"d":"761,006"},{"v":373865,"d":"373,865"},{"v":761006,"d":"761,006"},{"v":373865,"d":"373,865"},"EIA","EIA","EIA","EIA","EIA","EIA","--","EIA","EIA",{"$nulls":6},{"v":347033.996,"d":"347,034"},{"v":170489.937,"d":"170,490"},{"v":53.702,"d":"54"},{"v":26.389,"d":"26"},{"v":0.554,"d":"1"},{"v":20282.238,"d":"20,282"},{"v":767.959,"d":"768"},{"v":77.228,"d":"77"},{"v":8907.1252,"d":"8,907.125"},0,{"v":87.492,"d":"87"},{"v":46389.008,"d":"46,389"},0,0,0,0,0,0,0,0,{"v":46476.5,"d":"46,477"},0,0,{"v":46476.5,"d":"46,477"},0,{"v":0,"d":"0.0%"},{"v":0.00188249975794219,"d":"0.2%"},{"v":0.998117500242058,"d":"99.8%"},{"v":0,"d":"0.0%"},{"v":0,"d":"0.0%"},{"v":0,"d":"0.0%"},{"v":0,"d":"0.0%"},{"v":0,"d":"0.0%"},{"v":0,"d":"0.0%"},{"v":0,"d":"0.0%"},{"v":0,"d":"0.0%"},{"v":1,"d":"100.0%"},{"v":0,"d":"0.0%"},{"v":0,"d":"0.0%"},{"v":1,"d":"100.0%"},{"v":0,"d":"0.0%"}]
[8124,2020,"NJ","Bridgeport Disposal Solar Farm",59166,"Atlantic City Electric Co",963,"Bridgeport Disposal LLC",58977,"Commercial Non-CHP","PJM Interconnection, LLC","PJM","RFC","RFCE","RFC East","PJM","34","015","Gloucester",39.7875,-75.350833,1,1,"SUN","SOLAR",null,{"v":0.16048,"d":"0.1605"},1.2,{"$nulls":9},{"v":14800,"d":"14,800"},{"v":8056,"d":"8,056"},{"v":1687,"d":"1,687"},918,{"$nulls":41},{"v":14800,"d":"14,800"},{"v":8056,"d":"8,056"},{"$nulls":6},"--","EIA","EIA",{"$nulls":15},0,0,0,0,0,0,0,{"v":1687,"d":"1,687"},0,0,0,0,{"v":1687,"d":"1,687"},{"v":1687,"d":"1,687"},0,{"v":1687,"d":"1,687"},{"v":0,"d":"0.0%"},{"v":0,"d":"0.0%"},{"v":0,"d":"0.0%"},{"v":0,"d":"0.0%"},{"v":0,"d":"0.0%"},{"v":0,"d":"0.0%"},{"v":0,"d":"0.0%"},{"v":1,"d":"100.0%"},{"v":0,"d":"0.0%"},{"v":0,"d":"0.0%"},{"v":0,"d":"0.0%"},{"v":0,"d":"0.0%"},{"v":1,"d":"100.0%"},{"v":1,"d":"100.0%"},{"v":0,"d":"0.0%"},{"v":1,"d":"100.0%"}]
[8149,2020,"NJ","CIP II/AR Bridgewater Holdings - NJCOE",10122,"Jersey Central Power & Lt Co",9726,"COE Bridgewater LLC c/o Thor Equities, LLC",62860,"Commercial CHP","PJM Interconnection, LLC","PJM","RFC","RFCE","RFC East","PJM","34","035","Somerset",40.624,-74.634,2,2,"NG","GAS",null,{"v":0.36755,"d":"0.3676"},8.7,{"v":0.720743889851117,"d":"0.7207"},null,"Yes",{"v":264036.8,"d":"264,037"},{"v":0.362,"d":"0"},{"v":0.325594,"d":"0.3256"},null,{"v":148171.577,"d":"148,172"},{"v":66335.841,"d":"66,336"},{"v":148171.577,"d":"148,172"},{"v":66335.841,"d":"66,336"},{"v":28012,"d":"28,012"},{"v":12386,"d":"12,386"},{"v":24.952,"d":"25"},{"v":11.171,"d":"11"},{"v":0.237,"d":"0"},{"v":8659.818,"d":"8,660"},{"v":326.752,"d":"327"},{"v":32.689,"d":"33"},{"v":8668.773,"d":"8,669"},null,1.781,1.804,0.017,618.293,0.012,{"v":1E-3,"d":"0.001"},618.933,null,0.337,0.337,0.003,116.889,{"v":2E-3,"d":"0.002"},{"v":0,"d":"0.000"},{"v":117.01,"d":"117.010"},null,1.781,1.804,0.017,618.286,0.012,{"v":1E-3,"d":"0.001"},618.926,null,{"v":76.634,"d":"77"},{"v":34.311,"d":"34"},{"v":0.727,"d":"1"},{"v":26596.994,"d":"26,597"},{"v":1003.556,"d":"1,004"},{"v":100.397,"d":"100"},null,{"v":455081,"d":"455,081"},{"v":203738,"d":"203,738"},{"v":455081,"d":"455,081"},{"v":203738,"d":"203,738"},"EIA","EIA","EIA","EIA","EIA","EIA","--","EIA","EIA",{"$nulls":6},{"v":306909.423,"d":"306,909"},{"v":137402.159,"d":"137,402"},{"v":51.682,"d":"52"},{"v":23.14,"d":"23"},{"v":0.49,"d":"0"},{"v":17937.176,"d":"17,937"},{"v":676.804,"d":"677"},{"v":67.708,"d":"68"},{"v":5289.514661,"d":"5,289.515"},0,{"v":3.725,"d":"4"},{"v":28008.595,"d":"28,009"},0,0,0,0,0,0,0,0,{"v":28012.32,"d":"28,012"},0,0,{"v":28012.32,"d":"28,012"},0,{"v":0,"d":"0.0%"},{"v":1.32977204315815E-4,"d":"0.0%"},{"v":0.999867022795684,"d":"100.0%"},{"v":0,"d":"0.0%"},{"v":0,"d":"0.0%"},{"v":0,"d":"0.0%"},{"v":0,"d":"0.0%"},{"v":0,"d":"0.0%"},{"v":0,"d":"0.0%"},{"v":0,"d":"0.0%"},{"v":0,"d":"0.0%"},{"v":1,"d":"100.0%"},{"v":0,"d":"0.0%"},{"v":0,"d":"0.0%"},{"v":1,"d":"100.0%"},{"v":0,"d":"0.0%"}]
[8182,2020,"NJ","E F Kenilworth, Inc.",10805,"Public Service Elec & Gas Co",15477,"E F Kenilworth LLC",5530,"IPP CHP","PJM Interconnection, LLC","PJM","RFC","RFCE","RFC East","PJM","34","039","Union",40.6781,-74.2744,1,2,"NG","GAS",null,{"v":0.59169,"d":"0.5917"},28.8,{"v":0.347177432141045,"d":"0.3472"},null,"Yes",{"v":288820.8,"d":"288,821"},{"v":1.764,"d":"2"},{"v":0.701672,"d":"0.7017"},null,{"v":1100795.463,"d":"1,100,795"},{"v":464778.188,"d":"464,778"},{"v":1100795.463,"d":"1,100,795"},{"v":464778.188,"d":"464,778"},{"v":149277.18,"d":"149,277"},{"v":73354.26,"d":"73,354"},{"v":75.918,"d":"76"},{"v":31.81,"d":"32"},{"v":2.096,"d":"2"},{"v":64335.471,"d":"64,335"},{"v":2447.914,"d":"2,448"},{"v":244.858,"d":"245"},{"v":64402.554,"d":"64,403"},null,1.017,0.867,0.028,{"v":861.96,"d":"861.960"},0.016,{"v":2E-3,"d":"0.002"},862.859,null,0.138,0.137,0.004,116.889,{"v":2E-3,"d":"0.002"},{"v":0,"d":"0.000"},117.011,null,1.017,0.867,0.028,{"v":861.96,"d":"861.960"},0.016,{"v":2E-3,"d":"0.002"},862.859,null,{"v":108.196,"d":"108"},{"v":45.334,"d":"45"},{"v":2.987,"d":"3"},{"v":91688.82,"d":"91,689"},{"v":3488.688,"d":"3,489"},{"v":348.964,"d":"349"},null,{"v":1568817.875,"d":"1,568,818"},{"v":662386.75,"d":"662,387"},{"v":1568817.875,"d":"1,568,818"},{"v":662386.75,"d":"662,387"},"EPA/CAMD","EPA/CAMD","EIA","EIA","EIA","EIA","--","EPA/CAMD","EPA/CAMD",{"$nulls":6},{"v":468022.412,"d":"468,022"},{"v":197608.562,"d":"197,609"},{"v":32.278,"d":"32"},{"v":13.524,"d":"14"},{"v":0.891,"d":"1"},{"v":27353.349,"d":"27,353"},{"v":1040.774,"d":"1,041"},{"v":104.106,"d":"104"},{"v":7374.170878,"d":"7,374.171"},0,{"v":13.179,"d":"13"},{"v":149264.005,"d":"149,264"},0,0,0,0,0,0,0,0,{"v":149277.184,"d":"149,277"},0,0,{"v":149277.184,"d":"149,277"},0,{"v":0,"d":"0.0%"},{"v":8.82854274635835e-05,"d":"0.0%"},{"v":0.999911714572536,"d":"100.0%"},{"v":0,"d":"0.0%"},{"v":0,"d":"0.0%"},{"v":0,"d":"0.0%"},{"v":0,"d":"0.0%"},{"v":0,"d":"0.0%"},{"v":0,"d":"0.0%"},{"v":0,"d":"0.0%"},{"v":0,"d":"0.0%"},{"v":1,"d":"100.0%"},{"v":0,"d":"0.0%"},{"v":0,"d":"0.0%"},{"v":1,"d":"100.0%"},{"v":0,"d":"0.0%"}]
[8191,2020,"NJ","EQX003 Secaucus Rd Fuel Cell",63703,"Public Service Elec & Gas Co",15477,"2016 ESA Project Company, LLC",62150,"IPP Non-CHP","PJM Interconnection, LLC","PJM","RFC","RFCE","RFC East","PJM","34","017","Hudson",40.77853,-74.07224,1,1,"NG","GAS",null,{"v":0.96484,"d":"0.9648"},{"v":2,"d":"2.0"},{"v":0,"d":"0.0000"},{"$nulls":8},{"v":116660,"d":"116,660"},{"v":57327,"d":"57,327"},{"v":16904,"d":"16,904"},{"v":8307,"d":"8,307"},{"$nulls":41},{"v":116660,"d":"116,660"},{"v":57327,"d":"57,327"},{"$nulls":6},"--","EIA","EIA",{"$nulls":15},0,0,{"v":16904,"d":"16,904"},0,0,0,0,0,0,0,0,{"v":16904,"d":"16,904"},0,0,{"v":16904,"d":"16,904"},0,{"v":0,"d":"0.0%"},{"v":0,"d":"0.0%"},{"v":1,"d":"100.0%"},{"v":0,"d":"0.0%"},{"v":0,"d":"0.0%"},{"v":0,"d":"0.0%"},{"v":0,"d":"0.0%"},{"v":0,"d":"0.0%"},{"v":0,"d":"0.0%"},{"v":0,"d":"0.0%"},{"v":0,"d":"0.0%"},{"v":1,"d":"100.0%"},{"v":0,"d":"0.0%"},{"v":0,"d":"0.0%"},{"v":1,"d":"100.0%"},{"v":0,"d":"0.0%"}]
[8216,2020,"NJ","Great Falls Hydro Project",52068,"Public Service Elec & Gas Co",15477,"Eagle Creek Renewable Energy, LLC",57280,"IPP Non-CHP","PJM Interconnection, LLC","PJM","RFC","RFCE","RFC East","PJM","34","031","Passaic",40.915319,-74.180986,3,3,"WAT","HYDRO",null,{"v":0.14252,"d":"0.1425"},12.3,{"$nulls":9},{"v":134718,"d":"134,718"},{"v":31467.999,"d":"31,468"},{"v":15356.001,"d":"15,356"},{"v":3587.001,"d":"3,587"},{"$nulls":41},{"v":134718,"d":"134,718"},{"v":31467.999,"d":"31,468"},{"$nulls":6},"--","EIA","EIA",{"$nulls":15},0,0,0,0,{"v":15356,"d":"15,356"},0,0,0,0,0,0,0,{"v":15356,"d":"15,356"},0,0,{"v":15356,"d":"15,356"},{"v":0,"d":"0.0%"},{"v":0,"d":"0.0%"},{"v":0,"d":"0.0%"},{"v":0,"d":"0.0%"},{"v":1,"d":"100.0%"},{"v":0,"d":"0.0%"},{"v":0,"d":"0.0%"},{"v":0,"d":"0.0%"},{"v":0,"d":"0.0%"},{"v":0,"d":"0.0%"},{"v":0,"d":"0.0%"},{"v":0,"d":"0.0%"},{"v":1,"d":"100.0%"},{"v":0,"d":"0.0%"},{"v":0,"d":"0.0%"},{"v":1,"d":"100.0%"}]
[8249,2020,"NJ","Jersey Gardens Phase 1",58653,"Public Service Elec & Gas Co",15477,"SEDC Jersey Gardens Owner LLC",58590,"IPP Non-CHP","PJM Interconnection, LLC","PJM","RFC","RFCE","RFC East","PJM","34","039","Union",40.660833,-74.173333,1,1,"SUN","SOLAR",null,{"v":0.28955,"d":"0.2896"},1.7,{"$nulls":9},{"v":37829,"d":"37,829"},{"v":20591,"d":"20,591"},{"v":4312,"d":"4,312"},{"v":2347,"d":"2,347"},{"$nulls":41},{"v":37829,"d":"37,829"},{"v":20591,"d":"20,591"},{"$nulls":6},"--","EIA","EIA",{"$nulls":15},0,0,0,0,0,0,0,{"v":4312,"d":"4,312"},0,0,0,0,{"v":4312,"d":"4,312"},{"v":4312,"d":"4,312"},0,{"v":4312,"d":"4,312"},{"v":0,"d":"0.0%"},{"v":0,"d":"0.0%"},{"v":0,"d":"0.0%"},{"v":0,"d":"0.0%"},{"v":0,"d":"0.0%"},{"v":0,"d":"0.0%"},{"v":0,"d":"0.0%"},{"v":1,"d":"100.0%"},{"v":0,"d":"0.0%"},{"v":0,"d":"0.0%"},{"v":0,"d":"0.0%"},{"v":0,"d":"0.0%"},{"v":1,"d":"100.0%"},{"v":1,"d":"100.0%"},{"v":0,"d":"0.0%"},{"v":1,"d":"100.0%"}]
[8263,2020,"NJ","Lafayette Energy Partners LP",50788,"Jersey Central Power & Lt Co",9726,"Zapco Energy Tactics Corp",21148,"IPP Non-CHP","PJM Interconnection, LLC","PJM","RFC","RFCE","RFC East","PJM","34","037","Sussex",41.175,-74.7631,2,2,"LFG","BIOMASS",null,null,1.2,{"$nulls":62},"--"]
[8284,2020,"NJ","Matrix Buildings A&B (Perth Amboy) Solar",57384,"Public Service Elec & Gas Co",15477,"Public Service Elec & Gas Co",15477,"Electric Utility","PJM Interconnection, LLC","PJM","RFC","RFCE","RFC East","PJM","34","023","Middlesex",40.534393,-74.269998,1,1,"SUN","SOLAR",null,{"v":0.15397,"d":"0.1540"},2.5,{"$nulls":9},{"v":29583,"d":"29,583"},{"v":16104,"d":"16,104"},{"v":3372,"d":"3,372"},{"v":1835,"d":"1,835"},{"$nulls":41},{"v":29583,"d":"29,583"},{"v":16104,"d":"16,104"},{"$nulls":6},"--","EIA","EIA",{"$nulls":15},0,0,0,0,0,0,0,{"v":3372,"d":"3,372"},0,0,0,0,{"v":3372,"d":"3,372"},{"v":3372,"d":"3,372"},0,{"v":3372,"d":"3,372"},{"v":0,"d":"0.0%"},{"v":0,"d":"0.0%"},{"v":0,"d":"0.0%"},{"v":0,"d":"0.0%"},{"v":0,"d":"0.0%"},{"v":0,"d":"0.0%"},{"v":0,"d":"0.0%"},{"v":1,"d":"100.0%"},{"v":0,"d":"0.0%"},{"v":0,"d":"0.0%"},{"v":0,"d":"0.0%"},{"v":0,"d":"0.0%"},{"v":1,"d":"100.0%"},{"v":1,"d":"100.0%"},{"v":0,"d":"0.0%"},{"v":1,"d":"100.0%"}]
[8317,2020,"NJ","NorthPark Solar",62903,"Jersey Central Power & Lt Co",9726,"NorthPark Solar, LLC",62771,"IPP Non-CHP","PJM Interconnection, LLC","PJM","RFC","RFCE","RFC East","PJM","34","025","Monmouth",40.257726,-74.441969,2,2,"SUN","SOLAR",null,0.1712,10.6,{"$nulls":9},{"v":139463,"d":"139,463"},{"v":75914,"d":"75,914"},{"v":15897,"d":"15,897"},{"v":8653,"d":"8,653"},{"$nulls":41},{"v":139463,"d":"139,463"},{"v":75914,"d":"75,914"},{"$nulls":6},"--","EIA","EIA",{"$nulls":15},0,0,0,0,0,0,0,{"v":15897,"d":"15,897"},0,0,0,0,{"v":15897,"d":"15,897"},{"v":15897,"d":"15,897"},0,{"v":15897,"d":"15,897"},{"v":0,"d":"0.0%"},{"v":0,"d":"0.0%"},{"v":0,"d":"0.0%"},{"v":0,"d":"0.0%"},{"v":0,"d":"0.0%"},{"v":0,"d":"0.0%"},{"v":0,"d":"0.0%"},{"v":1,"d":"100.0%"},{"v":0,"d":"0.0%"},{"v":0,"d":"0.0%"},{"v":0,"d":"0.0%"},{"v":0,"d":"0.0%"},{"v":1,"d":"100.0%"},{"v":1,"d":"100.0%"},{"v":0,"d":"0.0%"},{"v":1,"d":"100.0%"}]
[8342,2020,"NJ","Pohatcong Solar Farm",63150,"Jersey Central Power & Lt Co",9726,"NJR Clean Energy Ventures Corporation",56990,"IPP Non-CHP","PJM Interconnection, LLC","PJM","RFC","RFCE","RFC East","PJM","34","041","Warren",40.67,-75.16,1,1,"SUN","SOLAR",null,{"v":0.16388,"d":"0.1639"},{"v":8,"d":"8.0"},{"$nulls":9},{"v":100756,"d":"100,756"},{"v":54844,"d":"54,844"},{"v":11485,"d":"11,485"},{"v":6252,"d":"6,252"},{"$nulls":41},{"v":100756,"d":"100,756"},{"v":54844,"d":"54,844"},{"$nulls":6},"--","EIA","EIA",{"$nulls":15},0,0,0,0,0,0,0,{"v":11485,"d":"11,485"},0,0,0,0,{"v":11485,"d":"11,485"},{"v":11485,"d":"11,485"},0,{"v":11485,"d":"11,485"},{"v":0,"d":"0.0%"},{"v":0,"d":"0.0%"},{"v":0,"d":"0.0%"},{"v":0,"d":"0.0%"},{"v":0,"d":"0.0%"},{"v":0,"d":"0.0%"},{"v":0,"d":"0.0%"},{"v":1,"d":"100.0%"},{"v":0,"d":"0.0%"},{"v":0,"d":"0.0%"},{"v":0,"d":"0.0%"},{"v":0,"d":"0.0%"},{"v":1,"d":"100.0%"},{"v":1,"d":"100.0%"},{"v":0,"d":"0.0%"},{"v":1,"d":"100.0%"}]
[8375,2020,"NJ","Sayreville Power LP",10308,"Jersey Central Power & Lt Co",9726,"North Jersey Energy Assoc LP",22290,"IPP Non-CHP","PJM Interconnection, LLC","PJM","RFC","RFCE","RFC East","PJM","34","023","Middlesex",40.439,-74.3444,2,3,"NG","GAS",null,{"v":0.09184,"d":"0.0918"},430.2,{"v":1,"d":"1.0000"},null,"Yes",0,null,{"v":1,"d":"1.0000"},null,{"v":2920807.625,"d":"2,920,808"},{"v":1306742.562,"d":"1,306,743"},{"v":2920807.625,"d":"2,920,808"},{"v":1306742.562,"d":"1,306,743"},{"v":346120,"d":"346,120"},{"v":150988,"d":"150,988"},{"v":126.538,"d":"127"},{"v":55.61,"d":"56"},{"v":0.9,"d":"1"},{"v":173577.203,"d":"173,577"},{"v":6220.575,"d":"6,221"},{"v":622.057,"d":"622"},{"v":173747.647,"d":"173,748"},null,0.731,0.737,0.005,{"v":1002.989,"d":"1,002.989"},0.018,{"v":2E-3,"d":"0.002"},{"v":1003.973,"d":"1,003.973"},null,0.087,0.085,{"v":1E-3,"d":"0.001"},118.856,{"v":2E-3,"d":"0.002"},{"v":0,"d":"0.000"},118.972,null,0.731,0.737,0.005,{"v":1002.989,"d":"1,002.989"},0.018,{"v":2E-3,"d":"0.002"},{"v":1003.973,"d":"1,003.973"},null,{"v":126.538,"d":"127"},{"v":55.61,"d":"56"},{"v":0.9,"d":"1"},{"v":173577.203,"d":"173,577"},{"v":6220.575,"d":"6,221"},{"v":622.057,"d":"622"},null,{"v":2920807.625,"d":"2,920,808"},{"v":1306742.562,"d":"1,306,743"},{"v":2920807.625,"d":"2,920,808"},{"v":1306742.562,"d":"1,306,743"},"EPA/CAMD","EPA/CAMD","EPA/CAMD","EPA/CAMD","EIA","EIA","--","EPA/CAMD","EPA/CAMD",{"$nulls":6},0,0,0,0,0,0,0,0,{"v":8438.713813,"d":"8,438.714"},0,0,{"v":346120,"d":"346,120"},0,0,0,0,0,0,0,0,{"v":346120,"d":"346,120"},0,0,{"v":346120,"d":"346,120"},0,{"v":0,"d":"0.0%"},{"v":0,"d":"0.0%"},{"v":1,"d":"100.0%"},{"v":0,"d":"0.0%"},{"v":0,"d":"0.0%"},{"v":0,"d":"0.0%"},{"v":0,"d":"0.0%"},{"v":0,"d":"0.0%"},{"v":0,"d":"0.0%"},{"v":0,"d":"0.0%"},{"v":0,"d":"0.0%"},{"v":1,"d":"100.0%"},{"v":0,"d":"0.0%"},{"v":0,"d":"0.0%"},{"v":1,"d":"100.0%"},{"v":0,"d":"0.0%"}]
[8384,2020,"NJ","Sherman Avenue",7288,"Atlantic City Electric Co",963,"Calpine New Jersey Generation LLC",56606,"IPP Non-CHP","PJM Interconnection, LLC","PJM","RFC","RFCE","RFC East","PJM","34","011","Cumberland",39.451,-75.0578,1,1,"NG","GAS",null,{"v":0.01707,"d":"0.0171"},112.8,{"v":1,"d":"1.0000"},{"$nulls":6},{"v":216920.719,"d":"216,921"},{"v":100539.797,"d":"100,540"},{"v":216920.719,"d":"216,921"},{"v":100539.797,"d":"100,540"},{"v":16866,"d":"16,866"},{"v":8288,"d":"8,288"},{"v":7.859,"d":"8"},{"v":3.584,"d":"4"},{"v":0.1,"d":"0"},{"v":12892,"d":"12,892"},{"v":507.646,"d":"508"},{"v":50.765,"d":"51"},{"v":12905.909,"d":"12,906"},null,0.932,0.865,0.012,{"v":1528.756,"d":"1,528.756"},{"v":0.03,"d":"0.030"},0.003,{"v":1530.405,"d":"1,530.405"},null,0.072,0.071,{"v":1E-3,"d":"0.001"},118.864,{"v":2E-3,"d":"0.002"},{"v":0,"d":"0.000"},118.992,null,0.932,0.865,0.012,{"v":1528.756,"d":"1,528.756"},{"v":0.03,"d":"0.030"},0.003,{"v":1530.405,"d":"1,530.405"},null,{"v":7.859,"d":"8"},{"v":3.584,"d":"4"},{"v":0.1,"d":"0"},{"v":12892,"d":"12,892"},{"v":507.646,"d":"508"},{"v":50.765,"d":"51"},null,{"v":216920.719,"d":"216,921"},{"v":100539.797,"d":"100,540"},{"v":216920.719,"d":"216,921"},{"v":100539.797,"d":"100,540"},"EPA/CAMD","EPA/CAMD","EPA/CAMD","EPA/CAMD","EIA","EIA","--","EPA/CAMD","EPA/CAMD",{"$nulls":14},{"v":12861.420535,"d":"12,861.421"},0,0,{"v":16866,"d":"16,866"},0,0,0,0,0,0,0,0,{"v":16866,"d":"16,866"},0,0,{"v":16866,"d":"16,866"},0,{"v":0,"d":"0.0%"},{"v":0,"d":"0.0%"},{"v":1,"d":"100.0%"},{"v":0,"d":"0.0%"},{"v":0,"d":"0.0%"},{"v":0,"d":"0.0%"},{"v":0,"d":"0.0%"},{"v":0,"d":"0.0%"},{"v":0,"d":"0.0%"},{"v":0,"d":"0.0%"},{"v":0,"d":"0.0%"},{"v":1,"d":"100.0%"},{"v":0,"d":"0.0%"},{"v":0,"d":"0.0%"},{"v":1,"d":"100.0%"},{"v":0,"d":"0.0%"}]
[8409,2020,"NJ","Toys R Us- DE, Inc. at Mt. Olive, NJ",57647,"Jersey Central Power & Lt Co",9726,"Constellation Solar New Jersey II, LLC",56976,"IPP Non-CHP","PJM Interconnection, LLC","PJM","RFC","RFCE","RFC East","PJM","34","027","Morris",40.818888,-74.718611,1,1,"SUN","SOLAR",null,{"v":0.14595,"d":"0.1460"},4.1,{"$nulls":9},{"v":45989,"d":"45,989"},{"v":25034,"d":"25,034"},{"v":5242,"d":"5,242"},{"v":2853,"d":"2,853"},{"$nulls":41},{"v":45989,"d":"45,989"},{"v":25034,"d":"25,034"},{"$nulls":6},"--","EIA","EIA",{"$nulls":15},0,0,0,0,0,0,0,{"v":5242,"d":"5,242"},0,0,0,0,{"v":5242,"d":"5,242"},{"v":5242,"d":"5,242"},0,{"v":5242,"d":"5,242"},{"v":0,"d":"0.0%"},{"v":0,"d":"0.0%"},{"v":0,"d":"0.0%"},{"v":0,"d":"0.0%"},{"v":0,"d":"0.0%"},{"v":0,"d":"0.0%"},{"v":0,"d":"0.0%"},{"v":1,"d":"100.0%"},{"v":0,"d":"0.0%"},{"v":0,"d":"0.0%"},{"v":0,"d":"0.0%"},{"v":0,"d":"0.0%"},{"v":1,"d":"100.0%"},{"v":1,"d":"100.0%"},{"v":0,"d":"0.0%"},{"v":1,"d":"100.0%"}]
[8442,2020,"NM","Anderson Wind I",58939,"Lea County Electric Coop, Inc",10817,"BayWa r.e Wind LLC",57421,"IPP Non-CHP","Southwest Power Pool","SWPP","MRO","SPSO","SPP South",null,"35","005","Chaves",33.029444,-103.855833,1,1,"WND","WIND",null,{"v":0.41614,"d":"0.4161"},{"v":5,"d":"5.0"},{"$nulls":9},{"v":159903,"d":"159,903"},{"v":62607,"d":"62,607"},{"v":18227,"d":"18,227"},{"v":7136,"d":"7,136"},{"$nulls":41},{"v":159903,"d":"159,903"},{"v":62607,"d":"62,607"},{"$nulls":6},"--","EIA","EIA",{"$nulls":15},0,0,0,0,0,0,{"v":18227,"d":"18,227"},0,0,0,0,0,{"v":18227,"d":"18,227"},{"v":18227,"d":"18,227"},0,{"v":18227,"d":"18,227"},{"v":0,"d":"0.0%"},{"v":0,"d":"0.0%"},{"v":0,"d":"0.0%"},{"v":0,"d":"0.0%"},{"v":0,"d":"0.0%"},{"v":0,"d":"0.0%"},{"v":1,"d":"100.0%"},{"v":0,"d":"0.0%"},{"v":0,"d":"0.0%"},{"v":0,"d":"0.0%"},{"v":0,"d":"0.0%"},{"v":0,"d":"0.0%"},{"v":1,"d":"100.0%"},{"v":1,"d":"100.0%"},{"v":0,"d":"0.0%"},{"v":1,"d":"100.0%"}]
[8467,2020,"NM","Chino Mines",54667,"Public Service Co of NM",15473,"FreePort-McMoRan-Corp-Chino Mines",3670,"Industrial Non-CHP","Public Service Company of New Mexico","PNM","WECC","AZNM","WECC Southwest",null,"35","017","Grant",32.6956,-108.1225,2,5,"NG","GAS",null,{"v":0.01954,"d":"0.0195"},101.5,{"v":1,"d":"1.0000"},null,"Yes",0,null,{"v":1,"d":"1.0000"},null,{"v":207345.875,"d":"207,346"},{"v":12747.828,"d":"12,748"},{"v":207345.875,"d":"207,346"},{"v":12747.828,"d":"12,748"},{"v":17376,"d":"17,376"},988,{"v":8.398,"d":"8"},{"v":0.752,"d":"1"},{"v":0.331,"d":"0"},{"v":12118.231,"d":"12,118"},{"v":457.12,"d":"457"},{"v":45.712,"d":"46"},{"v":12130.757,"d":"12,131"},null,0.967,1.522,0.038,{"v":1394.824,"d":"1,394.824"},0.026,0.003,{"v":1396.266,"d":"1,396.266"},null,0.081,0.118,0.003,116.889,{"v":2E-3,"d":"0.002"},{"v":0,"d":"0.000"},{"v":117.01,"d":"117.010"},null,0.967,1.522,0.038,{"v":1394.824,"d":"1,394.824"},0.026,0.003,{"v":1396.266,"d":"1,396.266"},null,{"v":8.398,"d":"8"},{"v":0.752,"d":"1"},{"v":0.331,"d":"0"},{"v":12118.231,"d":"12,118"},{"v":457.12,"d":"457"},{"v":45.712,"d":"46"},null,{"v":207345.875,"d":"207,346"},{"v":12747.828,"d":"12,748"},{"v":207345.875,"d":"207,346"},{"v":12747.828,"d":"12,748"},"EIA","EIA","EIA","EIA","EIA","EIA","--","EIA","EIA",{"$nulls":6},0,0,0,0,0,0,0,0,{"v":11932.888755,"d":"11,932.889"},0,0,{"v":17376,"d":"17,376"},0,0,0,0,0,0,0,0,{"v":17376,"d":"17,376"},0,0,{"v":17376,"d":"17,376"},0,{"v":0,"d":"0.0%"},{"v":0,"d":"0.0%"},{"v":1,"d":"100.0%"},{"v":0,"d":"0.0%"},{"v":0,"d":"0.0%"},{"v":0,"d":"0.0%"},{"v":0,"d":"0.0%"},{"v":0,"d":"0.0%"},{"v":0,"d":"0.0%"},{"v":0,"d":"0.0%"},{"v":0,"d":"0.0%"},{"v":1,"d":"100.0%"},{"v":0,"d":"0.0%"},{"v":0,"d":"0.0%"},{"v":1,"d":"100.0%"},{"v":0,"d":"0.0%"}]
[8476,2020,"NM","Columbus Solar Project",61165,"Tri-State G & T Assn, Inc",30151,"New Mexico Renewable Development LLC",61724,"IPP Non-CHP","Public Service Company of New Mexico","PNM","WECC","AZNM","WECC Southwest",null,"35","029","Luna",31.86673,-107.587513,1,1,"SUN","SOLAR",null,0.2956,1.9,{"$nulls":9},{"v":43163,"d":"43,163"},{"v":21551,"d":"21,551"},{"v":4920,"d":"4,920"},{"v":2456,"d":"2,456"},{"$nulls":41},{"v":43163,"d":"43,163"},{"v":21551,"d":"21,551"},{"$nulls":6},"--","EIA","EIA",{"$nulls":15},0,0,0,0,0,0,0,{"v":4920,"d":"4,920"},0,0,0,0,{"v":4920,"d":"4,920"},{"v":4920,"d":"4,920"},0,{"v":4920,"d":"4,920"},{"v":0,"d":"0.0%"},{"v":0,"d":"0.0%"},{"v":0,"d":"0.0%"},{"v":0,"d":"0.0%"},{"v":0,"d":"0.0%"},{"v":0,"d":"0.0%"},{"v":0,"d":"0.0%"},{"v":1,"d":"100.0%"},{"v":0,"d":"0.0%"},{"v":0,"d":"0.0%"},{"v":0,"d":"0.0%"},{"v":0,"d":"0.0%"},{"v":1,"d":"100.0%"},{"v":1,"d":"100.0%"},{"v":0,"d":"0.0%"},{"v":1,"d":"100.0%"}]
[8509,2020,"NM","Lordsburg Generating Station",7967,"Public Service Co of NM",15473,"Public Service Co of NM",15473,"Electric Utility","Public Service Company of New Mexico","PNM","WECC","AZNM","WECC Southwest",null,"35","023","Hidalgo",32.35051,-108.69799,2,2,"NG","GAS",null,{"v":0.01551,"d":"0.0155"},{"v":88,"d":"88.0"},{"v":1,"d":"1.0000"},{"$nulls":6},{"v":131111.812,"d":"131,112"},{"v":27327.685,"d":"27,328"},{"v":131111.812,"d":"131,112"},{"v":27327.685,"d":"27,328"},{"v":11954,"d":"11,954"},{"v":5597,"d":"5,597"},{"v":6.549,"d":"7"},{"v":1.435,"d":"1"},0,{"v":7792.3,"d":"7,792"},{"v":300.618,"d":"301"},{"v":30.062,"d":"30"},{"v":7800.537,"d":"7,801"},null,1.096,0.513,{"v":0,"d":"0.000"},{"v":1303.714,"d":"1,303.714"},0.025,0.003,{"v":1305.092,"d":"1,305.092"},null,{"v":0.1,"d":"0.100"},0.105,{"v":0,"d":"0.000"},118.865,{"v":2E-3,"d":"0.002"},{"v":0,"d":"0.000"},118.991,null,1.096,0.513,{"v":0,"d":"0.000"},{"v":1303.714,"d":"1,303.714"},0.025,0.003,{"v":1305.092,"d":"1,305.092"},null,{"v":6.549,"d":"7"},{"v":1.435,"d":"1"},0,{"v":7792.3,"d":"7,792"},{"v":300.618,"d":"301"},{"v":30.062,"d":"30"},null,{"v":131111.812,"d":"131,112"},{"v":27327.685,"d":"27,328"},{"v":131111.812,"d":"131,112"},{"v":27327.685,"d":"27,328"},"EPA/CAMD","EPA/CAMD","EPA/CAMD","EPA/CAMD","EIA","EIA","--","EPA/CAMD","EPA/CAMD",{"$nulls":14},{"v":10968.028484,"d":"10,968.028"},0,0,{"v":11954,"d":"11,954"},0,0,0,0,0,0,0,0,{"v":11954,"d":"11,954"},0,0,{"v":11954,"d":"11,954"},0,{"v":0,"d":"0.0%"},{"v":0,"d":"0.0%"},{"v":1,"d":"100.0%"},{"v":0,"d":"0.0%"},{"v":0,"d":"0.0%"},{"v":0,"d":"0.0%"},{"v":0,"d":"0.0%"},{"v":0,"d":"0.0%"},{"v":0,"d":"0.0%"},{"v":0,"d":"0.0%"},{"v":0,"d":"0.0%"},{"v":1,"d":"100.0%"},{"v":0,"d":"0.0%"},{"v":0,"d":"0.0%"},{"v":1,"d":"100.0%"},{"v":0,"d":"0.0%"}]
[8523,2020,"NM","New Mexico Community Solar Facility",61783,"El Paso Electric Co",5701,"El Paso Electric Co",5701,"Electric Utility","El Paso Electric Company","EPE","WECC","AZNM","WECC Southwest",null,"35","013","Dona Ana",32.251203,-106.735629,1,1,"SUN","SOLAR",null,null,{"v":2,"d":"2.0"},{"$nulls":62},"--"]
[8568,2020,"NM","Storrie Lake Solar Project",58794,"Mora-San Miguel Elec Coop",12901,"MSM Solar LLC",58681,"IPP Non-CHP","Public Service Company of New Mexico","PNM","WECC","AZNM","WECC Southwest",null,"35","047","San Miguel",35.656944,-105.183889,1,1,"SUN","SOLAR",null,{"v":0.20488,"d":"0.2049"},1.9,{"$nulls":9},{"v":29917,"d":"29,917"},{"v":14937,"d":"14,937"},{"v":3410,"d":"3,410"},{"v":1703,"d":"1,703"},{"$nulls":41},{"v":29917,"d":"29,917"},{"v":14937,"d":"14,937"},{"$nulls":6},"--","EIA","EIA",{"$nulls":15},0,0,0,0,0,0,0,{"v":3410,"d":"3,410"},0,0,0,0,{"v":3410,"d":"3,410"},{"v":3410,"d":"3,410"},0,{"v":3410,"d":"3,410"},{"v":0,"d":"0.0%"},{"v":0,"d":"0.0%"},{"v":0,"d":"0.0%"},{"v":0,"d":"0.0%"},{"v":0,"d":"0.0%"},{"v":0,"d":"0.0%"},{"v":0,"d":"0.0%"},{"v":1,"d":"100.0%"},{"v":0,"d":"0.0%"},{"v":0,"d":"0.0%"},{"v":0,"d":"0.0%"},{"v":0,"d":"0.0%"},{"v":1,"d":"100.0%"},{"v":1,"d":"100.0%"},{"v":0,"d":"0.0%"},{"v":1,"d":"100.0%"}]
[8577,2020,"NM","Tecolote Wind LLC",64066,"Public Service Co of NM",15473,"Pattern Operators LP",56545,"IPP Non-CHP","Public Service Company of New Mexico","PNM","WECC","AZNM","WECC Southwest",null,"35","027","Lincoln",34.36,-105.44,1,1,"WND","WIND",null,null,{"v":272,"d":"272.0"},{"$nulls":62},"--"]
[8602,2020,"NV","CityCenter Central Plant Cogen Units",57348,"Nevada Power Co",13407,"CityCenter Land LLC",56687,"Commercial CHP","Nevada Power Company","NEVP","WECC","AZNM","WECC Southwest",null,"32","003","Clark",36.1039,-115.1794,2,2,"NG","GAS",null,{"v":0.80497,"d":"0.8050"},8.6,{"v":0,"d":"0.0000"},null,"Yes",{"v":331202.4,"d":"331,202"},{"v":0.625,"d":"1"},{"v":0.454513,"d":"0.4545"},null,{"v":313793.63,"d":"313,794"},{"v":137792.035,"d":"137,792"},{"v":313793.63,"d":"313,794"},{"v":137792.035,"d":"137,792"},{"v":60643,"d":"60,643"},{"v":26824,"d":"26,824"},{"v":45.642,"d":"46"},{"v":20.042,"d":"20"},{"v":0.501,"d":"1"},{"v":18339.522,"d":"18,340"},{"v":691.797,"d":"692"},{"v":69.18,"d":"69"},{"v":18358.477,"d":"18,358"},null,1.505,1.494,0.017,604.836,0.011,{"v":1E-3,"d":"0.001"},605.461,null,0.291,0.291,0.003,116.889,{"v":2E-3,"d":"0.002"},{"v":0,"d":"0.000"},{"v":117.01,"d":"117.010"},null,1.505,1.494,0.017,604.834,0.011,{"v":1E-3,"d":"0.001"},605.459,null,{"v":100.42,"d":"100"},{"v":44.096,"d":"44"},{"v":1.103,"d":"1"},{"v":40349.812,"d":"40,350"},{"v":1522.062,"d":"1,522"},{"v":152.206,"d":"152"},null,{"v":690395,"d":"690,395"},{"v":303164,"d":"303,164"},{"v":690395,"d":"690,395"},{"v":303164,"d":"303,164"},"EIA","EIA","EIA","EIA","EIA","EIA","--","EIA","EIA",{"$nulls":6},{"v":376601.37,"d":"376,601"},{"v":165371.965,"d":"165,372"},{"v":54.778,"d":"55"},{"v":24.054,"d":"24"},{"v":0.602,"d":"1"},{"v":22010.291,"d":"22,010"},{"v":830.265,"d":"830"},{"v":83.026,"d":"83"},{"v":5174.425713,"d":"5,174.426"},0,0,{"v":60643.18,"d":"60,643"},0,0,0,0,0,0,0,0,{"v":60643.18,"d":"60,643"},0,0,{"v":60643.18,"d":"60,643"},0,{"v":0,"d":"0.0%"},{"v":0,"d":"0.0%"},{"v":1,"d":"100.0%"},{"v":0,"d":"0.0%"},{"v":0,"d":"0.0%"},{"v":0,"d":"0.0%"},{"v":0,"d":"0.0%"},{"v":0,"d":"0.0%"},{"v":0,"d":"0.0%"},{"v":0,"d":"0.0%"},{"v":0,"d":"0.0%"},{"v":1,"d":"100.0%"},{"v":0,"d":"0.0%"},{"v":0,"d":"0.0%"},{"v":1,"d":"100.0%"},{"v":0,"d":"0.0%"}]
[8635,2020,"NV","Goodsprings Waste Heat Recovery",57684,"Nevada Power Co",13407,"Nevada Power Co",13407,"Electric Utility","Nevada Power Company","NEVP","WECC","AZNM","WECC Southwest",null,"32","003","Clark",35.809444,-115.411389,1,1,"WH","OTHF",null,{"v":0.39277,"d":"0.3928"},7.5,{"v":0.678716387620497,"d":"0.6787"},{"$nulls":8},{"v":226389,"d":"226,389"},{"v":90986,"d":"90,986"},{"v":25805,"d":"25,805"},{"v":10371,"d":"10,371"},{"$nulls":4},0,0,{"$nulls":6},{"v":0,"d":"0.000"},{"v":0,"d":"0.000"},{"$nulls":14},{"v":0,"d":"0.000"},{"v":0,"d":"0.000"},{"$nulls":6},0,0,{"$nulls":3},{"v":226389,"d":"226,389"},{"v":90986,"d":"90,986"},{"$nulls":4},"EIA","EIA","--","EIA","EIA",{"$nulls":15},0,0,0,0,0,0,0,0,0,0,{"v":25805,"d":"25,805"},{"v":25805,"d":"25,805"},0,0,{"v":25805,"d":"25,805"},0,{"v":0,"d":"0.0%"},{"v":0,"d":"0.0%"},{"v":0,"d":"0.0%"},{"v":0,"d":"0.0%"},{"v":0,"d":"0.0%"},{"v":0,"d":"0.0%"},{"v":0,"d":"0.0%"},{"v":0,"d":"0.0%"},{"v":0,"d":"0.0%"},{"v":0,"d":"0.0%"},{"v":1,"d":"100.0%"},{"v":1,"d":"100.0%"},{"v":0,"d":"0.0%"},{"v":0,"d":"0.0%"},{"v":1,"d":"100.0%"},{"v":0,"d":"0.0%"}]
[8660,2020,"NV","North Valmy",8224,"Sierra Pacific Power Co",17166,"Sierra Pacific Power Co",17166,"Electric Utility","Nevada Power Company","NEVP","WECC","NWPP","WECC Northwest",null,"32","013","Humboldt",40.881317,-117.151605,2,2,"SUB","COAL","Yes",{"v":0.18768,"d":"0.1877"},{"v":567,"d":"567.0"},{"v":1,"d":"1.0000"},{"$nulls":6},{"v":10399050.5,"d":"10,399,051"},{"v":7716503,"d":"7,716,503"},{"v":10399050.5,"d":"10,399,051"},{"v":7716503,"d":"7,716,503"},{"v":932195,"d":"932,195"},{"v":708301,"d":"708,301"},{"v":1646.01,"d":"1,646"},{"v":1207.681,"d":"1,208"},{"v":1919.1,"d":"1,919"},{"v":1090649.781,"d":"1,090,650"},{"v":270166.002,"d":"270,166"},{"v":39317.08,"d":"39,317"},{"v":1099885.101,"d":"1,099,885"},null,3.531,{"v":3.41,"d":"3.410"},4.117,{"v":2339.961,"d":"2,339.961"},{"v":0.29,"d":"0.290"},0.042,{"v":2359.775,"d":"2,359.775"},null,0.317,0.313,0.369,209.759,0.026,0.004,211.536,null,3.531,{"v":3.41,"d":"3.410"},4.117,{"v":2339.961,"d":"2,339.961"},{"v":0.29,"d":"0.290"},0.042,{"v":2359.775,"d":"2,359.775"},null,{"v":1646.01,"d":"1,646"},{"v":1207.681,"d":"1,208"},{"v":1919.1,"d":"1,919"},{"v":1090649.781,"d":"1,090,650"},{"v":270166.002,"d":"270,166"},{"v":39317.08,"d":"39,317"},null,{"v":10399050.5,"d":"10,399,051"},{"v":7716503,"d":"7,716,503"},{"v":10399050.5,"d":"10,399,051"},{"v":7716503,"d":"7,716,503"},"EPA/CAMD","EPA/CAMD","EPA/CAMD","EPA/CAMD","EIA","EIA","--","EPA/CAMD","EPA/CAMD",{"$nulls":14},{"v":11155.445433,"d":"11,155.445"},{"v":927824.88,"d":"927,825"},{"v":4370.124,"d":"4,370"},0,0,0,0,0,0,0,0,0,{"v":932195.004,"d":"932,195"},0,0,{"v":932195.004,"d":"932,195"},0,{"v":0.995312006628175,"d":"99.5%"},{"v":0.00468799337182459,"d":"0.5%"},{"v":0,"d":"0.0%"},{"v":0,"d":"0.0%"},{"v":0,"d":"0.0%"},{"v":0,"d":"0.0%"},{"v":0,"d":"0.0%"},{"v":0,"d":"0.0%"},{"v":0,"d":"0.0%"},{"v":0,"d":"0.0%"},{"v":0,"d":"0.0%"},{"v":1,"d":"100.0%"},{"v":0,"d":"0.0%"},{"v":0,"d":"0.0%"},{"v":1,"d":"100.0%"},{"v":0,"d":"0.0%"}]
[8669,2020,"NV","Rough Hat",63782,"Valley Electric Assn, Inc",19840,"Candela Renewables, LLC",63465,"IPP Non-CHP","California Independent System Operator","CISO","WECC","CAMX","WECC California","CAISO","32","003","Clark",36.09907,-115.8337,1,1,"SUN","SOLAR",null,null,{"v":400,"d":"400.0"},{"$nulls":62},"--"]
[8702,2020,"NV","Tracy",2336,"Sierra Pacific Power Co",17166,"Sierra Pacific Power Co",17166,"Electric Utility","Nevada Power Company","NEVP","WECC","NWPP","WECC Northwest",null,"32","029","Storey",39.5625,-119.525,6,12,"NG","GAS",null,{"v":0.44677,"d":"0.4468"},{"v":1182.9,"d":"1,182.9"},{"v":0.588715682493801,"d":"0.5887"},{"$nulls":6},{"v":37371457.5,"d":"37,371,458"},{"v":17209301.938,"d":"17,209,302"},{"v":37371457.5,"d":"37,371,458"},{"v":17209301.938,"d":"17,209,302"},{"v":4629528,"d":"4,629,528"},{"v":2066976,"d":"2,066,976"},{"v":616.045,"d":"616"},{"v":303.311,"d":"303"},{"v":11.3,"d":"11"},{"v":2220932.516,"d":"2,220,933"},{"v":83338.679,"d":"83,339"},{"v":8333.868,"d":"8,334"},{"v":2223215.995,"d":"2,223,216"},null,0.266,0.293,0.005,959.464,0.018,{"v":2E-3,"d":"0.002"},{"v":960.45,"d":"960.450"},null,0.033,0.035,{"v":1E-3,"d":"0.001"},118.857,{"v":2E-3,"d":"0.002"},{"v":0,"d":"0.000"},118.979,null,0.266,0.293,0.005,959.464,0.018,{"v":2E-3,"d":"0.002"},{"v":960.45,"d":"960.450"},null,{"v":616.045,"d":"616"},{"v":303.311,"d":"303"},{"v":11.3,"d":"11"},{"v":2220932.516,"d":"2,220,933"},{"v":83338.679,"d":"83,339"},{"v":8333.868,"d":"8,334"},null,{"v":37371457.5,"d":"37,371,458"},{"v":17209301.938,"d":"17,209,302"},{"v":37371457.5,"d":"37,371,458"},{"v":17209301.938,"d":"17,209,302"},"EPA/CAMD","EPA/CAMD","EPA/CAMD","EPA/CAMD","EIA","EIA","--","EPA/CAMD","EPA/CAMD",{"$nulls":14},{"v":8072.412026,"d":"8,072.412"},0,0,{"v":4629528,"d":"4,629,528"},0,0,0,0,0,0,0,0,{"v":4629528,"d":"4,629,528"},0,0,{"v":4629528,"d":"4,629,528"},0,{"v":0,"d":"0.0%"},{"v":0,"d":"0.0%"},{"v":1,"d":"100.0%"},{"v":0,"d":"0.0%"},{"v":0,"d":"0.0%"},{"v":0,"d":"0.0%"},{"v":0,"d":"0.0%"},{"v":0,"d":"0.0%"},{"v":0,"d":"0.0%"},{"v":0,"d":"0.0%"},{"v":0,"d":"0.0%"},{"v":1,"d":"100.0%"},{"v":0,"d":"0.0%"},{"v":0,"d":"0.0%"},{"v":1,"d":"100.0%"},{"v":0,"d":"0.0%"}]
[8727,2020,"NY","Al Turi",10549,"Orange & Rockland Utils Inc",14154,"Ameresco LFG I Inc",463,"IPP Non-CHP","New York Independent System Operator","NYIS","NPCC","NYUP","NPCC Upstate NY","NYISO","36","071","Orange",41.40432,-74.37671,3,3,"LFG","BIOMASS",null,{"v":0,"d":"0.0000"},2.4,{"$nulls":11},0,0,{"$nulls":49},"--",{"$nulls":17},0,0,0,0,0,0,0,0,0,0,0,0,0,0,0,0]
[8760,2020,"NY","Beardslee",2543,"Niagara Mohawk Power Corp.",13573,"Erie Boulevard Hydropower LP",5914,"IPP Non-CHP","New York Independent System Operator","NYIS","NPCC","NYUP","NPCC Upstate NY","NYISO","36","043","Herkimer",43.019113,-74.741349,2,2,"WAT","HYDRO",null,{"v":0.25999,"d":"0.2600"},{"v":20,"d":"20.0"},{"$nulls":9},{"v":399611,"d":"399,611"},{"v":167763,"d":"167,763"},{"v":45550,"d":"45,550"},{"v":19123,"d":"19,123"},{"$nulls":41},{"v":399611,"d":"399,611"},{"v":167763,"d":"167,763"},{"$nulls":6},"--","EIA","EIA",{"$nulls":15},0,0,0,0,{"v":45550,"d":"45,550"},0,0,0,0,0,0,0,{"v":45550,"d":"45,550"},0,0,{"v":45550,"d":"45,550"},{"v":0,"d":"0.0%"},{"v":0,"d":"0.0%"},{"v":0,"d":"0.0%"},{"v":0,"d":"0.0%"},{"v":1,"d":"100.0%"},{"v":0,"d":"0.0%"},{"v":0,"d":"0.0%"},{"v":0,"d":"0.0%"},{"v":0,"d":"0.0%"},{"v":0,"d":"0.0%"},{"v":0,"d":"0.0%"},{"v":0,"d":"0.0%"},{"v":1,"d":"100.0%"},{"v":0,"d":"0.0%"},{"v":0,"d":"0.0%"},{"v":1,"d":"100.0%"}]
[8761,2020,"NY","Beaver Falls, LLC",10617,"New York Power Authority",15296,"Lakeside Beaver Falls LLC",58338,"IPP CHP","New York Independent System Operator","NYIS","NPCC","NYUP","NPCC Upstate NY","NYISO","36","049","Lewis",43.8861,-75.4342,1,2,"NG","GAS",null,{"v":0.00222,"d":"0.0022"},107.8,{"v":1,"d":"1.0000"},null,"Yes",{"v":5374.4,"d":"5,374"},{"v":1.33,"d":"1"},{"v":0.639497,"d":"0.6395"},null,{"v":12701.887,"d":"12,702"},{"v":4382.545,"d":"4,383"},{"v":12701.887,"d":"12,702"},{"v":4382.545,"d":"4,383"},{"v":2095,"d":"2,095"},726,{"v":0.312,"d":"0"},{"v":0.072,"d":"0"},0,{"v":755.118,"d":"755"},{"v":29.104,"d":"29"},{"v":2.91,"d":"3"},{"v":755.915,"d":"756"},null,0.298,0.197,{"v":0,"d":"0.000"},720.876,0.014,{"v":1E-3,"d":"0.001"},721.637,null,0.049,0.033,{"v":0,"d":"0.000"},118.899,{"v":2E-3,"d":"0.002"},{"v":0,"d":"0.000"},119.024,null,0.298,0.197,{"v":0,"d":"0.000"},720.876,0.014,{"v":1E-3,"d":"0.001"},721.637,null,{"v":0.488,"d":"0"},{"v":0.112,"d":"0"},0,{"v":1180.8,"d":"1,181"},{"v":45.51,"d":"46"},{"v":4.551,"d":"5"},null,{"v":19862.318,"d":"19,862"},{"v":6853.116,"d":"6,853"},{"v":19862.318,"d":"19,862"},{"v":6853.116,"d":"6,853"},"EPA/CAMD","EPA/CAMD","EPA/CAMD","EPA/CAMD","EIA","EIA","--","EPA/CAMD","EPA/CAMD",{"$nulls":6},{"v":7160.431,"d":"7,160"},{"v":2470.571,"d":"2,471"},{"v":0.176,"d":"0"},{"v":0.04,"d":"0"},0,{"v":425.682,"d":"426"},{"v":16.407,"d":"16"},{"v":1.641,"d":"2"},{"v":6062.953256,"d":"6,062.953"},0,0,{"v":2095,"d":"2,095"},0,0,0,0,0,0,0,0,{"v":2095,"d":"2,095"},0,0,{"v":2095,"d":"2,095"},0,{"v":0,"d":"0.0%"},{"v":0,"d":"0.0%"},{"v":1,"d":"100.0%"},{"v":0,"d":"0.0%"},{"v":0,"d":"0.0%"},{"v":0,"d":"0.0%"},{"v":0,"d":"0.0%"},{"v":0,"d":"0.0%"},{"v":0,"d":"0.0%"},{"v":0,"d":"0.0%"},{"v":0,"d":"0.0%"},{"v":1,"d":"100.0%"},{"v":0,"d":"0.0%"},{"v":0,"d":"0.0%"},{"v":1,"d":"100.0%"},{"v":0,"d":"0.0%"}]
[8787,2020,"NY","Boas Rd #1 Community Solar Farm",62530,"New York State Elec & Gas Corp",13511,"NY Mooers I, LLC",62630,"IPP Non-CHP","New York Independent System Operator","NYIS","NPCC","NYUP","NPCC Upstate NY","NYISO","36","019","Clinton",44.934274,-73.672382,1,1,"SUN","SOLAR",null,{"v":0.19092,"d":"0.1909"},{"v":2,"d":"2.0"},{"$nulls":9},{"v":29346,"d":"29,346"},{"v":15727,"d":"15,727"},{"v":3345,"d":"3,345"},{"v":1793,"d":"1,793"},{"$nulls":41},{"v":29346,"d":"29,346"},{"v":15727,"d":"15,727"},{"$nulls":6},"--","EIA","EIA",{"$nulls":15},0,0,0,0,0,0,0,{"v":3345,"d":"3,345"},0,0,0,0,{"v":3345,"d":"3,345"},{"v":3345,"d":"3,345"},0,{"v":3345,"d":"3,345"},{"v":0,"d":"0.0%"},{"v":0,"d":"0.0%"},{"v":0,"d":"0.0%"},{"v":0,"d":"0.0%"},{"v":0,"d":"0.0%"},{"v":0,"d":"0.0%"},{"v":0,"d":"0.0%"},{"v":1,"d":"100.0%"},{"v":0,"d":"0.0%"},{"v":0,"d":"0.0%"},{"v":0,"d":"0.0%"},{"v":0,"d":"0.0%"},{"v":1,"d":"100.0%"},{"v":1,"d":"100.0%"},{"v":0,"d":"0.0%"},{"v":1,"d":"100.0%"}]
[8828,2020,"NY","Center Falls",10853,"Niagara Mohawk Power Corp.",13573,"Hollingworth & Vose Co Center Falls",8736,"Industrial Non-CHP","New York Independent System Operator","NYIS","NPCC","NYUP","NPCC Upstate NY","NYISO","36","115","Washington",43.096677,-73.460172,3,3,"WAT","HYDRO",null,0.1923,1.1,{"$nulls":9},{"v":16257,"d":"16,257"},{"v":6824.001,"d":"6,824"},{"v":1853,"d":"1,853"},778,{"$nulls":41},{"v":16257,"d":"16,257"},{"v":6824.001,"d":"6,824"},{"$nulls":6},"--","EIA","EIA",{"$nulls":15},0,0,0,0,{"v":1853,"d":"1,853"},0,0,0,0,0,0,0,{"v":1853,"d":"1,853"},0,0,{"v":1853,"d":"1,853"},{"v":0,"d":"0.0%"},{"v":0,"d":"0.0%"},{"v":0,"d":"0.0%"},{"v":0,"d":"0.0%"},{"v":1,"d":"100.0%"},{"v":0,"d":"0.0%"},{"v":0,"d":"0.0%"},{"v":0,"d":"0.0%"},{"v":0,"d":"0.0%"},{"v":0,"d":"0.0%"},{"v":0,"d":"0.0%"},{"v":0,"d":"0.0%"},{"v":1,"d":"100.0%"},{"v":0,"d":"0.0%"},{"v":0,"d":"0.0%"},{"v":1,"d":"100.0%"}]
[8853,2020,"NY","Cody Road Wind Farm",61592,"Niagara Mohawk Power Corp.",13573,"Green Power Energy LLC",61166,"IPP Non-CHP","New York Independent System Operator","NYIS","NPCC","NYUP","NPCC Upstate NY","NYISO","36","053","Madison",42.967145,-75.755922,5,5,"WND","WIND",null,null,{"v":12,"d":"12.0"},{"$nulls":62},"--"]
[8862,2020,"NY","Cornell Geneva Solar Farm",60150,"New York State Elec & Gas Corp",13511,"Argos Solar LLC",59942,"IPP Non-CHP","New York Independent System Operator","NYIS","NPCC","NYUP","NPCC Upstate NY","NYISO","36","069","Ontario",42.866,-77.031,1,1,"SUN","SOLAR",null,{"v":0.17705,"d":"0.1771"},{"v":2,"d":"2.0"},{"$nulls":9},{"v":27212,"d":"27,212"},{"v":14584,"d":"14,584"},{"v":3102,"d":"3,102"},{"v":1662,"d":"1,662"},{"$nulls":41},{"v":27212,"d":"27,212"},{"v":14584,"d":"14,584"},{"$nulls":6},"--","EIA","EIA",{"$nulls":15},0,0,0,0,0,0,0,{"v":3102,"d":"3,102"},0,0,0,0,{"v":3102,"d":"3,102"},{"v":3102,"d":"3,102"},0,{"v":3102,"d":"3,102"},{"v":0,"d":"0.0%"},{"v":0,"d":"0.0%"},{"v":0,"d":"0.0%"},{"v":0,"d":"0.0%"},{"v":0,"d":"0.0%"},{"v":0,"d":"0.0%"},{"v":0,"d":"0.0%"},{"v":1,"d":"100.0%"},{"v":0,"d":"0.0%"},{"v":0,"d":"0.0%"},{"v":0,"d":"0.0%"},{"v":0,"d":"0.0%"},{"v":1,"d":"100.0%"},{"v":1,"d":"100.0%"},{"v":0,"d":"0.0%"},{"v":1,"d":"100.0%"}]
[8895,2020,"NY","Dryden Rd #2 Community Solar Farm CSG",62477,"New York State Elec & Gas Corp",13511,"Delaware River Solar, LLC",61610,"IPP Non-CHP","New York Independent System Operator","NYIS","NPCC","NYUP","NPCC Upstate NY","NYISO","36","109","Tompkins",42.487821,-76.319983,1,1,"SUN","SOLAR",null,0.1149,{"v":2,"d":"2.0"},{"$nulls":9},{"v":17659,"d":"17,659"},{"v":9464,"d":"9,464"},{"v":2013,"d":"2,013"},{"v":1079,"d":"1,079"},{"$nulls":41},{"v":17659,"d":"17,659"},{"v":9464,"d":"9,464"},{"$nulls":6},"--","EIA","EIA",{"$nulls":15},0,0,0,0,0,0,0,{"v":2013,"d":"2,013"},0,0,0,0,{"v":2013,"d":"2,013"},{"v":2013,"d":"2,013"},0,{"v":2013,"d":"2,013"},{"v":0,"d":"0.0%"},{"v":0,"d":"0.0%"},{"v":0,"d":"0.0%"},{"v":0,"d":"0.0%"},{"v":0,"d":"0.0%"},{"v":0,"d":"0.0%"},{"v":0,"d":"0.0%"},{"v":1,"d":"100.0%"},{"v":0,"d":"0.0%"},{"v":0,"d":"0.0%"},{"v":0,"d":"0.0%"},{"v":0,"d":"0.0%"},{"v":1,"d":"100.0%"},{"v":1,"d":"100.0%"},{"v":0,"d":"0.0%"},{"v":1,"d":"100.0%"}]
[8920,2020,"NY","Equus  Power I",56032,"Village of Freeport - (NY)",6775,"Equus Power I, L.P.,",49845,"IPP Non-CHP","New York Independent System Operator","NYIS","NPCC","NYLI","NPCC Long Island","NYISO","36","059","Nassau",40.6439,-73.5683,1,2,"NG","GAS",null,{"v":0.05593,"d":"0.0559"},{"v":120,"d":"120.0"},{"v":1,"d":"1.0000"},{"$nulls":6},{"v":614735.062,"d":"614,735"},{"v":325939.406,"d":"325,939"},{"v":614735.062,"d":"614,735"},{"v":325939.406,"d":"325,939"},{"v":58797,"d":"58,797"},{"v":29825,"d":"29,825"},{"v":4.295,"d":"4"},{"v":2.294,"d":"2"},{"v":0.2,"d":"0"},{"v":36532.602,"d":"36,533"},{"v":1349.49,"d":"1,349"},{"v":134.949,"d":"135"},{"v":36569.578,"d":"36,570"},null,0.146,0.154,0.007,{"v":1242.669,"d":"1,242.669"},0.023,{"v":2E-3,"d":"0.002"},{"v":1243.927,"d":"1,243.927"},null,0.014,0.014,{"v":1E-3,"d":"0.001"},118.856,{"v":2E-3,"d":"0.002"},{"v":0,"d":"0.000"},118.977,null,0.146,0.154,0.007,{"v":1242.669,"d":"1,242.669"},0.023,{"v":2E-3,"d":"0.002"},{"v":1243.927,"d":"1,243.927"},null,{"v":4.295,"d":"4"},{"v":2.294,"d":"2"},{"v":0.2,"d":"0"},{"v":36532.602,"d":"36,533"},{"v":1349.49,"d":"1,349"},{"v":134.949,"d":"135"},null,{"v":614735.062,"d":"614,735"},{"v":325939.406,"d":"325,939"},{"v":614735.062,"d":"614,735"},{"v":325939.406,"d":"325,939"},"EPA/CAMD","EPA/CAMD","EPA/CAMD","EPA/CAMD","EIA","EIA","--","EPA/CAMD","EPA/CAMD",{"$nulls":14},{"v":10455.211363,"d":"10,455.211"},0,0,{"v":58797,"d":"58,797"},0,0,0,0,0,0,0,0,{"v":58797,"d":"58,797"},0,0,{"v":58797,"d":"58,797"},0,{"v":0,"d":"0.0%"},{"v":0,"d":"0.0%"},{"v":1,"d":"100.0%"},{"v":0,"d":"0.0%"},{"v":0,"d":"0.0%"},{"v":0,"d":"0.0%"},{"v":0,"d":"0.0%"},{"v":0,"d":"0.0%"},{"v":0,"d":"0.0%"},{"v":0,"d":"0.0%"},{"v":0,"d":"0.0%"},{"v":1,"d":"100.0%"},{"v":0,"d":"0.0%"},{"v":0,"d":"0.0%"},{"v":1,"d":"100.0%"},{"v":0,"d":"0.0%"}]
[8953,2020,"NY","General Mills Inc",54564,"Niagara Mohawk Power Corp.",13573,"General Mills Inc",7092,"Industrial CHP","New York Independent System Operator","NYIS","NPCC","NYUP","NPCC Upstate NY","NYISO","36","029","Erie",42.870968,-78.875549,1,1,"NG","GAS",null,{"v":0,"d":"0.0000"},3.8,null,null,"Yes",0,null,{"v":1,"d":"1.0000"},{"$nulls":5},0,0,{"$nulls":49},"--",{"$nulls":17},0,0,0,0,0,0,0,0,0,0,0,0,0,0,0,0]
[8954,2020,"NY","Gibson-STEU",63227,"New York State Elec & Gas Corp",13511,"Abundant Solar Power Inc.",63004,"IPP Non-CHP","New York Independent System Operator","NYIS","RFC","NYUP","NPCC Upstate NY","NYISO","36","101","Steuben",42.055126,-77.187142,1,1,"SUN","SOLAR",null,null,11.5,{"$nulls":62},"--"]
[8987,2020,"NY","Harbec Energy",62736,"Rochester Gas & Electric Corp",16183,"Harbec Energy",62657,"Industrial CHP","New York Independent System Operator","NYIS","NPCC","NYUP","NPCC Upstate NY","NYISO","36","117","Wayne",43.22731,-77.364092,3,3,"NG","GAS",null,0.0503,1.7,{"v":1,"d":"1.0000"},null,"Yes",968,{"v":2.641,"d":"3"},{"v":0.778816,"d":"0.7788"},null,{"v":2802.18,"d":"2,802"},{"v":1421.339,"d":"1,421"},{"v":7531.18,"d":"7,531"},{"v":2919.339,"d":"2,919"},749,278,{"v":0.435,"d":"0"},{"v":0.22,"d":"0"},{"v":0.004,"d":"0"},{"v":163.772,"d":"164"},{"v":6.178,"d":"6"},{"v":0.618,"d":"1"},{"v":163.941,"d":"164"},null,{"v":1.16,"d":"1.160"},1.586,0.012,437.308,0.008,{"v":1E-3,"d":"0.001"},{"v":437.76,"d":"437.760"},null,{"v":0.31,"d":"0.310"},{"v":0.31,"d":"0.310"},0.003,116.889,{"v":2E-3,"d":"0.002"},{"v":0,"d":"0.000"},{"v":117.01,"d":"117.010"},null,4.139,5.655,0.042,{"v":1559.731,"d":"1,559.731"},0.029,0.003,{"v":1561.343,"d":"1,561.343"},null,{"v":0.558,"d":"1"},{"v":0.283,"d":"0"},{"v":0.006,"d":"0"},{"v":210.283,"d":"210"},{"v":7.932,"d":"8"},{"v":0.793,"d":"1"},null,{"v":3598,"d":"3,598"},{"v":1825,"d":"1,825"},{"v":8327,"d":"8,327"},{"v":3323,"d":"3,323"},"EIA","EIA","EIA","EIA","EIA","EIA","--","EIA","EIA",{"$nulls":6},{"v":795.82,"d":"796"},{"v":403.661,"d":"404"},{"v":0.123,"d":"0"},{"v":0.063,"d":"0"},{"v":1E-3,"d":"0"},{"v":46.511,"d":"47"},{"v":1.754,"d":"2"},{"v":0.175,"d":"0"},{"v":13343.716362,"d":"13,343.716"},0,0,210,0,0,0,539,0,0,0,0,210,539,539,210,539,{"v":0,"d":"0.0%"},{"v":0,"d":"0.0%"},{"v":0.280373831775701,"d":"28.0%"},{"v":0,"d":"0.0%"},{"v":0,"d":"0.0%"},{"v":0,"d":"0.0%"},{"v":0.719626168224299,"d":"72.0%"},{"v":0,"d":"0.0%"},{"v":0,"d":"0.0%"},{"v":0,"d":"0.0%"},{"v":0,"d":"0.0%"},{"v":0.280373831775701,"d":"28.0%"},{"v":0.719626168224299,"d":"72.0%"},{"v":0.719626168224299,"d":"72.0%"},{"v":0.280373831775701,"d":"28.0%"},{"v":0.719626168224299,"d":"72.0%"}]
[9020,2020,"NY","Holtsville Solar Project",61902,"Long Island Power Authority",11171,"CVI Renewables Holdings, LLC.",63970,"IPP Non-CHP","New York Independent System Operator","NYIS","NPCC","NYLI","NPCC Long Island","NYISO","36","103","Suffolk",40.797667,-73.033977,1,1,"SUN","SOLAR",null,{"v":0.19815,"d":"0.1982"},1.2,{"$nulls":9},{"v":18272,"d":"18,272"},{"v":9793,"d":"9,793"},{"v":2083,"d":"2,083"},{"v":1116,"d":"1,116"},{"$nulls":41},{"v":18272,"d":"18,272"},{"v":9793,"d":"9,793"},{"$nulls":6},"--","EIA","EIA",{"$nulls":15},0,0,0,0,0,0,0,{"v":2083,"d":"2,083"},0,0,0,0,{"v":2083,"d":"2,083"},{"v":2083,"d":"2,083"},0,{"v":2083,"d":"2,083"},{"v":0,"d":"0.0%"},{"v":0,"d":"0.0%"},{"v":0,"d":"0.0%"},{"v":0,"d":"0.0%"},{"v":0,"d":"0.0%"},{"v":0,"d":"0.0%"},{"v":0,"d":"0.0%"},{"v":1,"d":"100.0%"},{"v":0,"d":"0.0%"},{"v":0,"d":"0.0%"},{"v":0,"d":"0.0%"},{"v":0,"d":"0.0%"},{"v":1,"d":"100.0%"},{"v":1,"d":"100.0%"},{"v":0,"d":"0.0%"},{"v":1,"d":"100.0%"}]
[9045,2020,"NY","Interfaith Medical Center",64004,"Consolidated Edison Co-NY Inc",4226,"Interfaith Medical Center",63650,"Commercial Non-CHP","New York Independent System Operator","NYIS","NPCC","NYCW","NPCC NYC/Westchester","NYISO","36","047","Kings",40.67855,-73.93742,1,1,"DFO","OIL",null,null,1.2,{"$nulls":62},"--"]
[9051,2020,"NY","Jarvis (Hinckley)",808,"New York Power Authority",15296,"New York Power Authority",15296,"Electric Utility","New York Independent System Operator","NYIS","NPCC","NYUP","NPCC Upstate NY","NYISO","36","065","Oneida",43.3121,-75.109,2,2,"WAT","HYDRO",null,{"v":0.27513,"d":"0.2751"},{"v":9,"d":"9.0"},{"$nulls":9},{"v":190295,"d":"190,295"},{"v":79889,"d":"79,889"},{"v":21691,"d":"21,691"},{"v":9106,"d":"9,106"},{"$nulls":41},{"v":190295,"d":"190,295"},{"v":79889,"d":"79,889"},{"$nulls":6},"--","EIA","EIA",{"$nulls":15},0,0,0,0,{"v":21691,"d":"21,691"},0,0,0,0,0,0,0,{"v":21691,"d":"21,691"},0,0,{"v":21691,"d":"21,691"},{"v":0,"d":"0.0%"},{"v":0,"d":"0.0%"},{"v":0,"d":"0.0%"},{"v":0,"d":"0.0%"},{"v":1,"d":"100.0%"},{"v":0,"d":"0.0%"},{"v":0,"d":"0.0%"},{"v":0,"d":"0.0%"},{"v":0,"d":"0.0%"},{"v":0,"d":"0.0%"},{"v":0,"d":"0.0%"},{"v":0,"d":"0.0%"},{"v":1,"d":"100.0%"},{"v":0,"d":"0.0%"},{"v":0,"d":"0.0%"},{"v":1,"d":"100.0%"}]
[9088,2020,"NY","Lighthouse Hill",2582,"Niagara Mohawk Power Corp.",13573,"Erie Boulevard Hydropower LP",5914,"IPP Non-CHP","New York Independent System Operator","NYIS","NPCC","NYUP","NPCC Upstate NY","NYISO","36","075","Oswego",43.524103,-75.970318,2,2,"WAT","HYDRO",null,{"v":0.24453,"d":"0.2445"},{"v":8,"d":"8.0"},{"$nulls":9},{"v":150344,"d":"150,344"},{"v":63117,"d":"63,117"},{"v":17137,"d":"17,137"},{"v":7194,"d":"7,194"},{"$nulls":41},{"v":150344,"d":"150,344"},{"v":63117,"d":"63,117"},{"$nulls":6},"--","EIA","EIA",{"$nulls":15},0,0,0,0,{"v":17137,"d":"17,137"},0,0,0,0,0,0,0,{"v":17137,"d":"17,137"},0,0,{"v":17137,"d":"17,137"},{"v":0,"d":"0.0%"},{"v":0,"d":"0.0%"},{"v":0,"d":"0.0%"},{"v":0,"d":"0.0%"},{"v":1,"d":"100.0%"},{"v":0,"d":"0.0%"},{"v":0,"d":"0.0%"},{"v":0,"d":"0.0%"},{"v":0,"d":"0.0%"},{"v":0,"d":"0.0%"},{"v":0,"d":"0.0%"},{"v":0,"d":"0.0%"},{"v":1,"d":"100.0%"},{"v":0,"d":"0.0%"},{"v":0,"d":"0.0%"},{"v":1,"d":"100.0%"}]
[9113,2020,"NY","Massena Energy Facility",54592,"Niagara Mohawk Power Corp.",13573,"Power City Partners LP",15253,"IPP Non-CHP","New York Independent System Operator","NYIS","NPCC","NYUP","NPCC Upstate NY","NYISO","36","089","St Lawrence",44.9503,-74.8928,1,3,"NG","GAS",null,{"v":1.39E-3,"d":"0.0014"},104.1,{"v":1,"d":"1.0000"},"Yes","Yes",0,null,{"v":1,"d":"1.0000"},null,{"v":11426.832,"d":"11,427"},{"v":4517.286,"d":"4,517"},{"v":11426.832,"d":"11,427"},{"v":4517.286,"d":"4,517"},{"v":1271,"d":"1,271"},503,{"v":0.384,"d":"0"},{"v":0.111,"d":"0"},0,{"v":679.1,"d":"679"},{"v":25.175,"d":"25"},{"v":2.517,"d":"3"},{"v":679.79,"d":"680"},null,0.604,0.441,{"v":0,"d":"0.000"},{"v":1068.607,"d":"1,068.607"},{"v":0.02,"d":"0.020"},{"v":2E-3,"d":"0.002"},{"v":1069.693,"d":"1,069.693"},null,0.067,0.049,{"v":0,"d":"0.000"},118.861,{"v":2E-3,"d":"0.002"},{"v":0,"d":"0.000"},118.981,null,0.604,0.441,{"v":0,"d":"0.000"},{"v":1068.607,"d":"1,068.607"},{"v":0.02,"d":"0.020"},{"v":2E-3,"d":"0.002"},{"v":1069.693,"d":"1,069.693"},null,{"v":0.384,"d":"0"},{"v":0.111,"d":"0"},0,{"v":679.1,"d":"679"},{"v":25.175,"d":"25"},{"v":2.517,"d":"3"},null,{"v":11426.832,"d":"11,427"},{"v":4517.286,"d":"4,517"},{"v":11426.832,"d":"11,427"},{"v":4517.286,"d":"4,517"},"EPA/CAMD","EPA/CAMD","EPA/CAMD","EPA/CAMD","EIA","EIA","--","EPA/CAMD","EPA/CAMD",{"$nulls":3},0,null,null,0,0,0,0,0,0,0,0,{"v":8990.42646,"d":"8,990.426"},0,0,{"v":1271,"d":"1,271"},0,0,0,0,0,0,0,0,{"v":1271,"d":"1,271"},0,0,{"v":1271,"d":"1,271"},0,{"v":0,"d":"0.0%"},{"v":0,"d":"0.0%"},{"v":1,"d":"100.0%"},{"v":0,"d":"0.0%"},{"v":0,"d":"0.0%"},{"v":0,"d":"0.0%"},{"v":0,"d":"0.0%"},{"v":0,"d":"0.0%"},{"v":0,"d":"0.0%"},{"v":0,"d":"0.0%"},{"v":0,"d":"0.0%"},{"v":1,"d":"100.0%"},{"v":0,"d":"0.0%"},{"v":0,"d":"0.0%"},{"v":1,"d":"100.0%"},{"v":0,"d":"0.0%"}]
[9146,2020,"NY","Montefiore Weiler (Einstein) Hospital",63539,"Consolidated Edison Co-NY Inc",4226,"Montefiore Weiler (Einstein) Hospital",63245,"Commercial Non-CHP","New York Independent System Operator","NYIS","NPCC","NYCW","NPCC NYC/Westchester","NYISO","36","005","Bronx",40.880375,-73.879075,3,3,"DFO","OIL",null,null,1.5,{"$nulls":62},"--"]
[9147,2020,"NY","Montefiore-New Rochelle",63602,"Consolidated Edison Co-NY Inc",4226,"Montefiore-New Rochelle",63325,"Commercial Non-CHP","New York Independent System Operator","NYIS","NPCC","NYCW","NPCC NYC/Westchester","NYISO","36","119","Westchester",40.91261,-73.78781,4,4,"DFO","OIL",null,null,1.4,{"$nulls":62},"--"]
[9180,2020,"NY","Noble Bellmont Windpark LLC",56903,"New York Power Authority",15296,"Noble Wind Operations LLC",55868,"IPP Non-CHP","New York Independent System Operator","NYIS","NPCC","NYUP","NPCC Upstate NY","NYISO","36","033","Franklin",44.890833,-73.985833,1,1,"WND","WIND",null,null,{"v":21,"d":"21.0"},{"$nulls":62},"--"]
[9213,2020,"NY","Ogdensburg",52058,"Niagara Mohawk Power Corp.",13573,"Ampersand Mount Ida Hydro LLC",57184,"IPP Non-CHP","New York Independent System Operator","NYIS","NPCC","NYUP","NPCC Upstate NY","NYISO","36","089","St Lawrence",44.704089,-75.487049,5,5,"WAT","HYDRO",null,{"v":0.24615,"d":"0.2462"},3.5,{"$nulls":9},{"v":66208.999,"d":"66,209"},{"v":27796.001,"d":"27,796"},{"v":7547,"d":"7,547"},{"v":3168,"d":"3,168"},{"$nulls":41},{"v":66208.999,"d":"66,209"},{"v":27796.001,"d":"27,796"},{"$nulls":6},"--","EIA","EIA",{"$nulls":15},0,0,0,0,{"v":7547,"d":"7,547"},0,0,0,0,0,0,0,{"v":7547,"d":"7,547"},0,0,{"v":7547,"d":"7,547"},{"v":0,"d":"0.0%"},{"v":0,"d":"0.0%"},{"v":0,"d":"0.0%"},{"v":0,"d":"0.0%"},{"v":1,"d":"100.0%"},{"v":0,"d":"0.0%"},{"v":0,"d":"0.0%"},{"v":0,"d":"0.0%"},{"v":0,"d":"0.0%"},{"v":0,"d":"0.0%"},{"v":0,"d":"0.0%"},{"v":0,"d":"0.0%"},{"v":1,"d":"100.0%"},{"v":0,"d":"0.0%"},{"v":0,"d":"0.0%"},{"v":1,"d":"100.0%"}]
[9238,2020,"NY","Owlville Creek Solar, LLC",63341,"Massachusetts Electric Co",11804,"Owlville Creek Solar, LLC",63111,"IPP Non-CHP","New York Independent System Operator","NYIS","NPCC","NYUP","NPCC Upstate NY","NYISO","36","053","Madison",43.08748,-75.77959,2,2,"SUN","SOLAR",null,{"v":0.00041,"d":"0.0004"},{"v":8,"d":"8.0"},{"$nulls":9},254,0,29,0,{"$nulls":41},254,0,{"$nulls":6},"--","EIA","EIA",{"$nulls":15},0,0,0,0,0,0,0,29,0,0,0,0,29,29,0,29,{"v":0,"d":"0.0%"},{"v":0,"d":"0.0%"},{"v":0,"d":"0.0%"},{"v":0,"d":"0.0%"},{"v":0,"d":"0.0%"},{"v":0,"d":"0.0%"},{"v":0,"d":"0.0%"},{"v":1,"d":"100.0%"},{"v":0,"d":"0.0%"},{"v":0,"d":"0.0%"},{"v":0,"d":"0.0%"},{"v":0,"d":"0.0%"},{"v":1,"d":"100.0%"},{"v":1,"d":"100.0%"},{"v":0,"d":"0.0%"},{"v":1,"d":"100.0%"}]
[9247,2020,"NY","Phoenix Hydro Project",54865,"Niagara Mohawk Power Corp.",13573,"Eagle Creek Renewable Energy, LLC",57280,"IPP Non-CHP","New York Independent System Operator","NYIS","NPCC","NYUP","NPCC Upstate NY","NYISO","36","075","Oswego",43.227058,-76.302137,2,2,"WAT","HYDRO",null,{"v":0.36209,"d":"0.3621"},3.2,{"$nulls":9},{"v":89045,"d":"89,045"},{"v":37382,"d":"37,382"},{"v":10150,"d":"10,150"},{"v":4261,"d":"4,261"},{"$nulls":41},{"v":89045,"d":"89,045"},{"v":37382,"d":"37,382"},{"$nulls":6},"--","EIA","EIA",{"$nulls":15},0,0,0,0,{"v":10150,"d":"10,150"},0,0,0,0,0,0,0,{"v":10150,"d":"10,150"},0,0,{"v":10150,"d":"10,150"},{"v":0,"d":"0.0%"},{"v":0,"d":"0.0%"},{"v":0,"d":"0.0%"},{"v":0,"d":"0.0%"},{"v":1,"d":"100.0%"},{"v":0,"d":"0.0%"},{"v":0,"d":"0.0%"},{"v":0,"d":"0.0%"},{"v":0,"d":"0.0%"},{"v":0,"d":"0.0%"},{"v":0,"d":"0.0%"},{"v":0,"d":"0.0%"},{"v":1,"d":"100.0%"},{"v":0,"d":"0.0%"},{"v":0,"d":"0.0%"},{"v":1,"d":"100.0%"}]
[9272,2020,"NY","Regeneron Tarrytown",62456,"Consolidated Edison Co-NY Inc",4226,"Bloom Energy",57128,"IPP Non-CHP","New York Independent System Operator","NYIS","NPCC","NYCW","NPCC NYC/Westchester","NYISO","36","119","Westchester",41.077952,-73.820649,1,1,"NG","GAS",null,{"v":0.95746,"d":"0.9575"},1.5,{"v":0,"d":"0.0000"},{"$nulls":8},{"v":87957,"d":"87,957"},{"v":44616,"d":"44,616"},{"v":12581,"d":"12,581"},{"v":6382,"d":"6,382"},{"$nulls":41},{"v":87957,"d":"87,957"},{"v":44616,"d":"44,616"},{"$nulls":6},"--","EIA","EIA",{"$nulls":15},0,0,{"v":12581,"d":"12,581"},0,0,0,0,0,0,0,0,{"v":12581,"d":"12,581"},0,0,{"v":12581,"d":"12,581"},0,{"v":0,"d":"0.0%"},{"v":0,"d":"0.0%"},{"v":1,"d":"100.0%"},{"v":0,"d":"0.0%"},{"v":0,"d":"0.0%"},{"v":0,"d":"0.0%"},{"v":0,"d":"0.0%"},{"v":0,"d":"0.0%"},{"v":0,"d":"0.0%"},{"v":0,"d":"0.0%"},{"v":0,"d":"0.0%"},{"v":1,"d":"100.0%"},{"v":0,"d":"0.0%"},{"v":0,"d":"0.0%"},{"v":1,"d":"100.0%"},{"v":0,"d":"0.0%"}]
[9305,2020,"NY","Sacket Lake Rd #1 Community Solar Farm",62158,"New York State Elec & Gas Corp",13511,"Generate Capital",61194,"IPP Non-CHP","New York Independent System Operator","NYIS","NPCC","NYUP","NPCC Upstate NY","NYISO","36","105","Sullivan",41.38251,-74.43526,1,1,"SUN","SOLAR",null,{"v":0.19675,"d":"0.1968"},{"v":2,"d":"2.0"},{"$nulls":9},{"v":30240,"d":"30,240"},{"v":16207,"d":"16,207"},{"v":3447,"d":"3,447"},{"v":1847,"d":"1,847"},{"$nulls":41},{"v":30240,"d":"30,240"},{"v":16207,"d":"16,207"},{"$nulls":6},"--","EIA","EIA",{"$nulls":15},0,0,0,0,0,0,0,{"v":3447,"d":"3,447"},0,0,0,0,{"v":3447,"d":"3,447"},{"v":3447,"d":"3,447"},0,{"v":3447,"d":"3,447"},{"v":0,"d":"0.0%"},{"v":0,"d":"0.0%"},{"v":0,"d":"0.0%"},{"v":0,"d":"0.0%"},{"v":0,"d":"0.0%"},{"v":0,"d":"0.0%"},{"v":0,"d":"0.0%"},{"v":1,"d":"100.0%"},{"v":0,"d":"0.0%"},{"v":0,"d":"0.0%"},{"v":0,"d":"0.0%"},{"v":0,"d":"0.0%"},{"v":1,"d":"100.0%"},{"v":1,"d":"100.0%"},{"v":0,"d":"0.0%"},{"v":1,"d":"100.0%"}]
[9315,2020,"NY","Selkirk Cogen Partners",10725,"Niagara Mohawk Power Corp.",13573,"Selkirk Cogen Partners LP",16909,"IPP CHP","New York Independent System Operator","NYIS","NPCC","NYUP","NPCC Upstate NY","NYISO","36","001","Albany",42.5744,-73.8592,3,5,"NG","GAS",null,{"v":0.03437,"d":"0.0344"},{"v":446,"d":"446.0"},{"v":1,"d":"1.0000"},null,"Yes",{"v":169713.6,"d":"169,714"},{"v":2.7,"d":"3"},{"v":0.78263,"d":"0.7826"},null,{"v":978457.521,"d":"978,458"},{"v":783955.524,"d":"783,956"},{"v":978457.521,"d":"978,458"},{"v":783955.524,"d":"783,956"},{"v":134276,"d":"134,276"},{"v":109502,"d":"109,502"},{"v":19.175,"d":"19"},{"v":15.301,"d":"15"},{"v":0.313,"d":"0"},{"v":58142.675,"d":"58,143"},{"v":2229.524,"d":"2,230"},{"v":222.952,"d":"223"},{"v":58203.764,"d":"58,204"},null,0.286,0.279,0.005,866.017,0.017,{"v":2E-3,"d":"0.002"},866.927,null,0.039,0.039,{"v":1E-3,"d":"0.001"},118.846,{"v":2E-3,"d":"0.002"},{"v":0,"d":"0.000"},{"v":118.97,"d":"118.970"},null,0.286,0.279,0.005,866.017,0.017,{"v":2E-3,"d":"0.002"},866.927,null,{"v":24.501,"d":"25"},{"v":19.551,"d":"20"},{"v":0.4,"d":"0"},{"v":74291.399,"d":"74,291"},{"v":2848.758,"d":"2,849"},{"v":284.876,"d":"285"},null,{"v":1250217.312,"d":"1,250,217"},{"v":1001693.734,"d":"1,001,694"},{"v":1250217.312,"d":"1,250,217"},{"v":1001693.734,"d":"1,001,694"},"EPA/CAMD","EPA/CAMD","EPA/CAMD","EPA/CAMD","EIA","EIA","--","EPA/CAMD","EPA/CAMD",{"$nulls":6},{"v":271759.792,"d":"271,760"},{"v":217738.211,"d":"217,738"},{"v":5.326,"d":"5"},{"v":4.25,"d":"4"},{"v":0.087,"d":"0"},{"v":16148.725,"d":"16,149"},{"v":619.235,"d":"619"},{"v":61.923,"d":"62"},{"v":7286.91293,"d":"7,286.913"},0,0,{"v":134276,"d":"134,276"},0,0,0,0,0,0,0,0,{"v":134276,"d":"134,276"},0,0,{"v":134276,"d":"134,276"},0,{"v":0,"d":"0.0%"},{"v":0,"d":"0.0%"},{"v":1,"d":"100.0%"},{"v":0,"d":"0.0%"},{"v":0,"d":"0.0%"},{"v":0,"d":"0.0%"},{"v":0,"d":"0.0%"},{"v":0,"d":"0.0%"},{"v":0,"d":"0.0%"},{"v":0,"d":"0.0%"},{"v":0,"d":"0.0%"},{"v":1,"d":"100.0%"},{"v":0,"d":"0.0%"},{"v":0,"d":"0.0%"},{"v":1,"d":"100.0%"},{"v":0,"d":"0.0%"}]
[9340,2020,"NY","South Hampton",2519,"Long Island Power Authority",11171,"National Grid Generation LLC",56505,"Electric Utility","New York Independent System Operator","NYIS","NPCC","NYLI","NPCC Long Island","NYISO","36","103","Suffolk",40.899997,-72.381977,1,1,"DFO","OIL",null,{"v":0.01233,"d":"0.0123"},11.5,{"v":1,"d":"1.0000"},{"$nulls":6},{"v":30836,"d":"30,836"},{"v":11048,"d":"11,048"},{"v":30836,"d":"30,836"},{"v":11048,"d":"11,048"},{"v":1242,"d":"1,242"},445,{"v":13.901,"d":"14"},{"v":4.981,"d":"5"},{"v":7.786,"d":"8"},{"v":2518.156,"d":"2,518"},{"v":203.945,"d":"204"},{"v":40.789,"d":"41"},{"v":2526.783,"d":"2,527"},null,22.385,22.387,12.538,{"v":4055.002,"d":"4,055.002"},0.164,0.033,{"v":4068.894,"d":"4,068.894"},null,0.902,0.902,0.505,163.326,0.007,{"v":1E-3,"d":"0.001"},163.885,null,22.385,22.387,12.538,{"v":4055.002,"d":"4,055.002"},0.164,0.033,{"v":4068.894,"d":"4,068.894"},null,{"v":13.901,"d":"14"},{"v":4.981,"d":"5"},{"v":7.786,"d":"8"},{"v":2518.156,"d":"2,518"},{"v":203.945,"d":"204"},{"v":40.789,"d":"41"},null,{"v":30836,"d":"30,836"},{"v":11048,"d":"11,048"},{"v":30836,"d":"30,836"},{"v":11048,"d":"11,048"},"EIA","EIA","EIA","EIA","EIA","EIA","--","EIA","EIA",{"$nulls":14},{"v":24827.697262,"d":"24,827.697"},0,{"v":1242,"d":"1,242"},0,0,0,0,0,0,0,0,0,{"v":1242,"d":"1,242"},0,0,{"v":1242,"d":"1,242"},0,{"v":0,"d":"0.0%"},{"v":1,"d":"100.0%"},{"v":0,"d":"0.0%"},{"v":0,"d":"0.0%"},{"v":0,"d":"0.0%"},{"v":0,"d":"0.0%"},{"v":0,"d":"0.0%"},{"v":0,"d":"0.0%"},{"v":0,"d":"0.0%"},{"v":0,"d":"0.0%"},{"v":0,"d":"0.0%"},{"v":1,"d":"100.0%"},{"v":0,"d":"0.0%"},{"v":0,"d":"0.0%"},{"v":1,"d":"100.0%"},{"v":0,"d":"0.0%"}]
[9373,2020,"NY","SunEast Dog Corners Solar Project",62823,"New York State Elec & Gas Corp",13511,"SunEast Dog Corners Solar LLC",62699,"IPP Non-CHP","New York Independent System Operator","NYIS","NPCC","NYUP","NPCC Upstate NY","NYISO","36","011","Cayuga",42.744301,-76.665314,1,1,"SUN","SOLAR",null,null,{"v":20,"d":"20.0"},{"$nulls":62},"--"]
[9406,2020,"NY","Ticonderoga Mill",54099,"Niagara Mohawk Power Corp.",13573,"IPC-Ticonderoga",9350,"Industrial CHP","New York Independent System Operator","NYIS","NPCC","NYUP","NPCC Upstate NY","NYISO","36","031","Essex",43.891437,-73.396998,1,1,"RFO","OIL",null,{"v":0.44566,"d":"0.4457"},42.1,{"v":0.590574012010253,"d":"0.5906"},"Yes","Yes",{"v":2538332,"d":"2,538,332"},{"v":0.221,"d":"0"},{"v":0.227593,"d":"0.2276"},null,{"v":705323.121,"d":"705,323"},{"v":209650.776,"d":"209,651"},{"v":705323.121,"d":"705,323"},{"v":209650.776,"d":"209,651"},{"v":164356,"d":"164,356"},{"v":48005.321,"d":"48,005"},{"v":61.51,"d":"62"},{"v":17.396,"d":"17"},{"v":15.477,"d":"15"},{"v":15275.852,"d":"15,276"},{"v":6894.573,"d":"6,895"},{"v":2154.869,"d":"2,155"},{"v":15683.109,"d":"15,683"},null,0.748,0.725,0.188,185.887,0.042,0.013,190.843,null,0.174,0.166,0.044,43.316,{"v":0.01,"d":"0.010"},0.003,44.471,null,0.748,0.725,0.188,185.887,0.042,0.013,190.843,null,{"v":270.262,"d":"270"},{"v":76.435,"d":"76"},{"v":68.003,"d":"68"},{"v":252844.5,"d":"252,845"},{"v":30293.46,"d":"30,293"},{"v":9468.091,"d":"9,468"},null,{"v":3099057.5,"d":"3,099,058"},{"v":921166.188,"d":"921,166"},{"v":3099057.5,"d":"3,099,058"},{"v":921166.188,"d":"921,166"},"EPA/CAMD","EPA/CAMD","EIA","EIA","EIA","EIA","--","EPA/CAMD","EPA/CAMD",{"$nulls":3},{"v":185725.273,"d":"185,725"},null,null,{"v":2393734.379,"d":"2,393,734"},{"v":711515.411,"d":"711,515"},{"v":208.752,"d":"209"},{"v":59.039,"d":"59"},{"v":52.526,"d":"53"},{"v":51843.376,"d":"51,843"},{"v":23398.887,"d":"23,399"},{"v":7313.222,"d":"7,313"},{"v":4291.435234,"d":"4,291.435"},0,{"v":6221.939,"d":"6,222"},{"v":90416.651,"d":"90,417"},0,0,{"v":67717.408,"d":"67,717"},0,0,0,0,0,{"v":96638.59,"d":"96,639"},{"v":67717.408,"d":"67,717"},{"v":67717.408,"d":"67,717"},{"v":164355.998,"d":"164,356"},0,{"v":0,"d":"0.0%"},{"v":0.0378564766465049,"d":"3.8%"},{"v":0.550126871548673,"d":"55.0%"},{"v":0,"d":"0.0%"},{"v":0,"d":"0.0%"},{"v":0.412016651804822,"d":"41.2%"},{"v":0,"d":"0.0%"},{"v":0,"d":"0.0%"},{"v":0,"d":"0.0%"},{"v":0,"d":"0.0%"},{"v":0,"d":"0.0%"},{"v":0.587983348195178,"d":"58.8%"},{"v":0.412016651804822,"d":"41.2%"},{"v":0.412016651804822,"d":"41.2%"},{"v":1,"d":"100.0%"},{"v":0,"d":"0.0%"}]
[9431,2020,"NY","Vassar Brothers Medical Center",63550,"Consolidated Edison Co-NY Inc",4226,"Vassar Brothers Medical Center",63274,"Commercial Non-CHP","New York Independent System Operator","NYIS","NPCC","NYCW","NPCC NYC/Westchester","NYISO","36","027","Dutchess",41.693606,-73.934817,10,10,"DFO","OIL",null,null,{"v":4,"d":"4.0"},{"$nulls":62},"--"]
[9440,2020,"NY","Vulcraft Solar",60365,"New York State Elec & Gas Corp",13511,"Soltage VUL 1600 Chemung, LLC",60800,"IPP Non-CHP","New York Independent System Operator","NYIS","NPCC","NYUP","NPCC Upstate NY","NYISO","36","015","Chemung",42.005874,-76.61935,1,1,"SUN","SOLAR",null,{"v":0.14976,"d":"0.1498"},1.6,{"$nulls":9},{"v":18415,"d":"18,415"},{"v":9869,"d":"9,869"},{"v":2099,"d":"2,099"},{"v":1125,"d":"1,125"},{"$nulls":41},{"v":18415,"d":"18,415"},{"v":9869,"d":"9,869"},{"$nulls":6},"--","EIA","EIA",{"$nulls":15},0,0,0,0,0,0,0,{"v":2099,"d":"2,099"},0,0,0,0,{"v":2099,"d":"2,099"},{"v":2099,"d":"2,099"},0,{"v":2099,"d":"2,099"},{"v":0,"d":"0.0%"},{"v":0,"d":"0.0%"},{"v":0,"d":"0.0%"},{"v":0,"d":"0.0%"},{"v":0,"d":"0.0%"},{"v":0,"d":"0.0%"},{"v":0,"d":"0.0%"},{"v":1,"d":"100.0%"},{"v":0,"d":"0.0%"},{"v":0,"d":"0.0%"},{"v":0,"d":"0.0%"},{"v":0,"d":"0.0%"},{"v":1,"d":"100.0%"},{"v":1,"d":"100.0%"},{"v":0,"d":"0.0%"},{"v":1,"d":"100.0%"}]
[9465,2020,"NY","Westtown CSG",62764,"Orange & Rockland Utils Inc",14154,"Altus Power America Management, LLC",60281,"IPP Non-CHP","ISO New England Inc.","ISNE","NPCC","NEWE","NPCC New England","ISONE","36","071","Orange",41.345,-74.561,1,1,"SUN","SOLAR",null,{"v":0.16912,"d":"0.1691"},{"v":2,"d":"2.0"},{"$nulls":9},{"v":25996,"d":"25,996"},{"v":13932,"d":"13,932"},{"v":2963,"d":"2,963"},{"v":1588,"d":"1,588"},{"$nulls":41},{"v":25996,"d":"25,996"},{"v":13932,"d":"13,932"},{"$nulls":6},"--","EIA","EIA",{"$nulls":15},0,0,0,0,0,0,0,{"v":2963,"d":"2,963"},0,0,0,0,{"v":2963,"d":"2,963"},{"v":2963,"d":"2,963"},0,{"v":2963,"d":"2,963"},{"v":0,"d":"0.0%"},{"v":0,"d":"0.0%"},{"v":0,"d":"0.0%"},{"v":0,"d":"0.0%"},{"v":0,"d":"0.0%"},{"v":0,"d":"0.0%"},{"v":0,"d":"0.0%"},{"v":1,"d":"100.0%"},{"v":0,"d":"0.0%"},{"v":0,"d":"0.0%"},{"v":0,"d":"0.0%"},{"v":0,"d":"0.0%"},{"v":1,"d":"100.0%"},{"v":1,"d":"100.0%"},{"v":0,"d":"0.0%"},{"v":1,"d":"100.0%"}]
[9498,2020,"OH","Arcanum Peaking",7781,"City of Arcanum - (OH)",768,"American Mun Power-Ohio, Inc",40577,"Electric Utility","PJM Interconnection, LLC","PJM","RFC","RFCW","RFC West","PJM","39","037","Darke",39.9867,-84.5513,1,1,"DFO","OIL",null,{"v":0.00634,"d":"0.0063"},1.8,{"v":1,"d":"1.0000"},{"$nulls":6},993,447,993,447,100,45,{"v":1.594,"d":"2"},{"v":0.718,"d":"1"},{"v":0.144,"d":"0"},{"v":81.091,"d":"81"},{"v":6.568,"d":"7"},{"v":1.314,"d":"1"},{"v":81.369,"d":"81"},null,{"v":31.88,"d":"31.880"},31.911,{"v":2.88,"d":"2.880"},{"v":1621.82,"d":"1,621.820"},0.066,0.013,{"v":1627.376,"d":"1,627.376"},null,{"v":3.21,"d":"3.210"},3.213,{"v":0.29,"d":"0.290"},163.325,0.007,{"v":1E-3,"d":"0.001"},163.885,null,{"v":31.88,"d":"31.880"},31.911,{"v":2.88,"d":"2.880"},{"v":1621.82,"d":"1,621.820"},0.066,0.013,{"v":1627.376,"d":"1,627.376"},null,{"v":1.594,"d":"2"},{"v":0.718,"d":"1"},{"v":0.144,"d":"0"},{"v":81.091,"d":"81"},{"v":6.568,"d":"7"},{"v":1.314,"d":"1"},null,993,447,993,447,"EIA","EIA","EIA","EIA","EIA","EIA","--","EIA","EIA",{"$nulls":14},{"v":9930,"d":"9,930.000"},0,100,0,0,0,0,0,0,0,0,0,100,0,0,100,0,{"v":0,"d":"0.0%"},{"v":1,"d":"100.0%"},{"v":0,"d":"0.0%"},{"v":0,"d":"0.0%"},{"v":0,"d":"0.0%"},{"v":0,"d":"0.0%"},{"v":0,"d":"0.0%"},{"v":0,"d":"0.0%"},{"v":0,"d":"0.0%"},{"v":0,"d":"0.0%"},{"v":0,"d":"0.0%"},{"v":1,"d":"100.0%"},{"v":0,"d":"0.0%"},{"v":0,"d":"0.0%"},{"v":1,"d":"100.0%"},{"v":0,"d":"0.0%"}]
[9531,2020,"OH","Clinton Battery",60297,"Duke Energy Ohio Inc",3542,"Clinton Battery Utility, LLC",60094,"IPP Non-CHP","PJM Interconnection, LLC","PJM","RFC","RFCW","RFC West","PJM","39","027","Clinton",39.295883,-83.960782,1,1,"MWH","OTHF",null,{"v":0,"d":"0.0000"},{"v":10,"d":"10.0"},{"$nulls":7},0,0,0,0,{"v":-1507,"d":"(1,507)"},{"v":-635,"d":"(635)"},{"$nulls":8},{"v":0,"d":"0.000"},{"v":0,"d":"0.000"},{"v":0,"d":"0.000"},{"v":0,"d":"0.000"},{"v":0,"d":"0.000"},{"v":0,"d":"0.000"},{"v":0,"d":"0.000"},{"$nulls":9},{"v":0,"d":"0.000"},null,{"v":0,"d":"0.000"},{"v":0,"d":"0.000"},{"v":0,"d":"0.000"},{"v":0,"d":"0.000"},{"v":0,"d":"0.000"},{"$nulls":8},0,0,0,0,{"$nulls":6},"--","EIA","EIA",{"$nulls":15},0,0,0,0,0,0,0,0,0,0,{"v":-1507,"d":"(1,507)"},{"v":-1507,"d":"(1,507)"},0,0,{"v":-1507,"d":"(1,507)"},0]
[9532,2020,"OH","Clyde Peaking Engine",64157,"Clyde Light & Power",3824,"AEP Onsite Partners, LLC",60571,"IPP Non-CHP","PJM Interconnection, LLC","PJM","RFC","RFCW","RFC West","PJM","39","143","Sandusky",41.293294,-82.965261,1,1,"NG","GAS",null,{"v":0.00186,"d":"0.0019"},9.4,{"v":1,"d":"1.0000"},{"$nulls":6},{"v":2122,"d":"2,122"},0,{"v":2122,"d":"2,122"},0,153,0,{"v":2.833,"d":"3"},0,{"v":0.003,"d":"0"},{"v":124.019,"d":"124"},{"v":4.678,"d":"5"},{"v":0.468,"d":"0"},{"v":124.147,"d":"124"},null,37.033,null,0.044,{"v":1621.163,"d":"1,621.163"},0.031,0.003,{"v":1622.839,"d":"1,622.839"},null,{"v":2.67,"d":"2.670"},null,0.003,116.889,{"v":2E-3,"d":"0.002"},{"v":0,"d":"0.000"},{"v":117.01,"d":"117.010"},null,37.033,null,0.044,{"v":1621.163,"d":"1,621.163"},0.031,0.003,{"v":1622.839,"d":"1,622.839"},null,{"v":2.833,"d":"3"},0,{"v":0.003,"d":"0"},{"v":124.019,"d":"124"},{"v":4.678,"d":"5"},{"v":0.468,"d":"0"},null,{"v":2122,"d":"2,122"},0,{"v":2122,"d":"2,122"},0,"EIA","EIA","EIA","EIA","EIA","EIA","--","EIA","EIA",{"$nulls":14},{"v":13869.281046,"d":"13,869.281"},0,0,153,0,0,0,0,0,0,0,0,153,0,0,153,0,{"v":0,"d":"0.0%"},{"v":0,"d":"0.0%"},{"v":1,"d":"100.0%"},{"v":0,"d":"0.0%"},{"v":0,"d":"0.0%"},{"v":0,"d":"0.0%"},{"v":0,"d":"0.0%"},{"v":0,"d":"0.0%"},{"v":0,"d":"0.0%"},{"v":0,"d":"0.0%"},{"v":0,"d":"0.0%"},{"v":1,"d":"100.0%"},{"v":0,"d":"0.0%"},{"v":0,"d":"0.0%"},{"v":1,"d":"100.0%"},{"v":0,"d":"0.0%"}]
[9565,2020,"OH","FirstEnergy Acme",2877,"American Transmission Systems Inc",56162,"FirstEnergy Generation Corp",6526,"IPP Non-CHP","PJM Interconnection, LLC","PJM","RFC","RFCW","RFC West","PJM","39","095","Lucas",41.654444,-83.515556,1,1,"BIT","COAL",null,null,{"v":72,"d":"72.0"},{"$nulls":62},"--"]
[9600,2020,"OH","LE Wind Turbine 1",57613,"Cleveland Electric Illum Co",3755,"Lincoln Electric Company",56952,"Industrial Non-CHP","PJM Interconnection, LLC","PJM","RFC","RFCW","RFC West","PJM","39","035","Cuyahoga",41.584444,-81.525555,1,1,"WND","WIND",null,{"v":0.17708,"d":"0.1771"},2.5,{"$nulls":9},{"v":34022,"d":"34,022"},{"v":10547,"d":"10,547"},{"v":3878,"d":"3,878"},{"v":1202,"d":"1,202"},{"$nulls":41},{"v":34022,"d":"34,022"},{"v":10547,"d":"10,547"},{"$nulls":6},"--","EIA","EIA",{"$nulls":15},0,0,0,0,0,0,{"v":3878,"d":"3,878"},0,0,0,0,0,{"v":3878,"d":"3,878"},{"v":3878,"d":"3,878"},0,{"v":3878,"d":"3,878"},{"v":0,"d":"0.0%"},{"v":0,"d":"0.0%"},{"v":0,"d":"0.0%"},{"v":0,"d":"0.0%"},{"v":0,"d":"0.0%"},{"v":0,"d":"0.0%"},{"v":1,"d":"100.0%"},{"v":0,"d":"0.0%"},{"v":0,"d":"0.0%"},{"v":0,"d":"0.0%"},{"v":0,"d":"0.0%"},{"v":0,"d":"0.0%"},{"v":1,"d":"100.0%"},{"v":1,"d":"100.0%"},{"v":0,"d":"0.0%"},{"v":1,"d":"100.0%"}]
[9624,2020,"OH","Niles",2861,"Ohio Edison Co",13998,"Niles Power, LLC",63030,"IPP Non-CHP","PJM Interconnection, LLC","PJM","RFC","RFCW","RFC West","PJM","39","155","Trumbull",41.166928,-80.74769,1,3,"DFO","OIL",null,{"v":0,"d":"0.0000"},292.6,{"$nulls":7},{"v":5438.8,"d":"5,439"},{"v":4884.8,"d":"4,885"},{"v":5438.8,"d":"5,439"},{"v":4884.8,"d":"4,885"},{"v":-56,"d":"(56)"},{"v":-25,"d":"(25)"},{"v":3.263,"d":"3"},{"v":2.931,"d":"3"},{"v":1.4,"d":"1"},{"v":444.148,"d":"444"},{"v":38.46,"d":"38"},{"v":7.692,"d":"8"},{"v":445.775,"d":"446"},null,{"v":0,"d":"0.000"},{"v":0,"d":"0.000"},{"v":0,"d":"0.000"},{"v":0,"d":"0.000"},{"v":0,"d":"0.000"},{"v":0,"d":"0.000"},{"v":0,"d":"0.000"},null,{"v":1.2,"d":"1.200"},{"v":1.2,"d":"1.200"},0.515,163.326,0.007,{"v":1E-3,"d":"0.001"},163.924,null,{"v":0,"d":"0.000"},{"v":0,"d":"0.000"},{"v":0,"d":"0.000"},{"v":0,"d":"0.000"},{"v":0,"d":"0.000"},{"v":0,"d":"0.000"},{"v":0,"d":"0.000"},null,{"v":3.263,"d":"3"},{"v":2.931,"d":"3"},{"v":1.4,"d":"1"},{"v":444.148,"d":"444"},{"v":38.46,"d":"38"},{"v":7.692,"d":"8"},null,{"v":5438.8,"d":"5,439"},{"v":4884.8,"d":"4,885"},{"v":5438.8,"d":"5,439"},{"v":4884.8,"d":"4,885"},"EPA/CAMD","EPA/CAMD","EPA/CAMD","EIA","EIA","EIA","--","EPA/CAMD","EPA/CAMD",{"$nulls":14},{"v":-97121.425084,"d":"(97,121.425)"},0,{"v":-56,"d":"(56)"},0,0,0,0,0,0,0,0,0,{"v":-56,"d":"(56)"},0,0,{"v":-56,"d":"(56)"},0]
[9633,2020,"OH","Oregon Clean Energy Center",59764,"American Transmission Systems Inc",56162,"Oregon Clean Energy Center",59534,"IPP Non-CHP","PJM Interconnection, LLC","PJM","RFC","RFCW","RFC West","PJM","39","095","Lucas",41.667928,-83.443664,2,4,"NG","GAS",null,0.6091,{"v":1061.5,"d":"1,061.5"},{"v":0.318169450914855,"d":"0.3182"},{"$nulls":6},{"v":38070986,"d":"38,070,986"},{"v":13615651.5,"d":"13,615,652"},{"v":38070986,"d":"38,070,986"},{"v":13615651.5,"d":"13,615,652"},{"v":5663847,"d":"5,663,847"},{"v":2025088,"d":"2,025,088"},{"v":102.198,"d":"102"},{"v":36.767,"d":"37"},{"v":11.4,"d":"11"},{"v":2262502.375,"d":"2,262,502"},{"v":84694.882,"d":"84,695"},{"v":8469.488,"d":"8,469"},{"v":2264823.015,"d":"2,264,823"},null,0.036,0.036,0.004,798.928,0.015,{"v":1E-3,"d":"0.001"},799.747,null,0.005,0.005,{"v":1E-3,"d":"0.001"},118.857,{"v":2E-3,"d":"0.002"},{"v":0,"d":"0.000"},118.979,null,0.036,0.036,0.004,798.928,0.015,{"v":1E-3,"d":"0.001"},799.747,null,{"v":102.198,"d":"102"},{"v":36.767,"d":"37"},{"v":11.4,"d":"11"},{"v":2262502.375,"d":"2,262,502"},{"v":84694.882,"d":"84,695"},{"v":8469.488,"d":"8,469"},null,{"v":38070986,"d":"38,070,986"},{"v":13615651.5,"d":"13,615,652"},{"v":38070986,"d":"38,070,986"},{"v":13615651.5,"d":"13,615,652"},"EPA/CAMD","EPA/CAMD","EPA/CAMD","EPA/CAMD","EIA","EIA","--","EPA/CAMD","EPA/CAMD",{"$nulls":14},{"v":6721.75396,"d":"6,721.754"},0,0,{"v":5663847,"d":"5,663,847"},0,0,0,0,0,0,0,0,{"v":5663847,"d":"5,663,847"},0,0,{"v":5663847,"d":"5,663,847"},0,{"v":0,"d":"0.0%"},{"v":0,"d":"0.0%"},{"v":1,"d":"100.0%"},{"v":0,"d":"0.0%"},{"v":0,"d":"0.0%"},{"v":0,"d":"0.0%"},{"v":0,"d":"0.0%"},{"v":0,"d":"0.0%"},{"v":0,"d":"0.0%"},{"v":0,"d":"0.0%"},{"v":0,"d":"0.0%"},{"v":1,"d":"100.0%"},{"v":0,"d":"0.0%"},{"v":0,"d":"0.0%"},{"v":1,"d":"100.0%"},{"v":0,"d":"0.0%"}]
[9658,2020,"OH","Renewable Energy Services of Ohio",57249,"Ohio Edison Co",13998,"Bio-Gas Technologies LTD",55920,"IPP Non-CHP","PJM Interconnection, LLC","PJM","RFC","RFCW","RFC West","PJM","39","043","Erie",41.3362,-82.602,2,2,"LFG","BIOMASS",null,{"v":0.82858,"d":"0.8286"},2.4,{"v":0,"d":"0.0000"},"Yes",{"$nulls":5},{"v":177431.004,"d":"177,431"},{"v":70987.002,"d":"70,987"},{"v":177431.004,"d":"177,431"},{"v":70987.002,"d":"70,987"},{"v":17420,"d":"17,420"},{"v":6969,"d":"6,969"},0,0,{"v":2.972,"d":"3"},{"v":1E-3,"d":"0"},0,0,{"v":1E-3,"d":"0"},null,{"v":0,"d":"0.000"},{"v":0,"d":"0.000"},0.341,{"v":0,"d":"0.000"},{"v":0,"d":"0.000"},{"v":0,"d":"0.000"},{"v":0,"d":"0.000"},null,{"v":0,"d":"0.000"},{"v":0,"d":"0.000"},0.034,{"v":0,"d":"0.000"},{"v":0,"d":"0.000"},{"v":0,"d":"0.000"},{"v":0,"d":"0.000"},null,{"v":0,"d":"0.000"},{"v":0,"d":"0.000"},0.341,{"v":0,"d":"0.000"},{"v":0,"d":"0.000"},{"v":0,"d":"0.000"},{"v":0,"d":"0.000"},null,{"v":127.871,"d":"128"},{"v":51.159,"d":"51"},{"v":3.992,"d":"4"},{"v":11266.832,"d":"11,267"},{"v":412.705,"d":"413"},{"v":41.27,"d":"41"},null,{"v":177431.004,"d":"177,431"},{"v":70987.002,"d":"70,987"},{"v":177431.004,"d":"177,431"},{"v":70987.002,"d":"70,987"},"EIA","EIA","EIA","EIA","EIA","EIA","--","EIA","EIA",{"v":127.871,"d":"128"},{"v":51.159,"d":"51"},{"v":1.02,"d":"1"},{"v":11266.831,"d":"11,267"},{"v":412.705,"d":"413"},{"v":41.27,"d":"41"},{"$nulls":8},{"v":10185.476688,"d":"10,185.477"},0,0,0,0,0,{"v":17420,"d":"17,420"},0,0,0,0,0,0,{"v":17420,"d":"17,420"},{"v":17420,"d":"17,420"},{"v":17420,"d":"17,420"},0,{"v":0,"d":"0.0%"},{"v":0,"d":"0.0%"},{"v":0,"d":"0.0%"},{"v":0,"d":"0.0%"},{"v":0,"d":"0.0%"},{"v":1,"d":"100.0%"},{"v":0,"d":"0.0%"},{"v":0,"d":"0.0%"},{"v":0,"d":"0.0%"},{"v":0,"d":"0.0%"},{"v":0,"d":"0.0%"},{"v":0,"d":"0.0%"},{"v":1,"d":"100.0%"},{"v":1,"d":"100.0%"},{"v":1,"d":"100.0%"},{"v":0,"d":"0.0%"}]
[9691,2020,"OH","Washington Power Company LLC",55397,"Ohio Power Co",14006,"Dynegy Washington Energy Facility",59922,"IPP Non-CHP","PJM Interconnection, LLC","PJM","RFC","RFCW","RFC West","PJM","39","167","Washington",39.58,-81.6564,2,3,"NG","GAS",null,{"v":0.78934,"d":"0.7893"},714.9,{"v":0.0177665852724345,"d":"0.0178"},{"$nulls":6},{"v":36337256,"d":"36,337,256"},{"v":15993101,"d":"15,993,101"},{"v":36337256,"d":"36,337,256"},{"v":15993101,"d":"15,993,101"},{"v":4943261,"d":"4,943,261"},{"v":2219334,"d":"2,219,334"},{"v":182.279,"d":"182"},{"v":79.55,"d":"80"},{"v":10.9,"d":"11"},{"v":2159467,"d":"2,159,467"},{"v":78744.248,"d":"78,744"},{"v":7874.425,"d":"7,874"},{"v":2161624.592,"d":"2,161,625"},null,0.074,0.072,0.004,873.701,0.016,{"v":2E-3,"d":"0.002"},874.574,null,{"v":0.01,"d":"0.010"},{"v":0.01,"d":"0.010"},{"v":1E-3,"d":"0.001"},118.857,{"v":2E-3,"d":"0.002"},{"v":0,"d":"0.000"},118.976,null,0.074,0.072,0.004,873.701,0.016,{"v":2E-3,"d":"0.002"},874.574,null,{"v":182.279,"d":"182"},{"v":79.55,"d":"80"},{"v":10.9,"d":"11"},{"v":2159467,"d":"2,159,467"},{"v":78744.248,"d":"78,744"},{"v":7874.425,"d":"7,874"},null,{"v":36337256,"d":"36,337,256"},{"v":15993101,"d":"15,993,101"},{"v":36337256,"d":"36,337,256"},{"v":15993101,"d":"15,993,101"},"EPA/CAMD","EPA/CAMD","EPA/CAMD","EPA/CAMD","EIA","EIA","--","EPA/CAMD","EPA/CAMD",{"$nulls":14},{"v":7350.867373,"d":"7,350.867"},0,0,{"v":4943261,"d":"4,943,261"},0,0,0,0,0,0,0,0,{"v":4943261,"d":"4,943,261"},0,0,{"v":4943261,"d":"4,943,261"},0,{"v":0,"d":"0.0%"},{"v":0,"d":"0.0%"},{"v":1,"d":"100.0%"},{"v":0,"d":"0.0%"},{"v":0,"d":"0.0%"},{"v":0,"d":"0.0%"},{"v":0,"d":"0.0%"},{"v":0,"d":"0.0%"},{"v":0,"d":"0.0%"},{"v":0,"d":"0.0%"},{"v":0,"d":"0.0%"},{"v":1,"d":"100.0%"},{"v":0,"d":"0.0%"},{"v":0,"d":"0.0%"},{"v":1,"d":"100.0%"},{"v":0,"d":"0.0%"}]
[9724,2020,"OK","Caddo Wind",64047,"Public Service Co of Oklahoma",15474,"Allete Clean Energy",59496,"IPP Non-CHP","Southwest Power Pool","SWPP","MRO","SPSO","SPP South",null,"40","015","Caddo",34.985072,-98.383823,1,1,"WND","WIND",null,null,303.6,{"$nulls":62},"--"]
[9725,2020,"OK","Cana Gas Processing Plant",57597,"CKenergy Electric Cooperative",60482,"EnLink Midstream Services, LLC",59366,"Industrial Non-CHP","Southwestern Power Administration","SPA","MRO","SPSO","SPP South","SPP","40","017","Canadian",35.5331,-98.1011,3,3,"DFO","OIL",null,{"v":0.01651,"d":"0.0165"},7.5,{"v":1,"d":"1.0000"},{"$nulls":6},{"v":10433.001,"d":"10,433"},{"v":4790.001,"d":"4,790"},{"v":10433.001,"d":"10,433"},{"v":4790.001,"d":"4,790"},{"v":1085.001,"d":"1,085"},498,{"v":16.71,"d":"17"},{"v":7.671,"d":"8"},{"v":1.513,"d":"2"},{"v":851.988,"d":"852"},{"v":69.003,"d":"69"},{"v":13.801,"d":"14"},{"v":854.907,"d":"855"},null,30.802,30.807,2.789,{"v":1570.483,"d":"1,570.483"},0.064,0.013,{"v":1575.864,"d":"1,575.864"},null,3.203,3.203,{"v":0.29,"d":"0.290"},163.326,0.007,{"v":1E-3,"d":"0.001"},163.885,null,30.806,30.811,2.789,{"v":1570.687,"d":"1,570.687"},0.064,0.013,{"v":1576.068,"d":"1,576.068"},null,{"v":16.71,"d":"17"},{"v":7.671,"d":"8"},{"v":1.513,"d":"2"},{"v":851.988,"d":"852"},{"v":69.003,"d":"69"},{"v":13.801,"d":"14"},null,{"v":10433.001,"d":"10,433"},{"v":4790.001,"d":"4,790"},{"v":10433.001,"d":"10,433"},{"v":4790.001,"d":"4,790"},"EIA","EIA","EIA","EIA","EIA","EIA","--","EIA","EIA",{"$nulls":14},{"v":9616.909994,"d":"9,616.910"},0,{"v":1084.86,"d":"1,085"},0,0,0,0,0,0,0,0,0,{"v":1084.86,"d":"1,085"},0,0,{"v":1084.86,"d":"1,085"},0,{"v":0,"d":"0.0%"},{"v":1,"d":"100.0%"},{"v":0,"d":"0.0%"},{"v":0,"d":"0.0%"},{"v":0,"d":"0.0%"},{"v":0,"d":"0.0%"},{"v":0,"d":"0.0%"},{"v":0,"d":"0.0%"},{"v":0,"d":"0.0%"},{"v":0,"d":"0.0%"},{"v":0,"d":"0.0%"},{"v":1,"d":"100.0%"},{"v":0,"d":"0.0%"},{"v":0,"d":"0.0%"},{"v":1,"d":"100.0%"},{"v":0,"d":"0.0%"}]
[9758,2020,"OK","Green Country Energy, LLC",55146,"Public Service Co of Oklahoma",15474,"Green Country OP Services LLC",7597,"IPP Non-CHP","Southwest Power Pool","SWPP","MRO","SPSO","SPP South",null,"40","143","Tulsa",35.9833,-95.9346,3,6,"NG","GAS",null,{"v":0.53552,"d":"0.5355"},903.9,{"v":0.44080509067506,"d":"0.4408"},{"$nulls":6},{"v":30928886,"d":"30,928,886"},{"v":14335342.5,"d":"14,335,343"},{"v":30928886,"d":"30,928,886"},{"v":14335342.5,"d":"14,335,343"},{"v":4240311,"d":"4,240,311"},{"v":1971764,"d":"1,971,764"},{"v":388.838,"d":"389"},{"v":181.888,"d":"182"},{"v":9.2,"d":"9"},{"v":1838053.188,"d":"1,838,053"},{"v":67652.172,"d":"67,652"},{"v":6765.217,"d":"6,765"},{"v":1839906.857,"d":"1,839,907"},null,0.183,0.184,0.004,866.943,0.016,{"v":2E-3,"d":"0.002"},867.817,null,0.025,0.025,{"v":1E-3,"d":"0.001"},118.857,{"v":2E-3,"d":"0.002"},{"v":0,"d":"0.000"},118.977,null,0.183,0.184,0.004,866.943,0.016,{"v":2E-3,"d":"0.002"},867.817,null,{"v":388.838,"d":"389"},{"v":181.888,"d":"182"},{"v":9.2,"d":"9"},{"v":1838053.188,"d":"1,838,053"},{"v":67652.172,"d":"67,652"},{"v":6765.217,"d":"6,765"},null,{"v":30928886,"d":"30,928,886"},{"v":14335342.5,"d":"14,335,343"},{"v":30928886,"d":"30,928,886"},{"v":14335342.5,"d":"14,335,343"},"EPA/CAMD","EPA/CAMD","EPA/CAMD","EPA/CAMD","EIA","EIA","--","EPA/CAMD","EPA/CAMD",{"$nulls":14},{"v":7294.013576,"d":"7,294.014"},0,0,{"v":4240311,"d":"4,240,311"},0,0,0,0,0,0,0,0,{"v":4240311,"d":"4,240,311"},0,0,{"v":4240311,"d":"4,240,311"},0,{"v":0,"d":"0.0%"},{"v":0,"d":"0.0%"},{"v":1,"d":"100.0%"},{"v":0,"d":"0.0%"},{"v":0,"d":"0.0%"},{"v":0,"d":"0.0%"},{"v":0,"d":"0.0%"},{"v":0,"d":"0.0%"},{"v":0,"d":"0.0%"},{"v":0,"d":"0.0%"},{"v":0,"d":"0.0%"},{"v":1,"d":"100.0%"},{"v":0,"d":"0.0%"},{"v":0,"d":"0.0%"},{"v":1,"d":"100.0%"},{"v":0,"d":"0.0%"}]
[9783,2020,"OK","Minco Wind III, LLC",58203,"Oklahoma Gas & Electric Co",14063,"FPLE Wind, LLC",56925,"IPP Non-CHP","Southwest Power Pool","SWPP","MRO","SPSO","SPP South",null,"40","015","Caddo",35.372359,-98.182731,1,1,"WND","WIND",null,{"v":0.44539,"d":"0.4454"},100.8,{"$nulls":9},{"v":3450263,"d":"3,450,263"},{"v":1293665,"d":"1,293,665"},{"v":393282,"d":"393,282"},{"v":147460,"d":"147,460"},{"$nulls":41},{"v":3450263,"d":"3,450,263"},{"v":1293665,"d":"1,293,665"},{"$nulls":6},"--","EIA","EIA",{"$nulls":15},0,0,0,0,0,0,{"v":393282,"d":"393,282"},0,0,0,0,0,{"v":393282,"d":"393,282"},{"v":393282,"d":"393,282"},0,{"v":393282,"d":"393,282"},{"v":0,"d":"0.0%"},{"v":0,"d":"0.0%"},{"v":0,"d":"0.0%"},{"v":0,"d":"0.0%"},{"v":0,"d":"0.0%"},{"v":0,"d":"0.0%"},{"v":1,"d":"100.0%"},{"v":0,"d":"0.0%"},{"v":0,"d":"0.0%"},{"v":0,"d":"0.0%"},{"v":0,"d":"0.0%"},{"v":0,"d":"0.0%"},{"v":1,"d":"100.0%"},{"v":1,"d":"100.0%"},{"v":0,"d":"0.0%"},{"v":1,"d":"100.0%"}]
[9816,2020,"OK","Salina",2982,"Grand River Dam Authority",7490,"Grand River Dam Authority",7490,"Electric Utility","Southwest Power Pool","SWPP","MRO","SPSO","SPP South",null,"40","097","Mayes",36.264685,-95.103558,6,6,"WAT","HYDRO",null,{"v":0,"d":"0.0000"},259.2,{"$nulls":6},"Yes",null,null,0,0,{"v":-117820.002,"d":"(117,820)"},{"v":-58939.002,"d":"(58,939)"},{"$nulls":8},{"v":0,"d":"0.000"},{"v":0,"d":"0.000"},{"v":0,"d":"0.000"},{"v":0,"d":"0.000"},{"v":0,"d":"0.000"},{"v":0,"d":"0.000"},{"v":0,"d":"0.000"},{"$nulls":26},0,0,{"$nulls":6},"--","EIA","EIA",{"$nulls":15},0,0,0,0,{"v":-117820,"d":"(117,820)"},0,0,0,0,0,0,0,{"v":-117820,"d":"(117,820)"},0,0,{"v":-117820,"d":"(117,820)"}]
[9825,2020,"OK","Stillwater Energy Center",59647,"Stillwater Utilities Authority",18125,"Stillwater Utilities Authority",18125,"Electric Utility","Southwest Power Pool","SWPP","MRO","SPSO","SPP South",null,"40","119","Payne",36.161944,-97.036944,3,3,"NG","GAS",null,{"v":0.06186,"d":"0.0619"},56.4,{"v":1,"d":"1.0000"},{"$nulls":6},{"v":289405.992,"d":"289,406"},{"v":144231,"d":"144,231"},{"v":289405.992,"d":"289,406"},{"v":144231,"d":"144,231"},{"v":30561.999,"d":"30,562"},{"v":15231,"d":"15,231"},{"v":392.685,"d":"393"},{"v":195.702,"d":"196"},{"v":0.463,"d":"0"},{"v":16914.195,"d":"16,914"},{"v":638.032,"d":"638"},{"v":63.803,"d":"64"},{"v":16931.677,"d":"16,932"},null,25.698,25.698,{"v":0.03,"d":"0.030"},{"v":1106.878,"d":"1,106.878"},0.021,{"v":2E-3,"d":"0.002"},{"v":1108.022,"d":"1,108.022"},null,2.714,2.714,0.003,116.889,{"v":2E-3,"d":"0.002"},{"v":0,"d":"0.000"},{"v":117.01,"d":"117.010"},null,25.698,25.698,{"v":0.03,"d":"0.030"},{"v":1106.877,"d":"1,106.877"},0.021,{"v":2E-3,"d":"0.002"},{"v":1108.022,"d":"1,108.022"},null,{"v":392.685,"d":"393"},{"v":195.702,"d":"196"},{"v":0.463,"d":"0"},{"v":16914.195,"d":"16,914"},{"v":638.032,"d":"638"},{"v":63.803,"d":"64"},null,{"v":289405.992,"d":"289,406"},{"v":144231,"d":"144,231"},{"v":289405.992,"d":"289,406"},{"v":144231,"d":"144,231"},"EIA","EIA","EIA","EIA","EIA","EIA","--","EIA","EIA",{"$nulls":14},{"v":9469.471638,"d":"9,469.472"},0,0,{"v":30562,"d":"30,562"},0,0,0,0,0,0,0,0,{"v":30562,"d":"30,562"},0,0,{"v":30562,"d":"30,562"},0,{"v":0,"d":"0.0%"},{"v":0,"d":"0.0%"},{"v":1,"d":"100.0%"},{"v":0,"d":"0.0%"},{"v":0,"d":"0.0%"},{"v":0,"d":"0.0%"},{"v":0,"d":"0.0%"},{"v":0,"d":"0.0%"},{"v":0,"d":"0.0%"},{"v":0,"d":"0.0%"},{"v":0,"d":"0.0%"},{"v":1,"d":"100.0%"},{"v":0,"d":"0.0%"},{"v":0,"d":"0.0%"},{"v":1,"d":"100.0%"},{"v":0,"d":"0.0%"}]
[9864,2020,"OR","Big Cliff",3074,"Bonneville Power Administration",1738,"USACE Northwestern Division",19400,"Electric Utility","Bonneville Power Administration","BPAT","WECC","NWPP","WECC Northwest",null,"41","047","Marion",44.7514,-122.2832,1,1,"WAT","HYDRO",null,{"v":0.36277,"d":"0.3628"},{"v":18,"d":"18.0"},{"$nulls":9},{"v":501824,"d":"501,824"},{"v":237128,"d":"237,128"},{"v":57201,"d":"57,201"},{"v":27029,"d":"27,029"},{"$nulls":41},{"v":501824,"d":"501,824"},{"v":237128,"d":"237,128"},{"$nulls":6},"--","EIA","EIA",{"$nulls":15},0,0,0,0,{"v":57201,"d":"57,201"},0,0,0,0,0,0,0,{"v":57201,"d":"57,201"},0,0,{"v":57201,"d":"57,201"},{"v":0,"d":"0.0%"},{"v":0,"d":"0.0%"},{"v":0,"d":"0.0%"},{"v":0,"d":"0.0%"},{"v":1,"d":"100.0%"},{"v":0,"d":"0.0%"},{"v":0,"d":"0.0%"},{"v":0,"d":"0.0%"},{"v":0,"d":"0.0%"},{"v":0,"d":"0.0%"},{"v":0,"d":"0.0%"},{"v":0,"d":"0.0%"},{"v":1,"d":"100.0%"},{"v":0,"d":"0.0%"},{"v":0,"d":"0.0%"},{"v":1,"d":"100.0%"}]
[9884,2020,"OR","Butler Solar, LLC",63694,"Portland General Electric Co",15248,"Butler Solar, LLC",63407,"IPP Non-CHP","Portland General Electric Company","PGE","WECC","NWPP","WECC Northwest",null,"41","071","Yamhill",45.101804,-123.410102,1,1,"SUN","SOLAR",null,null,{"v":4,"d":"4.0"},{"$nulls":62},"--"]
[9917,2020,"OR","Durbin Creek Windfarm (Burnt River)",59492,"Idaho Power Co",9191,"Durbin Creek",59862,"IPP Non-CHP","Idaho Power Company","IPCO","WECC","NWPP","WECC Northwest",null,"41","001","Baker",44.353056,-117.323056,1,1,"WND","WIND",null,0.2829,{"v":10,"d":"10.0"},{"$nulls":9},{"v":217414,"d":"217,414"},{"v":99251,"d":"99,251"},{"v":24782,"d":"24,782"},{"v":11313,"d":"11,313"},{"$nulls":41},{"v":217414,"d":"217,414"},{"v":99251,"d":"99,251"},{"$nulls":6},"--","EIA","EIA",{"$nulls":15},0,0,0,0,0,0,{"v":24782,"d":"24,782"},0,0,0,0,0,{"v":24782,"d":"24,782"},{"v":24782,"d":"24,782"},0,{"v":24782,"d":"24,782"},{"v":0,"d":"0.0%"},{"v":0,"d":"0.0%"},{"v":0,"d":"0.0%"},{"v":0,"d":"0.0%"},{"v":0,"d":"0.0%"},{"v":0,"d":"0.0%"},{"v":1,"d":"100.0%"},{"v":0,"d":"0.0%"},{"v":0,"d":"0.0%"},{"v":0,"d":"0.0%"},{"v":0,"d":"0.0%"},{"v":0,"d":"0.0%"},{"v":1,"d":"100.0%"},{"v":1,"d":"100.0%"},{"v":0,"d":"0.0%"},{"v":1,"d":"100.0%"}]
[9918,2020,"OR","Durham AWTF",60263,"Portland General Electric Co",15248,"Clean Water Services",60047,"Commercial CHP","Portland General Electric Company","PGE","WECC","NWPP","WECC Northwest",null,"41","067","Washington",45.400524,-122.765822,2,2,"OBG","BIOMASS",null,{"v":0.89797,"d":"0.8980"},1.6,{"v":0,"d":"0.0000"},"Yes","Yes",0,null,{"v":1,"d":"1.0000"},null,{"v":133746,"d":"133,746"},{"v":52890,"d":"52,890"},{"v":133746,"d":"133,746"},{"v":52890,"d":"52,890"},{"v":12586,"d":"12,586"},{"v":4976,"d":"4,976"},{"v":277.726,"d":"278"},{"v":110.04,"d":"110"},{"v":0.435,"d":"0"},0,{"v":311.093,"d":"311"},{"v":31.109,"d":"31"},{"v":8.523,"d":"9"},null,44.133,44.228,0.069,{"v":0,"d":"0.000"},0.025,{"v":2E-3,"d":"0.002"},1.354,null,4.153,4.161,0.006,{"v":0,"d":"0.000"},{"v":2E-3,"d":"0.002"},{"v":0,"d":"0.000"},0.127,null,44.133,44.228,0.069,{"v":0,"d":"0.000"},0.025,{"v":2E-3,"d":"0.002"},1.354,null,{"v":277.726,"d":"278"},{"v":110.04,"d":"110"},{"v":0.435,"d":"0"},{"v":8492.842,"d":"8,493"},{"v":311.093,"d":"311"},{"v":31.109,"d":"31"},null,{"v":133746,"d":"133,746"},{"v":52890,"d":"52,890"},{"v":133746,"d":"133,746"},{"v":52890,"d":"52,890"},"EIA","EIA","EIA","EIA","EIA","EIA","--","EIA","EIA",{"$nulls":3},{"v":8492.842,"d":"8,493"},null,null,0,0,0,0,0,0,0,0,{"v":10626.569204,"d":"10,626.569"},0,0,0,0,0,{"v":12586,"d":"12,586"},0,0,0,0,0,0,{"v":12586,"d":"12,586"},{"v":12586,"d":"12,586"},{"v":12586,"d":"12,586"},0,{"v":0,"d":"0.0%"},{"v":0,"d":"0.0%"},{"v":0,"d":"0.0%"},{"v":0,"d":"0.0%"},{"v":0,"d":"0.0%"},{"v":1,"d":"100.0%"},{"v":0,"d":"0.0%"},{"v":0,"d":"0.0%"},{"v":0,"d":"0.0%"},{"v":0,"d":"0.0%"},{"v":0,"d":"0.0%"},{"v":0,"d":"0.0%"},{"v":1,"d":"100.0%"},{"v":1,"d":"100.0%"},{"v":1,"d":"100.0%"},{"v":0,"d":"0.0%"}]
[9951,2020,"OR","Hermiston",54761,"Bonneville Power Administration",1738,"Hermiston Generating Co LP",8503,"IPP CHP","PacifiCorp - West","PACW","WECC","NWPP","WECC Northwest",null,"41","059","Umatilla",45.8042,-119.37,2,4,"NG","GAS",null,{"v":0.43073,"d":"0.4307"},621.2,{"v":0.615444673784034,"d":"0.6154"},null,"Yes",{"v":36288.8,"d":"36,289"},{"v":220.449,"d":"220"},{"v":0.996609,"d":"0.9966"},null,{"v":17393261.484,"d":"17,393,261"},{"v":6022876.261,"d":"6,022,876"},{"v":17393261.484,"d":"17,393,261"},{"v":6022876.261,"d":"6,022,876"},{"v":2343926,"d":"2,343,926"},{"v":808819,"d":"808,819"},{"v":126.392,"d":"126"},{"v":45.039,"d":"45"},{"v":5.182,"d":"5"},{"v":1033664.753,"d":"1,033,665"},{"v":38433.317,"d":"38,433"},{"v":3843.332,"d":"3,843"},{"v":1034717.826,"d":"1,034,718"},null,0.108,0.111,0.004,881.994,0.016,{"v":2E-3,"d":"0.002"},882.893,null,0.015,0.015,{"v":1E-3,"d":"0.001"},118.858,{"v":2E-3,"d":"0.002"},{"v":0,"d":"0.000"},118.979,null,0.108,0.111,0.004,881.994,0.016,{"v":2E-3,"d":"0.002"},882.893,null,{"v":126.822,"d":"127"},{"v":45.192,"d":"45"},{"v":5.2,"d":"5"},{"v":1037181.438,"d":"1,037,181"},{"v":38564.073,"d":"38,564"},{"v":3856.407,"d":"3,856"},null,{"v":17452436,"d":"17,452,436"},{"v":6043367,"d":"6,043,367"},{"v":17452436,"d":"17,452,436"},{"v":6043367,"d":"6,043,367"},"EPA/CAMD","EPA/CAMD","EPA/CAMD","EPA/CAMD","EIA","EIA","--","EPA/CAMD","EPA/CAMD",{"$nulls":6},{"v":59174.516,"d":"59,175"},{"v":20490.739,"d":"20,491"},{"v":0.43,"d":"0"},{"v":0.153,"d":"0"},{"v":0.018,"d":"0"},{"v":3516.684,"d":"3,517"},{"v":130.756,"d":"131"},{"v":13.076,"d":"13"},{"v":7420.567665,"d":"7,420.568"},0,0,{"v":2343926,"d":"2,343,926"},0,0,0,0,0,0,0,0,{"v":2343926,"d":"2,343,926"},0,0,{"v":2343926,"d":"2,343,926"},0,{"v":0,"d":"0.0%"},{"v":0,"d":"0.0%"},{"v":1,"d":"100.0%"},{"v":0,"d":"0.0%"},{"v":0,"d":"0.0%"},{"v":0,"d":"0.0%"},{"v":0,"d":"0.0%"},{"v":0,"d":"0.0%"},{"v":0,"d":"0.0%"},{"v":0,"d":"0.0%"},{"v":0,"d":"0.0%"},{"v":1,"d":"100.0%"},{"v":0,"d":"0.0%"},{"v":0,"d":"0.0%"},{"v":1,"d":"100.0%"},{"v":0,"d":"0.0%"}]
[9976,2020,"OR","Lemolo 1",3029,"PacifiCorp",14354,"PacifiCorp",14354,"Electric Utility","PacifiCorp - West","PACW","WECC","NWPP","WECC Northwest",null,"41","019","Douglas",43.3558,-122.2494,1,1,"WAT","HYDRO",null,{"v":0.29534,"d":"0.2953"},{"v":32,"d":"32.0"},{"$nulls":9},{"v":726316,"d":"726,316"},{"v":343209,"d":"343,209"},{"v":82790,"d":"82,790"},{"v":39121,"d":"39,121"},{"$nulls":41},{"v":726316,"d":"726,316"},{"v":343209,"d":"343,209"},{"$nulls":6},"--","EIA","EIA",{"$nulls":15},0,0,0,0,{"v":82790,"d":"82,790"},0,0,0,0,0,0,0,{"v":82790,"d":"82,790"},0,0,{"v":82790,"d":"82,790"},{"v":0,"d":"0.0%"},{"v":0,"d":"0.0%"},{"v":0,"d":"0.0%"},{"v":0,"d":"0.0%"},{"v":1,"d":"100.0%"},{"v":0,"d":"0.0%"},{"v":0,"d":"0.0%"},{"v":0,"d":"0.0%"},{"v":0,"d":"0.0%"},{"v":0,"d":"0.0%"},{"v":0,"d":"0.0%"},{"v":0,"d":"0.0%"},{"v":1,"d":"100.0%"},{"v":0,"d":"0.0%"},{"v":0,"d":"0.0%"},{"v":1,"d":"100.0%"}]
[10009,2020,"OR","OR Solar 5, LLC",61423,"PacifiCorp",14354,"Heelstone Energy Holdings, LLC",59462,"IPP Non-CHP","PacifiCorp - West","PACW","WECC","NWPP","WECC Northwest",null,"41","035","Klamath",42.030332,-121.611565,1,1,"SUN","SOLAR",null,{"v":0.28226,"d":"0.2823"},{"v":8,"d":"8.0"},{"$nulls":9},{"v":173540,"d":"173,540"},{"v":99376,"d":"99,376"},{"v":19781,"d":"19,781"},{"v":11327,"d":"11,327"},{"$nulls":41},{"v":173540,"d":"173,540"},{"v":99376,"d":"99,376"},{"$nulls":6},"--","EIA","EIA",{"$nulls":15},0,0,0,0,0,0,0,{"v":19781,"d":"19,781"},0,0,0,0,{"v":19781,"d":"19,781"},{"v":19781,"d":"19,781"},0,{"v":19781,"d":"19,781"},{"v":0,"d":"0.0%"},{"v":0,"d":"0.0%"},{"v":0,"d":"0.0%"},{"v":0,"d":"0.0%"},{"v":0,"d":"0.0%"},{"v":0,"d":"0.0%"},{"v":0,"d":"0.0%"},{"v":1,"d":"100.0%"},{"v":0,"d":"0.0%"},{"v":0,"d":"0.0%"},{"v":0,"d":"0.0%"},{"v":0,"d":"0.0%"},{"v":1,"d":"100.0%"},{"v":1,"d":"100.0%"},{"v":0,"d":"0.0%"},{"v":1,"d":"100.0%"}]
[10018,2020,"OR","Oregon Trail Windfarm LLC",56971,"PacifiCorp",14354,"Echo 1",56802,"IPP Non-CHP","PacifiCorp - West","PACW","WECC","NWPP","WECC Northwest",null,"41","059","Umatilla",45.7122,-119.4044,1,1,"WND","WIND",null,{"v":0.28576,"d":"0.2858"},9.9,{"$nulls":9},{"v":217414,"d":"217,414"},{"v":99251,"d":"99,251"},{"v":24782,"d":"24,782"},{"v":11313,"d":"11,313"},{"$nulls":41},{"v":217414,"d":"217,414"},{"v":99251,"d":"99,251"},{"$nulls":6},"--","EIA","EIA",{"$nulls":15},0,0,0,0,0,0,{"v":24782,"d":"24,782"},0,0,0,0,0,{"v":24782,"d":"24,782"},{"v":24782,"d":"24,782"},0,{"v":24782,"d":"24,782"},{"v":0,"d":"0.0%"},{"v":0,"d":"0.0%"},{"v":0,"d":"0.0%"},{"v":0,"d":"0.0%"},{"v":0,"d":"0.0%"},{"v":0,"d":"0.0%"},{"v":1,"d":"100.0%"},{"v":0,"d":"0.0%"},{"v":0,"d":"0.0%"},{"v":0,"d":"0.0%"},{"v":0,"d":"0.0%"},{"v":0,"d":"0.0%"},{"v":1,"d":"100.0%"},{"v":1,"d":"100.0%"},{"v":0,"d":"0.0%"},{"v":1,"d":"100.0%"}]
[10043,2020,"OR","Prospect 2",3033,"PacifiCorp",14354,"PacifiCorp",14354,"Electric Utility","PacifiCorp - West","PACW","WECC","NWPP","WECC Northwest",null,"41","029","Jackson",42.731237,-122.513974,2,2,"WAT","HYDRO",null,{"v":0.62746,"d":"0.6275"},{"v":32,"d":"32.0"},{"$nulls":9},{"v":1543082,"d":"1,543,082"},{"v":729160,"d":"729,160"},{"v":175890,"d":"175,890"},{"v":83114,"d":"83,114"},{"$nulls":41},{"v":1543082,"d":"1,543,082"},{"v":729160,"d":"729,160"},{"$nulls":6},"--","EIA","EIA",{"$nulls":15},0,0,0,0,{"v":175890,"d":"175,890"},0,0,0,0,0,0,0,{"v":175890,"d":"175,890"},0,0,{"v":175890,"d":"175,890"},{"v":0,"d":"0.0%"},{"v":0,"d":"0.0%"},{"v":0,"d":"0.0%"},{"v":0,"d":"0.0%"},{"v":1,"d":"100.0%"},{"v":0,"d":"0.0%"},{"v":0,"d":"0.0%"},{"v":0,"d":"0.0%"},{"v":0,"d":"0.0%"},{"v":0,"d":"0.0%"},{"v":0,"d":"0.0%"},{"v":0,"d":"0.0%"},{"v":1,"d":"100.0%"},{"v":0,"d":"0.0%"},{"v":0,"d":"0.0%"},{"v":1,"d":"100.0%"}]
[10076,2020,"OR","St Louis Solar",63456,"Portland General Electric Co",15248,"Neighborhood Power Corp.",63185,"IPP Non-CHP","Portland General Electric Company","PGE","WECC","NWPP","WECC Northwest",null,"41","047","Marion",45.11994,-122.9361,1,1,"SUN","SOLAR",null,{"v":0.17128,"d":"0.1713"},2.2,{"$nulls":9},{"v":28958,"d":"28,958"},{"v":18261,"d":"18,261"},{"v":3301,"d":"3,301"},{"v":2082,"d":"2,082"},{"$nulls":41},{"v":28958,"d":"28,958"},{"v":18261,"d":"18,261"},{"$nulls":6},"--","EIA","EIA",{"$nulls":15},0,0,0,0,0,0,0,{"v":3301,"d":"3,301"},0,0,0,0,{"v":3301,"d":"3,301"},{"v":3301,"d":"3,301"},0,{"v":3301,"d":"3,301"},{"v":0,"d":"0.0%"},{"v":0,"d":"0.0%"},{"v":0,"d":"0.0%"},{"v":0,"d":"0.0%"},{"v":0,"d":"0.0%"},{"v":0,"d":"0.0%"},{"v":0,"d":"0.0%"},{"v":1,"d":"100.0%"},{"v":0,"d":"0.0%"},{"v":0,"d":"0.0%"},{"v":0,"d":"0.0%"},{"v":0,"d":"0.0%"},{"v":1,"d":"100.0%"},{"v":1,"d":"100.0%"},{"v":0,"d":"0.0%"},{"v":1,"d":"100.0%"}]
[10101,2020,"OR","Univ of Oregon Central Power Station",54950,"City of Eugene - (OR)",6022,"University of Oregon",24008,"Commercial CHP","Bonneville Power Administration","BPAT","WECC","NWPP","WECC Northwest",null,"41","039","Lane",44.048333,-123.073889,2,2,"NG","GAS",null,{"v":0.00086,"d":"0.0009"},{"v":11,"d":"11.0"},{"v":1,"d":"1.0000"},null,"Yes",{"v":283.2,"d":"283"},{"v":0.994,"d":"1"},{"v":0.569868,"d":"0.5699"},null,{"v":702.098,"d":"702"},0,{"v":702.098,"d":"702"},0,{"v":82.45,"d":"82"},{"v":25.398,"d":"25"},{"v":0.106,"d":"0"},{"v":0.033,"d":"0"},{"v":1E-3,"d":"0"},{"v":41.114,"d":"41"},{"v":1.563,"d":"2"},{"v":0.159,"d":"0"},{"v":41.157,"d":"41"},null,2.571,2.603,0.028,{"v":997.3,"d":"997.300"},0.019,{"v":2E-3,"d":"0.002"},998.347,null,0.302,null,0.003,117.117,{"v":2E-3,"d":"0.002"},{"v":0,"d":"0.000"},{"v":117.24,"d":"117.240"},null,2.571,2.603,0.028,{"v":997.3,"d":"997.300"},0.019,{"v":2E-3,"d":"0.002"},998.347,null,{"v":0.186,"d":"0"},{"v":0.058,"d":"0"},{"v":2E-3,"d":"0"},{"v":72.146,"d":"72"},{"v":2.743,"d":"3"},{"v":0.278,"d":"0"},null,{"v":1232.036,"d":"1,232"},0,{"v":1232.036,"d":"1,232"},0,"EIA","EIA","EIA","EIA","EIA","EIA","--","EIA","EIA",{"$nulls":6},{"v":529.938,"d":"530"},0,{"v":0.08,"d":"0"},{"v":0.025,"d":"0"},{"v":1E-3,"d":"0"},{"v":31.032,"d":"31"},{"v":1.18,"d":"1"},{"v":0.12,"d":"0"},{"v":8515.43773,"d":"8,515.438"},0,{"v":0.403,"d":"0"},{"v":82.047,"d":"82"},0,0,0,0,0,0,0,0,{"v":82.45,"d":"82"},0,0,{"v":82.45,"d":"82"},0,{"v":0,"d":"0.0%"},{"v":0.00488781079442086,"d":"0.5%"},{"v":0.995112189205579,"d":"99.5%"},{"v":0,"d":"0.0%"},{"v":0,"d":"0.0%"},{"v":0,"d":"0.0%"},{"v":0,"d":"0.0%"},{"v":0,"d":"0.0%"},{"v":0,"d":"0.0%"},{"v":0,"d":"0.0%"},{"v":0,"d":"0.0%"},{"v":1,"d":"100.0%"},{"v":0,"d":"0.0%"},{"v":0,"d":"0.0%"},{"v":1,"d":"100.0%"},{"v":0,"d":"0.0%"}]
[10128,2020,"PA","Allegheny No 6 Hydro Station",50894,"West Penn Power Company",20387,"All Dams Generation, LLC",59925,"IPP Non-CHP","PJM Interconnection, LLC","PJM","RFC","RFCW","RFC West","PJM","42","005","Armstrong",40.716389,-79.577222,2,2,"WAT","HYDRO",null,{"v":0.43618,"d":"0.4362"},9.2,{"$nulls":9},{"v":308398,"d":"308,398"},{"v":129470,"d":"129,470"},{"v":35153,"d":"35,153"},{"v":14758,"d":"14,758"},{"$nulls":41},{"v":308398,"d":"308,398"},{"v":129470,"d":"129,470"},{"$nulls":6},"--","EIA","EIA",{"$nulls":15},0,0,0,0,{"v":35153,"d":"35,153"},0,0,0,0,0,0,0,{"v":35153,"d":"35,153"},0,0,{"v":35153,"d":"35,153"},{"v":0,"d":"0.0%"},{"v":0,"d":"0.0%"},{"v":0,"d":"0.0%"},{"v":0,"d":"0.0%"},{"v":1,"d":"100.0%"},{"v":0,"d":"0.0%"},{"v":0,"d":"0.0%"},{"v":0,"d":"0.0%"},{"v":0,"d":"0.0%"},{"v":0,"d":"0.0%"},{"v":0,"d":"0.0%"},{"v":0,"d":"0.0%"},{"v":1,"d":"100.0%"},{"v":0,"d":"0.0%"},{"v":0,"d":"0.0%"},{"v":1,"d":"100.0%"}]
[10144,2020,"PA","Big Level Wind",60551,"Pennsylvania Electric Co",14711,"Big Level Wind LLC",60328,"IPP Non-CHP","PJM Interconnection, LLC","PJM","RFC","RFCE","RFC East","PJM","42","105","Potter",41.869326,-77.665939,1,1,"WND","WIND",null,{"v":0.34919,"d":"0.3492"},{"v":90,"d":"90.0"},{"$nulls":9},{"v":2415200,"d":"2,415,200"},{"v":777078,"d":"777,078"},{"v":275299,"d":"275,299"},{"v":88576,"d":"88,576"},{"$nulls":41},{"v":2415200,"d":"2,415,200"},{"v":777078,"d":"777,078"},{"$nulls":6},"--","EIA","EIA",{"$nulls":15},0,0,0,0,0,0,{"v":275299,"d":"275,299"},0,0,0,0,0,{"v":275299,"d":"275,299"},{"v":275299,"d":"275,299"},0,{"v":275299,"d":"275,299"},{"v":0,"d":"0.0%"},{"v":0,"d":"0.0%"},{"v":0,"d":"0.0%"},{"v":0,"d":"0.0%"},{"v":0,"d":"0.0%"},{"v":0,"d":"0.0%"},{"v":1,"d":"100.0%"},{"v":0,"d":"0.0%"},{"v":0,"d":"0.0%"},{"v":0,"d":"0.0%"},{"v":0,"d":"0.0%"},{"v":0,"d":"0.0%"},{"v":1,"d":"100.0%"},{"v":1,"d":"100.0%"},{"v":0,"d":"0.0%"},{"v":1,"d":"100.0%"}]
[10169,2020,"PA","Crayola Solar Project",57216,"Metropolitan Edison Co",12390,"UGI Development Co",19391,"IPP Non-CHP","PJM Interconnection, LLC","PJM","RFC","RFCE","RFC East","PJM","42","095","Northampton",40.760545,-75.238452,3,3,"SUN","SOLAR",null,{"v":0.10869,"d":"0.1087"},2.8,{"$nulls":9},{"v":23388.999,"d":"23,389"},{"v":12728.999,"d":"12,729"},{"v":2666,"d":"2,666"},{"v":1450.999,"d":"1,451"},{"$nulls":41},{"v":23388.999,"d":"23,389"},{"v":12728.999,"d":"12,729"},{"$nulls":6},"--","EIA","EIA",{"$nulls":15},0,0,0,0,0,0,0,{"v":2666,"d":"2,666"},0,0,0,0,{"v":2666,"d":"2,666"},{"v":2666,"d":"2,666"},0,{"v":2666,"d":"2,666"},{"v":0,"d":"0.0%"},{"v":0,"d":"0.0%"},{"v":0,"d":"0.0%"},{"v":0,"d":"0.0%"},{"v":0,"d":"0.0%"},{"v":0,"d":"0.0%"},{"v":0,"d":"0.0%"},{"v":1,"d":"100.0%"},{"v":0,"d":"0.0%"},{"v":0,"d":"0.0%"},{"v":0,"d":"0.0%"},{"v":0,"d":"0.0%"},{"v":1,"d":"100.0%"},{"v":1,"d":"100.0%"},{"v":0,"d":"0.0%"},{"v":1,"d":"100.0%"}]
[10202,2020,"PA","Frey Farm Landfill",56510,"PPL Electric Utilities Corp",14715,"EPP Renewable Energy",57249,"IPP CHP","PJM Interconnection, LLC","PJM","RFC","RFCE","RFC East","PJM","42","071","Lancaster",39.9589,-76.4442,2,2,"LFG","BIOMASS",null,{"v":0.46961,"d":"0.4696"},3.2,{"v":0.550656392694064,"d":"0.5507"},"Yes","Yes",0,null,{"v":1,"d":"1.0000"},null,{"v":146545,"d":"146,545"},{"v":62887,"d":"62,887"},{"v":146545,"d":"146,545"},{"v":62887,"d":"62,887"},{"v":13164,"d":"13,164"},{"v":5649,"d":"5,649"},0,0,{"v":2.455,"d":"2"},0,0,0,0,null,{"v":0,"d":"0.000"},{"v":0,"d":"0.000"},0.373,{"v":0,"d":"0.000"},{"v":0,"d":"0.000"},{"v":0,"d":"0.000"},{"v":0,"d":"0.000"},null,{"v":0,"d":"0.000"},{"v":0,"d":"0.000"},0.034,{"v":0,"d":"0.000"},{"v":0,"d":"0.000"},{"v":0,"d":"0.000"},{"v":0,"d":"0.000"},null,{"v":0,"d":"0.000"},{"v":0,"d":"0.000"},0.373,{"v":0,"d":"0.000"},{"v":0,"d":"0.000"},{"v":0,"d":"0.000"},{"v":0,"d":"0.000"},null,{"v":98.011,"d":"98"},{"v":42.059,"d":"42"},{"v":3.297,"d":"3"},{"v":9305.577,"d":"9,306"},{"v":340.864,"d":"341"},{"v":34.086,"d":"34"},null,{"v":146545,"d":"146,545"},{"v":62887,"d":"62,887"},{"v":146545,"d":"146,545"},{"v":62887,"d":"62,887"},"EIA","EIA","EIA","EIA","EIA","EIA","--","EIA","EIA",{"v":98.011,"d":"98"},{"v":42.059,"d":"42"},{"v":0.843,"d":"1"},{"v":9305.577,"d":"9,306"},{"v":340.864,"d":"341"},{"v":34.086,"d":"34"},0,0,0,0,0,0,0,0,{"v":11132.254634,"d":"11,132.255"},0,0,0,0,0,{"v":13164,"d":"13,164"},0,0,0,0,0,0,{"v":13164,"d":"13,164"},{"v":13164,"d":"13,164"},{"v":13164,"d":"13,164"},0,{"v":0,"d":"0.0%"},{"v":0,"d":"0.0%"},{"v":0,"d":"0.0%"},{"v":0,"d":"0.0%"},{"v":0,"d":"0.0%"},{"v":1,"d":"100.0%"},{"v":0,"d":"0.0%"},{"v":0,"d":"0.0%"},{"v":0,"d":"0.0%"},{"v":0,"d":"0.0%"},{"v":0,"d":"0.0%"},{"v":0,"d":"0.0%"},{"v":1,"d":"100.0%"},{"v":1,"d":"100.0%"},{"v":1,"d":"100.0%"},{"v":0,"d":"0.0%"}]
[10211,2020,"PA","Green Knight Energy Center",55765,"Metropolitan Edison Co",12390,"Waste Management Inc",20183,"IPP Non-CHP","PJM Interconnection, LLC","PJM","RFC","RFCE","RFC East","PJM","42","095","Northampton",40.8592,-75.2627,3,3,"LFG","BIOMASS",null,{"v":0.39932,"d":"0.3993"},9.9,{"v":0.667792825515428,"d":"0.6678"},"Yes",{"$nulls":5},{"v":690339,"d":"690,339"},{"v":296244,"d":"296,244"},{"v":690339,"d":"690,339"},{"v":296244,"d":"296,244"},{"v":34631.001,"d":"34,631"},{"v":14861.001,"d":"14,861"},0,0,{"v":11.563,"d":"12"},0,0,0,0,null,{"v":0,"d":"0.000"},{"v":0,"d":"0.000"},0.668,{"v":0,"d":"0.000"},{"v":0,"d":"0.000"},{"v":0,"d":"0.000"},{"v":0,"d":"0.000"},null,{"v":0,"d":"0.000"},{"v":0,"d":"0.000"},0.033,{"v":0,"d":"0.000"},{"v":0,"d":"0.000"},{"v":0,"d":"0.000"},{"v":0,"d":"0.000"},null,{"v":0,"d":"0.000"},{"v":0,"d":"0.000"},0.668,{"v":0,"d":"0.000"},{"v":0,"d":"0.000"},{"v":0,"d":"0.000"},{"v":0,"d":"0.000"},null,{"v":64.581,"d":"65"},{"v":27.714,"d":"28"},{"v":15.532,"d":"16"},{"v":43836.381,"d":"43,836"},{"v":1605.73,"d":"1,606"},{"v":160.573,"d":"161"},null,{"v":690339,"d":"690,339"},{"v":296244,"d":"296,244"},{"v":690339,"d":"690,339"},{"v":296244,"d":"296,244"},"EIA","EIA","EIA","EIA","EIA","EIA","--","EIA","EIA",{"v":64.581,"d":"65"},{"v":27.714,"d":"28"},{"v":3.969,"d":"4"},{"v":43836.381,"d":"43,836"},{"v":1605.73,"d":"1,606"},{"v":160.573,"d":"161"},{"$nulls":8},{"v":19934.134157,"d":"19,934.134"},0,0,0,0,0,{"v":34631,"d":"34,631"},0,0,0,0,0,0,{"v":34631,"d":"34,631"},{"v":34631,"d":"34,631"},{"v":34631,"d":"34,631"},0,{"v":0,"d":"0.0%"},{"v":0,"d":"0.0%"},{"v":0,"d":"0.0%"},{"v":0,"d":"0.0%"},{"v":0,"d":"0.0%"},{"v":1,"d":"100.0%"},{"v":0,"d":"0.0%"},{"v":0,"d":"0.0%"},{"v":0,"d":"0.0%"},{"v":0,"d":"0.0%"},{"v":0,"d":"0.0%"},{"v":0,"d":"0.0%"},{"v":1,"d":"100.0%"},{"v":1,"d":"100.0%"},{"v":1,"d":"100.0%"},{"v":0,"d":"0.0%"}]
[10236,2020,"PA","IKEA Conshohocken Rooftop PV System",61819,"PECO Energy Co",14940,"IKEA Property Inc",57389,"Commercial Non-CHP","PJM Interconnection, LLC","PJM","RFC","RFCE","RFC East","PJM","42","091","Montgomery",40.095176,-75.306372,1,1,"SUN","SOLAR",null,{"v":0.02374,"d":"0.0237"},{"v":1,"d":"1.0"},{"$nulls":9},{"v":1828,"d":"1,828"},988,208,112,{"$nulls":41},{"v":1828,"d":"1,828"},988,{"$nulls":6},"--","EIA","EIA",{"$nulls":15},0,0,0,0,0,0,0,208,0,0,0,0,208,208,0,208,{"v":0,"d":"0.0%"},{"v":0,"d":"0.0%"},{"v":0,"d":"0.0%"},{"v":0,"d":"0.0%"},{"v":0,"d":"0.0%"},{"v":0,"d":"0.0%"},{"v":0,"d":"0.0%"},{"v":1,"d":"100.0%"},{"v":0,"d":"0.0%"},{"v":0,"d":"0.0%"},{"v":0,"d":"0.0%"},{"v":0,"d":"0.0%"},{"v":1,"d":"100.0%"},{"v":1,"d":"100.0%"},{"v":0,"d":"0.0%"},{"v":1,"d":"100.0%"}]
[10269,2020,"PA","Masser Farms Realty Solar",57494,"PPL Electric Utilities Corp",14715,"Masser Farms Realty Ltd",56816,"IPP Non-CHP","PJM Interconnection, LLC","PJM","RFC","RFCE","RFC East","PJM","42","107","Schuylkill",40.640556,-76.605417,1,1,"SUN","SOLAR",null,{"v":0.12968,"d":"0.1297"},{"v":1,"d":"1.0"},{"$nulls":9},{"v":9964,"d":"9,964"},{"v":5385,"d":"5,385"},{"v":1136,"d":"1,136"},614,{"$nulls":41},{"v":9964,"d":"9,964"},{"v":5385,"d":"5,385"},{"$nulls":6},"--","EIA","EIA",{"$nulls":15},0,0,0,0,0,0,0,{"v":1136,"d":"1,136"},0,0,0,0,{"v":1136,"d":"1,136"},{"v":1136,"d":"1,136"},0,{"v":1136,"d":"1,136"},{"v":0,"d":"0.0%"},{"v":0,"d":"0.0%"},{"v":0,"d":"0.0%"},{"v":0,"d":"0.0%"},{"v":0,"d":"0.0%"},{"v":0,"d":"0.0%"},{"v":0,"d":"0.0%"},{"v":1,"d":"100.0%"},{"v":0,"d":"0.0%"},{"v":0,"d":"0.0%"},{"v":0,"d":"0.0%"},{"v":0,"d":"0.0%"},{"v":1,"d":"100.0%"},{"v":1,"d":"100.0%"},{"v":0,"d":"0.0%"},{"v":1,"d":"100.0%"}]
[10294,2020,"PA","New Castle",3138,"Pennsylvania Power Co",14716,"New Castle Power, LLC",63031,"IPP Non-CHP","PJM Interconnection, LLC","PJM","RFC","RFCW","RFC West","PJM","42","073","Lawrence",40.937939,-80.369007,3,7,"NG","GAS",null,{"v":0.14865,"d":"0.1487"},424.4,{"v":1,"d":"1.0000"},{"$nulls":6},{"v":6338136.25,"d":"6,338,136"},{"v":3857615.125,"d":"3,857,615"},{"v":6338136.25,"d":"6,338,136"},{"v":3857615.125,"d":"3,857,615"},{"v":552646,"d":"552,646"},{"v":338807,"d":"338,807"},{"v":233.627,"d":"234"},{"v":139.871,"d":"140"},{"v":1.9,"d":"2"},{"v":376668.906,"d":"376,669"},{"v":14505.401,"d":"14,505"},{"v":1451.055,"d":"1,451"},{"v":377066.431,"d":"377,066"},null,0.845,0.826,0.007,{"v":1363.147,"d":"1,363.147"},0.026,0.003,{"v":1364.586,"d":"1,364.586"},null,0.074,0.073,{"v":1E-3,"d":"0.001"},118.858,{"v":2E-3,"d":"0.002"},{"v":0,"d":"0.000"},118.983,null,0.845,0.826,0.007,{"v":1363.147,"d":"1,363.147"},0.026,0.003,{"v":1364.586,"d":"1,364.586"},null,{"v":233.627,"d":"234"},{"v":139.871,"d":"140"},{"v":1.9,"d":"2"},{"v":376668.906,"d":"376,669"},{"v":14505.401,"d":"14,505"},{"v":1451.055,"d":"1,451"},null,{"v":6338136.25,"d":"6,338,136"},{"v":3857615.125,"d":"3,857,615"},{"v":6338136.25,"d":"6,338,136"},{"v":3857615.125,"d":"3,857,615"},"EPA/CAMD","EPA/CAMD","EPA/CAMD","EPA/CAMD","EIA","EIA","--","EPA/CAMD","EPA/CAMD",{"$nulls":14},{"v":11468.709174,"d":"11,468.709"},0,75,{"v":552571,"d":"552,571"},0,0,0,0,0,0,0,0,{"v":552646,"d":"552,646"},0,0,{"v":552646,"d":"552,646"},0,{"v":0,"d":"0.0%"},{"v":0.000135710744310101,"d":"0.0%"},{"v":0.99986428925569,"d":"100.0%"},{"v":0,"d":"0.0%"},{"v":0,"d":"0.0%"},{"v":0,"d":"0.0%"},{"v":0,"d":"0.0%"},{"v":0,"d":"0.0%"},{"v":0,"d":"0.0%"},{"v":0,"d":"0.0%"},{"v":0,"d":"0.0%"},{"v":1,"d":"100.0%"},{"v":0,"d":"0.0%"},{"v":0,"d":"0.0%"},{"v":1,"d":"100.0%"},{"v":0,"d":"0.0%"}]
[10303,2020,"PA","Oxbow Creek",58714,"Pennsylvania Electric Co",14711,"Oxbow Creek Energy LLC",58653,"IPP Non-CHP","PJM Interconnection, LLC","PJM","RFC","RFCE","RFC East","PJM","42","131","Wyoming",41.608611,-75.870556,8,8,"NG","GAS",null,{"v":0.10588,"d":"0.1059"},{"v":43,"d":"43.0"},{"v":1,"d":"1.0000"},{"$nulls":6},{"v":329358.008,"d":"329,358"},{"v":151859.004,"d":"151,859"},{"v":329358.008,"d":"329,358"},{"v":151859.004,"d":"151,859"},{"v":39884,"d":"39,884"},{"v":18389,"d":"18,389"},{"v":443.415,"d":"443"},{"v":204.45,"d":"204"},{"v":0.527,"d":"1"},{"v":19249.175,"d":"19,249"},{"v":726.111,"d":"726"},{"v":72.611,"d":"73"},{"v":19269.07,"d":"19,269"},null,22.235,22.236,0.026,965.258,0.018,{"v":2E-3,"d":"0.002"},966.256,null,2.693,2.693,0.003,116.889,{"v":2E-3,"d":"0.002"},{"v":0,"d":"0.000"},{"v":117.01,"d":"117.010"},null,22.235,22.236,0.026,965.258,0.018,{"v":2E-3,"d":"0.002"},966.256,null,{"v":443.415,"d":"443"},{"v":204.45,"d":"204"},{"v":0.527,"d":"1"},{"v":19249.175,"d":"19,249"},{"v":726.111,"d":"726"},{"v":72.611,"d":"73"},null,{"v":329358.008,"d":"329,358"},{"v":151859.004,"d":"151,859"},{"v":329358.008,"d":"329,358"},{"v":151859.004,"d":"151,859"},"EIA","EIA","EIA","EIA","EIA","EIA","--","EIA","EIA",{"$nulls":14},{"v":8257.8981,"d":"8,257.898"},0,0,{"v":39884,"d":"39,884"},0,0,0,0,0,0,0,0,{"v":39884,"d":"39,884"},0,0,{"v":39884,"d":"39,884"},0,{"v":0,"d":"0.0%"},{"v":0,"d":"0.0%"},{"v":1,"d":"100.0%"},{"v":0,"d":"0.0%"},{"v":0,"d":"0.0%"},{"v":0,"d":"0.0%"},{"v":0,"d":"0.0%"},{"v":0,"d":"0.0%"},{"v":0,"d":"0.0%"},{"v":0,"d":"0.0%"},{"v":0,"d":"0.0%"},{"v":1,"d":"100.0%"},{"v":0,"d":"0.0%"},{"v":0,"d":"0.0%"},{"v":1,"d":"100.0%"},{"v":0,"d":"0.0%"}]
[10336,2020,"PA","Sandy Ridge Wind Farm",57285,"Pennsylvania Electric Co",14711,"Algonquin Power Co",59050,"IPP Non-CHP","PJM Interconnection, LLC","PJM","RFC","RFCE","RFC East","PJM","42","013","Blair",40.729207,-78.28735,1,1,"WND","WIND",null,{"v":0.32829,"d":"0.3283"},{"v":50,"d":"50.0"},{"$nulls":9},{"v":1261479,"d":"1,261,479"},{"v":366618,"d":"366,618"},{"v":143791,"d":"143,791"},{"v":41789,"d":"41,789"},{"$nulls":41},{"v":1261479,"d":"1,261,479"},{"v":366618,"d":"366,618"},{"$nulls":6},"--","EIA","EIA",{"$nulls":15},0,0,0,0,0,0,{"v":143791,"d":"143,791"},0,0,0,0,0,{"v":143791,"d":"143,791"},{"v":143791,"d":"143,791"},0,{"v":143791,"d":"143,791"},{"v":0,"d":"0.0%"},{"v":0,"d":"0.0%"},{"v":0,"d":"0.0%"},{"v":0,"d":"0.0%"},{"v":0,"d":"0.0%"},{"v":0,"d":"0.0%"},{"v":1,"d":"100.0%"},{"v":0,"d":"0.0%"},{"v":0,"d":"0.0%"},{"v":0,"d":"0.0%"},{"v":0,"d":"0.0%"},{"v":0,"d":"0.0%"},{"v":1,"d":"100.0%"},{"v":1,"d":"100.0%"},{"v":0,"d":"0.0%"},{"v":1,"d":"100.0%"}]
[10361,2020,"PA","TalenEnergy Martins Creek LLC Harwood",3144,"PPL Electric Utilities Corp",14715,"TalenEnergy Martins Creek LLC",15276,"IPP Non-CHP","PJM Interconnection, LLC","PJM","RFC","RFCE","RFC East","PJM","42","079","Luzerne",40.9353,-76.0284,2,2,"DFO","OIL",null,{"v":1.41E-3,"d":"0.0014"},{"v":32,"d":"32.0"},{"v":1,"d":"1.0000"},{"$nulls":6},{"v":7239,"d":"7,239"},{"v":3101,"d":"3,101"},{"v":7239,"d":"7,239"},{"v":3101,"d":"3,101"},396,169,{"v":3.254,"d":"3"},{"v":1.394,"d":"1"},{"v":1.828,"d":"2"},{"v":591.158,"d":"591"},{"v":47.878,"d":"48"},{"v":9.576,"d":"10"},{"v":593.183,"d":"593"},null,16.434,16.497,9.231,{"v":2985.647,"d":"2,985.647"},0.121,0.024,{"v":2995.875,"d":"2,995.875"},null,0.899,0.899,0.505,163.326,0.007,{"v":1E-3,"d":"0.001"},163.885,null,16.434,16.497,9.231,{"v":2985.647,"d":"2,985.647"},0.121,0.024,{"v":2995.875,"d":"2,995.875"},null,{"v":3.254,"d":"3"},{"v":1.394,"d":"1"},{"v":1.828,"d":"2"},{"v":591.158,"d":"591"},{"v":47.878,"d":"48"},{"v":9.576,"d":"10"},null,{"v":7239,"d":"7,239"},{"v":3101,"d":"3,101"},{"v":7239,"d":"7,239"},{"v":3101,"d":"3,101"},"EIA","EIA","EIA","EIA","EIA","EIA","--","EIA","EIA",{"$nulls":14},{"v":18280.30303,"d":"18,280.303"},0,396,0,0,0,0,0,0,0,0,0,396,0,0,396,0,{"v":0,"d":"0.0%"},{"v":1,"d":"100.0%"},{"v":0,"d":"0.0%"},{"v":0,"d":"0.0%"},{"v":0,"d":"0.0%"},{"v":0,"d":"0.0%"},{"v":0,"d":"0.0%"},{"v":0,"d":"0.0%"},{"v":0,"d":"0.0%"},{"v":0,"d":"0.0%"},{"v":0,"d":"0.0%"},{"v":1,"d":"100.0%"},{"v":0,"d":"0.0%"},{"v":0,"d":"0.0%"},{"v":1,"d":"100.0%"},{"v":0,"d":"0.0%"}]
[10394,2020,"PA","Whitetail Solar 2",62990,"West Penn Power Company",20387,"Lightsource Renewable Energy Asset Management, LLC",62842,"IPP Non-CHP","PJM Interconnection, LLC","PJM","RFC","RFCW","RFC West","PJM","42","055","Franklin",39.89504,-77.80611,1,1,"SUN","SOLAR",null,{"v":0.04837,"d":"0.0484"},{"v":20,"d":"20.0"},{"$nulls":9},{"v":74351,"d":"74,351"},{"v":25918,"d":"25,918"},{"v":8475,"d":"8,475"},{"v":2954,"d":"2,954"},{"$nulls":41},{"v":74351,"d":"74,351"},{"v":25918,"d":"25,918"},{"$nulls":6},"--","EIA","EIA",{"$nulls":15},0,0,0,0,0,0,0,{"v":8475,"d":"8,475"},0,0,0,0,{"v":8475,"d":"8,475"},{"v":8475,"d":"8,475"},0,{"v":8475,"d":"8,475"},{"v":0,"d":"0.0%"},{"v":0,"d":"0.0%"},{"v":0,"d":"0.0%"},{"v":0,"d":"0.0%"},{"v":0,"d":"0.0%"},{"v":0,"d":"0.0%"},{"v":0,"d":"0.0%"},{"v":1,"d":"100.0%"},{"v":0,"d":"0.0%"},{"v":0,"d":"0.0%"},{"v":0,"d":"0.0%"},{"v":0,"d":"0.0%"},{"v":1,"d":"100.0%"},{"v":1,"d":"100.0%"},{"v":0,"d":"0.0%"},{"v":1,"d":"100.0%"}]
[10406,2020,"PR","AES ILUMINA",61036,null,-9999,"AES ILUMINA, LLC",60673,null,"No balancing authority","NA","PR","PRMS","Puerto Rico Miscellaneous",null,"72","057","Guayama",17.947524,-66.15887,1,1,"SUN","SOLAR",null,{"v":0.21647,"d":"0.2165"},{"v":20,"d":"20.0"},{"$nulls":9},{"v":332717,"d":"332,717"},{"v":146851,"d":"146,851"},{"v":37925,"d":"37,925"},{"v":16739,"d":"16,739"},{"$nulls":41},{"v":332717,"d":"332,717"},{"v":146851,"d":"146,851"},{"$nulls":6},"--","EIA","EIA",{"$nulls":15},0,0,0,0,0,0,0,{"v":37925,"d":"37,925"},0,0,0,0,{"v":37925,"d":"37,925"},{"v":37925,"d":"37,925"},0,{"v":37925,"d":"37,925"},{"v":0,"d":"0.0%"},{"v":0,"d":"0.0%"},{"v":0,"d":"0.0%"},{"v":0,"d":"0.0%"},{"v":0,"d":"0.0%"},{"v":0,"d":"0.0%"},{"v":0,"d":"0.0%"},{"v":1,"d":"100.0%"},{"v":0,"d":"0.0%"},{"v":0,"d":"0.0%"},{"v":0,"d":"0.0%"},{"v":0,"d":"0.0%"},{"v":1,"d":"100.0%"},{"v":1,"d":"100.0%"},{"v":0,"d":"0.0%"},{"v":1,"d":"100.0%"}]
[10429,2020,"PR","HIMA San Pablo Fajardo",62850,null,-9999,"HIMA San Pablo Fajardo",62728,null,"No balancing authority","NA","PR","PRMS","Puerto Rico Miscellaneous",null,"72","053","Fajardo",18.33643,-65.6547,3,3,"DFO","OIL",null,{"v":2.32E-3,"d":"0.0023"},{"v":3,"d":"3.0"},{"v":1,"d":"1.0000"},{"$nulls":6},562,269,562,269,61,30,{"v":0.895,"d":"1"},{"v":0.429,"d":"0"},{"v":0.081,"d":"0"},{"v":45.895,"d":"46"},{"v":3.717,"d":"4"},{"v":0.743,"d":"1"},{"v":46.052,"d":"46"},null,29.344,{"v":28.6,"d":"28.600"},2.669,{"v":1504.754,"d":"1,504.754"},0.061,0.012,{"v":1509.909,"d":"1,509.909"},null,3.185,{"v":3.19,"d":"3.190"},{"v":0.29,"d":"0.290"},163.327,0.007,{"v":1E-3,"d":"0.001"},163.887,null,29.344,{"v":28.6,"d":"28.600"},2.669,{"v":1504.754,"d":"1,504.754"},0.061,0.012,{"v":1509.909,"d":"1,509.909"},null,{"v":0.895,"d":"1"},{"v":0.429,"d":"0"},{"v":0.081,"d":"0"},{"v":45.895,"d":"46"},{"v":3.717,"d":"4"},{"v":0.743,"d":"1"},null,562,269,562,269,"EIA","EIA","EIA","EIA","EIA","EIA","--","EIA","EIA",{"$nulls":14},{"v":9213.114817,"d":"9,213.115"},0,61,0,0,0,0,0,0,0,0,0,61,0,0,61,0,{"v":0,"d":"0.0%"},{"v":1,"d":"100.0%"},{"v":0,"d":"0.0%"},{"v":0,"d":"0.0%"},{"v":0,"d":"0.0%"},{"v":0,"d":"0.0%"},{"v":0,"d":"0.0%"},{"v":0,"d":"0.0%"},{"v":0,"d":"0.0%"},{"v":0,"d":"0.0%"},{"v":0,"d":"0.0%"},{"v":1,"d":"100.0%"},{"v":0,"d":"0.0%"},{"v":0,"d":"0.0%"},{"v":1,"d":"100.0%"},{"v":0,"d":"0.0%"}]
[10462,2020,"RI","Block Island Wind Farm",58035,"The Narragansett Electric Co",13214,"Deepwater Wind Block Island LLC",57406,"IPP Non-CHP","ISO New England Inc.","ISNE","NPCC","NEWE","NPCC New England","ISONE","44","009","Washington",41.114722,-71.521111,1,1,"WND","WIND",null,{"v":0.45749,"d":"0.4575"},{"v":30,"d":"30.0"},{"$nulls":9},{"v":1054767,"d":"1,054,767"},{"v":338101,"d":"338,101"},{"v":120229,"d":"120,229"},{"v":38539,"d":"38,539"},{"$nulls":41},{"v":1054767,"d":"1,054,767"},{"v":338101,"d":"338,101"},{"$nulls":6},"--","EIA","EIA",{"$nulls":15},0,0,0,0,0,0,{"v":120229,"d":"120,229"},0,0,0,0,0,{"v":120229,"d":"120,229"},{"v":120229,"d":"120,229"},0,{"v":120229,"d":"120,229"},{"v":0,"d":"0.0%"},{"v":0,"d":"0.0%"},{"v":0,"d":"0.0%"},{"v":0,"d":"0.0%"},{"v":0,"d":"0.0%"},{"v":0,"d":"0.0%"},{"v":1,"d":"100.0%"},{"v":0,"d":"0.0%"},{"v":0,"d":"0.0%"},{"v":0,"d":"0.0%"},{"v":0,"d":"0.0%"},{"v":0,"d":"0.0%"},{"v":1,"d":"100.0%"},{"v":1,"d":"100.0%"},{"v":0,"d":"0.0%"},{"v":1,"d":"100.0%"}]
[10487,2020,"RI","Little Bay",60495,"The Narragansett Electric Co",13214,"Altus Power America Management, LLC",60281,"IPP Non-CHP","ISO New England Inc.","ISNE","NPCC","NEWE","NPCC New England","ISONE","44","007","Providence",41.799201,-71.436048,1,1,"SUN","SOLAR",null,{"v":0.14831,"d":"0.1483"},1.3,{"$nulls":9},{"v":14816,"d":"14,816"},{"v":8479,"d":"8,479"},{"v":1689,"d":"1,689"},967,{"$nulls":41},{"v":14816,"d":"14,816"},{"v":8479,"d":"8,479"},{"$nulls":6},"--","EIA","EIA",{"$nulls":15},0,0,0,0,0,0,0,{"v":1689,"d":"1,689"},0,0,0,0,{"v":1689,"d":"1,689"},{"v":1689,"d":"1,689"},0,{"v":1689,"d":"1,689"},{"v":0,"d":"0.0%"},{"v":0,"d":"0.0%"},{"v":0,"d":"0.0%"},{"v":0,"d":"0.0%"},{"v":0,"d":"0.0%"},{"v":0,"d":"0.0%"},{"v":0,"d":"0.0%"},{"v":1,"d":"100.0%"},{"v":0,"d":"0.0%"},{"v":0,"d":"0.0%"},{"v":0,"d":"0.0%"},{"v":0,"d":"0.0%"},{"v":1,"d":"100.0%"},{"v":1,"d":"100.0%"},{"v":0,"d":"0.0%"},{"v":1,"d":"100.0%"}]
[10496,2020,"RI","Orbit Energy RI",60831,"The Narragansett Electric Co",13214,"Entropy Investment Management, LLC",61249,"IPP Non-CHP","ISO New England Inc.","ISNE","NPCC","NEWE","NPCC New England","ISONE","44","007","Providence",41.8054,-71.514166,1,1,"OBG","BIOMASS",null,{"v":0,"d":"0.0000"},3.2,null,"Yes",{"$nulls":5},{"v":800986,"d":"800,986"},{"v":330418,"d":"330,418"},{"v":800986,"d":"800,986"},{"v":330418,"d":"330,418"},{"v":-2527,"d":"(2,527)"},{"v":-1042,"d":"(1,042)"},{"v":1413.193,"d":"1,413"},{"v":582.961,"d":"583"},{"v":2.603,"d":"3"},0,{"v":1863.095,"d":"1,863"},{"v":186.31,"d":"186"},{"v":51.048,"d":"51"},null,{"v":0,"d":"0.000"},{"v":0,"d":"0.000"},{"v":0,"d":"0.000"},{"v":0,"d":"0.000"},{"v":0,"d":"0.000"},{"v":0,"d":"0.000"},{"v":0,"d":"0.000"},null,3.529,3.529,0.006,{"v":0,"d":"0.000"},{"v":2E-3,"d":"0.002"},{"v":0,"d":"0.000"},0.127,null,{"v":0,"d":"0.000"},{"v":0,"d":"0.000"},{"v":0,"d":"0.000"},{"v":0,"d":"0.000"},{"v":0,"d":"0.000"},{"v":0,"d":"0.000"},{"v":0,"d":"0.000"},null,{"v":1413.193,"d":"1,413"},{"v":582.961,"d":"583"},{"v":2.603,"d":"3"},{"v":50862.441,"d":"50,862"},{"v":1863.095,"d":"1,863"},{"v":186.31,"d":"186"},null,{"v":800986,"d":"800,986"},{"v":330418,"d":"330,418"},{"v":800986,"d":"800,986"},{"v":330418,"d":"330,418"},"EIA","EIA","EIA","EIA","EIA","EIA","--","EIA","EIA",{"$nulls":3},{"v":50862.441,"d":"50,862"},{"$nulls":10},{"v":-316971.111991,"d":"(316,971.112)"},0,0,0,0,0,{"v":-2527,"d":"(2,527)"},0,0,0,0,0,0,{"v":-2527,"d":"(2,527)"},{"v":-2527,"d":"(2,527)"},{"v":-2527,"d":"(2,527)"},0]
[10529,2020,"RI","WED Portsmouth One, LLC",61002,"The Narragansett Electric Co",13214,"WED Portsmouth One, LLC",60621,"IPP Non-CHP","ISO New England Inc.","ISNE","NPCC","NEWE","NPCC New England","ISONE","44","005","Newport",41.612027,-71.249262,1,1,"WND","WIND",null,0.3828,1.5,{"$nulls":9},{"v":44130,"d":"44,130"},{"v":14073,"d":"14,073"},{"v":5030,"d":"5,030"},{"v":1604,"d":"1,604"},{"$nulls":41},{"v":44130,"d":"44,130"},{"v":14073,"d":"14,073"},{"$nulls":6},"--","EIA","EIA",{"$nulls":15},0,0,0,0,0,0,{"v":5030,"d":"5,030"},0,0,0,0,0,{"v":5030,"d":"5,030"},{"v":5030,"d":"5,030"},0,{"v":5030,"d":"5,030"},{"v":0,"d":"0.0%"},{"v":0,"d":"0.0%"},{"v":0,"d":"0.0%"},{"v":0,"d":"0.0%"},{"v":0,"d":"0.0%"},{"v":0,"d":"0.0%"},{"v":1,"d":"100.0%"},{"v":0,"d":"0.0%"},{"v":0,"d":"0.0%"},{"v":0,"d":"0.0%"},{"v":0,"d":"0.0%"},{"v":0,"d":"0.0%"},{"v":1,"d":"100.0%"},{"v":1,"d":"100.0%"},{"v":0,"d":"0.0%"},{"v":1,"d":"100.0%"}]
[10554,2020,"SC","Bad Creek",7125,"Duke Energy Carolinas, LLC",5416,"Duke Energy Carolinas, LLC",5416,"Electric Utility","Duke Energy Carolinas","DUK","SERC","SRVC","SERC Virginia/Carolina",null,"45","073","Oconee",35.0075,-82.9975,4,4,"WAT","HYDRO",null,{"v":0,"d":"0.0000"},{"v":1392,"d":"1,392.0"},{"$nulls":6},"Yes",null,null,0,0,{"v":-404820.001,"d":"(404,820)"},{"v":-193459,"d":"(193,459)"},{"$nulls":8},{"v":0,"d":"0.000"},{"v":0,"d":"0.000"},{"v":0,"d":"0.000"},{"v":0,"d":"0.000"},{"v":0,"d":"0.000"},{"v":0,"d":"0.000"},{"v":0,"d":"0.000"},{"$nulls":26},0,0,{"$nulls":6},"--","EIA","EIA",{"$nulls":15},0,0,0,0,{"v":-404820,"d":"(404,820)"},0,0,0,0,0,0,0,{"v":-404820,"d":"(404,820)"},0,0,{"v":-404820,"d":"(404,820)"}]
[10587,2020,"SC","Cedar Creek",3255,"Duke Energy Carolinas, LLC",5416,"Duke Energy Carolinas, LLC",5416,"Electric Utility","Duke Energy Carolinas","DUK","SERC","SRVC","SERC Virginia/Carolina",null,"45","057","Lancaster",34.5414,-80.8756,3,3,"WAT","HYDRO",null,{"v":0.49482,"d":"0.4948"},{"v":45,"d":"45.0"},{"$nulls":9},{"v":1711260.938,"d":"1,711,261"},{"v":582971.016,"d":"582,971"},{"v":195060,"d":"195,060"},{"v":66450.999,"d":"66,451"},{"$nulls":41},{"v":1711260.938,"d":"1,711,261"},{"v":582971.016,"d":"582,971"},{"$nulls":6},"--","EIA","EIA",{"$nulls":15},0,0,0,0,{"v":195060,"d":"195,060"},0,0,0,0,0,0,0,{"v":195060,"d":"195,060"},0,0,{"v":195060,"d":"195,060"},{"v":0,"d":"0.0%"},{"v":0,"d":"0.0%"},{"v":0,"d":"0.0%"},{"v":0,"d":"0.0%"},{"v":1,"d":"100.0%"},{"v":0,"d":"0.0%"},{"v":0,"d":"0.0%"},{"v":0,"d":"0.0%"},{"v":0,"d":"0.0%"},{"v":0,"d":"0.0%"},{"v":0,"d":"0.0%"},{"v":0,"d":"0.0%"},{"v":1,"d":"100.0%"},{"v":0,"d":"0.0%"},{"v":0,"d":"0.0%"},{"v":1,"d":"100.0%"}]
[10612,2020,"SC","Dadswell Solar",62222,"Duke Energy Progress - (NC)",3046,"Dadswell Solar",61730,"IPP Non-CHP","Duke Energy Progress East","CPLE","SERC","SRVC","SERC Virginia/Carolina",null,"45","031","Darlington",34.381325,-80.136819,1,1,"SUN","SOLAR",null,null,{"v":1,"d":"1.0"},{"$nulls":62},"--"]
[10621,2020,"SC","Duke Energy CHP at Clemson University",63063,"Duke Energy Carolinas, LLC",5416,"Duke Energy Carolinas, LLC",5416,"Electric Utility","Duke Energy Carolinas","DUK","SERC","SRVC","SERC Virginia/Carolina",null,"45","077","Pickens",34.6779,-82.8231,1,1,"NG","GAS",null,{"v":0.04515,"d":"0.0452"},13.4,{"v":1,"d":"1.0000"},{"$nulls":6},{"v":62984,"d":"62,984"},{"v":28731,"d":"28,731"},{"v":62984,"d":"62,984"},{"v":28731,"d":"28,731"},{"v":5300,"d":"5,300"},{"v":2418,"d":"2,418"},{"v":9.784,"d":"10"},{"v":4.463,"d":"4"},{"v":0.101,"d":"0"},{"v":3681.07,"d":"3,681"},{"v":138.856,"d":"139"},{"v":13.886,"d":"14"},{"v":3684.875,"d":"3,685"},null,3.692,3.691,0.038,{"v":1389.083,"d":"1,389.083"},0.026,0.003,{"v":1390.519,"d":"1,390.519"},null,0.311,0.311,0.003,116.889,{"v":2E-3,"d":"0.002"},{"v":0,"d":"0.000"},{"v":117.01,"d":"117.010"},null,3.692,3.691,0.038,{"v":1389.083,"d":"1,389.083"},0.026,0.003,{"v":1390.519,"d":"1,390.519"},null,{"v":9.784,"d":"10"},{"v":4.463,"d":"4"},{"v":0.101,"d":"0"},{"v":3681.07,"d":"3,681"},{"v":138.856,"d":"139"},{"v":13.886,"d":"14"},null,{"v":62984,"d":"62,984"},{"v":28731,"d":"28,731"},{"v":62984,"d":"62,984"},{"v":28731,"d":"28,731"},"EIA","EIA","EIA","EIA","EIA","EIA","--","EIA","EIA",{"$nulls":14},{"v":11883.773585,"d":"11,883.774"},0,0,{"v":5300,"d":"5,300"},0,0,0,0,0,0,0,0,{"v":5300,"d":"5,300"},0,0,{"v":5300,"d":"5,300"},0,{"v":0,"d":"0.0%"},{"v":0,"d":"0.0%"},{"v":1,"d":"100.0%"},{"v":0,"d":"0.0%"},{"v":0,"d":"0.0%"},{"v":0,"d":"0.0%"},{"v":0,"d":"0.0%"},{"v":0,"d":"0.0%"},{"v":0,"d":"0.0%"},{"v":0,"d":"0.0%"},{"v":0,"d":"0.0%"},{"v":1,"d":"100.0%"},{"v":0,"d":"0.0%"},{"v":0,"d":"0.0%"},{"v":1,"d":"100.0%"},{"v":0,"d":"0.0%"}]
[10654,2020,"SC","Hilton Head Gas Turbine Site",3318,"South Carolina Public Service Authority",17543,"South Carolina Public Service Authority",17543,"Electric Utility","South Carolina Public Service Authority","SC","SERC","SRVC","SERC Virginia/Carolina",null,"45","013","Beaufort",32.208871,-80.698754,3,3,"DFO","OIL",null,{"v":7e-05,"d":"0.0001"},117.9,{"v":1,"d":"1.0000"},{"$nulls":6},{"v":9153.2,"d":"9,153"},{"v":3393.1,"d":"3,393"},{"v":9153.2,"d":"9,153"},{"v":3393.1,"d":"3,393"},{"v":74.001,"d":"74"},31,{"v":5.492,"d":"5"},{"v":2.036,"d":"2"},{"v":2.3,"d":"2"},{"v":747.477,"d":"747"},{"v":55.848,"d":"56"},{"v":11.17,"d":"11"},{"v":749.839,"d":"750"},null,{"v":148.43,"d":"148.430"},131.355,62.161,{"v":20201.808,"d":"20,201.808"},0.755,0.151,{"v":20265.654,"d":"20,265.654"},null,{"v":1.2,"d":"1.200"},{"v":1.2,"d":"1.200"},0.503,163.326,0.006,{"v":1E-3,"d":"0.001"},163.842,null,148.432,131.357,62.162,{"v":20202.081,"d":"20,202.081"},0.755,0.151,{"v":20265.928,"d":"20,265.928"},null,{"v":5.492,"d":"5"},{"v":2.036,"d":"2"},{"v":2.3,"d":"2"},{"v":747.477,"d":"747"},{"v":55.848,"d":"56"},{"v":11.17,"d":"11"},null,{"v":9153.2,"d":"9,153"},{"v":3393.1,"d":"3,393"},{"v":9153.2,"d":"9,153"},{"v":3393.1,"d":"3,393"},"EPA/CAMD","EPA/CAMD; EIA","EPA/CAMD","EIA","EIA","EIA","--","EPA/CAMD","EPA/CAMD",{"$nulls":14},{"v":123691.894531,"d":"123,691.895"},0,74,0,0,0,0,0,0,0,0,0,74,0,0,74,0,{"v":0,"d":"0.0%"},{"v":1,"d":"100.0%"},{"v":0,"d":"0.0%"},{"v":0,"d":"0.0%"},{"v":0,"d":"0.0%"},{"v":0,"d":"0.0%"},{"v":0,"d":"0.0%"},{"v":0,"d":"0.0%"},{"v":0,"d":"0.0%"},{"v":0,"d":"0.0%"},{"v":0,"d":"0.0%"},{"v":1,"d":"100.0%"},{"v":0,"d":"0.0%"},{"v":0,"d":"0.0%"},{"v":1,"d":"100.0%"},{"v":0,"d":"0.0%"}]
[10666,2020,"SC","Jasper County Generating Facility",55927,"South Carolina Electric&Gas Company",17539,"Dominion Energy South Carolina, Inc",17539,"Electric Utility","South Carolina Electric & Gas Company","SCEG","SERC","SRVC","SERC Virginia/Carolina",null,"45","053","Jasper",32.3594,-81.1242,3,4,"NG","GAS",null,{"v":0.59886,"d":"0.5989"},{"v":1001.7,"d":"1,001.7"},{"v":0.335236338711253,"d":"0.3352"},{"$nulls":6},{"v":37546656,"d":"37,546,656"},{"v":17849840,"d":"17,849,840"},{"v":37546656,"d":"37,546,656"},{"v":17849840,"d":"17,849,840"},{"v":5254916,"d":"5,254,916"},{"v":2502962,"d":"2,502,962"},{"v":155.381,"d":"155"},{"v":72.975,"d":"73"},{"v":11.3,"d":"11"},{"v":2231415.375,"d":"2,231,415"},{"v":85825.669,"d":"85,826"},{"v":8584.259,"d":"8,584"},{"v":2233767.251,"d":"2,233,767"},null,0.059,0.058,0.004,849.268,0.016,{"v":2E-3,"d":"0.002"},850.163,null,0.008,0.008,{"v":1E-3,"d":"0.001"},118.861,{"v":2E-3,"d":"0.002"},{"v":0,"d":"0.000"},118.986,null,0.059,0.058,0.004,849.268,0.016,{"v":2E-3,"d":"0.002"},850.163,null,{"v":155.381,"d":"155"},{"v":72.975,"d":"73"},{"v":11.3,"d":"11"},{"v":2231415.375,"d":"2,231,415"},{"v":85825.669,"d":"85,826"},{"v":8584.259,"d":"8,584"},null,{"v":37546656,"d":"37,546,656"},{"v":17849840,"d":"17,849,840"},{"v":37546656,"d":"37,546,656"},{"v":17849840,"d":"17,849,840"},"EPA/CAMD","EPA/CAMD","EPA/CAMD","EPA/CAMD","EIA","EIA","--","EPA/CAMD","EPA/CAMD",{"$nulls":14},{"v":7145.053496,"d":"7,145.053"},0,{"v":345.309,"d":"345"},{"v":5254570.7,"d":"5,254,571"},0,0,0,0,0,0,0,0,{"v":5254916.009,"d":"5,254,916"},0,0,{"v":5254916.009,"d":"5,254,916"},0,{"v":0,"d":"0.0%"},{"v":6.57116116430016e-05,"d":"0.0%"},{"v":0.999934288388357,"d":"100.0%"},{"v":0,"d":"0.0%"},{"v":0,"d":"0.0%"},{"v":0,"d":"0.0%"},{"v":0,"d":"0.0%"},{"v":0,"d":"0.0%"},{"v":0,"d":"0.0%"},{"v":0,"d":"0.0%"},{"v":0,"d":"0.0%"},{"v":1,"d":"100.0%"},{"v":0,"d":"0.0%"},{"v":0,"d":"0.0%"},{"v":1,"d":"100.0%"},{"v":0,"d":"0.0%"}]
[10689,2020,"SC","Melsam Solar",62280,"Duke Energy Progress - (NC)",3046,"Melsam Solar",61791,"IPP Non-CHP","Duke Energy Progress East","CPLE","SERC","SRVC","SERC Virginia/Carolina",null,"45","033","Dillon",34.344878,-79.374561,1,1,"SUN","SOLAR",null,null,60.5,{"$nulls":62},"--"]
[10722,2020,"SC","Quest Solar",62299,"South Carolina Electric&Gas Company",17539,"Quest Solar",61807,"IPP Non-CHP","South Carolina Electric & Gas Company","SCEG","SERC","SRVC","SERC Virginia/Carolina",null,"45","005","Allendale",32.976531,-81.226808,1,1,"SUN","SOLAR",null,null,{"v":40,"d":"40.0"},{"$nulls":62},"--"]
[10747,2020,"SC","SCE&G Springfield CSG",61434,"South Carolina Electric&Gas Company",17539,"Cypress Creek Renewables",61060,"IPP Non-CHP","South Carolina Electric & Gas Company","SCEG","SERC","SRVC","SERC Virginia/Carolina",null,"45","075","Orangeburg",33.491,-81.297,1,1,"SUN","SOLAR",null,{"v":0.21551,"d":"0.2155"},6.1,{"$nulls":9},{"v":101029,"d":"101,029"},{"v":50194,"d":"50,194"},{"v":11516,"d":"11,516"},{"v":5721,"d":"5,721"},{"$nulls":41},{"v":101029,"d":"101,029"},{"v":50194,"d":"50,194"},{"$nulls":6},"--","EIA","EIA",{"$nulls":15},0,0,0,0,0,0,0,{"v":11516,"d":"11,516"},0,0,0,0,{"v":11516,"d":"11,516"},{"v":11516,"d":"11,516"},0,{"v":11516,"d":"11,516"},{"v":0,"d":"0.0%"},{"v":0,"d":"0.0%"},{"v":0,"d":"0.0%"},{"v":0,"d":"0.0%"},{"v":0,"d":"0.0%"},{"v":0,"d":"0.0%"},{"v":0,"d":"0.0%"},{"v":1,"d":"100.0%"},{"v":0,"d":"0.0%"},{"v":0,"d":"0.0%"},{"v":0,"d":"0.0%"},{"v":0,"d":"0.0%"},{"v":1,"d":"100.0%"},{"v":1,"d":"100.0%"},{"v":0,"d":"0.0%"},{"v":1,"d":"100.0%"}]
[10780,2020,"SC","V C Summer",6127,"South Carolina Electric&Gas Company",17539,"Dominion Energy South Carolina, Inc",17539,"Electric Utility","South Carolina Electric & Gas Company","SCEG","SERC","SRVC","SERC Virginia/Carolina",null,"45","039","Fairfield",34.2983,-81.3153,3,3,"NUC","NUCLEAR",null,{"v":0.27314,"d":"0.2731"},{"v":3229.6,"d":"3,229.6"},{"$nulls":9},{"v":80721560,"d":"80,721,560"},{"v":32825200,"d":"32,825,200"},{"v":7727525,"d":"7,727,525"},{"v":3142377,"d":"3,142,377"},{"$nulls":41},{"v":80721560,"d":"80,721,560"},{"v":32825200,"d":"32,825,200"},{"$nulls":6},"--","EIA","EIA",{"$nulls":15},0,0,0,{"v":7727525,"d":"7,727,525"},0,0,0,0,0,0,0,{"v":7727525,"d":"7,727,525"},0,0,0,{"v":7727525,"d":"7,727,525"},{"v":0,"d":"0.0%"},{"v":0,"d":"0.0%"},{"v":0,"d":"0.0%"},{"v":1,"d":"100.0%"},{"v":0,"d":"0.0%"},{"v":0,"d":"0.0%"},{"v":0,"d":"0.0%"},{"v":0,"d":"0.0%"},{"v":0,"d":"0.0%"},{"v":0,"d":"0.0%"},{"v":0,"d":"0.0%"},{"v":1,"d":"100.0%"},{"v":0,"d":"0.0%"},{"v":0,"d":"0.0%"},{"v":0,"d":"0.0%"},{"v":1,"d":"100.0%"}]
[10805,2020,"SC","Wysong Solar",62351,"Duke Energy Progress - (NC)",3046,"Wysong Solar",61869,"IPP Non-CHP","Duke Energy Progress East","CPLE","SERC","SRVC","SERC Virginia/Carolina",null,"45","033","Dillon",34.277131,-79.268833,1,1,"SUN","SOLAR",null,null,2.3,{"$nulls":62},"--"]
[10814,2020,"SD","Big Bend Dam",3375,"WAPA-- Western Area Power Administration",27000,"USACE-Omaha",19635,"Electric Utility","Southwest Power Pool","SWPP","MRO","MROW","MRO West",null,"46","017","Buffalo",44.0384,-99.4463,8,8,"WAT","HYDRO",null,{"v":0.21675,"d":"0.2168"},538.3,{"$nulls":9},{"v":8966857.25,"d":"8,966,857"},{"v":3400140.094,"d":"3,400,140"},{"v":1022096.997,"d":"1,022,097"},{"v":387569.001,"d":"387,569"},{"$nulls":41},{"v":8966857.25,"d":"8,966,857"},{"v":3400140.094,"d":"3,400,140"},{"$nulls":6},"--","EIA","EIA",{"$nulls":15},0,0,0,0,{"v":1022097,"d":"1,022,097"},0,0,0,0,0,0,0,{"v":1022097,"d":"1,022,097"},0,0,{"v":1022097,"d":"1,022,097"},{"v":0,"d":"0.0%"},{"v":0,"d":"0.0%"},{"v":0,"d":"0.0%"},{"v":0,"d":"0.0%"},{"v":1,"d":"100.0%"},{"v":0,"d":"0.0%"},{"v":0,"d":"0.0%"},{"v":0,"d":"0.0%"},{"v":0,"d":"0.0%"},{"v":0,"d":"0.0%"},{"v":0,"d":"0.0%"},{"v":0,"d":"0.0%"},{"v":1,"d":"100.0%"},{"v":0,"d":"0.0%"},{"v":0,"d":"0.0%"},{"v":1,"d":"100.0%"}]
[10847,2020,"SD","Prevailing Wind Park",62247,"WAPA-- Western Area Power Administration",27000,"AES Distributed Energy",61012,"IPP Non-CHP","Southwest Power Pool","SWPP","MRO","MROW","MRO West",null,"46","135","Yankton",43.039,-97.526,1,1,"WND","WIND",null,{"v":0.28696,"d":"0.2870"},{"v":220,"d":"220.0"},{"$nulls":9},{"v":4851771,"d":"4,851,771"},{"v":2391003,"d":"2,391,003"},{"v":553034,"d":"553,034"},{"v":272541,"d":"272,541"},{"$nulls":41},{"v":4851771,"d":"4,851,771"},{"v":2391003,"d":"2,391,003"},{"$nulls":6},"--","EIA","EIA",{"$nulls":15},0,0,0,0,0,0,{"v":553034.42,"d":"553,034"},0,0,0,0,0,{"v":553034.42,"d":"553,034"},{"v":553034.42,"d":"553,034"},0,{"v":553034.42,"d":"553,034"},{"v":0,"d":"0.0%"},{"v":0,"d":"0.0%"},{"v":0,"d":"0.0%"},{"v":0,"d":"0.0%"},{"v":0,"d":"0.0%"},{"v":0,"d":"0.0%"},{"v":1,"d":"100.0%"},{"v":0,"d":"0.0%"},{"v":0,"d":"0.0%"},{"v":0,"d":"0.0%"},{"v":0,"d":"0.0%"},{"v":0,"d":"0.0%"},{"v":1,"d":"100.0%"},{"v":1,"d":"100.0%"},{"v":0,"d":"0.0%"},{"v":1,"d":"100.0%"}]
[10872,2020,"TN","Chattanooga Metropolitan Airport Solar",58515,"City of Chattanooga - (TN)",3408,"Chattanooga Metropolitan Airport",58492,"Commercial Non-CHP","Tennessee Valley Authority","TVA","RFC","SRTV","SERC Tennessee Valley",null,"47","065","Hamilton",35.024583,-85.208617,3,3,"SUN","SOLAR",null,{"v":0.12219,"d":"0.1222"},2.7,{"$nulls":9},{"v":25354,"d":"25,354"},{"v":13706,"d":"13,706"},{"v":2889.999,"d":"2,890"},{"v":1562,"d":"1,562"},{"$nulls":41},{"v":25354,"d":"25,354"},{"v":13706,"d":"13,706"},{"$nulls":6},"--","EIA","EIA",{"$nulls":15},0,0,0,0,0,0,0,{"v":2890,"d":"2,890"},0,0,0,0,{"v":2890,"d":"2,890"},{"v":2890,"d":"2,890"},0,{"v":2890,"d":"2,890"},{"v":0,"d":"0.0%"},{"v":0,"d":"0.0%"},{"v":0,"d":"0.0%"},{"v":0,"d":"0.0%"},{"v":0,"d":"0.0%"},{"v":0,"d":"0.0%"},{"v":0,"d":"0.0%"},{"v":1,"d":"100.0%"},{"v":0,"d":"0.0%"},{"v":0,"d":"0.0%"},{"v":0,"d":"0.0%"},{"v":0,"d":"0.0%"},{"v":1,"d":"100.0%"},{"v":1,"d":"100.0%"},{"v":0,"d":"0.0%"},{"v":1,"d":"100.0%"}]
[10881,2020,"TN","Domtar Kingsport Mill",10252,"Kingsport Power Co",10331,"Domtar Paper Co LLC Kingsport Mill",55849,"Industrial CHP","PJM Interconnection, LLC","PJM","RFC","RFCW","RFC West",null,"47","163","Sullivan",36.5489,-82.5667,3,4,"BLQ","BIOMASS",null,{"v":0.13586,"d":"0.1359"},{"v":73,"d":"73.0"},{"v":1,"d":"1.0000"},"Yes","Yes",{"v":1665781.6,"d":"1,665,782"},{"v":0.178,"d":"0"},{"v":0.191818,"d":"0.1918"},null,{"v":483317.975,"d":"483,318"},0,{"v":483317.975,"d":"483,318"},0,{"v":86880.479,"d":"86,880"},0,{"v":37.173,"d":"37"},0,{"v":101.313,"d":"101"},{"v":1398.264,"d":"1,398"},{"v":10720.301,"d":"10,720"},{"v":2683.982,"d":"2,684"},{"v":1932.181,"d":"1,932"},null,0.856,null,2.332,32.188,0.123,0.031,44.479,null,0.154,null,0.419,5.786,0.022,0.006,7.995,null,0.856,null,2.332,32.188,0.123,0.031,44.479,null,{"v":193.792,"d":"194"},0,{"v":528.172,"d":"528"},{"v":268272.398,"d":"268,272"},{"v":55887.983,"d":"55,888"},{"v":13992.36,"d":"13,992"},null,{"v":2519674.312,"d":"2,519,674"},0,{"v":2519674.312,"d":"2,519,674"},0,"EIA","EIA","EIA","EIA","EIA","EIA","--","EIA","EIA",{"$nulls":3},{"v":260982.848,"d":"260,983"},null,null,{"v":2036356.337,"d":"2,036,356"},0,{"v":156.619,"d":"157"},0,{"v":426.859,"d":"427"},{"v":5891.286,"d":"5,891"},{"v":45167.682,"d":"45,168"},{"v":11308.379,"d":"11,308"},{"v":5563.02153,"d":"5,563.022"},0,{"v":78.539,"d":"79"},{"v":4123.835,"d":"4,124"},0,0,{"v":82678.105,"d":"82,678"},0,0,0,0,0,{"v":4202.374,"d":"4,202"},{"v":82678.105,"d":"82,678"},{"v":82678.105,"d":"82,678"},{"v":86880.479,"d":"86,880"},0,{"v":0,"d":"0.0%"},{"v":9.03989030723461E-4,"d":"0.1%"},{"v":0.0474656107731634,"d":"4.7%"},{"v":0,"d":"0.0%"},{"v":0,"d":"0.0%"},{"v":0.951630400196113,"d":"95.2%"},{"v":0,"d":"0.0%"},{"v":0,"d":"0.0%"},{"v":0,"d":"0.0%"},{"v":0,"d":"0.0%"},{"v":0,"d":"0.0%"},{"v":0.0483695998038869,"d":"4.8%"},{"v":0.951630400196113,"d":"95.2%"},{"v":0.951630400196113,"d":"95.2%"},{"v":1,"d":"100.0%"},{"v":0,"d":"0.0%"}]
[10906,2020,"TN","Music City Community Solar",62468,"Nashville Electric Service",13216,"Nashville Electric Service",13216,"Electric Utility","Tennessee Valley Authority","TVA","SERC","SRTV","SERC Tennessee Valley",null,"47","037","Davidson",36.248832,-86.746776,1,1,"SUN","SOLAR",null,{"v":0.00021,"d":"0.0002"},1.6,{"$nulls":9},26,14,3,2,{"$nulls":41},26,14,{"$nulls":6},"--","EIA","EIA",{"$nulls":15},0,0,0,0,0,0,0,3,0,0,0,0,3,3,0,3,{"v":0,"d":"0.0%"},{"v":0,"d":"0.0%"},{"v":0,"d":"0.0%"},{"v":0,"d":"0.0%"},{"v":0,"d":"0.0%"},{"v":0,"d":"0.0%"},{"v":0,"d":"0.0%"},{"v":1,"d":"100.0%"},{"v":0,"d":"0.0%"},{"v":0,"d":"0.0%"},{"v":0,"d":"0.0%"},{"v":0,"d":"0.0%"},{"v":1,"d":"100.0%"},{"v":1,"d":"100.0%"},{"v":0,"d":"0.0%"},{"v":1,"d":"100.0%"}]
[10930,2020,"TN","Tate & Lyle Loudon Plant",63632,"Tennessee Valley Authority",18642,"Tate and Lyle Ingredients, LLC",63346,"Industrial CHP","Tennessee Valley Authority","TVA","SERC","SRTV","SERC Tennessee Valley",null,"47","105","Loudon",35.735092,-84.319301,2,2,"NG","GAS",null,{"v":0.61166,"d":"0.6117"},61.4,{"v":0.313896573607207,"d":"0.3139"},null,"Yes",0,null,{"v":1,"d":"1.0000"},null,{"v":3705842,"d":"3,705,842"},{"v":1586084,"d":"1,586,084"},{"v":3705842,"d":"3,705,842"},{"v":1586084,"d":"1,586,084"},{"v":328991,"d":"328,991"},{"v":140807,"d":"140,807"},{"v":560.96,"d":"561"},{"v":240.088,"d":"240"},{"v":5.922,"d":"6"},{"v":216586.188,"d":"216,586"},{"v":8169.99,"d":"8,170"},{"v":816.999,"d":"817"},{"v":216810.045,"d":"216,810"},null,{"v":3.41,"d":"3.410"},{"v":3.41,"d":"3.410"},0.036,{"v":1316.669,"d":"1,316.669"},0.025,{"v":2E-3,"d":"0.002"},{"v":1318.03,"d":"1,318.030"},null,0.303,0.303,0.003,116.889,{"v":2E-3,"d":"0.002"},{"v":0,"d":"0.000"},{"v":117.01,"d":"117.010"},null,{"v":3.41,"d":"3.410"},{"v":3.41,"d":"3.410"},0.036,{"v":1316.669,"d":"1,316.669"},0.025,{"v":2E-3,"d":"0.002"},{"v":1318.03,"d":"1,318.030"},null,{"v":560.96,"d":"561"},{"v":240.088,"d":"240"},{"v":5.922,"d":"6"},{"v":216586.188,"d":"216,586"},{"v":8169.99,"d":"8,170"},{"v":816.999,"d":"817"},null,{"v":3705842,"d":"3,705,842"},{"v":1586084,"d":"1,586,084"},{"v":3705842,"d":"3,705,842"},{"v":1586084,"d":"1,586,084"},"EIA","EIA","EIA","EIA","EIA","EIA","--","EIA","EIA",{"$nulls":6},0,0,0,0,0,0,0,0,{"v":11264.265588,"d":"11,264.266"},0,0,{"v":328991,"d":"328,991"},0,0,0,0,0,0,0,0,{"v":328991,"d":"328,991"},0,0,{"v":328991,"d":"328,991"},0,{"v":0,"d":"0.0%"},{"v":0,"d":"0.0%"},{"v":1,"d":"100.0%"},{"v":0,"d":"0.0%"},{"v":0,"d":"0.0%"},{"v":0,"d":"0.0%"},{"v":0,"d":"0.0%"},{"v":0,"d":"0.0%"},{"v":0,"d":"0.0%"},{"v":0,"d":"0.0%"},{"v":0,"d":"0.0%"},{"v":1,"d":"100.0%"},{"v":0,"d":"0.0%"},{"v":0,"d":"0.0%"},{"v":1,"d":"100.0%"},{"v":0,"d":"0.0%"}]
[10973,2020,"TX","Azure Sky Wind Project, LLC Hybrid",64164,"Oncor Electric Delivery Company LLC",44372,"Azure Sky Wind Project, LLC",63784,"IPP Non-CHP","Electric Reliability Council of Texas, Inc.","ERCO","TRE","ERCT","ERCOT All","ERCOT","48","447","Throckmorton",33.1902,-99.2598,2,2,{"$nulls":4},470.2,{"$nulls":62},"--"]
[10998,2020,"TX","Blue Summit Storage, LLC",60690,"AEP Texas North Company",20404,"Blue Summit Storage, LLC",60409,"IPP Non-CHP","Electric Reliability Council of Texas, Inc.","ERCO","TRE","ERCT","ERCOT All","ERCOT","48","487","Wilbarger",34.299,-99.399,1,1,"MWH","OTHF",null,{"v":0,"d":"0.0000"},{"v":30,"d":"30.0"},{"$nulls":7},0,0,0,0,{"v":-3316,"d":"(3,316)"},{"v":-1411,"d":"(1,411)"},{"$nulls":8},{"v":0,"d":"0.000"},{"v":0,"d":"0.000"},{"v":0,"d":"0.000"},{"v":0,"d":"0.000"},{"v":0,"d":"0.000"},{"v":0,"d":"0.000"},{"v":0,"d":"0.000"},{"$nulls":9},{"v":0,"d":"0.000"},null,{"v":0,"d":"0.000"},{"v":0,"d":"0.000"},{"v":0,"d":"0.000"},{"v":0,"d":"0.000"},{"v":0,"d":"0.000"},{"$nulls":8},0,0,0,0,{"$nulls":6},"--","EIA","EIA",{"$nulls":15},0,0,0,0,0,0,0,0,0,0,{"v":-3316,"d":"(3,316)"},{"v":-3316,"d":"(3,316)"},0,0,{"v":-3316,"d":"(3,316)"},0]
[11007,2020,"TX","Bosque County Power Plant",55172,"Brazos Electric Power Coop Inc",2172,"Calpine Bosque Energy Center LLC",55899,"IPP Non-CHP","Electric Reliability Council of Texas, Inc.","ERCO","TRE","ERCT","ERCOT All","ERCOT","48","035","Bosque",31.8594,-97.3586,3,5,"NG","GAS",null,{"v":0.62435,"d":"0.6244"},{"v":807,"d":"807.0"},{"v":0.292742677749298,"d":"0.2927"},{"$nulls":6},{"v":30634795,"d":"30,634,795"},{"v":16520469.5,"d":"16,520,470"},{"v":30634795,"d":"30,634,795"},{"v":16520469.5,"d":"16,520,470"},{"v":4413761,"d":"4,413,761"},{"v":2390360,"d":"2,390,360"},{"v":281.024,"d":"281"},{"v":131.453,"d":"131"},{"v":9.2,"d":"9"},{"v":1820586.875,"d":"1,820,587"},{"v":67457.647,"d":"67,458"},{"v":6745.765,"d":"6,746"},{"v":1822435.215,"d":"1,822,435"},null,0.127,{"v":0.11,"d":"0.110"},0.004,824.959,0.015,{"v":2E-3,"d":"0.002"},825.797,null,0.018,0.016,{"v":1E-3,"d":"0.001"},118.857,{"v":2E-3,"d":"0.002"},{"v":0,"d":"0.000"},118.978,null,0.127,{"v":0.11,"d":"0.110"},0.004,824.959,0.015,{"v":2E-3,"d":"0.002"},825.797,null,{"v":281.024,"d":"281"},{"v":131.453,"d":"131"},{"v":9.2,"d":"9"},{"v":1820586.875,"d":"1,820,587"},{"v":67457.647,"d":"67,458"},{"v":6745.765,"d":"6,746"},null,{"v":30634795,"d":"30,634,795"},{"v":16520469.5,"d":"16,520,470"},{"v":30634795,"d":"30,634,795"},{"v":16520469.5,"d":"16,520,470"},"EPA/CAMD","EPA/CAMD","EPA/CAMD","EPA/CAMD","EIA","EIA","--","EPA/CAMD","EPA/CAMD",{"$nulls":14},{"v":6940.746225,"d":"6,940.746"},0,0,{"v":4413761,"d":"4,413,761"},0,0,0,0,0,0,0,0,{"v":4413761,"d":"4,413,761"},0,0,{"v":4413761,"d":"4,413,761"},0,{"v":0,"d":"0.0%"},{"v":0,"d":"0.0%"},{"v":1,"d":"100.0%"},{"v":0,"d":"0.0%"},{"v":0,"d":"0.0%"},{"v":0,"d":"0.0%"},{"v":0,"d":"0.0%"},{"v":0,"d":"0.0%"},{"v":0,"d":"0.0%"},{"v":0,"d":"0.0%"},{"v":0,"d":"0.0%"},{"v":1,"d":"100.0%"},{"v":0,"d":"0.0%"},{"v":0,"d":"0.0%"},{"v":1,"d":"100.0%"},{"v":0,"d":"0.0%"}]
[11040,2020,"TX","Canadian Breaks, LLC",63030,"Oncor Electric Delivery Company LLC",44372,"RWE Renewables Americas LLC",56215,"IPP Non-CHP","Electric Reliability Council of Texas, Inc.","ERCO","TRE","ERCT","ERCOT All","ERCOT","48","117","Deaf Smith",35.200164,-102.315517,1,1,"WND","WIND",null,{"v":0.45042,"d":"0.4504"},210.1,{"$nulls":9},{"v":7272774,"d":"7,272,774"},{"v":2983005,"d":"2,983,005"},{"v":828995,"d":"828,995"},{"v":340021,"d":"340,021"},{"$nulls":41},{"v":7272774,"d":"7,272,774"},{"v":2983005,"d":"2,983,005"},{"$nulls":6},"--","EIA","EIA",{"$nulls":15},0,0,0,0,0,0,{"v":828995,"d":"828,995"},0,0,0,0,0,{"v":828995,"d":"828,995"},{"v":828995,"d":"828,995"},0,{"v":828995,"d":"828,995"},{"v":0,"d":"0.0%"},{"v":0,"d":"0.0%"},{"v":0,"d":"0.0%"},{"v":0,"d":"0.0%"},{"v":0,"d":"0.0%"},{"v":0,"d":"0.0%"},{"v":1,"d":"100.0%"},{"v":0,"d":"0.0%"},{"v":0,"d":"0.0%"},{"v":0,"d":"0.0%"},{"v":0,"d":"0.0%"},{"v":0,"d":"0.0%"},{"v":1,"d":"100.0%"},{"v":1,"d":"100.0%"},{"v":0,"d":"0.0%"},{"v":1,"d":"100.0%"}]
[11065,2020,"TX","Clear Springs Energy Center",59615,"Lower Colorado River Authority",11269,"Navasota Energy Generation Holdings",59357,"IPP Non-CHP","Electric Reliability Council of Texas, Inc.","ERCO","TRE","ERCT","ERCOT All","ERCOT","48","187","Guadalupe",29.650556,-98.012222,3,3,"NG","GAS",null,null,{"v":549,"d":"549.0"},{"$nulls":62},"--"]
[11074,2020,"TX","Cone Renewable Energy Project, LLC",60272,"Southwestern Public Service Co",17718,"Tri Global Energy, LLC",59056,"IPP Non-CHP","Electric Reliability Council of Texas, Inc.","ERCO","TRE","ERCT","ERCOT All","ERCOT","48","107","Crosby",33.8093,-101.342405,1,1,"WND","WIND",null,null,{"v":300,"d":"300.0"},{"$nulls":62},"--"]
[11099,2020,"TX","Dermott Wind",60902,"Oncor Electric Delivery Company LLC",44372,"Dermott Wind, LLC",60543,"IPP Non-CHP","Electric Reliability Council of Texas, Inc.","ERCO","TRE","ERCT","ERCOT All","ERCOT","48","415","Scurry",32.863769,-100.975128,1,1,"WND","WIND",null,{"v":0.42189,"d":"0.4219"},{"v":253,"d":"253.0"},{"$nulls":9},{"v":8203018,"d":"8,203,018"},{"v":3042547,"d":"3,042,547"},{"v":935030,"d":"935,030"},{"v":346808,"d":"346,808"},{"$nulls":41},{"v":8203018,"d":"8,203,018"},{"v":3042547,"d":"3,042,547"},{"$nulls":6},"--","EIA","EIA",{"$nulls":15},0,0,0,0,0,0,{"v":935030,"d":"935,030"},0,0,0,0,0,{"v":935030,"d":"935,030"},{"v":935030,"d":"935,030"},0,{"v":935030,"d":"935,030"},{"v":0,"d":"0.0%"},{"v":0,"d":"0.0%"},{"v":0,"d":"0.0%"},{"v":0,"d":"0.0%"},{"v":0,"d":"0.0%"},{"v":0,"d":"0.0%"},{"v":1,"d":"100.0%"},{"v":0,"d":"0.0%"},{"v":0,"d":"0.0%"},{"v":0,"d":"0.0%"},{"v":0,"d":"0.0%"},{"v":0,"d":"0.0%"},{"v":1,"d":"100.0%"},{"v":1,"d":"100.0%"},{"v":0,"d":"0.0%"},{"v":1,"d":"100.0%"}]
[11132,2020,"TX","ExxonMobil Baytown Refinery",10436,"CenterPoint Energy",8901,"Exxon Mobil Refining and Supply Co.",6091,"Industrial CHP","Electric Reliability Council of Texas, Inc.","ERCO","TRE","ERCT","ERCOT All","ERCOT","48","201","Harris",29.753517,-94.997277,11,11,"NG","GAS",null,{"v":0.49214,"d":"0.4921"},231.7,{"v":0.513106257829595,"d":"0.5131"},null,"Yes",{"v":7316875.2,"d":"7,316,875"},{"v":0.466,"d":"0"},{"v":0.383191,"d":"0.3832"},null,{"v":5330240.589,"d":"5,330,241"},{"v":2620065.254,"d":"2,620,065"},{"v":5330240.589,"d":"5,330,241"},{"v":2620065.254,"d":"2,620,065"},{"v":998885,"d":"998,885"},{"v":490999,"d":"490,999"},{"v":842.726,"d":"843"},{"v":414.239,"d":"414"},{"v":8.518,"d":"9"},{"v":311523.41,"d":"311,523"},{"v":11751.179,"d":"11,751"},{"v":1175.118,"d":"1,175"},{"v":311845.392,"d":"311,845"},null,1.687,1.687,0.017,623.742,0.012,{"v":1E-3,"d":"0.001"},624.387,null,0.316,0.316,0.003,116.889,{"v":2E-3,"d":"0.002"},{"v":0,"d":"0.000"},{"v":117.01,"d":"117.010"},null,1.687,1.687,0.017,623.742,0.012,{"v":1E-3,"d":"0.001"},624.387,null,{"v":2199.232,"d":"2,199"},{"v":1081.024,"d":"1,081"},{"v":22.228,"d":"22"},{"v":812971.312,"d":"812,971"},{"v":30666.623,"d":"30,667"},{"v":3066.662,"d":"3,067"},null,{"v":13910135,"d":"13,910,135"},{"v":6837489,"d":"6,837,489"},{"v":13910135,"d":"13,910,135"},{"v":6837489,"d":"6,837,489"},"EIA","EIA","EIA","EIA","EIA","EIA","--","EIA","EIA",{"$nulls":6},{"v":8579894.411,"d":"8,579,894"},{"v":4217423.746,"d":"4,217,424"},{"v":1356.506,"d":"1,357"},{"v":666.785,"d":"667"},{"v":13.711,"d":"14"},{"v":501447.903,"d":"501,448"},{"v":18915.445,"d":"18,915"},{"v":1891.544,"d":"1,892"},{"v":5336.190441,"d":"5,336.190"},0,0,{"v":998885,"d":"998,885"},0,0,0,0,0,0,0,0,{"v":998885,"d":"998,885"},0,0,{"v":998885,"d":"998,885"},0,{"v":0,"d":"0.0%"},{"v":0,"d":"0.0%"},{"v":1,"d":"100.0%"},{"v":0,"d":"0.0%"},{"v":0,"d":"0.0%"},{"v":0,"d":"0.0%"},{"v":0,"d":"0.0%"},{"v":0,"d":"0.0%"},{"v":0,"d":"0.0%"},{"v":0,"d":"0.0%"},{"v":0,"d":"0.0%"},{"v":1,"d":"100.0%"},{"v":0,"d":"0.0%"},{"v":0,"d":"0.0%"},{"v":1,"d":"100.0%"},{"v":0,"d":"0.0%"}]
[11165,2020,"TX","Galloway 1 Solar Farm",61920,"Lower Colorado River Authority",11269,"225DD 8me LLC",61523,"IPP Non-CHP","Electric Reliability Council of Texas, Inc.","ERCO","TRE","ERCT","ERCOT All","ERCOT","48","095","Concho",31.435932,-99.796613,1,1,"SUN","SOLAR",null,null,{"v":250,"d":"250.0"},{"$nulls":62},"--"]
[11190,2020,"TX","Gregory Power Facility",55086,"AEP Texas Central Company",3278,"Gregory Power Partners LLC",7667,"IPP Non-CHP","Electric Reliability Council of Texas, Inc.","ERCO","TRE","ERCT","ERCOT All","ERCOT","48","409","San Patricio",27.88929,-97.258417,2,3,"NG","GAS",null,{"v":0.13679,"d":"0.1368"},{"v":432,"d":"432.0"},{"v":1,"d":"1.0000"},null,"Yes",0,null,{"v":1,"d":"1.0000"},null,{"v":4464191.875,"d":"4,464,192"},{"v":4427355.75,"d":"4,427,356"},{"v":4464191.875,"d":"4,464,192"},{"v":4427355.75,"d":"4,427,356"},{"v":517659,"d":"517,659"},{"v":519049,"d":"519,049"},{"v":59.391,"d":"59"},{"v":58.638,"d":"59"},{"v":1.3,"d":"1"},{"v":265300.398,"d":"265,300"},{"v":9885.931,"d":"9,886"},{"v":988.593,"d":"989"},{"v":265571.273,"d":"265,571"},null,0.229,0.226,0.005,{"v":1025.001,"d":"1,025.001"},0.019,{"v":2E-3,"d":"0.002"},{"v":1026.047,"d":"1,026.047"},null,0.027,0.026,{"v":1E-3,"d":"0.001"},118.857,{"v":2E-3,"d":"0.002"},{"v":0,"d":"0.000"},118.978,null,0.229,0.226,0.005,{"v":1025.001,"d":"1,025.001"},0.019,{"v":2E-3,"d":"0.002"},{"v":1026.047,"d":"1,026.047"},null,{"v":59.391,"d":"59"},{"v":58.638,"d":"59"},{"v":1.3,"d":"1"},{"v":265300.398,"d":"265,300"},{"v":9885.931,"d":"9,886"},{"v":988.593,"d":"989"},null,{"v":4464191.875,"d":"4,464,192"},{"v":4427355.75,"d":"4,427,356"},{"v":4464191.875,"d":"4,464,192"},{"v":4427355.75,"d":"4,427,356"},"EPA/CAMD","EPA/CAMD","EPA/CAMD","EPA/CAMD","EIA","EIA","--","EPA/CAMD","EPA/CAMD",{"$nulls":6},0,0,0,0,0,0,0,0,{"v":8623.808096,"d":"8,623.808"},0,0,{"v":517659,"d":"517,659"},0,0,0,0,0,0,0,0,{"v":517659,"d":"517,659"},0,0,{"v":517659,"d":"517,659"},0,{"v":0,"d":"0.0%"},{"v":0,"d":"0.0%"},{"v":1,"d":"100.0%"},{"v":0,"d":"0.0%"},{"v":0,"d":"0.0%"},{"v":0,"d":"0.0%"},{"v":0,"d":"0.0%"},{"v":0,"d":"0.0%"},{"v":0,"d":"0.0%"},{"v":0,"d":"0.0%"},{"v":0,"d":"0.0%"},{"v":1,"d":"100.0%"},{"v":0,"d":"0.0%"},{"v":0,"d":"0.0%"},{"v":1,"d":"100.0%"},{"v":0,"d":"0.0%"}]
[11194,2020,"TX","Guadalupe Generating Station",55153,"Lower Colorado River Authority",11269,"Guadalupe Power Partners LP",57045,"IPP Non-CHP","Electric Reliability Council of Texas, Inc.","ERCO","TRE","ERCT","ERCOT All","ERCOT","48","187","Guadalupe",29.6244,-98.1419,4,6,"NG","GAS",null,{"v":0.63788,"d":"0.6379"},{"v":1088.2,"d":"1,088.2"},{"v":0.270204598268348,"d":"0.2702"},{"$nulls":6},{"v":48079115,"d":"48,079,115"},{"v":23738869,"d":"23,738,869"},{"v":48079115,"d":"48,079,115"},{"v":23738869,"d":"23,738,869"},{"v":6080649,"d":"6,080,649"},{"v":2999209,"d":"2,999,209"},{"v":767.378,"d":"767"},{"v":375.163,"d":"375"},{"v":14.4,"d":"14"},{"v":2857266.125,"d":"2,857,266"},{"v":95142.45,"d":"95,142"},{"v":9514.245,"d":"9,514"},{"v":2859873.028,"d":"2,859,873"},null,0.252,{"v":0.25,"d":"0.250"},0.005,{"v":939.79,"d":"939.790"},0.016,{"v":2E-3,"d":"0.002"},940.647,null,0.032,0.032,{"v":1E-3,"d":"0.001"},118.857,{"v":2E-3,"d":"0.002"},{"v":0,"d":"0.000"},118.965,null,0.252,{"v":0.25,"d":"0.250"},0.005,{"v":939.79,"d":"939.790"},0.016,{"v":2E-3,"d":"0.002"},940.647,null,{"v":767.378,"d":"767"},{"v":375.163,"d":"375"},{"v":14.4,"d":"14"},{"v":2857266.125,"d":"2,857,266"},{"v":95142.45,"d":"95,142"},{"v":9514.245,"d":"9,514"},null,{"v":48079115,"d":"48,079,115"},{"v":23738869,"d":"23,738,869"},{"v":48079115,"d":"48,079,115"},{"v":23738869,"d":"23,738,869"},"EPA/CAMD","EPA/CAMD","EPA/CAMD","EPA/CAMD","EIA","EIA","--","EPA/CAMD","EPA/CAMD",{"$nulls":14},{"v":7906.905168,"d":"7,906.905"},0,0,{"v":6080649,"d":"6,080,649"},0,0,0,0,0,0,0,0,{"v":6080649,"d":"6,080,649"},0,0,{"v":6080649,"d":"6,080,649"},0,{"v":0,"d":"0.0%"},{"v":0,"d":"0.0%"},{"v":1,"d":"100.0%"},{"v":0,"d":"0.0%"},{"v":0,"d":"0.0%"},{"v":0,"d":"0.0%"},{"v":0,"d":"0.0%"},{"v":0,"d":"0.0%"},{"v":0,"d":"0.0%"},{"v":0,"d":"0.0%"},{"v":0,"d":"0.0%"},{"v":1,"d":"100.0%"},{"v":0,"d":"0.0%"},{"v":0,"d":"0.0%"},{"v":1,"d":"100.0%"},{"v":0,"d":"0.0%"}]
[11233,2020,"TX","IKEA Round Rock 027",58013,"Oncor Electric Delivery Company LLC",44372,"IKEA Property Inc",57389,"Commercial Non-CHP","Electric Reliability Council of Texas, Inc.","ERCO","TRE","ERCT","ERCOT All","ERCOT","48","491","Williamson",30.557044,-97.690286,1,1,"SUN","SOLAR",null,{"v":0.07208,"d":"0.0721"},1.4,{"$nulls":9},{"v":7756,"d":"7,756"},{"v":3484,"d":"3,484"},884,397,{"$nulls":41},{"v":7756,"d":"7,756"},{"v":3484,"d":"3,484"},{"$nulls":6},"--","EIA","EIA",{"$nulls":15},0,0,0,0,0,0,0,884,0,0,0,0,884,884,0,884,{"v":0,"d":"0.0%"},{"v":0,"d":"0.0%"},{"v":0,"d":"0.0%"},{"v":0,"d":"0.0%"},{"v":0,"d":"0.0%"},{"v":0,"d":"0.0%"},{"v":0,"d":"0.0%"},{"v":1,"d":"100.0%"},{"v":0,"d":"0.0%"},{"v":0,"d":"0.0%"},{"v":0,"d":"0.0%"},{"v":0,"d":"0.0%"},{"v":1,"d":"100.0%"},{"v":1,"d":"100.0%"},{"v":0,"d":"0.0%"},{"v":1,"d":"100.0%"}]
[11258,2020,"TX","King Mountain Wind Ranch 1",55581,"AEP Texas North Company",20404,"FPL Energy Upton Wind LP",6354,"IPP Non-CHP","Electric Reliability Council of Texas, Inc.","ERCO","TRE","ERCT","ERCOT All","ERCOT","48","461","Upton",31.2092,-102.2417,1,1,"WND","WIND",null,{"v":0.24673,"d":"0.2467"},{"v":278,"d":"278.0"},{"$nulls":9},{"v":5271317,"d":"5,271,317"},{"v":2313843,"d":"2,313,843"},{"v":600857,"d":"600,857"},{"v":263746,"d":"263,746"},{"$nulls":41},{"v":5271317,"d":"5,271,317"},{"v":2313843,"d":"2,313,843"},{"$nulls":6},"--","EIA","EIA",{"$nulls":15},0,0,0,0,0,0,{"v":600857,"d":"600,857"},0,0,0,0,0,{"v":600857,"d":"600,857"},{"v":600857,"d":"600,857"},0,{"v":600857,"d":"600,857"},{"v":0,"d":"0.0%"},{"v":0,"d":"0.0%"},{"v":0,"d":"0.0%"},{"v":0,"d":"0.0%"},{"v":0,"d":"0.0%"},{"v":0,"d":"0.0%"},{"v":1,"d":"100.0%"},{"v":0,"d":"0.0%"},{"v":0,"d":"0.0%"},{"v":0,"d":"0.0%"},{"v":0,"d":"0.0%"},{"v":0,"d":"0.0%"},{"v":1,"d":"100.0%"},{"v":1,"d":"100.0%"},{"v":0,"d":"0.0%"},{"v":1,"d":"100.0%"}]
[11267,2020,"TX","Lamesa II",61697,"Oncor Electric Delivery Company LLC",44372,"Lamesa Solar II, L.L.C.",62080,"IPP Non-CHP","Electric Reliability Council of Texas, Inc.","ERCO","TRE","ERCT","ERCOT All","ERCOT","48","115","Dawson",32.713326,-101.885218,1,1,"SUN","SOLAR",null,0.2987,{"v":50,"d":"50.0"},{"$nulls":9},{"v":1147764,"d":"1,147,764"},{"v":603617,"d":"603,617"},{"v":130829,"d":"130,829"},{"v":68804,"d":"68,804"},{"$nulls":41},{"v":1147764,"d":"1,147,764"},{"v":603617,"d":"603,617"},{"$nulls":6},"--","EIA","EIA",{"$nulls":15},0,0,0,0,0,0,0,{"v":130829,"d":"130,829"},0,0,0,0,{"v":130829,"d":"130,829"},{"v":130829,"d":"130,829"},0,{"v":130829,"d":"130,829"},{"v":0,"d":"0.0%"},{"v":0,"d":"0.0%"},{"v":0,"d":"0.0%"},{"v":0,"d":"0.0%"},{"v":0,"d":"0.0%"},{"v":0,"d":"0.0%"},{"v":0,"d":"0.0%"},{"v":1,"d":"100.0%"},{"v":0,"d":"0.0%"},{"v":0,"d":"0.0%"},{"v":0,"d":"0.0%"},{"v":0,"d":"0.0%"},{"v":1,"d":"100.0%"},{"v":1,"d":"100.0%"},{"v":0,"d":"0.0%"},{"v":1,"d":"100.0%"}]
[11292,2020,"TX","Lorenzo Wind",59244,"Southwestern Public Service Co",17718,"Lorenzo Wind, LLC",61133,"IPP Non-CHP","Southwest Power Pool","SWPP","MRO","SPSO","SPP South",null,"48","107","Crosby",33.699167,-101.524722,1,1,"WND","WIND",null,{"v":0.53408,"d":"0.5341"},{"v":80,"d":"80.0"},{"$nulls":9},{"v":3283585,"d":"3,283,585"},{"v":1249679,"d":"1,249,679"},{"v":374283,"d":"374,283"},{"v":142446,"d":"142,446"},{"$nulls":41},{"v":3283585,"d":"3,283,585"},{"v":1249679,"d":"1,249,679"},{"$nulls":6},"--","EIA","EIA",{"$nulls":15},0,0,0,0,0,0,{"v":374283,"d":"374,283"},0,0,0,0,0,{"v":374283,"d":"374,283"},{"v":374283,"d":"374,283"},0,{"v":374283,"d":"374,283"},{"v":0,"d":"0.0%"},{"v":0,"d":"0.0%"},{"v":0,"d":"0.0%"},{"v":0,"d":"0.0%"},{"v":0,"d":"0.0%"},{"v":0,"d":"0.0%"},{"v":1,"d":"100.0%"},{"v":0,"d":"0.0%"},{"v":0,"d":"0.0%"},{"v":0,"d":"0.0%"},{"v":0,"d":"0.0%"},{"v":0,"d":"0.0%"},{"v":1,"d":"100.0%"},{"v":1,"d":"100.0%"},{"v":0,"d":"0.0%"},{"v":1,"d":"100.0%"}]
[11325,2020,"TX","Midway Solar - TX",61368,"PacifiCorp",14354,"MIdway Solar",61801,"IPP Non-CHP","Electric Reliability Council of Texas, Inc.","ERCO","TRE","ERCT","ERCOT All","ERCOT","48","371","Pecos",30.995503,-102.223537,1,1,"SUN","SOLAR",null,{"v":0.24113,"d":"0.2411"},{"v":182,"d":"182.0"},{"$nulls":9},{"v":3372692,"d":"3,372,692"},{"v":1856954,"d":"1,856,954"},{"v":384440,"d":"384,440"},{"v":211667,"d":"211,667"},{"$nulls":41},{"v":3372692,"d":"3,372,692"},{"v":1856954,"d":"1,856,954"},{"$nulls":6},"--","EIA","EIA",{"$nulls":15},0,0,0,0,0,0,0,{"v":384440,"d":"384,440"},0,0,0,0,{"v":384440,"d":"384,440"},{"v":384440,"d":"384,440"},0,{"v":384440,"d":"384,440"},{"v":0,"d":"0.0%"},{"v":0,"d":"0.0%"},{"v":0,"d":"0.0%"},{"v":0,"d":"0.0%"},{"v":0,"d":"0.0%"},{"v":0,"d":"0.0%"},{"v":0,"d":"0.0%"},{"v":1,"d":"100.0%"},{"v":0,"d":"0.0%"},{"v":0,"d":"0.0%"},{"v":0,"d":"0.0%"},{"v":0,"d":"0.0%"},{"v":1,"d":"100.0%"},{"v":1,"d":"100.0%"},{"v":0,"d":"0.0%"},{"v":1,"d":"100.0%"}]
[11358,2020,"TX","Norton Solar Farm",61967,"AEP Texas Central Company",3278,"231RC 8me LLC",61525,"IPP Non-CHP","Electric Reliability Council of Texas, Inc.","ERCO","TRE","ERCT","ERCOT All","ERCOT","48","399","Runnels",31.534768,-100.113803,1,1,"SUN","SOLAR",null,null,{"v":125,"d":"125.0"},{"$nulls":62},"--"]
[11383,2020,"TX","Oxy Renewable Energy - Goldsmith",63388,"Oncor Electric Delivery Company LLC",44372,"Oxy Renewable Energy LLC",63183,"IPP Non-CHP","Electric Reliability Council of Texas, Inc.","ERCO","TRE","ERCT","ERCOT All","ERCOT","48","135","Ector",31.982702,-102.340588,1,1,"SUN","SOLAR",null,0.2513,16.8,{"$nulls":9},{"v":324465,"d":"324,465"},{"v":241341,"d":"241,341"},{"v":36984,"d":"36,984"},{"v":27509,"d":"27,509"},{"$nulls":41},{"v":324465,"d":"324,465"},{"v":241341,"d":"241,341"},{"$nulls":6},"--","EIA","EIA",{"$nulls":15},0,0,0,0,0,0,0,{"v":36984.42,"d":"36,984"},0,0,0,0,{"v":36984.42,"d":"36,984"},{"v":36984.42,"d":"36,984"},0,{"v":36984.42,"d":"36,984"},{"v":0,"d":"0.0%"},{"v":0,"d":"0.0%"},{"v":0,"d":"0.0%"},{"v":0,"d":"0.0%"},{"v":0,"d":"0.0%"},{"v":0,"d":"0.0%"},{"v":0,"d":"0.0%"},{"v":1,"d":"100.0%"},{"v":0,"d":"0.0%"},{"v":0,"d":"0.0%"},{"v":0,"d":"0.0%"},{"v":0,"d":"0.0%"},{"v":1,"d":"100.0%"},{"v":1,"d":"100.0%"},{"v":0,"d":"0.0%"},{"v":1,"d":"100.0%"}]
[11392,2020,"TX","Panther Creek Wind Farm I",56920,"Oncor Electric Delivery Company LLC",44372,"RWE Renewables Americas LLC",56215,"IPP Non-CHP","Electric Reliability Council of Texas, Inc.","ERCO","TRE","ERCT","ERCOT All","ERCOT","48","227","Howard",32.100823,-101.451385,1,1,"WND","WIND",null,{"v":0.44647,"d":"0.4465"},142.5,{"$nulls":9},{"v":4889429,"d":"4,889,429"},{"v":1931124,"d":"1,931,124"},{"v":557327,"d":"557,327"},{"v":220121,"d":"220,121"},{"$nulls":41},{"v":4889429,"d":"4,889,429"},{"v":1931124,"d":"1,931,124"},{"$nulls":6},"--","EIA","EIA",{"$nulls":15},0,0,0,0,0,0,{"v":557327,"d":"557,327"},0,0,0,0,0,{"v":557327,"d":"557,327"},{"v":557327,"d":"557,327"},0,{"v":557327,"d":"557,327"},{"v":0,"d":"0.0%"},{"v":0,"d":"0.0%"},{"v":0,"d":"0.0%"},{"v":0,"d":"0.0%"},{"v":0,"d":"0.0%"},{"v":0,"d":"0.0%"},{"v":1,"d":"100.0%"},{"v":0,"d":"0.0%"},{"v":0,"d":"0.0%"},{"v":0,"d":"0.0%"},{"v":0,"d":"0.0%"},{"v":0,"d":"0.0%"},{"v":1,"d":"100.0%"},{"v":1,"d":"100.0%"},{"v":0,"d":"0.0%"},{"v":1,"d":"100.0%"}]
[11417,2020,"TX","Port Arthur Texas Refinery",10568,"Entergy Gulf States - LA LLC",55936,"Total Petrochemicals USA Inc",914,"Industrial CHP","Midcontinent Independent Transmission System Operator, Inc..","MISO","SERC","SRMV","SERC Mississippi Valley","MISO","48","245","Jefferson",29.964938,-93.891283,1,1,"NG","GAS",null,{"v":0.57051,"d":"0.5705"},38.4,{"v":0.382490447425165,"d":"0.3825"},null,"Yes",{"v":1717742.4,"d":"1,717,742"},{"v":0.381,"d":"0"},{"v":0.337049,"d":"0.3370"},null,{"v":980330.674,"d":"980,331"},{"v":481878.81,"d":"481,879"},{"v":980330.674,"d":"980,331"},{"v":481878.81,"d":"481,879"},{"v":191909,"d":"191,909"},{"v":94332,"d":"94,332"},{"v":155.454,"d":"155"},{"v":76.413,"d":"76"},{"v":1.567,"d":"2"},{"v":57294.964,"d":"57,295"},{"v":2161.261,"d":"2,161"},{"v":216.126,"d":"216"},{"v":57354.183,"d":"57,354"},null,{"v":1.62,"d":"1.620"},{"v":1.62,"d":"1.620"},0.016,597.106,0.011,{"v":1E-3,"d":"0.001"},597.723,null,0.317,0.317,0.003,116.889,{"v":2E-3,"d":"0.002"},{"v":0,"d":"0.000"},{"v":117.01,"d":"117.010"},null,{"v":1.62,"d":"1.620"},{"v":1.62,"d":"1.620"},0.016,597.106,0.011,{"v":1E-3,"d":"0.001"},597.723,null,{"v":461.22,"d":"461"},{"v":226.711,"d":"227"},{"v":4.648,"d":"5"},{"v":169989.828,"d":"169,990"},{"v":6412.298,"d":"6,412"},{"v":641.23,"d":"641"},null,{"v":2908567,"d":"2,908,567"},{"v":1429698,"d":"1,429,698"},{"v":2908567,"d":"2,908,567"},{"v":1429698,"d":"1,429,698"},"EIA","EIA","EIA","EIA","EIA","EIA","--","EIA","EIA",{"$nulls":6},{"v":1928236.326,"d":"1,928,236"},{"v":947819.19,"d":"947,819"},{"v":305.766,"d":"306"},{"v":150.298,"d":"150"},{"v":3.081,"d":"3"},{"v":112694.864,"d":"112,695"},{"v":4251.037,"d":"4,251"},{"v":425.104,"d":"425"},{"v":5108.310055,"d":"5,108.310"},0,0,{"v":191909,"d":"191,909"},0,0,0,0,0,0,0,0,{"v":191909,"d":"191,909"},0,0,{"v":191909,"d":"191,909"},0,{"v":0,"d":"0.0%"},{"v":0,"d":"0.0%"},{"v":1,"d":"100.0%"},{"v":0,"d":"0.0%"},{"v":0,"d":"0.0%"},{"v":0,"d":"0.0%"},{"v":0,"d":"0.0%"},{"v":0,"d":"0.0%"},{"v":0,"d":"0.0%"},{"v":0,"d":"0.0%"},{"v":0,"d":"0.0%"},{"v":1,"d":"100.0%"},{"v":0,"d":"0.0%"},{"v":0,"d":"0.0%"},{"v":1,"d":"100.0%"},{"v":0,"d":"0.0%"}]
[11450,2020,"TX","Raymond Wind Farm, LLC",62909,"AEP Texas Central Company",3278,"RWE Renewables Americas LLC",56215,"IPP Non-CHP","Electric Reliability Council of Texas, Inc.","ERCO","TRE","ERCT","ERCOT All","ERCOT","48","489","Willacy",26.364153,-97.780439,1,1,"WND","WIND",null,null,200.2,{"$nulls":62},"--"]
[11483,2020,"TX","Samson Solar Energy",63211,"Oncor Electric Delivery Company LLC",44372,"Invenergy Services LLC",49893,"IPP Non-CHP","Electric Reliability Council of Texas, Inc.","ERCO","TRE","ERCT","ERCOT All","ERCOT","48","159","Franklin",33.25102,-95.193426,1,1,"SUN","SOLAR",null,null,{"v":250,"d":"250.0"},{"$nulls":62},"--"]
[11485,2020,"TX","Samson Solar Energy III LLC",63883,"Oncor Electric Delivery Company LLC",44372,"Invenergy Services LLC",49893,"IPP Non-CHP","Electric Reliability Council of Texas, Inc.","ERCO","TRE","ERCT","ERCOT All","ERCOT","48","277","Lamar",33.426498,-95.357449,1,1,"SUN","SOLAR",null,null,{"v":250,"d":"250.0"},{"$nulls":62},"--"]
[11518,2020,"TX","SolaireHolman Solar Project",60989,"AEP Texas Central Company",3278,"SolaireHolman 1, LLC",60636,"IPP Non-CHP","Electric Reliability Council of Texas, Inc.","ERCO","TRE","ERCT","ERCOT All","ERCOT","48","043","Brewster",30.45512,-103.4747,1,1,"SUN","SOLAR",null,{"v":0.28281,"d":"0.2828"},{"v":50,"d":"50.0"},{"$nulls":9},{"v":1086711,"d":"1,086,711"},{"v":538627,"d":"538,627"},{"v":123870,"d":"123,870"},{"v":61396,"d":"61,396"},{"$nulls":41},{"v":1086711,"d":"1,086,711"},{"v":538627,"d":"538,627"},{"$nulls":6},"--","EIA","EIA",{"$nulls":15},0,0,0,0,0,0,0,{"v":123870,"d":"123,870"},0,0,0,0,{"v":123870,"d":"123,870"},{"v":123870,"d":"123,870"},0,{"v":123870,"d":"123,870"},{"v":0,"d":"0.0%"},{"v":0,"d":"0.0%"},{"v":0,"d":"0.0%"},{"v":0,"d":"0.0%"},{"v":0,"d":"0.0%"},{"v":0,"d":"0.0%"},{"v":0,"d":"0.0%"},{"v":1,"d":"100.0%"},{"v":0,"d":"0.0%"},{"v":0,"d":"0.0%"},{"v":0,"d":"0.0%"},{"v":0,"d":"0.0%"},{"v":1,"d":"100.0%"},{"v":1,"d":"100.0%"},{"v":0,"d":"0.0%"},{"v":1,"d":"100.0%"}]
[11551,2020,"TX","System Control Center",61742,"Austin Energy",1015,"Austin Energy",1015,"Electric Utility","Electric Reliability Council of Texas, Inc.","ERCO","TRE","ERCT","ERCOT All","ERCOT","48","453","Travis",30.219946,-97.708808,2,2,"MWH","OTHF",null,{"v":0,"d":"0.0000"},{"v":5,"d":"5.0"},{"$nulls":11},0,0,{"$nulls":49},"--",{"$nulls":17},0,0,0,0,0,0,0,0,0,0,0,0,0,0,0,0]
[11576,2020,"TX","Topaz Generating",63688,"Texas-New Mexico Power Co",40051,"ProEnergy Services",63082,"IPP Non-CHP","Electric Reliability Council of Texas, Inc.","ERCO","TRE","ERCT","ERCOT All","ERCOT","48","167","Galveston",29.426389,-94.976667,10,10,"NG","GAS",null,null,{"v":605,"d":"605.0"},{"$nulls":62},"--"]
[11585,2020,"TX","Trinidad",3507,"Oncor Electric Delivery Company LLC",44372,"Luminant Generation Company LLC",55983,"IPP Non-CHP","Electric Reliability Council of Texas, Inc.","ERCO","TRE","ERCT","ERCOT All","ERCOT","48","213","Henderson",32.124519,-96.101277,1,3,"NG","GAS",null,{"v":0.02122,"d":"0.0212"},243.3,{"v":1,"d":"1.0000"},{"$nulls":6},{"v":637461.938,"d":"637,462"},{"v":492421.031,"d":"492,421"},{"v":637461.938,"d":"637,462"},{"v":492421.031,"d":"492,421"},{"v":45224,"d":"45,224"},{"v":37175,"d":"37,175"},{"v":59.488,"d":"59"},{"v":46.648,"d":"47"},{"v":0.2,"d":"0"},{"v":37882.898,"d":"37,883"},{"v":1228.635,"d":"1,229"},{"v":122.88,"d":"123"},{"v":37916.565,"d":"37,917"},null,2.631,{"v":2.51,"d":"2.510"},0.009,{"v":1675.345,"d":"1,675.345"},0.027,0.003,{"v":1676.834,"d":"1,676.834"},null,0.187,0.189,{"v":1E-3,"d":"0.001"},118.855,{"v":2E-3,"d":"0.002"},{"v":0,"d":"0.000"},118.961,null,2.631,{"v":2.51,"d":"2.510"},0.009,{"v":1675.345,"d":"1,675.345"},0.027,0.003,{"v":1676.834,"d":"1,676.834"},null,{"v":59.488,"d":"59"},{"v":46.648,"d":"47"},{"v":0.2,"d":"0"},{"v":37882.898,"d":"37,883"},{"v":1228.635,"d":"1,229"},{"v":122.88,"d":"123"},null,{"v":637461.938,"d":"637,462"},{"v":492421.031,"d":"492,421"},{"v":637461.938,"d":"637,462"},{"v":492421.031,"d":"492,421"},"EPA/CAMD","EPA/CAMD","EPA/CAMD","EPA/CAMD","EIA","EIA","--","EPA/CAMD","EPA/CAMD",{"$nulls":14},{"v":14095.655791,"d":"14,095.656"},0,0,{"v":45224,"d":"45,224"},0,0,0,0,0,0,0,0,{"v":45224,"d":"45,224"},0,0,{"v":45224,"d":"45,224"},0,{"v":0,"d":"0.0%"},{"v":0,"d":"0.0%"},{"v":1,"d":"100.0%"},{"v":0,"d":"0.0%"},{"v":0,"d":"0.0%"},{"v":0,"d":"0.0%"},{"v":0,"d":"0.0%"},{"v":0,"d":"0.0%"},{"v":0,"d":"0.0%"},{"v":0,"d":"0.0%"},{"v":0,"d":"0.0%"},{"v":1,"d":"100.0%"},{"v":0,"d":"0.0%"},{"v":0,"d":"0.0%"},{"v":1,"d":"100.0%"},{"v":0,"d":"0.0%"}]
[11610,2020,"TX","Victoria City Peaking Facility",61241,"AEP Texas Central Company",3278,"Agilon Energy Holdings II, LLC",61608,"IPP Non-CHP","Electric Reliability Council of Texas, Inc.","ERCO","TRE","ERCT","ERCOT All","ERCOT","48","469","Victoria",28.7853,-97.0093,2,2,"NG","GAS",null,{"v":0.10605,"d":"0.1061"},{"v":100,"d":"100.0"},{"v":1,"d":"1.0000"},{"$nulls":6},{"v":841447.719,"d":"841,448"},{"v":429474.406,"d":"429,474"},{"v":841447.719,"d":"841,448"},{"v":429474.406,"d":"429,474"},{"v":92899,"d":"92,899"},{"v":49672,"d":"49,672"},{"v":5.009,"d":"5"},{"v":2.257,"d":"2"},{"v":0.2,"d":"0"},{"v":50007.799,"d":"50,008"},{"v":2164.584,"d":"2,165"},{"v":216.458,"d":"216"},{"v":50067.108,"d":"50,067"},null,0.108,0.091,0.004,{"v":1076.606,"d":"1,076.606"},0.023,{"v":2E-3,"d":"0.002"},{"v":1077.883,"d":"1,077.883"},null,0.012,0.011,{"v":0,"d":"0.000"},118.861,0.003,{"v":0,"d":"0.000"},119.002,null,0.108,0.091,0.004,{"v":1076.606,"d":"1,076.606"},0.023,{"v":2E-3,"d":"0.002"},{"v":1077.883,"d":"1,077.883"},null,{"v":5.009,"d":"5"},{"v":2.257,"d":"2"},{"v":0.2,"d":"0"},{"v":50007.799,"d":"50,008"},{"v":2164.584,"d":"2,165"},{"v":216.458,"d":"216"},null,{"v":841447.719,"d":"841,448"},{"v":429474.406,"d":"429,474"},{"v":841447.719,"d":"841,448"},{"v":429474.406,"d":"429,474"},"EPA/CAMD","EPA/CAMD","EPA/CAMD","EPA/CAMD","EIA","EIA","--","EPA/CAMD","EPA/CAMD",{"$nulls":14},{"v":9057.661748,"d":"9,057.662"},0,0,{"v":92899,"d":"92,899"},0,0,0,0,0,0,0,0,{"v":92899,"d":"92,899"},0,0,{"v":92899,"d":"92,899"},0,{"v":0,"d":"0.0%"},{"v":0,"d":"0.0%"},{"v":1,"d":"100.0%"},{"v":0,"d":"0.0%"},{"v":0,"d":"0.0%"},{"v":0,"d":"0.0%"},{"v":0,"d":"0.0%"},{"v":0,"d":"0.0%"},{"v":0,"d":"0.0%"},{"v":0,"d":"0.0%"},{"v":0,"d":"0.0%"},{"v":1,"d":"100.0%"},{"v":0,"d":"0.0%"},{"v":0,"d":"0.0%"},{"v":1,"d":"100.0%"},{"v":0,"d":"0.0%"}]
[11643,2020,"TX","WAL602",64799,"CenterPoint Energy",8901,"Walmart Stores Texas, LLC",64315,"Commercial Non-CHP","Electric Reliability Council of Texas, Inc.","ERCO","TRE","ERCT","ERCOT All","ERCOT","48","339","Montgomery",30.12423,-95.45769,3,3,"NG","GAS",null,null,1.2,{"$nulls":62},"--"]
[11652,2020,"TX","WAL897",64808,"Texas-New Mexico Power Co",40051,"Walmart Stores Texas, LLC",64315,"Commercial Non-CHP","Electric Reliability Council of Texas, Inc.","ERCO","TRE","ERCT","ERCOT All","ERCOT","48","371","Pecos",30.896466,-102.907161,1,1,"NG","GAS",null,null,1.3,{"$nulls":62},"--"]
[11677,2020,"TX","Whitney",6414,"Brazos Electric Power Coop Inc",2172,"USACE-Fort Worth District",19449,"Electric Utility","Electric Reliability Council of Texas, Inc.","ERCO","TRE","ERCT","ERCOT All","ERCOT","48","035","Bosque",31.8694,-97.3667,2,2,"WAT","HYDRO",null,{"v":0.14146,"d":"0.1415"},41.8,{"$nulls":9},{"v":454416,"d":"454,416"},{"v":193971,"d":"193,971"},{"v":51797,"d":"51,797"},{"v":22110,"d":"22,110"},{"$nulls":41},{"v":454416,"d":"454,416"},{"v":193971,"d":"193,971"},{"$nulls":6},"--","EIA","EIA",{"$nulls":15},0,0,0,0,{"v":51797,"d":"51,797"},0,0,0,0,0,0,0,{"v":51797,"d":"51,797"},0,0,{"v":51797,"d":"51,797"},{"v":0,"d":"0.0%"},{"v":0,"d":"0.0%"},{"v":0,"d":"0.0%"},{"v":0,"d":"0.0%"},{"v":1,"d":"100.0%"},{"v":0,"d":"0.0%"},{"v":0,"d":"0.0%"},{"v":0,"d":"0.0%"},{"v":0,"d":"0.0%"},{"v":0,"d":"0.0%"},{"v":0,"d":"0.0%"},{"v":0,"d":"0.0%"},{"v":1,"d":"100.0%"},{"v":0,"d":"0.0%"},{"v":0,"d":"0.0%"},{"v":1,"d":"100.0%"}]
[11710,2020,"UT","Carbon",3644,"PacifiCorp",14354,"PacifiCorp",14354,"Electric Utility","PacifiCorp - East","PACE","WECC","NWPP","WECC Northwest",null,"49","007","Carbon",39.7272,-110.8644,2,2,"BIT","COAL",null,null,188.6,{"$nulls":62},"--"]
[11747,2020,"UT","Hunter",6165,"PacifiCorp",14354,"PacifiCorp",14354,"Electric Utility","PacifiCorp - East","PACE","WECC","NWPP","WECC Northwest",null,"49","015","Emery",39.1747,-111.0289,3,3,"RC","COAL","Yes",{"v":0.57817,"d":"0.5782"},{"v":1577.2,"d":"1,577.2"},{"v":0.369710753619597,"d":"0.3697"},{"$nulls":6},{"v":84948794,"d":"84,948,794"},{"v":35864420,"d":"35,864,420"},{"v":84948794,"d":"84,948,794"},{"v":35864420,"d":"35,864,420"},{"v":7988203,"d":"7,988,203"},{"v":3356609,"d":"3,356,609"},{"v":9287.175,"d":"9,287"},{"v":3943.48,"d":"3,943"},{"v":2957.1,"d":"2,957"},{"v":8715742.75,"d":"8,715,743"},{"v":2027898.993,"d":"2,027,899"},{"v":294977.429,"d":"294,977"},{"v":8785043.124,"d":"8,785,043"},null,2.325,{"v":2.35,"d":"2.350"},{"v":0.74,"d":"0.740"},{"v":2182.154,"d":"2,182.154"},0.254,0.037,{"v":2199.504,"d":"2,199.504"},null,0.219,{"v":0.22,"d":"0.220"},{"v":0.07,"d":"0.070"},{"v":205.2,"d":"205.200"},0.024,0.003,206.831,null,2.325,{"v":2.35,"d":"2.350"},{"v":0.74,"d":"0.740"},{"v":2182.154,"d":"2,182.154"},0.254,0.037,{"v":2199.504,"d":"2,199.504"},null,{"v":9287.175,"d":"9,287"},{"v":3943.48,"d":"3,943"},{"v":2957.1,"d":"2,957"},{"v":8715742.75,"d":"8,715,743"},{"v":2027898.993,"d":"2,027,899"},{"v":294977.429,"d":"294,977"},null,{"v":84948794,"d":"84,948,794"},{"v":35864420,"d":"35,864,420"},{"v":84948794,"d":"84,948,794"},{"v":35864420,"d":"35,864,420"},"EPA/CAMD","EPA/CAMD","EPA/CAMD","EPA/CAMD","EIA","EIA","--","EPA/CAMD","EPA/CAMD",{"$nulls":14},{"v":10634.280881,"d":"10,634.281"},{"v":7976364.4,"d":"7,976,364"},{"v":11838.559,"d":"11,839"},0,0,0,0,0,0,0,0,0,{"v":7988202.959,"d":"7,988,203"},0,0,{"v":7988202.959,"d":"7,988,203"},0,{"v":0.998517994715362,"d":"99.9%"},{"v":0.00148200528463814,"d":"0.1%"},{"v":0,"d":"0.0%"},{"v":0,"d":"0.0%"},{"v":0,"d":"0.0%"},{"v":0,"d":"0.0%"},{"v":0,"d":"0.0%"},{"v":0,"d":"0.0%"},{"v":0,"d":"0.0%"},{"v":0,"d":"0.0%"},{"v":0,"d":"0.0%"},{"v":1,"d":"100.0%"},{"v":0,"d":"0.0%"},{"v":0,"d":"0.0%"},{"v":1,"d":"100.0%"},{"v":0,"d":"0.0%"}]
[11769,2020,"UT","Milford 2",59958,"PacifiCorp",14354,"SunE DB24 LLC",59716,"IPP Non-CHP","PacifiCorp - East","PACE","WECC","NWPP","WECC Northwest",null,"49","001","Beaver",38.388243,-112.990812,1,1,"SUN","SOLAR",null,{"v":0.19186,"d":"0.1919"},{"v":3,"d":"3.0"},{"$nulls":9},{"v":44233,"d":"44,233"},{"v":23761,"d":"23,761"},{"v":5042,"d":"5,042"},{"v":2708,"d":"2,708"},{"$nulls":41},{"v":44233,"d":"44,233"},{"v":23761,"d":"23,761"},{"$nulls":6},"--","EIA","EIA",{"$nulls":15},0,0,0,0,0,0,0,{"v":5042,"d":"5,042"},0,0,0,0,{"v":5042,"d":"5,042"},{"v":5042,"d":"5,042"},0,{"v":5042,"d":"5,042"},{"v":0,"d":"0.0%"},{"v":0,"d":"0.0%"},{"v":0,"d":"0.0%"},{"v":0,"d":"0.0%"},{"v":0,"d":"0.0%"},{"v":0,"d":"0.0%"},{"v":0,"d":"0.0%"},{"v":1,"d":"100.0%"},{"v":0,"d":"0.0%"},{"v":0,"d":"0.0%"},{"v":0,"d":"0.0%"},{"v":0,"d":"0.0%"},{"v":1,"d":"100.0%"},{"v":1,"d":"100.0%"},{"v":0,"d":"0.0%"},{"v":1,"d":"100.0%"}]
[11778,2020,"UT","Nebo Power Station",56177,"Utah Associated Mun Power Sys",40575,"Utah Associated Mun Power Sys",40575,"Electric Utility","PacifiCorp - East","PACE","WECC","NWPP","WECC Northwest",null,"49","049","Utah",40.0614,-111.7294,1,2,"NG","GAS",null,{"v":0.38055,"d":"0.3806"},{"v":140,"d":"140.0"},{"v":0.699077245053272,"d":"0.6991"},{"$nulls":6},{"v":3583163.25,"d":"3,583,163"},{"v":1932537.125,"d":"1,932,537"},{"v":3583163.25,"d":"3,583,163"},{"v":1932537.125,"d":"1,932,537"},{"v":466711,"d":"466,711"},{"v":249045,"d":"249,045"},{"v":32.047,"d":"32"},{"v":17.127,"d":"17"},{"v":1.1,"d":"1"},{"v":212945,"d":"212,945"},{"v":8879.217,"d":"8,879"},{"v":887.922,"d":"888"},{"v":213188.291,"d":"213,188"},null,0.137,0.138,0.005,912.535,0.019,{"v":2E-3,"d":"0.002"},913.577,null,0.018,0.018,{"v":1E-3,"d":"0.001"},118.859,{"v":2E-3,"d":"0.002"},{"v":0,"d":"0.000"},118.994,null,0.137,0.138,0.005,912.535,0.019,{"v":2E-3,"d":"0.002"},913.577,null,{"v":32.047,"d":"32"},{"v":17.127,"d":"17"},{"v":1.1,"d":"1"},{"v":212945,"d":"212,945"},{"v":8879.217,"d":"8,879"},{"v":887.922,"d":"888"},null,{"v":3583163.25,"d":"3,583,163"},{"v":1932537.125,"d":"1,932,537"},{"v":3583163.25,"d":"3,583,163"},{"v":1932537.125,"d":"1,932,537"},"EPA/CAMD","EPA/CAMD","EPA/CAMD","EPA/CAMD","EIA","EIA","--","EPA/CAMD","EPA/CAMD",{"$nulls":14},{"v":7677.477604,"d":"7,677.478"},0,0,{"v":466711,"d":"466,711"},0,0,0,0,0,0,0,0,{"v":466711,"d":"466,711"},0,0,{"v":466711,"d":"466,711"},0,{"v":0,"d":"0.0%"},{"v":0,"d":"0.0%"},{"v":1,"d":"100.0%"},{"v":0,"d":"0.0%"},{"v":0,"d":"0.0%"},{"v":0,"d":"0.0%"},{"v":0,"d":"0.0%"},{"v":0,"d":"0.0%"},{"v":0,"d":"0.0%"},{"v":0,"d":"0.0%"},{"v":0,"d":"0.0%"},{"v":1,"d":"100.0%"},{"v":0,"d":"0.0%"},{"v":0,"d":"0.0%"},{"v":1,"d":"100.0%"},{"v":0,"d":"0.0%"}]
[11803,2020,"UT","Stairs",3659,"PacifiCorp",14354,"PacifiCorp",14354,"Electric Utility","PacifiCorp - East","PACE","WECC","NWPP","WECC Northwest",null,"49","035","Salt Lake",40.6236,-111.7533,1,1,"WAT","HYDRO",null,{"v":0.52409,"d":"0.5241"},{"v":1,"d":"1.0"},{"$nulls":9},{"v":40277,"d":"40,277"},{"v":18694,"d":"18,694"},{"v":4591,"d":"4,591"},{"v":2131,"d":"2,131"},{"$nulls":41},{"v":40277,"d":"40,277"},{"v":18694,"d":"18,694"},{"$nulls":6},"--","EIA","EIA",{"$nulls":15},0,0,0,0,{"v":4591,"d":"4,591"},0,0,0,0,0,0,0,{"v":4591,"d":"4,591"},0,0,{"v":4591,"d":"4,591"},{"v":0,"d":"0.0%"},{"v":0,"d":"0.0%"},{"v":0,"d":"0.0%"},{"v":0,"d":"0.0%"},{"v":1,"d":"100.0%"},{"v":0,"d":"0.0%"},{"v":0,"d":"0.0%"},{"v":0,"d":"0.0%"},{"v":0,"d":"0.0%"},{"v":0,"d":"0.0%"},{"v":0,"d":"0.0%"},{"v":0,"d":"0.0%"},{"v":1,"d":"100.0%"},{"v":0,"d":"0.0%"},{"v":0,"d":"0.0%"},{"v":1,"d":"100.0%"}]
[11836,2020,"VA","Brasfield",10155,"Virginia Electric & Power Co",19876,"Appomattox River Associates LP",756,"IPP Non-CHP","PJM Interconnection, LLC","PJM","SERC","SRVC","SERC Virginia/Carolina","PJM","51","041","Chesterfield",37.220833,-77.524504,1,1,"WAT","HYDRO",null,{"v":0.57849,"d":"0.5785"},2.9,{"$nulls":9},{"v":128929,"d":"128,929"},{"v":43922,"d":"43,922"},{"v":14696,"d":"14,696"},{"v":5006,"d":"5,006"},{"$nulls":41},{"v":128929,"d":"128,929"},{"v":43922,"d":"43,922"},{"$nulls":6},"--","EIA","EIA",{"$nulls":15},0,0,0,0,{"v":14696,"d":"14,696"},0,0,0,0,0,0,0,{"v":14696,"d":"14,696"},0,0,{"v":14696,"d":"14,696"},{"v":0,"d":"0.0%"},{"v":0,"d":"0.0%"},{"v":0,"d":"0.0%"},{"v":0,"d":"0.0%"},{"v":1,"d":"100.0%"},{"v":0,"d":"0.0%"},{"v":0,"d":"0.0%"},{"v":0,"d":"0.0%"},{"v":0,"d":"0.0%"},{"v":0,"d":"0.0%"},{"v":0,"d":"0.0%"},{"v":0,"d":"0.0%"},{"v":1,"d":"100.0%"},{"v":0,"d":"0.0%"},{"v":0,"d":"0.0%"},{"v":1,"d":"100.0%"}]
[11845,2020,"VA","C4GT",61760,"Virginia Electric &amp; Power Co",19876,"C4GT, LLC",61386,"IPP Non-CHP","PJM Interconnection, LLC","PJM","SERC","SRVC","SERC Virginia/Carolina","PJM","51","036","Charles City",37.447097,-77.167304,1,1,"NG","GAS",null,null,{"v":1060,"d":"1,060.0"},{"$nulls":62},"--"]
[11870,2020,"VA","Danville",61849,"City of Danville - (VA)",4794,"Terraform Arcadia",63249,"IPP Non-CHP","PJM Interconnection, LLC","PJM","SERC","SRVC","SERC Virginia/Carolina","PJM","51","143","Pittsylvania",36.660591,-79.29906,1,1,"SUN","SOLAR",null,{"v":0,"d":"0.0000"},{"v":6,"d":"6.0"},{"$nulls":11},0,0,{"$nulls":49},"--",{"$nulls":17},0,0,0,0,0,0,0,0,0,0,0,0,0,0,0,0]
[11903,2020,"VA","Grasshopper Solar",62813,"Virginia Electric & Power Co",19876,"Dominion Energy Inc",5248,"Electric Utility","PJM Interconnection, LLC","PJM","SERC","SRVC","SERC Virginia/Carolina","PJM","51","117","Mecklenburg",36.85,-78.45,1,1,"SUN","SOLAR",null,{"v":0.03482,"d":"0.0348"},{"v":80,"d":"80.0"},{"$nulls":9},{"v":214106,"d":"214,106"},{"v":38838,"d":"38,838"},{"v":24405,"d":"24,405"},{"v":4427,"d":"4,427"},{"$nulls":41},{"v":214106,"d":"214,106"},{"v":38838,"d":"38,838"},{"$nulls":6},"--","EIA","EIA",{"$nulls":15},0,0,0,0,0,0,0,{"v":24405,"d":"24,405"},0,0,0,0,{"v":24405,"d":"24,405"},{"v":24405,"d":"24,405"},0,{"v":24405,"d":"24,405"},{"v":0,"d":"0.0%"},{"v":0,"d":"0.0%"},{"v":0,"d":"0.0%"},{"v":0,"d":"0.0%"},{"v":0,"d":"0.0%"},{"v":0,"d":"0.0%"},{"v":0,"d":"0.0%"},{"v":1,"d":"100.0%"},{"v":0,"d":"0.0%"},{"v":0,"d":"0.0%"},{"v":0,"d":"0.0%"},{"v":0,"d":"0.0%"},{"v":1,"d":"100.0%"},{"v":1,"d":"100.0%"},{"v":0,"d":"0.0%"},{"v":1,"d":"100.0%"}]
[11928,2020,"VA","Leesville",3777,"Appalachian Power Co",733,"Appalachian Power Co",733,"Electric Utility","PJM Interconnection, LLC","PJM","RFC","RFCW","RFC West","PJM","51","143","Pittsylvania",37.0933,-79.4025,2,2,"WAT","HYDRO",null,{"v":0.30516,"d":"0.3052"},{"v":40,"d":"40.0"},{"$nulls":9},{"v":938079,"d":"938,079"},{"v":319573,"d":"319,573"},{"v":106928,"d":"106,928"},{"v":36427,"d":"36,427"},{"$nulls":41},{"v":938079,"d":"938,079"},{"v":319573,"d":"319,573"},{"$nulls":6},"--","EIA","EIA",{"$nulls":15},0,0,0,0,{"v":106928,"d":"106,928"},0,0,0,0,0,0,0,{"v":106928,"d":"106,928"},0,0,{"v":106928,"d":"106,928"},{"v":0,"d":"0.0%"},{"v":0,"d":"0.0%"},{"v":0,"d":"0.0%"},{"v":0,"d":"0.0%"},{"v":1,"d":"100.0%"},{"v":0,"d":"0.0%"},{"v":0,"d":"0.0%"},{"v":0,"d":"0.0%"},{"v":0,"d":"0.0%"},{"v":0,"d":"0.0%"},{"v":0,"d":"0.0%"},{"v":0,"d":"0.0%"},{"v":1,"d":"100.0%"},{"v":0,"d":"0.0%"},{"v":0,"d":"0.0%"},{"v":1,"d":"100.0%"}]
[11961,2020,"VA","Palmer Solar Center",61457,"Central Virginia Electric Coop",3291,"CD Arevon USA, Inc.",61230,"IPP Non-CHP","PJM Interconnection, LLC","PJM","SERC","SRVC","SERC Virginia/Carolina","PJM","51","065","Fluvanna",37.96724,-78.230963,1,1,"SUN","SOLAR",null,{"v":0.23906,"d":"0.2391"},{"v":5,"d":"5.0"},{"$nulls":9},{"v":91861,"d":"91,861"},{"v":46812,"d":"46,812"},{"v":10471,"d":"10,471"},{"v":5336,"d":"5,336"},{"$nulls":41},{"v":91861,"d":"91,861"},{"v":46812,"d":"46,812"},{"$nulls":6},"--","EIA","EIA",{"$nulls":15},0,0,0,0,0,0,0,{"v":10471,"d":"10,471"},0,0,0,0,{"v":10471,"d":"10,471"},{"v":10471,"d":"10,471"},0,{"v":10471,"d":"10,471"},{"v":0,"d":"0.0%"},{"v":0,"d":"0.0%"},{"v":0,"d":"0.0%"},{"v":0,"d":"0.0%"},{"v":0,"d":"0.0%"},{"v":0,"d":"0.0%"},{"v":0,"d":"0.0%"},{"v":1,"d":"100.0%"},{"v":0,"d":"0.0%"},{"v":0,"d":"0.0%"},{"v":0,"d":"0.0%"},{"v":0,"d":"0.0%"},{"v":1,"d":"100.0%"},{"v":1,"d":"100.0%"},{"v":0,"d":"0.0%"},{"v":1,"d":"100.0%"}]
[11970,2020,"VA","Pleasant Valley (VA)",56005,"City of Harrisonburg - (VA)",8198,"City of Harrisonburg - (VA)",8198,"Electric Utility","PJM Interconnection, LLC","PJM","SERC","SRVC","SERC Virginia/Carolina","PJM","51","165","Rockingham",38.4006,-78.8983,3,3,"DFO","OIL",null,{"v":0.00707,"d":"0.0071"},20.5,{"v":1,"d":"1.0000"},{"$nulls":6},{"v":18328,"d":"18,328"},{"v":9670,"d":"9,670"},{"v":18328,"d":"18,328"},{"v":9670,"d":"9,670"},{"v":1269.6,"d":"1,270"},{"v":669.172,"d":"669"},{"v":12.509,"d":"13"},{"v":6.603,"d":"7"},{"v":4.221,"d":"4"},{"v":1496.718,"d":"1,497"},{"v":121.219,"d":"121"},{"v":24.244,"d":"24"},{"v":1501.846,"d":"1,502"},null,19.705,19.735,6.649,{"v":2357.779,"d":"2,357.779"},0.095,0.019,{"v":2365.856,"d":"2,365.856"},null,1.365,1.366,0.461,163.326,0.007,{"v":1E-3,"d":"0.001"},163.885,null,19.698,19.727,6.647,{"v":2356.888,"d":"2,356.888"},0.095,0.019,{"v":2364.962,"d":"2,364.962"},null,{"v":12.509,"d":"13"},{"v":6.603,"d":"7"},{"v":4.221,"d":"4"},{"v":1496.718,"d":"1,497"},{"v":121.219,"d":"121"},{"v":24.244,"d":"24"},null,{"v":18328,"d":"18,328"},{"v":9670,"d":"9,670"},{"v":18328,"d":"18,328"},{"v":9670,"d":"9,670"},"EIA","EIA","EIA","EIA","EIA","EIA","--","EIA","EIA",{"$nulls":14},{"v":14430.58705,"d":"14,430.587"},0,{"v":1270.08,"d":"1,270"},0,0,0,0,0,0,0,0,0,{"v":1270.08,"d":"1,270"},0,0,{"v":1270.08,"d":"1,270"},0,{"v":0,"d":"0.0%"},{"v":1,"d":"100.0%"},{"v":0,"d":"0.0%"},{"v":0,"d":"0.0%"},{"v":0,"d":"0.0%"},{"v":0,"d":"0.0%"},{"v":0,"d":"0.0%"},{"v":0,"d":"0.0%"},{"v":0,"d":"0.0%"},{"v":0,"d":"0.0%"},{"v":0,"d":"0.0%"},{"v":1,"d":"100.0%"},{"v":0,"d":"0.0%"},{"v":0,"d":"0.0%"},{"v":1,"d":"100.0%"},{"v":0,"d":"0.0%"}]
[12007,2020,"VA","Tangier",6390,"A & N Electric Coop",84,"A & N Electric Coop",84,"Electric Utility","PJM Interconnection, LLC","PJM","RFC","RFCE","RFC East","PJM","51","001","Accomack",37.8277,-75.9915,4,4,"DFO","OIL",null,{"v":9.41E-3,"d":"0.0094"},4.1,{"v":1,"d":"1.0000"},{"$nulls":6},{"v":3498,"d":"3,498"},{"v":1842,"d":"1,842"},{"v":3498,"d":"3,498"},{"v":1842,"d":"1,842"},338,178,{"v":5.592,"d":"6"},{"v":2.946,"d":"3"},{"v":0.507,"d":"1"},{"v":285.656,"d":"286"},{"v":23.135,"d":"23"},{"v":4.627,"d":"5"},{"v":286.635,"d":"287"},null,33.089,33.101,3.001,{"v":1690.272,"d":"1,690.272"},0.068,0.014,{"v":1696.063,"d":"1,696.063"},null,3.197,3.199,{"v":0.29,"d":"0.290"},163.325,0.007,{"v":1E-3,"d":"0.001"},163.885,null,33.089,33.101,3.001,{"v":1690.272,"d":"1,690.272"},0.068,0.014,{"v":1696.063,"d":"1,696.063"},null,{"v":5.592,"d":"6"},{"v":2.946,"d":"3"},{"v":0.507,"d":"1"},{"v":285.656,"d":"286"},{"v":23.135,"d":"23"},{"v":4.627,"d":"5"},null,{"v":3498,"d":"3,498"},{"v":1842,"d":"1,842"},{"v":3498,"d":"3,498"},{"v":1842,"d":"1,842"},"EIA","EIA","EIA","EIA","EIA","EIA","--","EIA","EIA",{"$nulls":14},{"v":10349.112426,"d":"10,349.112"},0,338,0,0,0,0,0,0,0,0,0,338,0,0,338,0,{"v":0,"d":"0.0%"},{"v":1,"d":"100.0%"},{"v":0,"d":"0.0%"},{"v":0,"d":"0.0%"},{"v":0,"d":"0.0%"},{"v":0,"d":"0.0%"},{"v":0,"d":"0.0%"},{"v":0,"d":"0.0%"},{"v":0,"d":"0.0%"},{"v":0,"d":"0.0%"},{"v":0,"d":"0.0%"},{"v":1,"d":"100.0%"},{"v":0,"d":"0.0%"},{"v":0,"d":"0.0%"},{"v":1,"d":"100.0%"},{"v":0,"d":"0.0%"}]
[12029,2020,"VA","Whitehouse Solar Farm",60319,"Virginia Electric & Power Co",19876,"Virginia Electric & Power Co",19876,"Electric Utility","PJM Interconnection, LLC","PJM","SERC","SRVC","SERC Virginia/Carolina","PJM","51","109","Louisa",38.023,-77.972,1,1,"SUN","SOLAR",null,{"v":0.17856,"d":"0.1786"},{"v":20,"d":"20.0"},{"$nulls":9},{"v":274447,"d":"274,447"},{"v":144823,"d":"144,823"},{"v":31283,"d":"31,283"},{"v":16508,"d":"16,508"},{"$nulls":41},{"v":274447,"d":"274,447"},{"v":144823,"d":"144,823"},{"$nulls":6},"--","EIA","EIA",{"$nulls":15},0,0,0,0,0,0,0,{"v":31283,"d":"31,283"},0,0,0,0,{"v":31283,"d":"31,283"},{"v":31283,"d":"31,283"},0,{"v":31283,"d":"31,283"},{"v":0,"d":"0.0%"},{"v":0,"d":"0.0%"},{"v":0,"d":"0.0%"},{"v":0,"d":"0.0%"},{"v":0,"d":"0.0%"},{"v":0,"d":"0.0%"},{"v":0,"d":"0.0%"},{"v":1,"d":"100.0%"},{"v":0,"d":"0.0%"},{"v":0,"d":"0.0%"},{"v":0,"d":"0.0%"},{"v":0,"d":"0.0%"},{"v":1,"d":"100.0%"},{"v":1,"d":"100.0%"},{"v":0,"d":"0.0%"},{"v":1,"d":"100.0%"}]
[12038,2020,"VT","Barton Solar Farm",59741,"Vermont Electric Cooperative, Inc",19791,"Barton Solar, LLC",59508,"IPP Non-CHP","ISO New England Inc.","ISNE","NPCC","NEWE","NPCC New England","ISONE","50","019","Orleans",44.725418,-72.184044,1,1,"SUN","SOLAR",null,{"v":0.16366,"d":"0.1637"},1.9,{"$nulls":9},{"v":23897,"d":"23,897"},{"v":15074,"d":"15,074"},{"v":2724,"d":"2,724"},{"v":1718,"d":"1,718"},{"$nulls":41},{"v":23897,"d":"23,897"},{"v":15074,"d":"15,074"},{"$nulls":6},"--","EIA","EIA",{"$nulls":15},0,0,0,0,0,0,0,{"v":2724,"d":"2,724"},0,0,0,0,{"v":2724,"d":"2,724"},{"v":2724,"d":"2,724"},0,{"v":2724,"d":"2,724"},{"v":0,"d":"0.0%"},{"v":0,"d":"0.0%"},{"v":0,"d":"0.0%"},{"v":0,"d":"0.0%"},{"v":0,"d":"0.0%"},{"v":0,"d":"0.0%"},{"v":0,"d":"0.0%"},{"v":1,"d":"100.0%"},{"v":0,"d":"0.0%"},{"v":0,"d":"0.0%"},{"v":0,"d":"0.0%"},{"v":0,"d":"0.0%"},{"v":1,"d":"100.0%"},{"v":1,"d":"100.0%"},{"v":0,"d":"0.0%"},{"v":1,"d":"100.0%"}]
[12063,2020,"VT","East Barnet",788,"Green Mountain Power Corp",7601,"Green Mountain Power Corp",7601,"Electric Utility","ISO New England Inc.","ISNE","NPCC","NEWE","NPCC New England","ISONE","50","005","Caledonia",44.326335,-72.035894,1,1,"WAT","HYDRO",null,{"v":0.29379,"d":"0.2938"},2.2,{"$nulls":9},{"v":49673,"d":"49,673"},{"v":13603,"d":"13,603"},{"v":5662,"d":"5,662"},{"v":1550,"d":"1,550"},{"$nulls":41},{"v":49673,"d":"49,673"},{"v":13603,"d":"13,603"},{"$nulls":6},"--","EIA","EIA",{"$nulls":15},0,0,0,0,{"v":5662,"d":"5,662"},0,0,0,0,0,0,0,{"v":5662,"d":"5,662"},0,0,{"v":5662,"d":"5,662"},{"v":0,"d":"0.0%"},{"v":0,"d":"0.0%"},{"v":0,"d":"0.0%"},{"v":0,"d":"0.0%"},{"v":1,"d":"100.0%"},{"v":0,"d":"0.0%"},{"v":0,"d":"0.0%"},{"v":0,"d":"0.0%"},{"v":0,"d":"0.0%"},{"v":0,"d":"0.0%"},{"v":0,"d":"0.0%"},{"v":0,"d":"0.0%"},{"v":1,"d":"100.0%"},{"v":0,"d":"0.0%"},{"v":0,"d":"0.0%"},{"v":1,"d":"100.0%"}]
[12096,2020,"VT","MHG Wallingford",62728,"Green Mountain Power Corp",7601,"Standard Solar",60531,"IPP Non-CHP","ISO New England Inc.","ISNE","NPCC","NEWE","NPCC New England","ISONE","50","021","Rutland",43.476875,-72.982687,1,1,"SUN","SOLAR",null,{"v":0.18498,"d":"0.1850"},2.2,{"$nulls":9},{"v":31275,"d":"31,275"},{"v":19729,"d":"19,729"},{"v":3565,"d":"3,565"},{"v":2249,"d":"2,249"},{"$nulls":41},{"v":31275,"d":"31,275"},{"v":19729,"d":"19,729"},{"$nulls":6},"--","EIA","EIA",{"$nulls":15},0,0,0,0,0,0,0,{"v":3565,"d":"3,565"},0,0,0,0,{"v":3565,"d":"3,565"},{"v":3565,"d":"3,565"},0,{"v":3565,"d":"3,565"},{"v":0,"d":"0.0%"},{"v":0,"d":"0.0%"},{"v":0,"d":"0.0%"},{"v":0,"d":"0.0%"},{"v":0,"d":"0.0%"},{"v":0,"d":"0.0%"},{"v":0,"d":"0.0%"},{"v":1,"d":"100.0%"},{"v":0,"d":"0.0%"},{"v":0,"d":"0.0%"},{"v":0,"d":"0.0%"},{"v":0,"d":"0.0%"},{"v":1,"d":"100.0%"},{"v":1,"d":"100.0%"},{"v":0,"d":"0.0%"},{"v":1,"d":"100.0%"}]
[12121,2020,"VT","Sheldon Solar",58824,"Vermont Electric Cooperative, Inc",19791,"Enel Green Power NA, Inc.",59380,"IPP Non-CHP","ISO New England Inc.","ISNE","NPCC","NEWE","NPCC New England","ISONE","50","011","Franklin",44.910556,-72.979444,1,1,"SUN","SOLAR",null,{"v":0.10492,"d":"0.1049"},2.3,{"$nulls":9},{"v":18547,"d":"18,547"},{"v":11700,"d":"11,700"},{"v":2114,"d":"2,114"},{"v":1334,"d":"1,334"},{"$nulls":41},{"v":18547,"d":"18,547"},{"v":11700,"d":"11,700"},{"$nulls":6},"--","EIA","EIA",{"$nulls":15},0,0,0,0,0,0,0,{"v":2114,"d":"2,114"},0,0,0,0,{"v":2114,"d":"2,114"},{"v":2114,"d":"2,114"},0,{"v":2114,"d":"2,114"},{"v":0,"d":"0.0%"},{"v":0,"d":"0.0%"},{"v":0,"d":"0.0%"},{"v":0,"d":"0.0%"},{"v":0,"d":"0.0%"},{"v":0,"d":"0.0%"},{"v":0,"d":"0.0%"},{"v":1,"d":"100.0%"},{"v":0,"d":"0.0%"},{"v":0,"d":"0.0%"},{"v":0,"d":"0.0%"},{"v":0,"d":"0.0%"},{"v":1,"d":"100.0%"},{"v":1,"d":"100.0%"},{"v":0,"d":"0.0%"},{"v":1,"d":"100.0%"}]
[12154,2020,"WA","Black Rock Solar LLC",64671,"PacifiCorp",14354,"Black Rock Solar LLC",64268,"IPP Non-CHP","PacifiCorp - West","PACW","WECC","NWPP","WECC Northwest",null,"53","077","Yakima",46.520009,-120.015186,1,1,"SUN","SOLAR",null,null,{"v":100,"d":"100.0"},{"$nulls":62},"--"]
[12163,2020,"WA","Chandler",6406,"Bonneville Power Administration",1738,"U S Bureau of Reclamation",2518,"Electric Utility","Bonneville Power Administration","BPAT","WECC","NWPP","WECC Northwest",null,"53","005","Benton",46.26678,-119.589821,2,2,"WAT","HYDRO",null,{"v":0.43023,"d":"0.4302"},{"v":12,"d":"12.0"},{"$nulls":9},{"v":396769,"d":"396,769"},{"v":188306,"d":"188,306"},{"v":45226,"d":"45,226"},{"v":21464,"d":"21,464"},{"$nulls":41},{"v":396769,"d":"396,769"},{"v":188306,"d":"188,306"},{"$nulls":6},"--","EIA","EIA",{"$nulls":15},0,0,0,0,{"v":45226,"d":"45,226"},0,0,0,0,0,0,0,{"v":45226,"d":"45,226"},0,0,{"v":45226,"d":"45,226"},{"v":0,"d":"0.0%"},{"v":0,"d":"0.0%"},{"v":0,"d":"0.0%"},{"v":0,"d":"0.0%"},{"v":1,"d":"100.0%"},{"v":0,"d":"0.0%"},{"v":0,"d":"0.0%"},{"v":0,"d":"0.0%"},{"v":0,"d":"0.0%"},{"v":0,"d":"0.0%"},{"v":0,"d":"0.0%"},{"v":0,"d":"0.0%"},{"v":1,"d":"100.0%"},{"v":0,"d":"0.0%"},{"v":0,"d":"0.0%"},{"v":1,"d":"100.0%"}]
[12188,2020,"WA","FPL Energy Vansycle LLC (WA)",55560,"Bonneville Power Administration",1738,"FPL Energy Vansycle LLC",6607,"IPP Non-CHP","Bonneville Power Administration","BPAT","WECC","NWPP","WECC Northwest",null,"53","071","Walla Walla",46.06,-118.917,1,1,"WND","WIND",null,{"v":0.28142,"d":"0.2814"},176.9,{"$nulls":9},{"v":3825923,"d":"3,825,923"},{"v":1411447,"d":"1,411,447"},{"v":436102,"d":"436,102"},{"v":160885,"d":"160,885"},{"$nulls":41},{"v":3825923,"d":"3,825,923"},{"v":1411447,"d":"1,411,447"},{"$nulls":6},"--","EIA","EIA",{"$nulls":15},0,0,0,0,0,0,{"v":436102,"d":"436,102"},0,0,0,0,0,{"v":436102,"d":"436,102"},{"v":436102,"d":"436,102"},0,{"v":436102,"d":"436,102"},{"v":0,"d":"0.0%"},{"v":0,"d":"0.0%"},{"v":0,"d":"0.0%"},{"v":0,"d":"0.0%"},{"v":0,"d":"0.0%"},{"v":0,"d":"0.0%"},{"v":1,"d":"100.0%"},{"v":0,"d":"0.0%"},{"v":0,"d":"0.0%"},{"v":0,"d":"0.0%"},{"v":0,"d":"0.0%"},{"v":0,"d":"0.0%"},{"v":1,"d":"100.0%"},{"v":1,"d":"100.0%"},{"v":0,"d":"0.0%"},{"v":1,"d":"100.0%"}]
[12221,2020,"WA","LRI LFGTE Facility",58688,"Puget Sound Energy Inc",15500,"Frontier Operation Services",63199,"IPP Non-CHP","Puget Sound Energy","PSEI","WECC","NWPP","WECC Northwest",null,"53","053","Pierce",46.975556,-122.290556,3,3,"LFG","BIOMASS",null,{"v":0.79094,"d":"0.7909"},4.5,{"v":0.0150938609842717,"d":"0.0151"},"Yes",{"$nulls":5},{"v":344872.008,"d":"344,872"},{"v":145448.004,"d":"145,448"},{"v":344872.008,"d":"344,872"},{"v":145448.004,"d":"145,448"},{"v":31179,"d":"31,179"},{"v":13149.999,"d":"13,150"},0,0,{"v":5.776,"d":"6"},{"v":2E-3,"d":"0"},0,0,{"v":2E-3,"d":"0"},null,{"v":0,"d":"0.000"},{"v":0,"d":"0.000"},0.371,{"v":0,"d":"0.000"},{"v":0,"d":"0.000"},{"v":0,"d":"0.000"},{"v":0,"d":"0.000"},null,{"v":0,"d":"0.000"},{"v":0,"d":"0.000"},0.033,{"v":0,"d":"0.000"},{"v":0,"d":"0.000"},{"v":0,"d":"0.000"},{"v":0,"d":"0.000"},null,{"v":0,"d":"0.000"},{"v":0,"d":"0.000"},0.371,{"v":0,"d":"0.000"},{"v":0,"d":"0.000"},{"v":0,"d":"0.000"},{"v":0,"d":"0.000"},null,{"v":263.748,"d":"264"},{"v":111.234,"d":"111"},{"v":7.759,"d":"8"},{"v":21899.301,"d":"21,899"},{"v":802.173,"d":"802"},{"v":80.217,"d":"80"},null,{"v":344872.008,"d":"344,872"},{"v":145448.004,"d":"145,448"},{"v":344872.008,"d":"344,872"},{"v":145448.004,"d":"145,448"},"EIA","EIA","EIA","EIA","EIA","EIA","--","EIA","EIA",{"v":263.748,"d":"264"},{"v":111.234,"d":"111"},{"v":1.983,"d":"2"},{"v":21899.3,"d":"21,899"},{"v":802.173,"d":"802"},{"v":80.217,"d":"80"},{"$nulls":8},{"v":11061.034921,"d":"11,061.035"},0,0,0,0,0,{"v":31179,"d":"31,179"},0,0,0,0,0,0,{"v":31179,"d":"31,179"},{"v":31179,"d":"31,179"},{"v":31179,"d":"31,179"},0,{"v":0,"d":"0.0%"},{"v":0,"d":"0.0%"},{"v":0,"d":"0.0%"},{"v":0,"d":"0.0%"},{"v":0,"d":"0.0%"},{"v":1,"d":"100.0%"},{"v":0,"d":"0.0%"},{"v":0,"d":"0.0%"},{"v":0,"d":"0.0%"},{"v":0,"d":"0.0%"},{"v":0,"d":"0.0%"},{"v":0,"d":"0.0%"},{"v":1,"d":"100.0%"},{"v":1,"d":"100.0%"},{"v":1,"d":"100.0%"},{"v":0,"d":"0.0%"}]
[12246,2020,"WA","PEC Headworks",7113,"PUD No 2 of Grant County",14624,"PUD No 2 of Grant County",14624,"Electric Utility","Public Utility District No. 2 of Grant County, Washington","GCPD","WECC","NWPP","WECC Northwest",null,"53","025","Grant",47.159553,-119.896306,1,1,"WAT","HYDRO",null,{"v":0.33349,"d":"0.3335"},6.6,{"$nulls":9},{"v":169152,"d":"169,152"},{"v":80279,"d":"80,279"},{"v":19281,"d":"19,281"},{"v":9151,"d":"9,151"},{"$nulls":41},{"v":169152,"d":"169,152"},{"v":80279,"d":"80,279"},{"$nulls":6},"--","EIA","EIA",{"$nulls":15},0,0,0,0,{"v":19281,"d":"19,281"},0,0,0,0,0,0,0,{"v":19281,"d":"19,281"},0,0,{"v":19281,"d":"19,281"},{"v":0,"d":"0.0%"},{"v":0,"d":"0.0%"},{"v":0,"d":"0.0%"},{"v":0,"d":"0.0%"},{"v":1,"d":"100.0%"},{"v":0,"d":"0.0%"},{"v":0,"d":"0.0%"},{"v":0,"d":"0.0%"},{"v":0,"d":"0.0%"},{"v":0,"d":"0.0%"},{"v":0,"d":"0.0%"},{"v":0,"d":"0.0%"},{"v":1,"d":"100.0%"},{"v":0,"d":"0.0%"},{"v":0,"d":"0.0%"},{"v":1,"d":"100.0%"}]
[12271,2020,"WA","Snoqualmie 2",7867,"Puget Sound Energy Inc",15500,"Puget Sound Energy Inc",15500,"Electric Utility","Puget Sound Energy","PSEI","WECC","NWPP","WECC Northwest",null,"53","033","King",47.5445,-121.8414,3,3,"WAT","HYDRO",null,{"v":0.427,"d":"0.4270"},48.5,{"$nulls":9},{"v":1591552,"d":"1,591,552"},{"v":755351,"d":"755,351"},{"v":181415,"d":"181,415"},{"v":86100,"d":"86,100"},{"$nulls":41},{"v":1591552,"d":"1,591,552"},{"v":755351,"d":"755,351"},{"$nulls":6},"--","EIA","EIA",{"$nulls":15},0,0,0,0,{"v":181415,"d":"181,415"},0,0,0,0,0,0,0,{"v":181415,"d":"181,415"},0,0,{"v":181415,"d":"181,415"},{"v":0,"d":"0.0%"},{"v":0,"d":"0.0%"},{"v":0,"d":"0.0%"},{"v":0,"d":"0.0%"},{"v":1,"d":"100.0%"},{"v":0,"d":"0.0%"},{"v":0,"d":"0.0%"},{"v":0,"d":"0.0%"},{"v":0,"d":"0.0%"},{"v":0,"d":"0.0%"},{"v":0,"d":"0.0%"},{"v":0,"d":"0.0%"},{"v":1,"d":"100.0%"},{"v":0,"d":"0.0%"},{"v":0,"d":"0.0%"},{"v":1,"d":"100.0%"}]
[12289,2020,"WA","Typha Solar Project",62068,"Puget Sound Energy Inc",15500,"TUUSSO Energy, LLC",61637,"IPP Non-CHP","Puget Sound Energy","PSEI","WECC","NWPP","WECC Northwest",null,"53","037","Kittitas",47.026,-120.627,1,1,"SUN","SOLAR",null,null,{"v":5,"d":"5.0"},{"$nulls":62},"--"]
[12314,2020,"WI","Apple River",6231,"Northern States Power Co",13780,"Northern States Power Co - Minnesota",13781,"Electric Utility","Midcontinent Independent Transmission System Operator, Inc..","MISO","MRO","MROW","MRO West","MISO","55","109","St Croix",45.157552,-92.716214,4,4,"WAT","HYDRO",null,{"v":0.51106,"d":"0.5111"},3.2,{"$nulls":9},{"v":125684.004,"d":"125,684"},{"v":51789,"d":"51,789"},{"v":14325.999,"d":"14,326"},{"v":5903.001,"d":"5,903"},{"$nulls":41},{"v":125684.004,"d":"125,684"},{"v":51789,"d":"51,789"},{"$nulls":6},"--","EIA","EIA",{"$nulls":15},0,0,0,0,{"v":14326,"d":"14,326"},0,0,0,0,0,0,0,{"v":14326,"d":"14,326"},0,0,{"v":14326,"d":"14,326"},{"v":0,"d":"0.0%"},{"v":0,"d":"0.0%"},{"v":0,"d":"0.0%"},{"v":0,"d":"0.0%"},{"v":1,"d":"100.0%"},{"v":0,"d":"0.0%"},{"v":0,"d":"0.0%"},{"v":0,"d":"0.0%"},{"v":0,"d":"0.0%"},{"v":0,"d":"0.0%"},{"v":0,"d":"0.0%"},{"v":0,"d":"0.0%"},{"v":1,"d":"100.0%"},{"v":0,"d":"0.0%"},{"v":0,"d":"0.0%"},{"v":1,"d":"100.0%"}]
[12347,2020,"WI","Clean Fuel Dane Community Digester",59559,"Wisconsin Power & Light Co",20856,"Clean Fuel Partners Dane",59878,"IPP CHP","Midcontinent Independent Transmission System Operator, Inc..","MISO","MRO","MROE","MRO East","MISO","55","025","Dane",43.217222,-89.479167,2,2,"OBG","BIOMASS",null,{"v":0.22215,"d":"0.2222"},{"v":2,"d":"2.0"},{"v":0.963089802130898,"d":"0.9631"},"Yes","Yes",{"v":13181.6,"d":"13,182"},{"v":1.008,"d":"1"},{"v":0.573312,"d":"0.5733"},null,{"v":21531.287,"d":"21,531"},{"v":3954.129,"d":"3,954"},{"v":21531.287,"d":"21,531"},{"v":3954.129,"d":"3,954"},{"v":3892,"d":"3,892"},715,{"v":47.486,"d":"47"},{"v":8.72,"d":"9"},{"v":0.07,"d":"0"},0,{"v":50.082,"d":"50"},{"v":5.008,"d":"5"},{"v":1.372,"d":"1"},null,24.402,24.392,0.036,{"v":0,"d":"0.000"},0.013,{"v":1E-3,"d":"0.001"},0.705,null,4.411,4.411,0.006,{"v":0,"d":"0.000"},{"v":2E-3,"d":"0.002"},{"v":0,"d":"0.000"},0.127,null,24.402,24.392,0.036,{"v":0,"d":"0.000"},0.013,{"v":1E-3,"d":"0.001"},0.705,null,{"v":82.828,"d":"83"},{"v":15.21,"d":"15"},{"v":0.122,"d":"0"},{"v":2384.798,"d":"2,385"},{"v":87.355,"d":"87"},{"v":8.736,"d":"9"},null,{"v":37556,"d":"37,556"},{"v":6897,"d":"6,897"},{"v":37556,"d":"37,556"},{"v":6897,"d":"6,897"},"EIA","EIA","EIA","EIA","EIA","EIA","--","EIA","EIA",{"$nulls":3},{"v":2384.798,"d":"2,385"},null,null,{"v":16024.713,"d":"16,025"},{"v":2942.871,"d":"2,943"},{"v":35.342,"d":"35"},{"v":6.49,"d":"6"},{"v":0.052,"d":"0"},{"v":2384.798,"d":"2,385"},{"v":37.274,"d":"37"},{"v":3.727,"d":"4"},{"v":5532.190894,"d":"5,532.191"},0,0,0,0,0,{"v":3892,"d":"3,892"},0,0,0,0,0,0,{"v":3892,"d":"3,892"},{"v":3892,"d":"3,892"},{"v":3892,"d":"3,892"},0,{"v":0,"d":"0.0%"},{"v":0,"d":"0.0%"},{"v":0,"d":"0.0%"},{"v":0,"d":"0.0%"},{"v":0,"d":"0.0%"},{"v":1,"d":"100.0%"},{"v":0,"d":"0.0%"},{"v":0,"d":"0.0%"},{"v":0,"d":"0.0%"},{"v":0,"d":"0.0%"},{"v":0,"d":"0.0%"},{"v":0,"d":"0.0%"},{"v":1,"d":"100.0%"},{"v":1,"d":"100.0%"},{"v":1,"d":"100.0%"},{"v":0,"d":"0.0%"}]
[12356,2020,"WI","Custer Energy Center",7795,"American Transmission Co",659,"Manitowoc Public Utilities",11571,"Electric Utility","Midcontinent Independent Transmission System Operator, Inc..","MISO","MRO","MROE","MRO East","MISO","55","071","Manitowoc",44.085437,-87.726102,1,1,"NG","GAS",null,{"v":0.00259,"d":"0.0026"},24.5,{"v":1,"d":"1.0000"},{"$nulls":6},{"v":9259,"d":"9,259"},{"v":4007,"d":"4,007"},{"v":9259,"d":"9,259"},{"v":4007,"d":"4,007"},555,240,{"v":1.481,"d":"1"},{"v":0.641,"d":"1"},{"v":0.015,"d":"0"},{"v":541.138,"d":"541"},{"v":20.413,"d":"20"},{"v":2.041,"d":"2"},{"v":541.697,"d":"542"},null,5.337,5.342,0.053,{"v":1950.047,"d":"1,950.047"},0.037,0.004,{"v":1952.062,"d":"1,952.062"},null,{"v":0.32,"d":"0.320"},{"v":0.32,"d":"0.320"},0.003,116.889,{"v":2E-3,"d":"0.002"},{"v":0,"d":"0.000"},{"v":117.01,"d":"117.010"},null,5.337,5.342,0.053,{"v":1950.047,"d":"1,950.047"},0.037,0.004,{"v":1952.062,"d":"1,952.062"},null,{"v":1.481,"d":"1"},{"v":0.641,"d":"1"},{"v":0.015,"d":"0"},{"v":541.138,"d":"541"},{"v":20.413,"d":"20"},{"v":2.041,"d":"2"},null,{"v":9259,"d":"9,259"},{"v":4007,"d":"4,007"},{"v":9259,"d":"9,259"},{"v":4007,"d":"4,007"},"EIA","EIA","EIA","EIA","EIA","EIA","--","EIA","EIA",{"$nulls":14},{"v":16682.882883,"d":"16,682.883"},0,0,555,0,0,0,0,0,0,0,0,555,0,0,555,0,{"v":0,"d":"0.0%"},{"v":0,"d":"0.0%"},{"v":1,"d":"100.0%"},{"v":0,"d":"0.0%"},{"v":0,"d":"0.0%"},{"v":0,"d":"0.0%"},{"v":0,"d":"0.0%"},{"v":0,"d":"0.0%"},{"v":0,"d":"0.0%"},{"v":0,"d":"0.0%"},{"v":0,"d":"0.0%"},{"v":1,"d":"100.0%"},{"v":0,"d":"0.0%"},{"v":0,"d":"0.0%"},{"v":1,"d":"100.0%"},{"v":0,"d":"0.0%"}]
[12381,2020,"WI","Fitchburg Generating Station",3991,"Madison Gas & Electric Co",11479,"Madison Gas & Electric Co",11479,"Electric Utility","Midcontinent Independent Transmission System Operator, Inc..","MISO","MRO","MROE","MRO East","MISO","55","025","Dane",43.0147,-89.4603,2,2,"NG","GAS",null,{"v":0,"d":"0.0000"},57.6,{"$nulls":7},{"v":1174.5,"d":"1,175"},{"v":1174.5,"d":"1,175"},{"v":1174.5,"d":"1,175"},{"v":1174.5,"d":"1,175"},{"v":-198,"d":"(198)"},{"v":-86,"d":"(86)"},{"v":0.411,"d":"0"},{"v":0.411,"d":"0"},0,{"v":68.643,"d":"69"},{"v":1.858,"d":"2"},{"v":0.186,"d":"0"},{"v":68.694,"d":"69"},null,{"v":0,"d":"0.000"},{"v":0,"d":"0.000"},{"v":0,"d":"0.000"},{"v":0,"d":"0.000"},{"v":0,"d":"0.000"},{"v":0,"d":"0.000"},{"v":0,"d":"0.000"},null,{"v":0.7,"d":"0.700"},{"v":0.7,"d":"0.700"},{"v":0,"d":"0.000"},116.889,{"v":2E-3,"d":"0.002"},{"v":0,"d":"0.000"},116.976,null,{"v":0,"d":"0.000"},{"v":0,"d":"0.000"},{"v":0,"d":"0.000"},{"v":0,"d":"0.000"},{"v":0,"d":"0.000"},{"v":0,"d":"0.000"},{"v":0,"d":"0.000"},null,{"v":0.411,"d":"0"},{"v":0.411,"d":"0"},0,{"v":68.643,"d":"69"},{"v":1.858,"d":"2"},{"v":0.186,"d":"0"},null,{"v":1174.5,"d":"1,175"},{"v":1174.5,"d":"1,175"},{"v":1174.5,"d":"1,175"},{"v":1174.5,"d":"1,175"},"EPA/CAMD","EPA/CAMD","EPA/CAMD","EIA","EIA","EIA","--","EPA/CAMD","EPA/CAMD",{"$nulls":14},{"v":-5931.818182,"d":"(5,931.818)"},0,0,{"v":-198,"d":"(198)"},0,0,0,0,0,0,0,0,{"v":-198,"d":"(198)"},0,0,{"v":-198,"d":"(198)"},0]
[12414,2020,"WI","Juneau",8050,"American Transmission Co",659,"Wisconsin River Power Company",20863,"Electric Utility","Midcontinent Independent Transmission System Operator, Inc..","MISO","MRO","MROE","MRO East","MISO","55","057","Juneau",44.0575,-90.0242,1,1,"DFO","OIL",null,null,{"v":16,"d":"16.0"},{"$nulls":62},"--"]
[12439,2020,"WI","MMSD South Shore Wastewater",55525,"Wisconsin Electric Power Co",20847,"Milwaukee Metro Sewerage Dist",12619,"Commercial CHP","Midcontinent Independent Transmission System Operator, Inc..","MISO","RFC","RFCW","RFC West","MISO","55","079","Milwaukee",42.8869,-87.8422,5,5,"OBG","BIOMASS",null,{"v":0.55571,"d":"0.5557"},5.1,{"v":0.407146305249649,"d":"0.4071"},"Yes","Yes",{"v":86612,"d":"86,612"},{"v":0.978,"d":"1"},{"v":0.566053,"d":"0.5661"},null,{"v":135980.754,"d":"135,981"},{"v":54645.101,"d":"54,645"},{"v":135980.754,"d":"135,981"},{"v":54645.101,"d":"54,645"},{"v":24826.999,"d":"24,827"},{"v":9977,"d":"9,977"},{"v":289.88,"d":"290"},{"v":114.798,"d":"115"},{"v":0.372,"d":"0"},{"v":1373.324,"d":"1,373"},{"v":313.666,"d":"314"},{"v":31.367,"d":"31"},{"v":1381.919,"d":"1,382"},null,23.352,23.013,{"v":0.03,"d":"0.030"},110.632,0.013,{"v":1E-3,"d":"0.001"},111.324,null,4.264,4.202,0.005,20.199,{"v":2E-3,"d":"0.002"},{"v":0,"d":"0.000"},20.325,null,23.352,23.013,{"v":0.03,"d":"0.030"},110.632,0.013,{"v":1E-3,"d":"0.001"},111.324,null,{"v":512.108,"d":"512"},{"v":202.805,"d":"203"},{"v":0.657,"d":"1"},{"v":15254.303,"d":"15,254"},{"v":554.129,"d":"554"},{"v":55.413,"d":"55"},null,{"v":240226,"d":"240,226"},{"v":96537,"d":"96,537"},{"v":240226,"d":"240,226"},{"v":96537,"d":"96,537"},"EIA","EIA","EIA","EIA","EIA","EIA","--","EIA","EIA",{"$nulls":3},{"v":12828.164,"d":"12,828"},null,null,{"v":104245.246,"d":"104,245"},{"v":41891.899,"d":"41,892"},{"v":222.228,"d":"222"},{"v":88.007,"d":"88"},{"v":0.285,"d":"0"},{"v":1052.815,"d":"1,053"},{"v":240.462,"d":"240"},{"v":24.046,"d":"24"},{"v":5477.131902,"d":"5,477.132"},0,0,{"v":3948.676,"d":"3,949"},0,0,{"v":20878.324,"d":"20,878"},0,0,0,0,0,{"v":3948.676,"d":"3,949"},{"v":20878.324,"d":"20,878"},{"v":20878.324,"d":"20,878"},{"v":24827,"d":"24,827"},0,{"v":0,"d":"0.0%"},{"v":0,"d":"0.0%"},{"v":0.159047649736174,"d":"15.9%"},{"v":0,"d":"0.0%"},{"v":0,"d":"0.0%"},{"v":0.840952350263826,"d":"84.1%"},{"v":0,"d":"0.0%"},{"v":0,"d":"0.0%"},{"v":0,"d":"0.0%"},{"v":0,"d":"0.0%"},{"v":0,"d":"0.0%"},{"v":0.159047649736174,"d":"15.9%"},{"v":0.840952350263826,"d":"84.1%"},{"v":0.840952350263826,"d":"84.1%"},{"v":1,"d":"100.0%"},{"v":0,"d":"0.0%"}]
[12448,2020,"WI","New Lisbon Solar",62848,"Dairyland Power Coop",4716,"Butter Solar, LLC",62662,"IPP Non-CHP","Midcontinent Independent Transmission System Operator, Inc..","MISO","MRO","MROW","MRO West","MISO","55","057","Juneau",43.883,-90.136,1,1,"SUN","SOLAR",null,{"v":0.17799,"d":"0.1780"},2.5,{"$nulls":9},{"v":34197,"d":"34,197"},{"v":19918,"d":"19,918"},{"v":3898,"d":"3,898"},{"v":2270,"d":"2,270"},{"$nulls":41},{"v":34197,"d":"34,197"},{"v":19918,"d":"19,918"},{"$nulls":6},"--","EIA","EIA",{"$nulls":15},0,0,0,0,0,0,0,{"v":3898,"d":"3,898"},0,0,0,0,{"v":3898,"d":"3,898"},{"v":3898,"d":"3,898"},0,{"v":3898,"d":"3,898"},{"v":0,"d":"0.0%"},{"v":0,"d":"0.0%"},{"v":0,"d":"0.0%"},{"v":0,"d":"0.0%"},{"v":0,"d":"0.0%"},{"v":0,"d":"0.0%"},{"v":0,"d":"0.0%"},{"v":1,"d":"100.0%"},{"v":0,"d":"0.0%"},{"v":0,"d":"0.0%"},{"v":0,"d":"0.0%"},{"v":0,"d":"0.0%"},{"v":1,"d":"100.0%"},{"v":1,"d":"100.0%"},{"v":0,"d":"0.0%"},{"v":1,"d":"100.0%"}]
[12481,2020,"WI","Riverside Energy Center",55641,"American Transmission Co",659,"Wisconsin Power & Light Co",20856,"Electric Utility","Midcontinent Independent Transmission System Operator, Inc..","MISO","MRO","MROE","MRO East","MISO","55","105","Rock",42.583056,-89.035833,4,3,"NG","GAS",null,{"v":0.45032,"d":"0.4503"},674.9,{"v":0.582802164952336,"d":"0.5828"},{"$nulls":6},{"v":30064839.5,"d":"30,064,840"},{"v":13085078.875,"d":"13,085,079"},{"v":30064839.5,"d":"30,064,840"},{"v":13085078.875,"d":"13,085,079"},{"v":2662340,"d":"2,662,340"},{"v":1086274,"d":"1,086,274"},{"v":93.436,"d":"93"},{"v":43.077,"d":"43"},9,{"v":1786707.5,"d":"1,786,708"},{"v":43460.253,"d":"43,460"},{"v":4346.025,"d":"4,346"},{"v":1787898.311,"d":"1,787,898"},null,{"v":0.07,"d":"0.070"},0.079,0.007,{"v":1342.208,"d":"1,342.208"},0.016,{"v":2E-3,"d":"0.002"},{"v":1343.103,"d":"1,343.103"},null,0.006,0.007,{"v":1E-3,"d":"0.001"},118.857,{"v":1E-3,"d":"0.001"},{"v":0,"d":"0.000"},118.936,null,{"v":0.07,"d":"0.070"},0.079,0.007,{"v":1342.208,"d":"1,342.208"},0.016,{"v":2E-3,"d":"0.002"},{"v":1343.103,"d":"1,343.103"},null,{"v":93.436,"d":"93"},{"v":43.077,"d":"43"},9,{"v":1786707.5,"d":"1,786,708"},{"v":43460.253,"d":"43,460"},{"v":4346.025,"d":"4,346"},null,{"v":30064839.5,"d":"30,064,840"},{"v":13085078.875,"d":"13,085,079"},{"v":30064839.5,"d":"30,064,840"},{"v":13085078.875,"d":"13,085,079"},"EPA/CAMD","EPA/CAMD","EPA/CAMD","EPA/CAMD","EIA","EIA","--","EPA/CAMD","EPA/CAMD",{"$nulls":14},{"v":11292.637116,"d":"11,292.637"},0,0,{"v":2662340,"d":"2,662,340"},0,0,0,0,0,0,0,0,{"v":2662340,"d":"2,662,340"},0,0,{"v":2662340,"d":"2,662,340"},0,{"v":0,"d":"0.0%"},{"v":0,"d":"0.0%"},{"v":1,"d":"100.0%"},{"v":0,"d":"0.0%"},{"v":0,"d":"0.0%"},{"v":0,"d":"0.0%"},{"v":0,"d":"0.0%"},{"v":0,"d":"0.0%"},{"v":0,"d":"0.0%"},{"v":0,"d":"0.0%"},{"v":0,"d":"0.0%"},{"v":1,"d":"100.0%"},{"v":0,"d":"0.0%"},{"v":0,"d":"0.0%"},{"v":1,"d":"100.0%"},{"v":0,"d":"0.0%"}]
[12506,2020,"WI","Tomahawk",4075,"Wisconsin Public Service Corp",20860,"Wisconsin Public Service Corp",20860,"Electric Utility","Midcontinent Independent Transmission System Operator, Inc..","MISO","MRO","MROE","MRO East","MISO","55","069","Lincoln",45.4411,-89.7306,2,2,"WAT","HYDRO",null,{"v":0.66254,"d":"0.6625"},2.6,{"$nulls":9},{"v":132384,"d":"132,384"},{"v":54550,"d":"54,550"},{"v":15090,"d":"15,090"},{"v":6218,"d":"6,218"},{"$nulls":41},{"v":132384,"d":"132,384"},{"v":54550,"d":"54,550"},{"$nulls":6},"--","EIA","EIA",{"$nulls":15},0,0,0,0,{"v":15090,"d":"15,090"},0,0,0,0,0,0,0,{"v":15090,"d":"15,090"},0,0,{"v":15090,"d":"15,090"},{"v":0,"d":"0.0%"},{"v":0,"d":"0.0%"},{"v":0,"d":"0.0%"},{"v":0,"d":"0.0%"},{"v":1,"d":"100.0%"},{"v":0,"d":"0.0%"},{"v":0,"d":"0.0%"},{"v":0,"d":"0.0%"},{"v":0,"d":"0.0%"},{"v":0,"d":"0.0%"},{"v":0,"d":"0.0%"},{"v":0,"d":"0.0%"},{"v":1,"d":"100.0%"},{"v":0,"d":"0.0%"},{"v":0,"d":"0.0%"},{"v":1,"d":"100.0%"}]
[12535,2020,"WI","Wisconsin Rapids Pulp Mill",10477,"Consolidated Water Power Co",4247,"Verso Corporation",55965,"Industrial CHP","Midcontinent Independent Transmission System Operator, Inc..","MISO","MRO","MROE","MRO East","MISO","55","141","Wood",44.3953,-89.826,6,2,"NG","GAS","Yes",{"v":0.25747,"d":"0.2575"},72.3,{"v":0.904220575944557,"d":"0.9042"},"Yes","Yes",{"v":5964081.6,"d":"5,964,082"},{"v":0.093,"d":"0"},{"v":0.110654,"d":"0.1107"},null,{"v":917856.957,"d":"917,857"},{"v":343187.374,"d":"343,187"},{"v":917856.957,"d":"917,857"},{"v":343187.374,"d":"343,187"},{"v":163066.624,"d":"163,067"},{"v":57068.71,"d":"57,069"},{"v":98.061,"d":"98"},{"v":37.656,"d":"38"},{"v":190.085,"d":"190"},{"v":31584.716,"d":"31,585"},{"v":14652.199,"d":"14,652"},{"v":3583.89,"d":"3,584"},{"v":32301.868,"d":"32,302"},null,1.203,{"v":1.32,"d":"1.320"},2.331,387.384,{"v":0.09,"d":"0.090"},0.022,{"v":396.18,"d":"396.180"},null,0.214,0.219,0.414,68.823,0.016,0.004,70.385,null,1.203,{"v":1.32,"d":"1.320"},2.331,387.384,{"v":0.09,"d":"0.090"},0.022,{"v":396.18,"d":"396.180"},null,{"v":886.192,"d":"886"},{"v":340.308,"d":"340"},{"v":1717.834,"d":"1,718"},{"v":807665.328,"d":"807,665"},{"v":132414.504,"d":"132,415"},{"v":32388.248,"d":"32,388"},null,{"v":8294834.75,"d":"8,294,835"},{"v":3101444.656,"d":"3,101,445"},{"v":8294834.75,"d":"8,294,835"},{"v":3101444.656,"d":"3,101,445"},"EIA","EIA","EIA","EIA","EIA","EIA","--","EIA","EIA",{"$nulls":3},{"v":522228.698,"d":"522,229"},null,null,{"v":7376977.793,"d":"7,376,978"},{"v":2758257.282,"d":"2,758,257"},{"v":788.131,"d":"788"},{"v":302.652,"d":"303"},{"v":1527.749,"d":"1,528"},{"v":253851.915,"d":"253,852"},{"v":117762.304,"d":"117,762"},{"v":28804.357,"d":"28,804"},{"v":5628.723615,"d":"5,628.724"},{"v":35145.824,"d":"35,146"},0,{"v":25845.525,"d":"25,846"},0,0,{"v":102075.275,"d":"102,075"},0,0,0,0,0,{"v":60991.349,"d":"60,991"},{"v":102075.275,"d":"102,075"},{"v":102075.275,"d":"102,075"},{"v":163066.624,"d":"163,067"},0,{"v":0.215530457048035,"d":"21.6%"},{"v":0,"d":"0.0%"},{"v":0.158496719721137,"d":"15.8%"},{"v":0,"d":"0.0%"},{"v":0,"d":"0.0%"},{"v":0.625972823230829,"d":"62.6%"},{"v":0,"d":"0.0%"},{"v":0,"d":"0.0%"},{"v":0,"d":"0.0%"},{"v":0,"d":"0.0%"},{"v":0,"d":"0.0%"},{"v":0.374027176769171,"d":"37.4%"},{"v":0.625972823230829,"d":"62.6%"},{"v":0.625972823230829,"d":"62.6%"},{"v":1,"d":"100.0%"},{"v":0,"d":"0.0%"}]
[12544,2020,"WV","Belleville Dam",7594,"Ohio Power Co",14006,"American Mun Power-Ohio, Inc",40577,"Electric Utility","PJM Interconnection, LLC","PJM","RFC","RFCW","RFC West","PJM","54","107","Wood",39.1192,-81.7375,2,2,"WAT","HYDRO",null,{"v":0.58432,"d":"0.5843"},{"v":42,"d":"42.0"},{"$nulls":9},{"v":1886037,"d":"1,886,037"},{"v":642512,"d":"642,512"},{"v":214982,"d":"214,982"},{"v":73237,"d":"73,237"},{"$nulls":41},{"v":1886037,"d":"1,886,037"},{"v":642512,"d":"642,512"},{"$nulls":6},"--","EIA","EIA",{"$nulls":15},0,0,0,0,{"v":214982,"d":"214,982"},0,0,0,0,0,0,0,{"v":214982,"d":"214,982"},0,0,{"v":214982,"d":"214,982"},{"v":0,"d":"0.0%"},{"v":0,"d":"0.0%"},{"v":0,"d":"0.0%"},{"v":0,"d":"0.0%"},{"v":1,"d":"100.0%"},{"v":0,"d":"0.0%"},{"v":0,"d":"0.0%"},{"v":0,"d":"0.0%"},{"v":0,"d":"0.0%"},{"v":0,"d":"0.0%"},{"v":0,"d":"0.0%"},{"v":0,"d":"0.0%"},{"v":1,"d":"100.0%"},{"v":0,"d":"0.0%"},{"v":0,"d":"0.0%"},{"v":1,"d":"100.0%"}]
[12545,2020,"WV","Big Sandy Peaker Plant",55284,"Appalachian Power Co",733,"Middle River Power II, LLC",60432,"IPP Non-CHP","PJM Interconnection, LLC","PJM","RFC","RFCW","RFC West","PJM","54","099","Wayne",38.3441,-82.5938,12,6,"NG","GAS",null,{"v":0.07831,"d":"0.0783"},353.4,{"v":1,"d":"1.0000"},{"$nulls":6},{"v":2687489.828,"d":"2,687,490"},{"v":1731663.586,"d":"1,731,664"},{"v":2687489.828,"d":"2,687,490"},{"v":1731663.586,"d":"1,731,664"},{"v":242437.998,"d":"242,438"},{"v":110962.998,"d":"110,963"},{"v":326.587,"d":"327"},{"v":202.074,"d":"202"},{"v":1.2,"d":"1"},{"v":158624.9,"d":"158,625"},{"v":6121.596,"d":"6,122"},{"v":612.16,"d":"612"},{"v":158792.632,"d":"158,793"},null,2.694,3.642,{"v":0.01,"d":"0.010"},{"v":1308.581,"d":"1,308.581"},0.025,0.003,{"v":1309.965,"d":"1,309.965"},null,0.243,0.233,{"v":1E-3,"d":"0.001"},118.047,{"v":2E-3,"d":"0.002"},{"v":0,"d":"0.000"},118.172,null,2.694,3.642,{"v":0.01,"d":"0.010"},{"v":1308.581,"d":"1,308.581"},0.025,0.003,{"v":1309.965,"d":"1,309.965"},null,{"v":326.587,"d":"327"},{"v":202.074,"d":"202"},{"v":1.2,"d":"1"},{"v":158624.9,"d":"158,625"},{"v":6121.596,"d":"6,122"},{"v":612.16,"d":"612"},null,{"v":2687489.828,"d":"2,687,490"},{"v":1731663.586,"d":"1,731,664"},{"v":2687489.828,"d":"2,687,490"},{"v":1731663.586,"d":"1,731,664"},"EPA/CAMD","EPA/CAMD","EPA/CAMD","EPA/CAMD","EIA","EIA","--","EPA/CAMD","EPA/CAMD",{"$nulls":14},{"v":11085.266452,"d":"11,085.266"},0,0,{"v":242438,"d":"242,438"},0,0,0,0,0,0,0,0,{"v":242438,"d":"242,438"},0,0,{"v":242438,"d":"242,438"},0,{"v":0,"d":"0.0%"},{"v":0,"d":"0.0%"},{"v":1,"d":"100.0%"},{"v":0,"d":"0.0%"},{"v":0,"d":"0.0%"},{"v":0,"d":"0.0%"},{"v":0,"d":"0.0%"},{"v":0,"d":"0.0%"},{"v":0,"d":"0.0%"},{"v":0,"d":"0.0%"},{"v":0,"d":"0.0%"},{"v":1,"d":"100.0%"},{"v":0,"d":"0.0%"},{"v":0,"d":"0.0%"},{"v":1,"d":"100.0%"},{"v":0,"d":"0.0%"}]
[12546,2020,"WV","Black Rock Wind",64433,"The Potomac Edison Company",15263,"Black Rock Wind Force, LLC",64068,"IPP Non-CHP","PJM Interconnection, LLC","PJM","RFC","RFCW","RFC West","PJM","54","057","Mineral",39.362839,-79.111332,1,1,"WND","WIND",null,null,{"v":115,"d":"115.0"},{"$nulls":62},"--"]
[12547,2020,"WV","Ceredo Generating Station",55276,"Appalachian Power Co",733,"Appalachian Power Co",733,"Electric Utility","PJM Interconnection, LLC","PJM","RFC","RFCW","RFC West","PJM","54","099","Wayne",38.3681,-82.5339,6,6,"NG","GAS",null,{"v":0.02427,"d":"0.0243"},{"v":519,"d":"519.0"},{"v":1,"d":"1.0000"},{"$nulls":6},{"v":1353242.516,"d":"1,353,243"},{"v":740798.406,"d":"740,798"},{"v":1353242.516,"d":"1,353,243"},{"v":740798.406,"d":"740,798"},{"v":110347.998,"d":"110,348"},{"v":59548.002,"d":"59,548"},{"v":22.636,"d":"23"},{"v":12.221,"d":"12"},{"v":0.6,"d":"1"},{"v":79837,"d":"79,837"},{"v":2999.566,"d":"3,000"},{"v":299.957,"d":"300"},{"v":79919.188,"d":"79,919"},null,{"v":0.41,"d":"0.410"},{"v":0.41,"d":"0.410"},0.011,{"v":1447.004,"d":"1,447.004"},0.027,0.003,{"v":1448.494,"d":"1,448.494"},null,0.033,0.033,{"v":1E-3,"d":"0.001"},117.994,{"v":2E-3,"d":"0.002"},{"v":0,"d":"0.000"},118.115,null,{"v":0.41,"d":"0.410"},{"v":0.41,"d":"0.410"},0.011,{"v":1447.004,"d":"1,447.004"},0.027,0.003,{"v":1448.494,"d":"1,448.494"},null,{"v":22.636,"d":"23"},{"v":12.221,"d":"12"},{"v":0.6,"d":"1"},{"v":79837,"d":"79,837"},{"v":2999.566,"d":"3,000"},{"v":299.957,"d":"300"},null,{"v":1353242.516,"d":"1,353,243"},{"v":740798.406,"d":"740,798"},{"v":1353242.516,"d":"1,353,243"},{"v":740798.406,"d":"740,798"},"EPA/CAMD","EPA/CAMD","EPA/CAMD","EPA/CAMD","EIA","EIA","--","EPA/CAMD","EPA/CAMD",{"$nulls":14},{"v":12263.407725,"d":"12,263.408"},0,0,{"v":110348,"d":"110,348"},0,0,0,0,0,0,0,0,{"v":110348,"d":"110,348"},0,0,{"v":110348,"d":"110,348"},0,{"v":0,"d":"0.0%"},{"v":0,"d":"0.0%"},{"v":1,"d":"100.0%"},{"v":0,"d":"0.0%"},{"v":0,"d":"0.0%"},{"v":0,"d":"0.0%"},{"v":0,"d":"0.0%"},{"v":0,"d":"0.0%"},{"v":0,"d":"0.0%"},{"v":0,"d":"0.0%"},{"v":0,"d":"0.0%"},{"v":1,"d":"100.0%"},{"v":0,"d":"0.0%"},{"v":0,"d":"0.0%"},{"v":1,"d":"100.0%"},{"v":0,"d":"0.0%"}]
[12548,2020,"WV","Dam No. 4 Hydro Station",6543,"West Penn Power Company",20387,"PE Hydro Generation, LLC",59927,"IPP Non-CHP","PJM Interconnection, LLC","PJM","RFC","RFCW","RFC West","PJM","54","037","Jefferson",39.493056,-77.826944,3,3,"WAT","HYDRO",null,{"v":0.55906,"d":"0.5591"},1.9,{"$nulls":9},{"v":81636,"d":"81,636"},{"v":27811,"d":"27,811"},{"v":9305,"d":"9,305"},{"v":3170.001,"d":"3,170"},{"$nulls":41},{"v":81636,"d":"81,636"},{"v":27811,"d":"27,811"},{"$nulls":6},"--","EIA","EIA",{"$nulls":15},0,0,0,0,{"v":9305,"d":"9,305"},0,0,0,0,0,0,0,{"v":9305,"d":"9,305"},0,0,{"v":9305,"d":"9,305"},{"v":0,"d":"0.0%"},{"v":0,"d":"0.0%"},{"v":0,"d":"0.0%"},{"v":0,"d":"0.0%"},{"v":1,"d":"100.0%"},{"v":0,"d":"0.0%"},{"v":0,"d":"0.0%"},{"v":0,"d":"0.0%"},{"v":0,"d":"0.0%"},{"v":0,"d":"0.0%"},{"v":0,"d":"0.0%"},{"v":0,"d":"0.0%"},{"v":1,"d":"100.0%"},{"v":0,"d":"0.0%"},{"v":0,"d":"0.0%"},{"v":1,"d":"100.0%"}]
[12549,2020,"WV","Dam No. 5 Hydro Station",6544,"West Penn Power Company",20387,"PE Hydro Generation, LLC",59927,"IPP Non-CHP","PJM Interconnection, LLC","PJM","RFC","RFCW","RFC West","PJM","54","003","Berkeley",39.605,-77.923055,2,2,"WAT","HYDRO",null,{"v":0.66941,"d":"0.6694"},{"v":1,"d":"1.0"},{"$nulls":9},{"v":51447,"d":"51,447"},{"v":17527,"d":"17,527"},{"v":5864,"d":"5,864"},{"v":1998,"d":"1,998"},{"$nulls":41},{"v":51447,"d":"51,447"},{"v":17527,"d":"17,527"},{"$nulls":6},"--","EIA","EIA",{"$nulls":15},0,0,0,0,{"v":5864,"d":"5,864"},0,0,0,0,0,0,0,{"v":5864,"d":"5,864"},0,0,{"v":5864,"d":"5,864"},{"v":0,"d":"0.0%"},{"v":0,"d":"0.0%"},{"v":0,"d":"0.0%"},{"v":0,"d":"0.0%"},{"v":1,"d":"100.0%"},{"v":0,"d":"0.0%"},{"v":0,"d":"0.0%"},{"v":0,"d":"0.0%"},{"v":0,"d":"0.0%"},{"v":0,"d":"0.0%"},{"v":0,"d":"0.0%"},{"v":0,"d":"0.0%"},{"v":1,"d":"100.0%"},{"v":0,"d":"0.0%"},{"v":0,"d":"0.0%"},{"v":1,"d":"100.0%"}]
[12550,2020,"WV","ESC Brooke County Power I",60202,"Monongahela Power Co",12796,"ESC Brooke County Power I",59964,"IPP Non-CHP","PJM Interconnection, LLC","PJM","RFC","RFCW","RFC West","PJM","54","009","Brooke",40.34045,-80.525963,3,3,"NG","GAS",null,null,841.5,{"$nulls":62},"--"]
[12551,2020,"WV","ESC Harrison County Power",60206,"Monongahela Power Co",12796,"ESC Harrison County Power",59966,"IPP Non-CHP","PJM Interconnection, LLC","PJM","RFC","RFCW","RFC West","PJM","54","033","Harrison",39.287039,-80.322869,2,2,"NG","GAS",null,null,578.9,{"$nulls":62},"--"]
[12552,2020,"WV","FirstEnergy Albright",3942,"Monongahela Power Co",12796,"Monongahela Power Co",12796,"Electric Utility","PJM Interconnection, LLC","PJM","RFC","RFCW","RFC West","PJM","54","077","Preston",39.488611,-79.636944,3,3,"BIT","COAL",null,null,278.2,{"$nulls":62},"--"]
[12553,2020,"WV","FirstEnergy Rivesville",3945,"Monongahela Power Co",12796,"Monongahela Power Co",12796,"Electric Utility","PJM Interconnection, LLC","PJM","RFC","RFCW","RFC West","PJM","54","049","Marion",39.531389,-80.113056,2,2,"BIT","COAL",null,null,109.7,{"$nulls":62},"--"]
[12554,2020,"WV","Fort Martin Power Station",3943,"Monongahela Power Co",12796,"Monongahela Power Co",12796,"Electric Utility","PJM Interconnection, LLC","PJM","RFC","RFCW","RFC West","PJM","54","061","Monongalia",39.710833,-79.9275,2,2,"BIT","COAL","Yes",{"v":0.50279,"d":"0.5028"},{"v":1152,"d":"1,152.0"},{"v":0.495347248647049,"d":"0.4953"},{"$nulls":6},{"v":50443730,"d":"50,443,730"},{"v":24516358,"d":"24,516,358"},{"v":50443730,"d":"50,443,730"},{"v":24516358,"d":"24,516,358"},{"v":5073932,"d":"5,073,932"},{"v":2439619,"d":"2,439,619"},{"v":6786.149,"d":"6,786"},{"v":3351.126,"d":"3,351"},{"v":3218.7,"d":"3,219"},{"v":5175523,"d":"5,175,523"},{"v":1296262.256,"d":"1,296,262"},{"v":188603.909,"d":"188,604"},{"v":5219828.261,"d":"5,219,828"},null,2.675,2.747,1.269,{"v":2040.044,"d":"2,040.044"},0.255,0.037,{"v":2057.508,"d":"2,057.508"},null,0.269,0.273,0.128,{"v":205.2,"d":"205.200"},0.026,0.004,206.956,null,2.675,2.747,1.269,{"v":2040.044,"d":"2,040.044"},0.255,0.037,{"v":2057.508,"d":"2,057.508"},null,{"v":6786.149,"d":"6,786"},{"v":3351.126,"d":"3,351"},{"v":3218.7,"d":"3,219"},{"v":5175523,"d":"5,175,523"},{"v":1296262.256,"d":"1,296,262"},{"v":188603.909,"d":"188,604"},null,{"v":50443730,"d":"50,443,730"},{"v":24516358,"d":"24,516,358"},{"v":50443730,"d":"50,443,730"},{"v":24516358,"d":"24,516,358"},"EPA/CAMD","EPA/CAMD","EPA/CAMD","EPA/CAMD","EIA","EIA","--","EPA/CAMD","EPA/CAMD",{"$nulls":14},{"v":9941.743348,"d":"9,941.743"},{"v":5059110,"d":"5,059,110"},{"v":14822.029,"d":"14,822"},0,0,0,0,0,0,0,0,0,{"v":5073932.029,"d":"5,073,932"},0,0,{"v":5073932.029,"d":"5,073,932"},0,{"v":0.997078788419852,"d":"99.7%"},{"v":0.00292121158014827,"d":"0.3%"},{"v":0,"d":"0.0%"},{"v":0,"d":"0.0%"},{"v":0,"d":"0.0%"},{"v":0,"d":"0.0%"},{"v":0,"d":"0.0%"},{"v":0,"d":"0.0%"},{"v":0,"d":"0.0%"},{"v":0,"d":"0.0%"},{"v":0,"d":"0.0%"},{"v":1,"d":"100.0%"},{"v":0,"d":"0.0%"},{"v":0,"d":"0.0%"},{"v":1,"d":"100.0%"},{"v":0,"d":"0.0%"}]
[12555,2020,"WV","Gauley River Power Partners",56333,"Appalachian Power Co",733,"Central Rivers Power WV, LLC",64079,"IPP Non-CHP","PJM Interconnection, LLC","PJM","RFC","RFCW","RFC West","PJM","54","067","Nicholas",38.21921,-80.89061,2,2,"WAT","HYDRO",null,{"v":0.21055,"d":"0.2106"},{"v":80,"d":"80.0"},{"$nulls":9},{"v":1294457,"d":"1,294,457"},{"v":440979,"d":"440,979"},{"v":147550,"d":"147,550"},{"v":50265,"d":"50,265"},{"$nulls":41},{"v":1294457,"d":"1,294,457"},{"v":440979,"d":"440,979"},{"$nulls":6},"--","EIA","EIA",{"$nulls":15},0,0,0,0,{"v":147550,"d":"147,550"},0,0,0,0,0,0,0,{"v":147550,"d":"147,550"},0,0,{"v":147550,"d":"147,550"},{"v":0,"d":"0.0%"},{"v":0,"d":"0.0%"},{"v":0,"d":"0.0%"},{"v":0,"d":"0.0%"},{"v":1,"d":"100.0%"},{"v":0,"d":"0.0%"},{"v":0,"d":"0.0%"},{"v":0,"d":"0.0%"},{"v":0,"d":"0.0%"},{"v":0,"d":"0.0%"},{"v":0,"d":"0.0%"},{"v":0,"d":"0.0%"},{"v":1,"d":"100.0%"},{"v":0,"d":"0.0%"},{"v":0,"d":"0.0%"},{"v":1,"d":"100.0%"}]
[12556,2020,"WV","Glen Ferris Hydro",50010,"Appalachian Power Co",733,"Hawks Nest Hydro LLC",55698,"Industrial Non-CHP","PJM Interconnection, LLC","PJM","RFC","RFCW","RFC West","PJM","54","019","Fayette",38.1483,-81.2147,8,8,"WAT","HYDRO",null,{"v":0.36428,"d":"0.3643"},6.2,{"$nulls":9},{"v":173573.996,"d":"173,574"},{"v":59130.003,"d":"59,130"},{"v":19785.002,"d":"19,785"},{"v":6740.002,"d":"6,740"},{"$nulls":41},{"v":173573.996,"d":"173,574"},{"v":59130.003,"d":"59,130"},{"$nulls":6},"--","EIA","EIA",{"$nulls":15},0,0,0,0,{"v":19785,"d":"19,785"},0,0,0,0,0,0,0,{"v":19785,"d":"19,785"},0,0,{"v":19785,"d":"19,785"},{"v":0,"d":"0.0%"},{"v":0,"d":"0.0%"},{"v":0,"d":"0.0%"},{"v":0,"d":"0.0%"},{"v":1,"d":"100.0%"},{"v":0,"d":"0.0%"},{"v":0,"d":"0.0%"},{"v":0,"d":"0.0%"},{"v":0,"d":"0.0%"},{"v":0,"d":"0.0%"},{"v":0,"d":"0.0%"},{"v":0,"d":"0.0%"},{"v":1,"d":"100.0%"},{"v":0,"d":"0.0%"},{"v":0,"d":"0.0%"},{"v":1,"d":"100.0%"}]
[12557,2020,"WV","Grant Town Power Plant",10151,"Monongahela Power Co",12796,"American Bituminous Power LP",563,"IPP Non-CHP","PJM Interconnection, LLC","PJM","RFC","RFCW","RFC West","PJM","54","049","Marion",39.561831,-80.163138,2,1,"WC","COAL","Yes",{"v":0.73686,"d":"0.7369"},95.7,{"v":0.10523992881102,"d":"0.1052"},null,"Yes",0,null,{"v":1,"d":"1.0000"},null,{"v":8121427.75,"d":"8,121,428"},{"v":3454515.75,"d":"3,454,516"},{"v":8121427.75,"d":"8,121,428"},{"v":3454515.75,"d":"3,454,516"},{"v":617730,"d":"617,730"},{"v":260252,"d":"260,252"},{"v":1330.933,"d":"1,331"},{"v":542.677,"d":"543"},{"v":1590.4,"d":"1,590"},{"v":833260.719,"d":"833,261"},{"v":187875.725,"d":"187,876"},{"v":27239.228,"d":"27,239"},{"v":839667.81,"d":"839,668"},null,4.309,{"v":4.17,"d":"4.170"},5.149,{"v":2697.815,"d":"2,697.815"},0.304,0.044,{"v":2718.559,"d":"2,718.559"},null,0.328,0.314,0.392,205.201,0.023,0.003,206.778,null,4.309,{"v":4.17,"d":"4.170"},5.149,{"v":2697.815,"d":"2,697.815"},0.304,0.044,{"v":2718.559,"d":"2,718.559"},null,{"v":1330.933,"d":"1,331"},{"v":542.677,"d":"543"},{"v":1590.4,"d":"1,590"},{"v":833260.719,"d":"833,261"},{"v":187875.725,"d":"187,876"},{"v":27239.228,"d":"27,239"},null,{"v":8121427.75,"d":"8,121,428"},{"v":3454515.75,"d":"3,454,516"},{"v":8121427.75,"d":"8,121,428"},{"v":3454515.75,"d":"3,454,516"},"EPA/CAMD","EPA/CAMD","EPA/CAMD","EPA/CAMD","EIA","EIA","--","EPA/CAMD","EPA/CAMD",{"$nulls":6},0,0,0,0,0,0,0,0,{"v":13147.2128,"d":"13,147.213"},{"v":556155.4,"d":"556,155"},0,{"v":61574.599,"d":"61,575"},0,0,0,0,0,0,0,0,{"v":617729.999,"d":"617,730"},0,0,{"v":617729.999,"d":"617,730"},0,{"v":0.900321177375749,"d":"90.0%"},{"v":0,"d":"0.0%"},{"v":0.0996788226242514,"d":"10.0%"},{"v":0,"d":"0.0%"},{"v":0,"d":"0.0%"},{"v":0,"d":"0.0%"},{"v":0,"d":"0.0%"},{"v":0,"d":"0.0%"},{"v":0,"d":"0.0%"},{"v":0,"d":"0.0%"},{"v":0,"d":"0.0%"},{"v":1,"d":"100.0%"},{"v":0,"d":"0.0%"},{"v":0,"d":"0.0%"},{"v":1,"d":"100.0%"},{"v":0,"d":"0.0%"}]
[12558,2020,"WV","Harrison Power Station",3944,"West Penn Power Company",20387,"Monongahela Power Co",12796,"Electric Utility","PJM Interconnection, LLC","PJM","RFC","RFCW","RFC West","PJM","54","033","Harrison",39.384167,-80.3325,3,3,"RC","COAL","Yes",{"v":0.60525,"d":"0.6053"},{"v":2052,"d":"2,052.0"},{"v":0.324580410840224,"d":"0.3246"},{"$nulls":6},{"v":104654598,"d":"104,654,598"},{"v":43928594,"d":"43,928,594"},{"v":104654598,"d":"104,654,598"},{"v":43928594,"d":"43,928,594"},{"v":10879715,"d":"10,879,715"},{"v":4510470,"d":"4,510,470"},{"v":3879.845,"d":"3,880"},{"v":1702.674,"d":"1,703"},{"v":9274.9,"d":"9,275"},{"v":10737557.5,"d":"10,737,558"},{"v":2665179.34,"d":"2,665,179"},{"v":387602.095,"d":"387,602"},{"v":10828624.954,"d":"10,828,625"},null,0.713,0.755,1.705,{"v":1973.867,"d":"1,973.867"},0.245,0.036,{"v":1990.608,"d":"1,990.608"},null,0.074,0.078,0.177,{"v":205.2,"d":"205.200"},0.025,0.004,{"v":206.94,"d":"206.940"},null,0.713,0.755,1.705,{"v":1973.867,"d":"1,973.867"},0.245,0.036,{"v":1990.608,"d":"1,990.608"},null,{"v":3879.845,"d":"3,880"},{"v":1702.674,"d":"1,703"},{"v":9274.9,"d":"9,275"},{"v":10737557.5,"d":"10,737,558"},{"v":2665179.34,"d":"2,665,179"},{"v":387602.095,"d":"387,602"},null,{"v":104654598,"d":"104,654,598"},{"v":43928594,"d":"43,928,594"},{"v":104654598,"d":"104,654,598"},{"v":43928594,"d":"43,928,594"},"EPA/CAMD","EPA/CAMD","EPA/CAMD","EPA/CAMD","EIA","EIA","--","EPA/CAMD","EPA/CAMD",{"$nulls":14},{"v":9619.240943,"d":"9,619.241"},{"v":10865536,"d":"10,865,536"},0,{"v":14178.795,"d":"14,179"},0,0,0,0,0,0,0,0,{"v":10879714.795,"d":"10,879,715"},0,0,{"v":10879714.795,"d":"10,879,715"},0,{"v":0.998696767767615,"d":"99.9%"},{"v":0,"d":"0.0%"},{"v":1.303232232385E-3,"d":"0.1%"},{"v":0,"d":"0.0%"},{"v":0,"d":"0.0%"},{"v":0,"d":"0.0%"},{"v":0,"d":"0.0%"},{"v":0,"d":"0.0%"},{"v":0,"d":"0.0%"},{"v":0,"d":"0.0%"},{"v":0,"d":"0.0%"},{"v":1,"d":"100.0%"},{"v":0,"d":"0.0%"},{"v":0,"d":"0.0%"},{"v":1,"d":"100.0%"},{"v":0,"d":"0.0%"}]
[12559,2020,"WV","Hawks Nest Hydro",50011,"Appalachian Power Co",733,"Hawks Nest Hydro LLC",55698,"Industrial Non-CHP","PJM Interconnection, LLC","PJM","RFC","RFCW","RFC West","PJM","54","019","Fayette",38.1478,-81.1753,4,4,"WAT","HYDRO",null,0.6103,{"v":102,"d":"102.0"},{"$nulls":9},{"v":4784056,"d":"4,784,056"},{"v":1629772,"d":"1,629,772"},{"v":545316,"d":"545,316"},{"v":185771,"d":"185,771"},{"$nulls":41},{"v":4784056,"d":"4,784,056"},{"v":1629772,"d":"1,629,772"},{"$nulls":6},"--","EIA","EIA",{"$nulls":15},0,0,0,0,{"v":545316,"d":"545,316"},0,0,0,0,0,0,0,{"v":545316,"d":"545,316"},0,0,{"v":545316,"d":"545,316"},{"v":0,"d":"0.0%"},{"v":0,"d":"0.0%"},{"v":0,"d":"0.0%"},{"v":0,"d":"0.0%"},{"v":1,"d":"100.0%"},{"v":0,"d":"0.0%"},{"v":0,"d":"0.0%"},{"v":0,"d":"0.0%"},{"v":0,"d":"0.0%"},{"v":0,"d":"0.0%"},{"v":0,"d":"0.0%"},{"v":0,"d":"0.0%"},{"v":1,"d":"100.0%"},{"v":0,"d":"0.0%"},{"v":0,"d":"0.0%"},{"v":1,"d":"100.0%"}]
[12560,2020,"WV","John E Amos",3935,"Appalachian Power Co",733,"Appalachian Power Co",733,"Electric Utility","PJM Interconnection, LLC","PJM","RFC","RFCW","RFC West","PJM","54","079","Putnam",38.4731,-81.8233,5,3,"BIT","COAL","Yes",{"v":0.40681,"d":"0.4068"},{"v":2932.6,"d":"2,932.6"},{"v":0.655312606171468,"d":"0.6553"},{"$nulls":6},{"v":109028029.099,"d":"109,028,029"},{"v":56320243.099,"d":"56,320,243"},{"v":109028029.099,"d":"109,028,029"},{"v":56320243.099,"d":"56,320,243"},{"v":10450839,"d":"10,450,839"},{"v":5377961,"d":"5,377,961"},{"v":4875.144,"d":"4,875"},{"v":2473.178,"d":"2,473"},{"v":4381.023,"d":"4,381"},{"v":11185349.779,"d":"11,185,350"},{"v":2559659.227,"d":"2,559,659"},{"v":372511.138,"d":"372,511"},{"v":11272849.679,"d":"11,272,850"},null,0.933,{"v":0.92,"d":"0.920"},0.838,{"v":2140.565,"d":"2,140.565"},0.245,0.036,{"v":2157.31,"d":"2,157.310"},null,0.089,0.088,{"v":0.08,"d":"0.080"},205.183,0.023,0.003,206.788,null,0.933,{"v":0.92,"d":"0.920"},0.838,{"v":2140.565,"d":"2,140.565"},0.245,0.036,{"v":2157.31,"d":"2,157.310"},null,{"v":4875.144,"d":"4,875"},{"v":2473.178,"d":"2,473"},{"v":4381.023,"d":"4,381"},{"v":11185349.779,"d":"11,185,350"},{"v":2559659.227,"d":"2,559,659"},{"v":372511.138,"d":"372,511"},null,{"v":109028029.099,"d":"109,028,029"},{"v":56320243.099,"d":"56,320,243"},{"v":109028029.099,"d":"109,028,029"},{"v":56320243.099,"d":"56,320,243"},"EPA/CAMD; EIA","EPA/CAMD","EPA/CAMD; EIA","EPA/CAMD; EIA","EIA","EIA","--","EPA/CAMD","EPA/CAMD",{"$nulls":14},{"v":10432.46664,"d":"10,432.467"},{"v":10398008,"d":"10,398,008"},{"v":52830.988,"d":"52,831"},0,0,0,0,0,0,0,0,0,{"v":10450838.988,"d":"10,450,839"},0,0,{"v":10450838.988,"d":"10,450,839"},0,{"v":0.994944808922933,"d":"99.5%"},{"v":5.05519107706685E-3,"d":"0.5%"},{"v":0,"d":"0.0%"},{"v":0,"d":"0.0%"},{"v":0,"d":"0.0%"},{"v":0,"d":"0.0%"},{"v":0,"d":"0.0%"},{"v":0,"d":"0.0%"},{"v":0,"d":"0.0%"},{"v":0,"d":"0.0%"},{"v":0,"d":"0.0%"},{"v":1,"d":"100.0%"},{"v":0,"d":"0.0%"},{"v":0,"d":"0.0%"},{"v":1,"d":"100.0%"},{"v":0,"d":"0.0%"}]
[12561,2020,"WV","Kammer",3947,"Ohio Power Co",14006,"AEP Generation Resources Inc",58620,"IPP Non-CHP","PJM Interconnection, LLC","PJM","RFC","RFCW","RFC West","PJM","54","051","Marshall",39.8461,-80.8186,3,3,"BIT","COAL",null,null,712.5,{"$nulls":62},"--"]
[12562,2020,"WV","Kanawha River",3936,"Appalachian Power Co",733,"Appalachian Power Co",733,"Electric Utility","PJM Interconnection, LLC","PJM","RFC","RFCW","RFC West","PJM","54","039","Kanawha",38.2056,-81.4211,2,2,"BIT","COAL",null,null,439.2,{"$nulls":62},"--"]
[12563,2020,"WV","Laurel Mountain Hybrid",57447,"Monongahela Power Co",12796,"AES Wind Generation Inc",19740,"IPP Non-CHP","PJM Interconnection, LLC","PJM","RFC","RFCW","RFC West","PJM","54","001","Barbour",39.0072,-79.8866,2,2,"WND","WIND",null,0.2267,113.6,{"$nulls":7},0,0,{"v":2017106,"d":"2,017,106"},{"v":589677,"d":"589,677"},{"v":225596,"d":"225,596"},{"v":65341,"d":"65,341"},{"$nulls":24},{"v":0,"d":"0.000"},null,{"v":0,"d":"0.000"},{"v":0,"d":"0.000"},{"v":0,"d":"0.000"},{"v":0,"d":"0.000"},{"v":0,"d":"0.000"},{"$nulls":8},0,0,{"v":2017106,"d":"2,017,106"},{"v":589677,"d":"589,677"},{"$nulls":6},"--","EIA","EIA",{"$nulls":15},0,0,0,0,0,0,{"v":229922,"d":"229,922"},0,0,0,{"v":-4326,"d":"(4,326)"},{"v":-4326,"d":"(4,326)"},{"v":229922,"d":"229,922"},{"v":229922,"d":"229,922"},{"v":-4326,"d":"(4,326)"},{"v":229922,"d":"229,922"},{"v":0,"d":"0.0%"},{"v":0,"d":"0.0%"},{"v":0,"d":"0.0%"},{"v":0,"d":"0.0%"},{"v":0,"d":"0.0%"},{"v":0,"d":"0.0%"},{"v":1,"d":"100.0%"},{"v":0,"d":"0.0%"},{"v":0,"d":"0.0%"},{"v":0,"d":"0.0%"},{"v":0,"d":"0.0%"},{"v":0,"d":"0.0%"},{"v":1,"d":"100.0%"},{"v":1,"d":"100.0%"},{"v":0,"d":"0.0%"},{"v":1,"d":"100.0%"}]
[12564,2020,"WV","London",6560,"Appalachian Power Co",733,"Appalachian Power Co",733,"Electric Utility","PJM Interconnection, LLC","PJM","RFC","RFCW","RFC West","PJM","54","039","Kanawha",38.1944,-81.3706,3,3,"WAT","HYDRO",null,{"v":0.53915,"d":"0.5392"},14.4,{"$nulls":9},{"v":596651.016,"d":"596,651"},{"v":203260.008,"d":"203,260"},{"v":68010,"d":"68,010"},{"v":23169,"d":"23,169"},{"$nulls":41},{"v":596651.016,"d":"596,651"},{"v":203260.008,"d":"203,260"},{"$nulls":6},"--","EIA","EIA",{"$nulls":15},0,0,0,0,{"v":68010,"d":"68,010"},0,0,0,0,0,0,0,{"v":68010,"d":"68,010"},0,0,{"v":68010,"d":"68,010"},{"v":0,"d":"0.0%"},{"v":0,"d":"0.0%"},{"v":0,"d":"0.0%"},{"v":0,"d":"0.0%"},{"v":1,"d":"100.0%"},{"v":0,"d":"0.0%"},{"v":0,"d":"0.0%"},{"v":0,"d":"0.0%"},{"v":0,"d":"0.0%"},{"v":0,"d":"0.0%"},{"v":0,"d":"0.0%"},{"v":0,"d":"0.0%"},{"v":1,"d":"100.0%"},{"v":0,"d":"0.0%"},{"v":0,"d":"0.0%"},{"v":1,"d":"100.0%"}]
[12565,2020,"WV","Longview Power",56671,"Monongahela Power Co",12796,"Longview Power, LLC",55924,"IPP Non-CHP","PJM Interconnection, LLC","PJM","RFC","RFCW","RFC West","PJM","54","061","Monongalia",39.707893,-79.958974,1,1,"BIT","COAL","Yes",{"v":0.69976,"d":"0.6998"},807.5,{"v":0.167074986687778,"d":"0.1671"},{"$nulls":6},{"v":46366752,"d":"46,366,752"},{"v":19522358,"d":"19,522,358"},{"v":46366752,"d":"46,366,752"},{"v":19522358,"d":"19,522,358"},{"v":4949857,"d":"4,949,857"},{"v":2089082,"d":"2,089,082"},{"v":1463.639,"d":"1,464"},{"v":610.412,"d":"610"},{"v":1969,"d":"1,969"},{"v":4757227,"d":"4,757,227"},{"v":1053799.91,"d":"1,053,800"},{"v":153270.141,"d":"153,270"},{"v":4793236.75,"d":"4,793,237"},null,0.591,0.584,0.796,{"v":1922.167,"d":"1,922.167"},0.213,0.031,{"v":1936.717,"d":"1,936.717"},null,0.063,0.063,0.085,{"v":205.2,"d":"205.200"},0.023,0.003,206.753,null,0.591,0.584,0.796,{"v":1922.167,"d":"1,922.167"},0.213,0.031,{"v":1936.717,"d":"1,936.717"},null,{"v":1463.639,"d":"1,464"},{"v":610.412,"d":"610"},{"v":1969,"d":"1,969"},{"v":4757227,"d":"4,757,227"},{"v":1053799.91,"d":"1,053,800"},{"v":153270.141,"d":"153,270"},null,{"v":46366752,"d":"46,366,752"},{"v":19522358,"d":"19,522,358"},{"v":46366752,"d":"46,366,752"},{"v":19522358,"d":"19,522,358"},"EPA/CAMD","EPA/CAMD","EPA/CAMD","EPA/CAMD","EIA","EIA","--","EPA/CAMD","EPA/CAMD",{"$nulls":14},{"v":9367.291245,"d":"9,367.291"},{"v":4938684,"d":"4,938,684"},0,{"v":11172.985,"d":"11,173"},0,0,0,0,0,0,0,0,{"v":4949856.985,"d":"4,949,857"},0,0,{"v":4949856.985,"d":"4,949,857"},0,{"v":0.997742766097312,"d":"99.8%"},{"v":0,"d":"0.0%"},{"v":0.0022572339026882,"d":"0.2%"},{"v":0,"d":"0.0%"},{"v":0,"d":"0.0%"},{"v":0,"d":"0.0%"},{"v":0,"d":"0.0%"},{"v":0,"d":"0.0%"},{"v":0,"d":"0.0%"},{"v":0,"d":"0.0%"},{"v":0,"d":"0.0%"},{"v":1,"d":"100.0%"},{"v":0,"d":"0.0%"},{"v":0,"d":"0.0%"},{"v":1,"d":"100.0%"},{"v":0,"d":"0.0%"}]
[12566,2020,"WV","Marmet",6561,"Appalachian Power Co",733,"Appalachian Power Co",733,"Electric Utility","PJM Interconnection, LLC","PJM","RFC","RFCW","RFC West","PJM","54","039","Kanawha",38.2526,-81.5695,3,3,"WAT","HYDRO",null,{"v":0.59779,"d":"0.5978"},14.4,{"$nulls":9},{"v":661545,"d":"661,545"},{"v":225367.008,"d":"225,367"},{"v":75407.001,"d":"75,407"},{"v":25689,"d":"25,689"},{"$nulls":41},{"v":661545,"d":"661,545"},{"v":225367.008,"d":"225,367"},{"$nulls":6},"--","EIA","EIA",{"$nulls":15},0,0,0,0,{"v":75407,"d":"75,407"},0,0,0,0,0,0,0,{"v":75407,"d":"75,407"},0,0,{"v":75407,"d":"75,407"},{"v":0,"d":"0.0%"},{"v":0,"d":"0.0%"},{"v":0,"d":"0.0%"},{"v":0,"d":"0.0%"},{"v":1,"d":"100.0%"},{"v":0,"d":"0.0%"},{"v":0,"d":"0.0%"},{"v":0,"d":"0.0%"},{"v":0,"d":"0.0%"},{"v":0,"d":"0.0%"},{"v":0,"d":"0.0%"},{"v":0,"d":"0.0%"},{"v":1,"d":"100.0%"},{"v":0,"d":"0.0%"},{"v":0,"d":"0.0%"},{"v":1,"d":"100.0%"}]
[12567,2020,"WV","Millville Hydro Station",6546,"West Penn Power Company",20387,"PE Hydro Generation, LLC",59927,"IPP Non-CHP","PJM Interconnection, LLC","PJM","RFC","RFCW","RFC West","PJM","54","037","Jefferson",39.273056,-77.784444,3,3,"WAT","HYDRO",null,{"v":0.44871,"d":"0.4487"},2.8,{"$nulls":9},{"v":96557.004,"d":"96,557"},{"v":32894.001,"d":"32,894"},{"v":11005.999,"d":"11,006"},{"v":3749.001,"d":"3,749"},{"$nulls":41},{"v":96557.004,"d":"96,557"},{"v":32894.001,"d":"32,894"},{"$nulls":6},"--","EIA","EIA",{"$nulls":15},0,0,0,0,{"v":11006,"d":"11,006"},0,0,0,0,0,0,0,{"v":11006,"d":"11,006"},0,0,{"v":11006,"d":"11,006"},{"v":0,"d":"0.0%"},{"v":0,"d":"0.0%"},{"v":0,"d":"0.0%"},{"v":0,"d":"0.0%"},{"v":1,"d":"100.0%"},{"v":0,"d":"0.0%"},{"v":0,"d":"0.0%"},{"v":0,"d":"0.0%"},{"v":0,"d":"0.0%"},{"v":0,"d":"0.0%"},{"v":0,"d":"0.0%"},{"v":0,"d":"0.0%"},{"v":1,"d":"100.0%"},{"v":0,"d":"0.0%"},{"v":0,"d":"0.0%"},{"v":1,"d":"100.0%"}]
[12568,2020,"WV","Mitchell (WV)",3948,"Ohio Power Co",14006,"Kentucky Power Co",22053,"Electric Utility","PJM Interconnection, LLC","PJM","RFC","RFCW","RFC West","PJM","54","051","Marshall",39.8297,-80.8153,3,2,"BIT","COAL","Yes",{"v":0.25254,"d":"0.2525"},{"v":1632.6,"d":"1,632.6"},{"v":0.912433333687606,"d":"0.9124"},{"$nulls":6},{"v":39052566.699,"d":"39,052,567"},{"v":16607790.199,"d":"16,607,790"},{"v":39052566.699,"d":"39,052,567"},{"v":16607790.199,"d":"16,607,790"},{"v":3611720,"d":"3,611,720"},{"v":1518812,"d":"1,518,812"},{"v":1533.921,"d":"1,534"},{"v":666.839,"d":"667"},{"v":871.15,"d":"871"},{"v":4005536.373,"d":"4,005,536"},{"v":922386.826,"d":"922,387"},{"v":134245.564,"d":"134,246"},{"v":4037068.797,"d":"4,037,069"},null,0.849,0.878,0.482,{"v":2218.077,"d":"2,218.077"},0.255,0.037,{"v":2235.538,"d":"2,235.538"},null,0.079,{"v":0.08,"d":"0.080"},0.045,205.136,0.024,0.003,{"v":206.75,"d":"206.750"},null,0.849,0.878,0.482,{"v":2218.077,"d":"2,218.077"},0.255,0.037,{"v":2235.538,"d":"2,235.538"},null,{"v":1533.921,"d":"1,534"},{"v":666.839,"d":"667"},{"v":871.15,"d":"871"},{"v":4005536.373,"d":"4,005,536"},{"v":922386.826,"d":"922,387"},{"v":134245.564,"d":"134,246"},null,{"v":39052566.699,"d":"39,052,567"},{"v":16607790.199,"d":"16,607,790"},{"v":39052566.699,"d":"39,052,567"},{"v":16607790.199,"d":"16,607,790"},"EPA/CAMD; EIA","EPA/CAMD","EPA/CAMD; EIA","EPA/CAMD; EIA","EIA","EIA","--","EPA/CAMD","EPA/CAMD",{"$nulls":14},{"v":10812.73382,"d":"10,812.734"},{"v":3590942.3,"d":"3,590,942"},{"v":20777.673,"d":"20,778"},0,0,0,0,0,0,0,0,0,{"v":3611719.973,"d":"3,611,720"},0,0,{"v":3611719.973,"d":"3,611,720"},0,{"v":0.994247152837062,"d":"99.4%"},{"v":0.00575284716293812,"d":"0.6%"},{"v":0,"d":"0.0%"},{"v":0,"d":"0.0%"},{"v":0,"d":"0.0%"},{"v":0,"d":"0.0%"},{"v":0,"d":"0.0%"},{"v":0,"d":"0.0%"},{"v":0,"d":"0.0%"},{"v":0,"d":"0.0%"},{"v":0,"d":"0.0%"},{"v":1,"d":"100.0%"},{"v":0,"d":"0.0%"},{"v":0,"d":"0.0%"},{"v":1,"d":"100.0%"},{"v":0,"d":"0.0%"}]
[12569,2020,"WV","Morgantown Energy Facility",10743,"Monongahela Power Co",12796,"Morgantown Energy Associates",12949,"IPP CHP","PJM Interconnection, LLC","PJM","RFC","RFCW","RFC West","PJM","54","061","Monongalia",39.6397,-79.960556,2,1,"NG","GAS","Yes",{"v":0,"d":"0.0000"},68.9,null,null,"Yes",{"v":206067.2,"d":"206,067"},0,{"v":0,"d":"0.0000"},null,0,0,0,0,0,0,0,0,0,0,0,0,0,{"$nulls":25},{"v":62.127,"d":"62"},{"v":12.594,"d":"13"},{"v":43.3,"d":"43"},{"v":43514.354,"d":"43,514"},{"v":6192.788,"d":"6,193"},{"v":900.418,"d":"900"},null,{"v":744541.094,"d":"744,541"},{"v":191231.297,"d":"191,231"},{"v":744541.094,"d":"744,541"},{"v":191231.297,"d":"191,231"},"EPA/CAMD","EPA/CAMD","EPA/CAMD","EIA","EIA","EIA","--","EPA/CAMD","EPA/CAMD",{"$nulls":6},{"v":744541.094,"d":"744,541"},{"v":191231.297,"d":"191,231"},{"v":62.127,"d":"62"},{"v":12.594,"d":"13"},{"v":43.3,"d":"43"},{"v":43514.354,"d":"43,514"},{"v":6192.788,"d":"6,193"},{"v":900.418,"d":"900"},null,0,0,0,0,0,0,0,0,0,0,0,0,0,0,0,0]
[12570,2020,"WV","Morgantown L&D Hydroelectric Project",62387,null,-9999,"Rye Development",61906,"IPP Non-CHP","PJM Interconnection, LLC","PJM","RFC","RFCW","RFC West","PJM","54","061","Monongalia",39.619589,-79.968111,2,2,"WAT","HYDRO",null,null,{"v":5,"d":"5.0"},{"$nulls":62},"--"]
[12571,2020,"WV","Moundsville Power",59720,"Wheeling Power Co",20521,"Moundsville Power, LLC",59487,"IPP Non-CHP","PJM Interconnection, LLC","PJM","RFC","RFCW","RFC West","PJM","54","051","Marshall",39.9039,-80.7966,3,3,"NG","GAS",null,null,712.6,{"$nulls":62},"--"]
[12572,2020,"WV","Mount Storm Power Station",3954,"Virginia Electric & Power Co",19876,"Virginia Electric & Power Co",19876,"Electric Utility","PJM Interconnection, LLC","PJM","RFC","SRVC","SERC Virginia/Carolina","PJM","54","023","Grant",39.2008,-79.2636,3,4,"BIT","COAL","Yes",{"v":0.32016,"d":"0.3202"},{"v":1680.9,"d":"1,680.9"},{"v":0.799736370120631,"d":"0.7997"},{"$nulls":6},{"v":50102368,"d":"50,102,368"},{"v":27947489,"d":"27,947,489"},{"v":50102368,"d":"50,102,368"},{"v":27947489,"d":"27,947,489"},{"v":4714228,"d":"4,714,228"},{"v":2623126,"d":"2,623,126"},{"v":1925.439,"d":"1,925"},{"v":1047.776,"d":"1,048"},{"v":2008.3,"d":"2,008"},{"v":5140495.625,"d":"5,140,496"},{"v":1199383.85,"d":"1,199,384"},{"v":174561.745,"d":"174,562"},{"v":5181497.623,"d":"5,181,498"},null,0.817,0.799,0.852,{"v":2180.843,"d":"2,180.843"},0.254,0.037,{"v":2198.238,"d":"2,198.238"},null,0.077,0.075,{"v":0.08,"d":"0.080"},{"v":205.2,"d":"205.200"},0.024,0.003,206.836,null,0.817,0.799,0.852,{"v":2180.843,"d":"2,180.843"},0.254,0.037,{"v":2198.238,"d":"2,198.238"},null,{"v":1925.439,"d":"1,925"},{"v":1047.776,"d":"1,048"},{"v":2008.3,"d":"2,008"},{"v":5140495.625,"d":"5,140,496"},{"v":1199383.85,"d":"1,199,384"},{"v":174561.745,"d":"174,562"},null,{"v":50102368,"d":"50,102,368"},{"v":27947489,"d":"27,947,489"},{"v":50102368,"d":"50,102,368"},{"v":27947489,"d":"27,947,489"},"EPA/CAMD","EPA/CAMD","EPA/CAMD","EPA/CAMD","EIA","EIA","--","EPA/CAMD","EPA/CAMD",{"$nulls":14},{"v":10627.905058,"d":"10,627.905"},{"v":4686299.8,"d":"4,686,300"},{"v":27928.237,"d":"27,928"},0,0,0,0,0,0,0,0,0,{"v":4714228.037,"d":"4,714,228"},0,0,{"v":4714228.037,"d":"4,714,228"},0,{"v":0.99407575603454,"d":"99.4%"},{"v":0.00592424396546009,"d":"0.6%"},{"v":0,"d":"0.0%"},{"v":0,"d":"0.0%"},{"v":0,"d":"0.0%"},{"v":0,"d":"0.0%"},{"v":0,"d":"0.0%"},{"v":0,"d":"0.0%"},{"v":0,"d":"0.0%"},{"v":0,"d":"0.0%"},{"v":0,"d":"0.0%"},{"v":1,"d":"100.0%"},{"v":0,"d":"0.0%"},{"v":0,"d":"0.0%"},{"v":1,"d":"100.0%"},{"v":0,"d":"0.0%"}]
[12573,2020,"WV","Mountaineer (1301)",6264,"Appalachian Power Co",733,"Appalachian Power Co",733,"Electric Utility","PJM Interconnection, LLC","PJM","RFC","RFCW","RFC West","PJM","54","053","Mason",38.9794,-81.9344,3,1,"BIT","COAL","Yes",{"v":0.46321,"d":"0.4632"},{"v":1300,"d":"1,300.0"},{"v":0.561319956679546,"d":"0.5613"},{"$nulls":6},{"v":53620442.301,"d":"53,620,442"},{"v":32710904.301,"d":"32,710,904"},{"v":53620442.301,"d":"53,620,442"},{"v":32710904.301,"d":"32,710,904"},{"v":5275013,"d":"5,275,013"},{"v":3209987,"d":"3,209,987"},{"v":2475.293,"d":"2,475"},{"v":1489.253,"d":"1,489"},{"v":2678.573,"d":"2,679"},{"v":5499507.401,"d":"5,499,507"},{"v":1274586.011,"d":"1,274,586"},{"v":185490.319,"d":"185,490"},{"v":5543077.784,"d":"5,543,078"},null,0.938,0.928,1.016,{"v":2085.116,"d":"2,085.116"},0.242,0.035,{"v":2101.636,"d":"2,101.636"},null,0.092,0.091,{"v":0.1,"d":"0.100"},205.127,0.024,0.003,206.752,null,0.938,0.928,1.016,{"v":2085.116,"d":"2,085.116"},0.242,0.035,{"v":2101.636,"d":"2,101.636"},null,{"v":2475.293,"d":"2,475"},{"v":1489.253,"d":"1,489"},{"v":2678.573,"d":"2,679"},{"v":5499507.401,"d":"5,499,507"},{"v":1274586.011,"d":"1,274,586"},{"v":185490.319,"d":"185,490"},null,{"v":53620442.301,"d":"53,620,442"},{"v":32710904.301,"d":"32,710,904"},{"v":53620442.301,"d":"53,620,442"},{"v":32710904.301,"d":"32,710,904"},"EPA/CAMD; EIA","EPA/CAMD","EPA/CAMD; EIA","EPA/CAMD; EIA","EIA","EIA","--","EPA/CAMD","EPA/CAMD",{"$nulls":14},{"v":10164.987746,"d":"10,164.988"},{"v":5249106.4,"d":"5,249,106"},{"v":25906.58,"d":"25,907"},0,0,0,0,0,0,0,0,0,{"v":5275012.98,"d":"5,275,013"},0,0,{"v":5275012.98,"d":"5,275,013"},0,{"v":0.995088812084781,"d":"99.5%"},{"v":0.00491118791521912,"d":"0.5%"},{"v":0,"d":"0.0%"},{"v":0,"d":"0.0%"},{"v":0,"d":"0.0%"},{"v":0,"d":"0.0%"},{"v":0,"d":"0.0%"},{"v":0,"d":"0.0%"},{"v":0,"d":"0.0%"},{"v":0,"d":"0.0%"},{"v":0,"d":"0.0%"},{"v":1,"d":"100.0%"},{"v":0,"d":"0.0%"},{"v":0,"d":"0.0%"},{"v":1,"d":"100.0%"},{"v":0,"d":"0.0%"}]
[12574,2020,"WV","Mountaineer Wind Energy Center",55986,"Monongahela Power Co",12796,"GlidePath Power Operations LLC",61728,"IPP Non-CHP","PJM Interconnection, LLC","PJM","RFC","RFCW","RFC West","PJM","54","093","Tucker",39.1828,-79.5372,1,1,"WND","WIND",null,{"v":0.23137,"d":"0.2314"},{"v":66,"d":"66.0"},{"$nulls":9},{"v":1173549,"d":"1,173,549"},{"v":361879,"d":"361,879"},{"v":133768,"d":"133,768"},{"v":41249,"d":"41,249"},{"$nulls":41},{"v":1173549,"d":"1,173,549"},{"v":361879,"d":"361,879"},{"$nulls":6},"--","EIA","EIA",{"$nulls":15},0,0,0,0,0,0,{"v":133768,"d":"133,768"},0,0,0,0,0,{"v":133768,"d":"133,768"},{"v":133768,"d":"133,768"},0,{"v":133768,"d":"133,768"},{"v":0,"d":"0.0%"},{"v":0,"d":"0.0%"},{"v":0,"d":"0.0%"},{"v":0,"d":"0.0%"},{"v":0,"d":"0.0%"},{"v":0,"d":"0.0%"},{"v":1,"d":"100.0%"},{"v":0,"d":"0.0%"},{"v":0,"d":"0.0%"},{"v":0,"d":"0.0%"},{"v":0,"d":"0.0%"},{"v":0,"d":"0.0%"},{"v":1,"d":"100.0%"},{"v":1,"d":"100.0%"},{"v":0,"d":"0.0%"},{"v":1,"d":"100.0%"}]
[12575,2020,"WV","NedPower Mount Storm",56495,"Virginia Electric & Power Co",19876,"NedPower Mt Storm LLC",62810,"IPP Non-CHP","PJM Interconnection, LLC","PJM","RFC","SRVC","SERC Virginia/Carolina","PJM","54","023","Grant",39.2175,-79.2094,2,2,"WND","WIND",null,{"v":0.28234,"d":"0.2823"},{"v":264,"d":"264.0"},{"$nulls":9},{"v":5728427,"d":"5,728,427"},{"v":1654175,"d":"1,654,175"},{"v":652961,"d":"652,961"},{"v":188553,"d":"188,553"},{"$nulls":41},{"v":5728427,"d":"5,728,427"},{"v":1654175,"d":"1,654,175"},{"$nulls":6},"--","EIA","EIA",{"$nulls":15},0,0,0,0,0,0,{"v":652961,"d":"652,961"},0,0,0,0,0,{"v":652961,"d":"652,961"},{"v":652961,"d":"652,961"},0,{"v":652961,"d":"652,961"},{"v":0,"d":"0.0%"},{"v":0,"d":"0.0%"},{"v":0,"d":"0.0%"},{"v":0,"d":"0.0%"},{"v":0,"d":"0.0%"},{"v":0,"d":"0.0%"},{"v":1,"d":"100.0%"},{"v":0,"d":"0.0%"},{"v":0,"d":"0.0%"},{"v":0,"d":"0.0%"},{"v":0,"d":"0.0%"},{"v":0,"d":"0.0%"},{"v":1,"d":"100.0%"},{"v":1,"d":"100.0%"},{"v":0,"d":"0.0%"},{"v":1,"d":"100.0%"}]
[12576,2020,"WV","New Creek Wind",60132,"Virginia Electric & Power Co",19876,"New Creek Wind, LLC",62967,"IPP Non-CHP","PJM Interconnection, LLC","PJM","SERC","SRVC","SERC Virginia/Carolina","PJM","54","023","Grant",39.200639,-79.140639,1,1,"WND","WIND",null,{"v":0.35863,"d":"0.3586"},{"v":103,"d":"103.0"},{"$nulls":9},{"v":2838785,"d":"2,838,785"},{"v":841093,"d":"841,093"},{"v":323582,"d":"323,582"},{"v":95873,"d":"95,873"},{"$nulls":41},{"v":2838785,"d":"2,838,785"},{"v":841093,"d":"841,093"},{"$nulls":6},"--","EIA","EIA",{"$nulls":15},0,0,0,0,0,0,{"v":323582,"d":"323,582"},0,0,0,0,0,{"v":323582,"d":"323,582"},{"v":323582,"d":"323,582"},0,{"v":323582,"d":"323,582"},{"v":0,"d":"0.0%"},{"v":0,"d":"0.0%"},{"v":0,"d":"0.0%"},{"v":0,"d":"0.0%"},{"v":0,"d":"0.0%"},{"v":0,"d":"0.0%"},{"v":1,"d":"100.0%"},{"v":0,"d":"0.0%"},{"v":0,"d":"0.0%"},{"v":0,"d":"0.0%"},{"v":0,"d":"0.0%"},{"v":0,"d":"0.0%"},{"v":1,"d":"100.0%"},{"v":1,"d":"100.0%"},{"v":0,"d":"0.0%"},{"v":1,"d":"100.0%"}]
[12577,2020,"WV","New Martinsville Hannibal Hydro",50036,"Monongahela Power Co",12796,"New Martinsville Hannibal Hydro",4434,"IPP Non-CHP","PJM Interconnection, LLC","PJM","RFC","RFCW","RFC West","PJM","54","103","Wetzel",39.6672,-80.8642,2,2,"WAT","HYDRO",null,{"v":0.56649,"d":"0.5665"},37.4,{"$nulls":9},{"v":1628234,"d":"1,628,234"},{"v":554686,"d":"554,686"},{"v":185596,"d":"185,596"},{"v":63227,"d":"63,227"},{"$nulls":41},{"v":1628234,"d":"1,628,234"},{"v":554686,"d":"554,686"},{"$nulls":6},"--","EIA","EIA",{"$nulls":15},0,0,0,0,{"v":185596,"d":"185,596"},0,0,0,0,0,0,0,{"v":185596,"d":"185,596"},0,0,{"v":185596,"d":"185,596"},{"v":0,"d":"0.0%"},{"v":0,"d":"0.0%"},{"v":0,"d":"0.0%"},{"v":0,"d":"0.0%"},{"v":1,"d":"100.0%"},{"v":0,"d":"0.0%"},{"v":0,"d":"0.0%"},{"v":0,"d":"0.0%"},{"v":0,"d":"0.0%"},{"v":0,"d":"0.0%"},{"v":0,"d":"0.0%"},{"v":0,"d":"0.0%"},{"v":1,"d":"100.0%"},{"v":0,"d":"0.0%"},{"v":0,"d":"0.0%"},{"v":1,"d":"100.0%"}]
[12578,2020,"WV","New River Clean Energy",63246,"Appalachian Power Co",733,"Cox Enterprises",62998,"IPP Non-CHP","PJM Interconnection, LLC","PJM","RFC","RFCW","RFC West","PJM","54","081","Raleigh",37.81577,-81.16193,2,2,"LFG","BIOMASS",null,{"v":0.23034,"d":"0.2303"},3.2,{"v":0.949426845509893,"d":"0.9494"},"Yes",{"$nulls":5},{"v":29111,"d":"29,111"},{"v":11653,"d":"11,653"},{"v":29111,"d":"29,111"},{"v":11653,"d":"11,653"},{"v":6457,"d":"6,457"},{"v":2585,"d":"2,585"},0,0,{"v":0.488,"d":"0"},0,0,0,0,null,{"v":0,"d":"0.000"},{"v":0,"d":"0.000"},0.151,{"v":0,"d":"0.000"},{"v":0,"d":"0.000"},{"v":0,"d":"0.000"},{"v":0,"d":"0.000"},null,{"v":0,"d":"0.000"},{"v":0,"d":"0.000"},0.034,{"v":0,"d":"0.000"},{"v":0,"d":"0.000"},{"v":0,"d":"0.000"},{"v":0,"d":"0.000"},null,{"v":0,"d":"0.000"},{"v":0,"d":"0.000"},0.151,{"v":0,"d":"0.000"},{"v":0,"d":"0.000"},{"v":0,"d":"0.000"},{"v":0,"d":"0.000"},null,{"v":27.918,"d":"28"},{"v":11.176,"d":"11"},{"v":0.655,"d":"1"},{"v":1848.542,"d":"1,849"},{"v":67.712,"d":"68"},{"v":6.771,"d":"7"},null,{"v":29111,"d":"29,111"},{"v":11653,"d":"11,653"},{"v":29111,"d":"29,111"},{"v":11653,"d":"11,653"},"EIA","EIA","EIA","EIA","EIA","EIA","--","EIA","EIA",{"v":27.918,"d":"28"},{"v":11.176,"d":"11"},{"v":0.167,"d":"0"},{"v":1848.542,"d":"1,849"},{"v":67.712,"d":"68"},{"v":6.771,"d":"7"},{"$nulls":8},{"v":4508.440452,"d":"4,508.440"},0,0,0,0,0,{"v":6457,"d":"6,457"},0,0,0,0,0,0,{"v":6457,"d":"6,457"},{"v":6457,"d":"6,457"},{"v":6457,"d":"6,457"},0,{"v":0,"d":"0.0%"},{"v":0,"d":"0.0%"},{"v":0,"d":"0.0%"},{"v":0,"d":"0.0%"},{"v":0,"d":"0.0%"},{"v":1,"d":"100.0%"},{"v":0,"d":"0.0%"},{"v":0,"d":"0.0%"},{"v":0,"d":"0.0%"},{"v":0,"d":"0.0%"},{"v":0,"d":"0.0%"},{"v":0,"d":"0.0%"},{"v":1,"d":"100.0%"},{"v":1,"d":"100.0%"},{"v":1,"d":"100.0%"},{"v":0,"d":"0.0%"}]
[12579,2020,"WV","North Branch (WV)",7537,"Virginia Electric & Power Co",19876,"Virginia Electric & Power Co",19876,"Electric Utility","PJM Interconnection, LLC","PJM","RFC","SRVC","SERC Virginia/Carolina","PJM","54","023","Grant",39.2633,-79.3308,1,1,"WC","COAL",null,null,{"v":80,"d":"80.0"},{"$nulls":62},"--"]
[12580,2020,"WV","Opekiska L&D Hydroelectric Project",62386,null,-9999,"Rye Development",61906,"IPP Non-CHP","PJM Interconnection, LLC","PJM","RFC","RFCW","RFC West","PJM","54","061","Monongalia",39.564917,-80.051137,2,2,"WAT","HYDRO",null,null,{"v":6,"d":"6.0"},{"$nulls":62},"--"]
[12581,2020,"WV","Philip Sporn",3938,"Appalachian Power Co",733,"Appalachian Power Co",733,"Electric Utility","PJM Interconnection, LLC","PJM","RFC","RFCW","RFC West","PJM","54","053","Mason",38.9669,-81.9231,5,5,"BIT","COAL",null,null,{"v":1105.5,"d":"1,105.5"},{"$nulls":62},"--"]
[12582,2020,"WV","Pinnacle Wind Force LLC",57595,"The Potomac Edison Company",15263,"NRG Energy Gas & Wind Holdings Inc",59883,"IPP Non-CHP","PJM Interconnection, LLC","PJM","RFC","RFCW","RFC West","PJM","54","057","Mineral",39.445,-79.03,1,1,"WND","WIND",null,{"v":0.34965,"d":"0.3497"},55.2,{"$nulls":9},{"v":1483277,"d":"1,483,277"},{"v":442343,"d":"442,343"},{"v":169073,"d":"169,073"},{"v":50421,"d":"50,421"},{"$nulls":41},{"v":1483277,"d":"1,483,277"},{"v":442343,"d":"442,343"},{"$nulls":6},"--","EIA","EIA",{"$nulls":15},0,0,0,0,0,0,{"v":169073,"d":"169,073"},0,0,0,0,0,{"v":169073,"d":"169,073"},{"v":169073,"d":"169,073"},0,{"v":169073,"d":"169,073"},{"v":0,"d":"0.0%"},{"v":0,"d":"0.0%"},{"v":0,"d":"0.0%"},{"v":0,"d":"0.0%"},{"v":0,"d":"0.0%"},{"v":0,"d":"0.0%"},{"v":1,"d":"100.0%"},{"v":0,"d":"0.0%"},{"v":0,"d":"0.0%"},{"v":0,"d":"0.0%"},{"v":0,"d":"0.0%"},{"v":0,"d":"0.0%"},{"v":1,"d":"100.0%"},{"v":1,"d":"100.0%"},{"v":0,"d":"0.0%"},{"v":1,"d":"100.0%"}]
[12583,2020,"WV","Pleasants Energy, LLC",55349,"Monongahela Power Co",12796,"Pleasants Energy LLC",55749,"IPP Non-CHP","PJM Interconnection, LLC","PJM","RFC","RFCW","RFC West","PJM","54","073","Pleasants",39.3325,-81.3642,2,2,"NG","GAS",null,{"v":0.54904,"d":"0.5490"},{"v":344,"d":"344.0"},{"v":0.418261742947152,"d":"0.4183"},{"$nulls":6},{"v":17086432.5,"d":"17,086,433"},{"v":9260100,"d":"9,260,100"},{"v":17086432.5,"d":"17,086,433"},{"v":9260100,"d":"9,260,100"},{"v":1654508,"d":"1,654,508"},{"v":890412,"d":"890,412"},{"v":245.739,"d":"246"},{"v":130.893,"d":"131"},{"v":5.1,"d":"5"},{"v":1015467.094,"d":"1,015,467"},{"v":37361.728,"d":"37,362"},{"v":3737.129,"d":"3,737"},{"v":1016490.948,"d":"1,016,491"},null,0.297,0.294,0.006,{"v":1227.515,"d":"1,227.515"},0.023,{"v":2E-3,"d":"0.002"},{"v":1228.753,"d":"1,228.753"},null,0.029,0.028,{"v":1E-3,"d":"0.001"},118.862,{"v":2E-3,"d":"0.002"},{"v":0,"d":"0.000"},118.982,null,0.297,0.294,0.006,{"v":1227.515,"d":"1,227.515"},0.023,{"v":2E-3,"d":"0.002"},{"v":1228.753,"d":"1,228.753"},null,{"v":245.739,"d":"246"},{"v":130.893,"d":"131"},{"v":5.1,"d":"5"},{"v":1015467.094,"d":"1,015,467"},{"v":37361.728,"d":"37,362"},{"v":3737.129,"d":"3,737"},null,{"v":17086432.5,"d":"17,086,433"},{"v":9260100,"d":"9,260,100"},{"v":17086432.5,"d":"17,086,433"},{"v":9260100,"d":"9,260,100"},"EPA/CAMD","EPA/CAMD","EPA/CAMD","EPA/CAMD","EIA","EIA","--","EPA/CAMD","EPA/CAMD",{"$nulls":14},{"v":10327.198522,"d":"10,327.199"},0,{"v":141.993,"d":"142"},{"v":1654366,"d":"1,654,366"},0,0,0,0,0,0,0,0,{"v":1654507.993,"d":"1,654,508"},0,0,{"v":1654507.993,"d":"1,654,508"},0,{"v":0,"d":"0.0%"},{"v":8.5821888199243e-05,"d":"0.0%"},{"v":0.999914178111801,"d":"100.0%"},{"v":0,"d":"0.0%"},{"v":0,"d":"0.0%"},{"v":0,"d":"0.0%"},{"v":0,"d":"0.0%"},{"v":0,"d":"0.0%"},{"v":0,"d":"0.0%"},{"v":0,"d":"0.0%"},{"v":0,"d":"0.0%"},{"v":1,"d":"100.0%"},{"v":0,"d":"0.0%"},{"v":0,"d":"0.0%"},{"v":1,"d":"100.0%"},{"v":0,"d":"0.0%"}]
[12584,2020,"WV","Pleasants Power Station",6004,"West Penn Power Company",20387,"Energy Harbor Generation LLC",64226,"IPP Non-CHP","PJM Interconnection, LLC","PJM","RFC","RFCW","RFC West","PJM","54","073","Pleasants",39.366667,-81.294444,2,2,"RC","COAL","Yes",{"v":0.40741,"d":"0.4074"},{"v":1368,"d":"1,368.0"},{"v":0.654324603683231,"d":"0.6543"},{"$nulls":6},{"v":51133698,"d":"51,133,698"},{"v":25724063,"d":"25,724,063"},{"v":51133698,"d":"51,133,698"},{"v":25724063,"d":"25,724,063"},{"v":4882214,"d":"4,882,214"},{"v":2443992,"d":"2,443,992"},{"v":5004.536,"d":"5,005"},{"v":2213.021,"d":"2,213"},{"v":7646.1,"d":"7,646"},{"v":5246313,"d":"5,246,313"},{"v":1286689.046,"d":"1,286,689"},{"v":187106.307,"d":"187,106"},{"v":5290275.453,"d":"5,290,275"},null,{"v":2.05,"d":"2.050"},1.811,3.132,{"v":2149.153,"d":"2,149.153"},0.264,0.038,{"v":2167.162,"d":"2,167.162"},null,0.196,0.172,0.299,{"v":205.2,"d":"205.200"},0.025,0.004,206.919,null,{"v":2.05,"d":"2.050"},1.811,3.132,{"v":2149.153,"d":"2,149.153"},0.264,0.038,{"v":2167.162,"d":"2,167.162"},null,{"v":5004.536,"d":"5,005"},{"v":2213.021,"d":"2,213"},{"v":7646.1,"d":"7,646"},{"v":5246313,"d":"5,246,313"},{"v":1286689.046,"d":"1,286,689"},{"v":187106.307,"d":"187,106"},null,{"v":51133698,"d":"51,133,698"},{"v":25724063,"d":"25,724,063"},{"v":51133698,"d":"51,133,698"},{"v":25724063,"d":"25,724,063"},"EPA/CAMD","EPA/CAMD","EPA/CAMD","EPA/CAMD","EIA","EIA","--","EPA/CAMD","EPA/CAMD",{"$nulls":14},{"v":10473.465142,"d":"10,473.465"},{"v":4872555.939,"d":"4,872,556"},0,{"v":9658.047,"d":"9,658"},0,0,0,0,0,0,0,0,{"v":4882213.986,"d":"4,882,214"},0,0,{"v":4882213.986,"d":"4,882,214"},0,{"v":0.998021789493927,"d":"99.8%"},{"v":0,"d":"0.0%"},{"v":0.00197821050607264,"d":"0.2%"},{"v":0,"d":"0.0%"},{"v":0,"d":"0.0%"},{"v":0,"d":"0.0%"},{"v":0,"d":"0.0%"},{"v":0,"d":"0.0%"},{"v":0,"d":"0.0%"},{"v":0,"d":"0.0%"},{"v":0,"d":"0.0%"},{"v":1,"d":"100.0%"},{"v":0,"d":"0.0%"},{"v":0,"d":"0.0%"},{"v":1,"d":"100.0%"},{"v":0,"d":"0.0%"}]
[12585,2020,"WV","Tygart Hydropower",64171,null,-9999,"Tygart LLC",63786,"IPP Non-CHP","PJM Interconnection, LLC","PJM","RFC","RFCW","RFC West","PJM","54","091","Taylor",39.279354,-80.00891,3,3,"WAT","HYDRO",null,null,{"v":30,"d":"30.0"},{"$nulls":62},"--"]
[12586,2020,"WV","Willow Island Hydroelectric Plant",57401,"American Transmission Systems Inc",56162,"American Mun Power-Ohio, Inc",40577,"Electric Utility","PJM Interconnection, LLC","PJM","RFC","RFCW","RFC West","PJM","54","073","Pleasants",39.35776,-81.31795,2,2,"WAT","HYDRO",null,{"v":0.53822,"d":"0.5382"},{"v":44,"d":"44.0"},{"$nulls":9},{"v":1819960,"d":"1,819,960"},{"v":620001,"d":"620,001"},{"v":207450,"d":"207,450"},{"v":70671,"d":"70,671"},{"$nulls":41},{"v":1819960,"d":"1,819,960"},{"v":620001,"d":"620,001"},{"$nulls":6},"--","EIA","EIA",{"$nulls":15},0,0,0,0,{"v":207450,"d":"207,450"},0,0,0,0,0,0,0,{"v":207450,"d":"207,450"},0,0,{"v":207450,"d":"207,450"},{"v":0,"d":"0.0%"},{"v":0,"d":"0.0%"},{"v":0,"d":"0.0%"},{"v":0,"d":"0.0%"},{"v":1,"d":"100.0%"},{"v":0,"d":"0.0%"},{"v":0,"d":"0.0%"},{"v":0,"d":"0.0%"},{"v":0,"d":"0.0%"},{"v":0,"d":"0.0%"},{"v":0,"d":"0.0%"},{"v":0,"d":"0.0%"},{"v":1,"d":"100.0%"},{"v":0,"d":"0.0%"},{"v":0,"d":"0.0%"},{"v":1,"d":"100.0%"}]
[12587,2020,"WV","Willow Island Power Station",3946,"Monongahela Power Co",12796,"Monongahela Power Co",12796,"Electric Utility","PJM Interconnection, LLC","PJM","RFC","RFCW","RFC West","PJM","54","073","Pleasants",39.367222,-81.3,2,2,"BIT","COAL",null,null,213.2,{"$nulls":62},"--"]
[12588,2020,"WV","Winfield",6562,"Appalachian Power Co",733,"Appalachian Power Co",733,"Electric Utility","PJM Interconnection, LLC","PJM","RFC","RFCW","RFC West","PJM","54","079","Putnam",38.5274,-81.91392,3,3,"WAT","HYDRO",null,{"v":0.47411,"d":"0.4741"},24.5,{"$nulls":9},{"v":892687,"d":"892,687"},{"v":304109.008,"d":"304,109"},{"v":101754,"d":"101,754"},{"v":34664,"d":"34,664"},{"$nulls":41},{"v":892687,"d":"892,687"},{"v":304109.008,"d":"304,109"},{"$nulls":6},"--","EIA","EIA",{"$nulls":15},0,0,0,0,{"v":101754,"d":"101,754"},0,0,0,0,0,0,0,{"v":101754,"d":"101,754"},0,0,{"v":101754,"d":"101,754"},{"v":0,"d":"0.0%"},{"v":0,"d":"0.0%"},{"v":0,"d":"0.0%"},{"v":0,"d":"0.0%"},{"v":1,"d":"100.0%"},{"v":0,"d":"0.0%"},{"v":0,"d":"0.0%"},{"v":0,"d":"0.0%"},{"v":0,"d":"0.0%"},{"v":0,"d":"0.0%"},{"v":0,"d":"0.0%"},{"v":0,"d":"0.0%"},{"v":1,"d":"100.0%"},{"v":0,"d":"0.0%"},{"v":0,"d":"0.0%"},{"v":1,"d":"100.0%"}]
[12589,2020,"WY","Alcova",6409,"WAPA-- Western Area Power Administration",27000,"U S Bureau of Reclamation",2518,"Electric Utility","Western Area Power Administration UGP West","WAUW","WECC","RMPA","WECC Rockies",null,"56","025","Natrona",42.548412,-106.717536,2,2,"WAT","HYDRO",null,{"v":0.38356,"d":"0.3836"},41.4,{"$nulls":9},{"v":1220349,"d":"1,220,349"},{"v":566424,"d":"566,424"},{"v":139103,"d":"139,103"},{"v":64564,"d":"64,564"},{"$nulls":41},{"v":1220349,"d":"1,220,349"},{"v":566424,"d":"566,424"},{"$nulls":6},"--","EIA","EIA",{"$nulls":15},0,0,0,0,{"v":139103,"d":"139,103"},0,0,0,0,0,0,0,{"v":139103,"d":"139,103"},0,0,{"v":139103,"d":"139,103"},{"v":0,"d":"0.0%"},{"v":0,"d":"0.0%"},{"v":0,"d":"0.0%"},{"v":0,"d":"0.0%"},{"v":1,"d":"100.0%"},{"v":0,"d":"0.0%"},{"v":0,"d":"0.0%"},{"v":0,"d":"0.0%"},{"v":0,"d":"0.0%"},{"v":0,"d":"0.0%"},{"v":0,"d":"0.0%"},{"v":0,"d":"0.0%"},{"v":1,"d":"100.0%"},{"v":0,"d":"0.0%"},{"v":0,"d":"0.0%"},{"v":1,"d":"100.0%"}]
[12590,2020,"WY","Arvada",8028,"Powder River Energy Corp",19156,"Basin Electric Power Coop",1307,"Electric Utility","Western Area Power Administration - Rocky Mountain Region","WACM","WECC","RMPA","WECC Rockies",null,"56","033","Sheridan",44.69,-106.1092,3,3,"NG","GAS",null,{"v":0.00317,"d":"0.0032"},22.5,{"v":1,"d":"1.0000"},{"$nulls":6},{"v":11199,"d":"11,199"},{"v":5220.999,"d":"5,221"},{"v":11199,"d":"11,199"},{"v":5220.999,"d":"5,221"},624,291,{"v":1.866,"d":"2"},{"v":0.87,"d":"1"},{"v":0.018,"d":"0"},{"v":654.519,"d":"655"},{"v":24.69,"d":"25"},{"v":2.469,"d":"2"},{"v":655.196,"d":"655"},null,5.981,5.979,0.058,{"v":2097.817,"d":"2,097.817"},{"v":0.04,"d":"0.040"},0.004,{"v":2099.986,"d":"2,099.986"},null,0.333,0.333,0.003,116.889,{"v":2E-3,"d":"0.002"},{"v":0,"d":"0.000"},{"v":117.01,"d":"117.010"},null,5.981,5.979,0.058,{"v":2097.817,"d":"2,097.817"},{"v":0.04,"d":"0.040"},0.004,{"v":2099.986,"d":"2,099.986"},null,{"v":1.866,"d":"2"},{"v":0.87,"d":"1"},{"v":0.018,"d":"0"},{"v":654.519,"d":"655"},{"v":24.69,"d":"25"},{"v":2.469,"d":"2"},null,{"v":11199,"d":"11,199"},{"v":5220.999,"d":"5,221"},{"v":11199,"d":"11,199"},{"v":5220.999,"d":"5,221"},"EIA","EIA","EIA","EIA","EIA","EIA","--","EIA","EIA",{"$nulls":14},{"v":17947.115385,"d":"17,947.115"},0,0,624,0,0,0,0,0,0,0,0,624,0,0,624,0,{"v":0,"d":"0.0%"},{"v":0,"d":"0.0%"},{"v":1,"d":"100.0%"},{"v":0,"d":"0.0%"},{"v":0,"d":"0.0%"},{"v":0,"d":"0.0%"},{"v":0,"d":"0.0%"},{"v":0,"d":"0.0%"},{"v":0,"d":"0.0%"},{"v":0,"d":"0.0%"},{"v":0,"d":"0.0%"},{"v":1,"d":"100.0%"},{"v":0,"d":"0.0%"},{"v":0,"d":"0.0%"},{"v":1,"d":"100.0%"},{"v":0,"d":"0.0%"}]
[12591,2020,"WY","Barber Creek",8030,"Powder River Energy Corp",19156,"Basin Electric Power Coop",1307,"Electric Utility","Western Area Power Administration - Rocky Mountain Region","WACM","WECC","RMPA","WECC Rockies",null,"56","005","Campbell",43.7219,-105.7689,3,3,"NG","GAS",null,{"v":3.81E-3,"d":"0.0038"},22.5,{"v":1,"d":"1.0000"},{"$nulls":6},{"v":13472.001,"d":"13,472"},{"v":6281.001,"d":"6,281"},{"v":13472.001,"d":"13,472"},{"v":6281.001,"d":"6,281"},{"v":750.999,"d":"751"},{"v":350.001,"d":"350"},{"v":2.244,"d":"2"},{"v":1.047,"d":"1"},{"v":0.022,"d":"0"},{"v":787.365,"d":"787"},{"v":29.701,"d":"30"},{"v":2.97,"d":"3"},{"v":788.179,"d":"788"},null,5.976,5.983,0.058,{"v":2096.847,"d":"2,096.847"},{"v":0.04,"d":"0.040"},0.004,{"v":2099.014,"d":"2,099.014"},null,0.333,0.333,0.003,116.889,{"v":2E-3,"d":"0.002"},{"v":0,"d":"0.000"},{"v":117.01,"d":"117.010"},null,5.976,5.983,0.058,{"v":2096.844,"d":"2,096.844"},{"v":0.04,"d":"0.040"},0.004,{"v":2099.011,"d":"2,099.011"},null,{"v":2.244,"d":"2"},{"v":1.047,"d":"1"},{"v":0.022,"d":"0"},{"v":787.365,"d":"787"},{"v":29.701,"d":"30"},{"v":2.97,"d":"3"},null,{"v":13472.001,"d":"13,472"},{"v":6281.001,"d":"6,281"},{"v":13472.001,"d":"13,472"},{"v":6281.001,"d":"6,281"},"EIA","EIA","EIA","EIA","EIA","EIA","--","EIA","EIA",{"$nulls":14},{"v":17938.749636,"d":"17,938.750"},0,0,751,0,0,0,0,0,0,0,0,751,0,0,751,0,{"v":0,"d":"0.0%"},{"v":0,"d":"0.0%"},{"v":1,"d":"100.0%"},{"v":0,"d":"0.0%"},{"v":0,"d":"0.0%"},{"v":0,"d":"0.0%"},{"v":0,"d":"0.0%"},{"v":0,"d":"0.0%"},{"v":0,"d":"0.0%"},{"v":0,"d":"0.0%"},{"v":0,"d":"0.0%"},{"v":1,"d":"100.0%"},{"v":0,"d":"0.0%"},{"v":0,"d":"0.0%"},{"v":1,"d":"100.0%"},{"v":0,"d":"0.0%"}]
[12592,2020,"WY","Beaver Creek Gas Plant",55278,"High Plains Power Inc",8566,"Devon Energy Production Co",5199,"Industrial CHP","Western Area Power Administration - Rocky Mountain Region","WACM","WECC","RMPA","WECC Rockies",null,"56","013","Fremont",42.8475,-108.3136,3,3,"NG","GAS",null,{"v":0.50998,"d":"0.5100"},5.9,{"v":0.483360421020045,"d":"0.4834"},null,"Yes",{"v":233956.8,"d":"233,957"},{"v":0.385,"d":"0"},{"v":0.338924,"d":"0.3389"},null,{"v":160078.424,"d":"160,078"},{"v":74634.553,"d":"74,635"},{"v":160078.424,"d":"160,078"},{"v":74634.553,"d":"74,635"},{"v":26358,"d":"26,358"},{"v":12289,"d":"12,289"},{"v":23.116,"d":"23"},{"v":10.778,"d":"11"},{"v":0.256,"d":"0"},{"v":9355.708,"d":"9,356"},{"v":352.913,"d":"353"},{"v":35.291,"d":"35"},{"v":9365.378,"d":"9,365"},null,1.754,1.754,0.019,709.895,0.013,{"v":1E-3,"d":"0.001"},710.629,null,0.289,0.289,0.003,116.889,{"v":2E-3,"d":"0.002"},{"v":0,"d":"0.000"},{"v":117.01,"d":"117.010"},null,1.754,1.754,0.019,709.895,0.013,{"v":1E-3,"d":"0.001"},710.629,null,{"v":68.204,"d":"68"},{"v":31.8,"d":"32"},{"v":0.755,"d":"1"},{"v":27604.111,"d":"27,604"},{"v":1041.273,"d":"1,041"},{"v":104.127,"d":"104"},null,{"v":472313,"d":"472,313"},{"v":220210,"d":"220,210"},{"v":472313,"d":"472,313"},{"v":220210,"d":"220,210"},"EIA","EIA","EIA","EIA","EIA","EIA","--","EIA","EIA",{"$nulls":6},{"v":312234.576,"d":"312,235"},{"v":145575.447,"d":"145,575"},{"v":45.088,"d":"45"},{"v":21.022,"d":"21"},{"v":0.499,"d":"0"},{"v":18248.403,"d":"18,248"},{"v":688.36,"d":"688"},{"v":68.836,"d":"69"},{"v":6073.238637,"d":"6,073.239"},0,0,{"v":26358,"d":"26,358"},0,0,0,0,0,0,0,0,{"v":26358,"d":"26,358"},0,0,{"v":26358,"d":"26,358"},0,{"v":0,"d":"0.0%"},{"v":0,"d":"0.0%"},{"v":1,"d":"100.0%"},{"v":0,"d":"0.0%"},{"v":0,"d":"0.0%"},{"v":0,"d":"0.0%"},{"v":0,"d":"0.0%"},{"v":0,"d":"0.0%"},{"v":0,"d":"0.0%"},{"v":0,"d":"0.0%"},{"v":0,"d":"0.0%"},{"v":1,"d":"100.0%"},{"v":0,"d":"0.0%"},{"v":0,"d":"0.0%"},{"v":1,"d":"100.0%"},{"v":0,"d":"0.0%"}]
[12593,2020,"WY","Big Sand Draw Plant",60130,"High Plains Power Inc",8566,"Devon Energy Production Co",5199,"Industrial Non-CHP","Western Area Power Administration - Rocky Mountain Region","WACM","WECC","RMPA","WECC Rockies",null,"56","013","Fremont",42.7527,-108.1697,5,5,"NG","GAS",null,0.3889,{"v":8,"d":"8.0"},{"v":0.685169330289193,"d":"0.6852"},{"$nulls":6},{"v":284881.992,"d":"284,882"},{"v":113737.002,"d":"113,737"},{"v":284881.992,"d":"284,882"},{"v":113737.002,"d":"113,737"},{"v":27254,"d":"27,254"},{"v":10881,"d":"10,881"},{"v":396.26,"d":"396"},{"v":158.205,"d":"158"},{"v":0.455,"d":"0"},{"v":16649.795,"d":"16,650"},{"v":628.058,"d":"628"},{"v":62.806,"d":"63"},{"v":16667.004,"d":"16,667"},null,29.079,29.079,0.033,{"v":1221.824,"d":"1,221.824"},0.023,{"v":2E-3,"d":"0.002"},{"v":1223.087,"d":"1,223.087"},null,2.782,2.782,0.003,116.889,{"v":2E-3,"d":"0.002"},{"v":0,"d":"0.000"},{"v":117.01,"d":"117.010"},null,29.079,29.079,0.033,{"v":1221.824,"d":"1,221.824"},0.023,{"v":2E-3,"d":"0.002"},{"v":1223.087,"d":"1,223.087"},null,{"v":396.26,"d":"396"},{"v":158.205,"d":"158"},{"v":0.455,"d":"0"},{"v":16649.795,"d":"16,650"},{"v":628.058,"d":"628"},{"v":62.806,"d":"63"},null,{"v":284881.992,"d":"284,882"},{"v":113737.002,"d":"113,737"},{"v":284881.992,"d":"284,882"},{"v":113737.002,"d":"113,737"},"EIA","EIA","EIA","EIA","EIA","EIA","--","EIA","EIA",{"$nulls":14},{"v":10452.850671,"d":"10,452.851"},0,0,{"v":27254,"d":"27,254"},0,0,0,0,0,0,0,0,{"v":27254,"d":"27,254"},0,0,{"v":27254,"d":"27,254"},0,{"v":0,"d":"0.0%"},{"v":0,"d":"0.0%"},{"v":1,"d":"100.0%"},{"v":0,"d":"0.0%"},{"v":0,"d":"0.0%"},{"v":0,"d":"0.0%"},{"v":0,"d":"0.0%"},{"v":0,"d":"0.0%"},{"v":0,"d":"0.0%"},{"v":0,"d":"0.0%"},{"v":0,"d":"0.0%"},{"v":1,"d":"100.0%"},{"v":0,"d":"0.0%"},{"v":0,"d":"0.0%"},{"v":1,"d":"100.0%"},{"v":0,"d":"0.0%"}]
[12594,2020,"WY","Boswell Wind I",61393,"PacifiCorp",14354,"Boswell Wind Project I, LLC",61033,"IPP Non-CHP","PacifiCorp - East","PACE","WECC","NWPP","WECC Northwest",null,"56","001","Albany",41.919,-105.869,1,1,"WND","WIND",null,null,{"v":80,"d":"80.0"},{"$nulls":62},"--"]
[12595,2020,"WY","Boswell Wind II",61394,"PacifiCorp",14354,"Boswell Wind Project II, LLC",61034,"IPP Non-CHP","PacifiCorp - East","PACE","WECC","NWPP","WECC Northwest",null,"56","001","Albany",41.869,-105.832,1,1,"WND","WIND",null,null,{"v":80,"d":"80.0"},{"$nulls":62},"--"]
[12596,2020,"WY","Boswell Wind III",61395,"PacifiCorp",14354,"Boswell Wind Project III, LLC",61035,"IPP Non-CHP","PacifiCorp - East","PACE","WECC","NWPP","WECC Northwest",null,"56","001","Albany",41.923,-105.792,1,1,"WND","WIND",null,null,{"v":80,"d":"80.0"},{"$nulls":62},"--"]
[12597,2020,"WY","Boswell Wind IV",61396,"PacifiCorp",14354,"Boswell Wind Project IV, LLC",61036,"IPP Non-CHP","PacifiCorp - East","PACE","WECC","NWPP","WECC Northwest",null,"56","001","Albany",41.912,-105.752,1,1,"WND","WIND",null,null,{"v":80,"d":"80.0"},{"$nulls":62},"--"]
[12598,2020,"WY","Boysen",505,"WAPA-- Western Area Power Administration",27000,"U S Bureau of Reclamation",2518,"Electric Utility","Western Area Power Administration UGP West","WAUW","WECC","RMPA","WECC Rockies",null,"56","013","Fremont",43.417872,-108.177545,2,2,"WAT","HYDRO",null,{"v":0.50246,"d":"0.5025"},{"v":15,"d":"15.0"},{"$nulls":9},{"v":579220,"d":"579,220"},{"v":268843,"d":"268,843"},{"v":66023,"d":"66,023"},{"v":30644,"d":"30,644"},{"$nulls":41},{"v":579220,"d":"579,220"},{"v":268843,"d":"268,843"},{"$nulls":6},"--","EIA","EIA",{"$nulls":15},0,0,0,0,{"v":66023,"d":"66,023"},0,0,0,0,0,0,0,{"v":66023,"d":"66,023"},0,0,{"v":66023,"d":"66,023"},{"v":0,"d":"0.0%"},{"v":0,"d":"0.0%"},{"v":0,"d":"0.0%"},{"v":0,"d":"0.0%"},{"v":1,"d":"100.0%"},{"v":0,"d":"0.0%"},{"v":0,"d":"0.0%"},{"v":0,"d":"0.0%"},{"v":0,"d":"0.0%"},{"v":0,"d":"0.0%"},{"v":0,"d":"0.0%"},{"v":0,"d":"0.0%"},{"v":1,"d":"100.0%"},{"v":0,"d":"0.0%"},{"v":0,"d":"0.0%"},{"v":1,"d":"100.0%"}]
[12599,2020,"WY","Buffalo Bill",7317,"WAPA-- Western Area Power Administration",27000,"U S Bureau of Reclamation",2518,"Electric Utility","Western Area Power Administration UGP West","WAUW","WECC","RMPA","WECC Rockies",null,"56","029","Park",44.508169,-109.170661,3,3,"WAT","HYDRO",null,{"v":0.47766,"d":"0.4777"},{"v":18,"d":"18.0"},{"$nulls":9},{"v":660765,"d":"660,765"},{"v":306694.008,"d":"306,694"},{"v":75318,"d":"75,318"},{"v":34959,"d":"34,959"},{"$nulls":41},{"v":660765,"d":"660,765"},{"v":306694.008,"d":"306,694"},{"$nulls":6},"--","EIA","EIA",{"$nulls":15},0,0,0,0,{"v":75318,"d":"75,318"},0,0,0,0,0,0,0,{"v":75318,"d":"75,318"},0,0,{"v":75318,"d":"75,318"},{"v":0,"d":"0.0%"},{"v":0,"d":"0.0%"},{"v":0,"d":"0.0%"},{"v":0,"d":"0.0%"},{"v":1,"d":"100.0%"},{"v":0,"d":"0.0%"},{"v":0,"d":"0.0%"},{"v":0,"d":"0.0%"},{"v":0,"d":"0.0%"},{"v":0,"d":"0.0%"},{"v":0,"d":"0.0%"},{"v":0,"d":"0.0%"},{"v":1,"d":"100.0%"},{"v":0,"d":"0.0%"},{"v":0,"d":"0.0%"},{"v":1,"d":"100.0%"}]
[12600,2020,"WY","Campbell Hill Windpower",57090,"PacifiCorp",14354,"Duke Energy DEGS Campbell Hill",56378,"IPP Non-CHP","PacifiCorp - East","PACE","WECC","NWPP","WECC Northwest",null,"56","009","Converse",43.01455,-105.999,1,1,"WND","WIND",null,{"v":0.37904,"d":"0.3790"},{"v":99,"d":"99.0"},{"$nulls":9},{"v":2883852,"d":"2,883,852"},{"v":736599,"d":"736,599"},{"v":328719,"d":"328,719"},{"v":83962,"d":"83,962"},{"$nulls":41},{"v":2883852,"d":"2,883,852"},{"v":736599,"d":"736,599"},{"$nulls":6},"--","EIA","EIA",{"$nulls":15},0,0,0,0,0,0,{"v":328719,"d":"328,719"},0,0,0,0,0,{"v":328719,"d":"328,719"},{"v":328719,"d":"328,719"},0,{"v":328719,"d":"328,719"},{"v":0,"d":"0.0%"},{"v":0,"d":"0.0%"},{"v":0,"d":"0.0%"},{"v":0,"d":"0.0%"},{"v":0,"d":"0.0%"},{"v":0,"d":"0.0%"},{"v":1,"d":"100.0%"},{"v":0,"d":"0.0%"},{"v":0,"d":"0.0%"},{"v":0,"d":"0.0%"},{"v":0,"d":"0.0%"},{"v":0,"d":"0.0%"},{"v":1,"d":"100.0%"},{"v":1,"d":"100.0%"},{"v":0,"d":"0.0%"},{"v":1,"d":"100.0%"}]
[12601,2020,"WY","Casper Wind Farm",57093,"PacifiCorp",14354,"Chevron USA",56394,"IPP Non-CHP","PacifiCorp - East","PACE","WECC","NWPP","WECC Northwest",null,"56","025","Natrona",42.884703,-106.221442,1,1,"WND","WIND",null,{"v":0.13891,"d":"0.1389"},{"v":17,"d":"17.0"},{"$nulls":9},{"v":181487,"d":"181,487"},{"v":51700,"d":"51,700"},{"v":20687,"d":"20,687"},{"v":5893,"d":"5,893"},{"$nulls":41},{"v":181487,"d":"181,487"},{"v":51700,"d":"51,700"},{"$nulls":6},"--","EIA","EIA",{"$nulls":15},0,0,0,0,0,0,{"v":20687,"d":"20,687"},0,0,0,0,0,{"v":20687,"d":"20,687"},{"v":20687,"d":"20,687"},0,{"v":20687,"d":"20,687"},{"v":0,"d":"0.0%"},{"v":0,"d":"0.0%"},{"v":0,"d":"0.0%"},{"v":0,"d":"0.0%"},{"v":0,"d":"0.0%"},{"v":0,"d":"0.0%"},{"v":1,"d":"100.0%"},{"v":0,"d":"0.0%"},{"v":0,"d":"0.0%"},{"v":0,"d":"0.0%"},{"v":0,"d":"0.0%"},{"v":0,"d":"0.0%"},{"v":1,"d":"100.0%"},{"v":1,"d":"100.0%"},{"v":0,"d":"0.0%"},{"v":1,"d":"100.0%"}]
[12602,2020,"WY","Cedar Springs I",63914,"PacifiCorp",14354,"Cedar Springs Wind, LLC",63580,"IPP Non-CHP","PacifiCorp - East","PACE","WECC","NWPP","WECC Northwest",null,"56","009","Converse",43.019714,-105.472139,1,1,"WND","WIND",null,{"v":0.08357,"d":"0.0836"},{"v":200,"d":"200.0"},{"$nulls":9},{"v":1284428,"d":"1,284,428"},{"v":16370,"d":"16,370"},{"v":146407,"d":"146,407"},{"v":1866,"d":"1,866"},{"$nulls":41},{"v":1284428,"d":"1,284,428"},{"v":16370,"d":"16,370"},{"$nulls":6},"--","EIA","EIA",{"$nulls":15},0,0,0,0,0,0,{"v":146407,"d":"146,407"},0,0,0,0,0,{"v":146407,"d":"146,407"},{"v":146407,"d":"146,407"},0,{"v":146407,"d":"146,407"},{"v":0,"d":"0.0%"},{"v":0,"d":"0.0%"},{"v":0,"d":"0.0%"},{"v":0,"d":"0.0%"},{"v":0,"d":"0.0%"},{"v":0,"d":"0.0%"},{"v":1,"d":"100.0%"},{"v":0,"d":"0.0%"},{"v":0,"d":"0.0%"},{"v":0,"d":"0.0%"},{"v":0,"d":"0.0%"},{"v":0,"d":"0.0%"},{"v":1,"d":"100.0%"},{"v":1,"d":"100.0%"},{"v":0,"d":"0.0%"},{"v":1,"d":"100.0%"}]
[12603,2020,"WY","Cedar Springs II",63915,"PacifiCorp",14354,"PacifiCorp",14354,"Electric Utility","PacifiCorp - East","PACE","WECC","NWPP","WECC Northwest",null,"56","009","Converse",42.969007,-105.365616,1,1,"WND","WIND",null,{"v":0.06625,"d":"0.0663"},{"v":200,"d":"200.0"},{"$nulls":9},{"v":1018221,"d":"1,018,221"},0,{"v":116063,"d":"116,063"},0,{"$nulls":41},{"v":1018221,"d":"1,018,221"},0,{"$nulls":6},"--","EIA","EIA",{"$nulls":15},0,0,0,0,0,0,{"v":116063,"d":"116,063"},0,0,0,0,0,{"v":116063,"d":"116,063"},{"v":116063,"d":"116,063"},0,{"v":116063,"d":"116,063"},{"v":0,"d":"0.0%"},{"v":0,"d":"0.0%"},{"v":0,"d":"0.0%"},{"v":0,"d":"0.0%"},{"v":0,"d":"0.0%"},{"v":0,"d":"0.0%"},{"v":1,"d":"100.0%"},{"v":0,"d":"0.0%"},{"v":0,"d":"0.0%"},{"v":0,"d":"0.0%"},{"v":0,"d":"0.0%"},{"v":0,"d":"0.0%"},{"v":1,"d":"100.0%"},{"v":1,"d":"100.0%"},{"v":0,"d":"0.0%"},{"v":1,"d":"100.0%"}]
[12604,2020,"WY","Cedar Springs III",63916,"PacifiCorp",14354,"Cedar Springs Wind III, LLC",63582,"IPP Non-CHP","PacifiCorp - East","PACE","WECC","NWPP","WECC Northwest",null,"56","009","Converse",43.076692,-105.584352,1,1,"WND","WIND",null,{"v":0.03967,"d":"0.0397"},{"v":133,"d":"133.0"},{"$nulls":9},{"v":405444,"d":"405,444"},0,{"v":46215,"d":"46,215"},0,{"$nulls":41},{"v":405444,"d":"405,444"},0,{"$nulls":6},"--","EIA","EIA",{"$nulls":15},0,0,0,0,0,0,{"v":46215,"d":"46,215"},0,0,0,0,0,{"v":46215,"d":"46,215"},{"v":46215,"d":"46,215"},0,{"v":46215,"d":"46,215"},{"v":0,"d":"0.0%"},{"v":0,"d":"0.0%"},{"v":0,"d":"0.0%"},{"v":0,"d":"0.0%"},{"v":0,"d":"0.0%"},{"v":0,"d":"0.0%"},{"v":1,"d":"100.0%"},{"v":0,"d":"0.0%"},{"v":0,"d":"0.0%"},{"v":0,"d":"0.0%"},{"v":0,"d":"0.0%"},{"v":0,"d":"0.0%"},{"v":1,"d":"100.0%"},{"v":1,"d":"100.0%"},{"v":0,"d":"0.0%"},{"v":1,"d":"100.0%"}]
[12605,2020,"WY","Cheyenne Prairie Generating Station",57703,"Cheyenne Light Fuel & Power Co",3461,"Black Hills Service Company LLC",56771,"Electric Utility","Western Area Power Administration - Rocky Mountain Region","WACM","WECC","RMPA","WECC Rockies",null,"56","021","Laramie",41.123611,-104.72,3,6,"NG","GAS",null,{"v":0.18384,"d":"0.1838"},{"v":220,"d":"220.0"},{"v":1,"d":"1.0000"},{"$nulls":6},{"v":2791108.688,"d":"2,791,109"},{"v":1063595.867,"d":"1,063,596"},{"v":2791108.688,"d":"2,791,109"},{"v":1063595.867,"d":"1,063,596"},{"v":354297.999,"d":"354,298"},{"v":134922.999,"d":"134,923"},{"v":11.551,"d":"12"},{"v":4.166,"d":"4"},{"v":0.8,"d":"1"},{"v":165866.995,"d":"165,867"},{"v":6139.767,"d":"6,140"},{"v":613.977,"d":"614"},{"v":166035.225,"d":"166,035"},null,0.065,0.062,0.005,936.313,0.017,{"v":2E-3,"d":"0.002"},937.263,null,0.008,0.008,{"v":1E-3,"d":"0.001"},118.854,{"v":2E-3,"d":"0.002"},{"v":0,"d":"0.000"},118.974,null,0.065,0.062,0.005,936.313,0.017,{"v":2E-3,"d":"0.002"},937.263,null,{"v":11.551,"d":"12"},{"v":4.166,"d":"4"},{"v":0.8,"d":"1"},{"v":165866.995,"d":"165,867"},{"v":6139.767,"d":"6,140"},{"v":613.977,"d":"614"},null,{"v":2791108.688,"d":"2,791,109"},{"v":1063595.867,"d":"1,063,596"},{"v":2791108.688,"d":"2,791,109"},{"v":1063595.867,"d":"1,063,596"},"EPA/CAMD","EPA/CAMD","EPA/CAMD","EPA/CAMD","EIA","EIA","--","EPA/CAMD","EPA/CAMD",{"$nulls":14},{"v":7877.856176,"d":"7,877.856"},0,0,{"v":354298,"d":"354,298"},0,0,0,0,0,0,0,0,{"v":354298,"d":"354,298"},0,0,{"v":354298,"d":"354,298"},0,{"v":0,"d":"0.0%"},{"v":0,"d":"0.0%"},{"v":1,"d":"100.0%"},{"v":0,"d":"0.0%"},{"v":0,"d":"0.0%"},{"v":0,"d":"0.0%"},{"v":0,"d":"0.0%"},{"v":0,"d":"0.0%"},{"v":0,"d":"0.0%"},{"v":0,"d":"0.0%"},{"v":0,"d":"0.0%"},{"v":1,"d":"100.0%"},{"v":0,"d":"0.0%"},{"v":0,"d":"0.0%"},{"v":1,"d":"100.0%"},{"v":0,"d":"0.0%"}]
[12606,2020,"WY","Chokecherry and Sierra Madre Wind",58987,"PacifiCorp",14354,"Power Company of Wyoming LLC",58842,"IPP Non-CHP","PacifiCorp - East","PACE","WECC","NWPP","WECC Northwest",null,"56","007","Carbon",41.683056,-107.2,5,5,"WND","WIND",null,null,{"v":3000,"d":"3,000.0"},{"$nulls":62},"--"]
[12607,2020,"WY","Corriedale Wind Energy",63436,"Cheyenne Light Fuel & Power d/b/a Black",3461,"Black Hills Service Company LLC",56771,"Electric Utility","Western Area Power Administration - Rocky Mountain Region","WACM","WECC","RMPA","WECC Rockies",null,"56","021","Laramie",41.1133,-104.984011,1,1,"WND","WIND",null,{"v":0.08062,"d":"0.0806"},52.5,{"$nulls":9},{"v":325294,"d":"325,294"},0,{"v":37079,"d":"37,079"},0,{"$nulls":41},{"v":325294,"d":"325,294"},0,{"$nulls":6},"--","EIA","EIA",{"$nulls":15},0,0,0,0,0,0,{"v":37079,"d":"37,079"},0,0,0,0,0,{"v":37079,"d":"37,079"},{"v":37079,"d":"37,079"},0,{"v":37079,"d":"37,079"},{"v":0,"d":"0.0%"},{"v":0,"d":"0.0%"},{"v":0,"d":"0.0%"},{"v":0,"d":"0.0%"},{"v":0,"d":"0.0%"},{"v":0,"d":"0.0%"},{"v":1,"d":"100.0%"},{"v":0,"d":"0.0%"},{"v":0,"d":"0.0%"},{"v":0,"d":"0.0%"},{"v":0,"d":"0.0%"},{"v":0,"d":"0.0%"},{"v":1,"d":"100.0%"},{"v":1,"d":"100.0%"},{"v":0,"d":"0.0%"},{"v":1,"d":"100.0%"}]
[12608,2020,"WY","Dave Johnston",4158,"PacifiCorp",14354,"PacifiCorp",14354,"Electric Utility","PacifiCorp - East","PACE","WECC","NWPP","WECC Northwest",null,"56","009","Converse",42.8378,-105.7769,4,4,"RC","COAL","Yes",{"v":0.53545,"d":"0.5355"},922.2,{"v":0.440919520424159,"d":"0.4409"},{"$nulls":6},{"v":51464144,"d":"51,464,144"},{"v":21051338.5,"d":"21,051,339"},{"v":51464144,"d":"51,464,144"},{"v":21051338.5,"d":"21,051,339"},{"v":4325604,"d":"4,325,604"},{"v":1767989,"d":"1,767,989"},{"v":5601.078,"d":"5,601"},{"v":2389.967,"d":"2,390"},{"v":7008.7,"d":"7,009"},{"v":5397569.938,"d":"5,397,570"},{"v":1173912.6,"d":"1,173,913"},{"v":170768.761,"d":"170,769"},{"v":5437688.39,"d":"5,437,688"},null,{"v":2.59,"d":"2.590"},2.704,3.241,{"v":2495.638,"d":"2,495.638"},0.271,0.039,{"v":2514.187,"d":"2,514.187"},null,0.218,0.227,0.272,{"v":209.76,"d":"209.760"},0.023,0.003,211.319,null,{"v":2.59,"d":"2.590"},2.704,3.241,{"v":2495.638,"d":"2,495.638"},0.271,0.039,{"v":2514.187,"d":"2,514.187"},null,{"v":5601.078,"d":"5,601"},{"v":2389.967,"d":"2,390"},{"v":7008.7,"d":"7,009"},{"v":5397569.938,"d":"5,397,570"},{"v":1173912.6,"d":"1,173,913"},{"v":170768.761,"d":"170,769"},null,{"v":51464144,"d":"51,464,144"},{"v":21051338.5,"d":"21,051,339"},{"v":51464144,"d":"51,464,144"},{"v":21051338.5,"d":"21,051,339"},"EPA/CAMD","EPA/CAMD","EPA/CAMD","EPA/CAMD","EIA","EIA","--","EPA/CAMD","EPA/CAMD",{"$nulls":14},{"v":11897.562577,"d":"11,897.563"},{"v":4316220,"d":"4,316,220"},{"v":9383.977,"d":"9,384"},0,0,0,0,0,0,0,0,0,{"v":4325603.977,"d":"4,325,604"},0,0,{"v":4325603.977,"d":"4,325,604"},0,{"v":0.997830597287709,"d":"99.8%"},{"v":0.00216940271229088,"d":"0.2%"},{"v":0,"d":"0.0%"},{"v":0,"d":"0.0%"},{"v":0,"d":"0.0%"},{"v":0,"d":"0.0%"},{"v":0,"d":"0.0%"},{"v":0,"d":"0.0%"},{"v":0,"d":"0.0%"},{"v":0,"d":"0.0%"},{"v":0,"d":"0.0%"},{"v":1,"d":"100.0%"},{"v":0,"d":"0.0%"},{"v":0,"d":"0.0%"},{"v":1,"d":"100.0%"},{"v":0,"d":"0.0%"}]
[12609,2020,"WY","Dry Fork Station",56609,"Basin Electric Power Coop",1307,"Basin Electric Power Coop",1307,"Electric Utility","Western Area Power Administration - Rocky Mountain Region","WACM","WECC","MROW","MRO West",null,"56","005","Campbell",44.388889,-105.460833,1,1,"SUB","COAL","Yes",{"v":0.75648,"d":"0.7565"},483.7,{"v":0.0725318125849417,"d":"0.0725"},{"$nulls":6},{"v":34473080,"d":"34,473,080"},{"v":13819788,"d":"13,819,788"},{"v":34473080,"d":"34,473,080"},{"v":13819788,"d":"13,819,788"},{"v":3205370,"d":"3,205,370"},{"v":1272261,"d":"1,272,261"},{"v":707.073,"d":"707"},{"v":285.922,"d":"286"},{"v":1006.3,"d":"1,006"},{"v":3615537.5,"d":"3,615,538"},{"v":810095.448,"d":"810,095"},{"v":117817.838,"d":"117,818"},{"v":3643218.551,"d":"3,643,219"},null,0.441,0.449,0.628,{"v":2255.925,"d":"2,255.925"},0.253,0.037,{"v":2273.197,"d":"2,273.197"},null,0.041,0.041,0.058,{"v":209.76,"d":"209.760"},0.023,0.003,211.366,null,0.441,0.449,0.628,{"v":2255.925,"d":"2,255.925"},0.253,0.037,{"v":2273.197,"d":"2,273.197"},null,{"v":707.073,"d":"707"},{"v":285.922,"d":"286"},{"v":1006.3,"d":"1,006"},{"v":3615537.5,"d":"3,615,538"},{"v":810095.448,"d":"810,095"},{"v":117817.838,"d":"117,818"},null,{"v":34473080,"d":"34,473,080"},{"v":13819788,"d":"13,819,788"},{"v":34473080,"d":"34,473,080"},{"v":13819788,"d":"13,819,788"},"EPA/CAMD","EPA/CAMD","EPA/CAMD","EPA/CAMD","EIA","EIA","--","EPA/CAMD","EPA/CAMD",{"$nulls":14},{"v":10754.789756,"d":"10,754.790"},{"v":3203757.2,"d":"3,203,757"},{"v":1612.759,"d":"1,613"},0,0,0,0,0,0,0,0,0,{"v":3205369.959,"d":"3,205,370"},0,0,{"v":3205369.959,"d":"3,205,370"},0,{"v":0.999496857142661,"d":"99.9%"},{"v":0.000503142857339046,"d":"0.1%"},{"v":0,"d":"0.0%"},{"v":0,"d":"0.0%"},{"v":0,"d":"0.0%"},{"v":0,"d":"0.0%"},{"v":0,"d":"0.0%"},{"v":0,"d":"0.0%"},{"v":0,"d":"0.0%"},{"v":0,"d":"0.0%"},{"v":0,"d":"0.0%"},{"v":1,"d":"100.0%"},{"v":0,"d":"0.0%"},{"v":0,"d":"0.0%"},{"v":1,"d":"100.0%"},{"v":0,"d":"0.0%"}]
[12610,2020,"WY","Dunlap",57299,"PacifiCorp",14354,"PacifiCorp",14354,"Electric Utility","PacifiCorp - East","PACE","WECC","NWPP","WECC Northwest",null,"56","007","Carbon",42.043611,-106.160278,1,1,"WND","WIND",null,{"v":0.39928,"d":"0.3993"},{"v":111,"d":"111.0"},{"$nulls":9},{"v":3406048,"d":"3,406,048"},{"v":970274,"d":"970,274"},{"v":388242,"d":"388,242"},{"v":110598,"d":"110,598"},{"$nulls":41},{"v":3406048,"d":"3,406,048"},{"v":970274,"d":"970,274"},{"$nulls":6},"--","EIA","EIA",{"$nulls":15},0,0,0,0,0,0,{"v":388242,"d":"388,242"},0,0,0,0,0,{"v":388242,"d":"388,242"},{"v":388242,"d":"388,242"},0,{"v":388242,"d":"388,242"},{"v":0,"d":"0.0%"},{"v":0,"d":"0.0%"},{"v":0,"d":"0.0%"},{"v":0,"d":"0.0%"},{"v":0,"d":"0.0%"},{"v":0,"d":"0.0%"},{"v":1,"d":"100.0%"},{"v":0,"d":"0.0%"},{"v":0,"d":"0.0%"},{"v":0,"d":"0.0%"},{"v":0,"d":"0.0%"},{"v":0,"d":"0.0%"},{"v":1,"d":"100.0%"},{"v":1,"d":"100.0%"},{"v":0,"d":"0.0%"},{"v":1,"d":"100.0%"}]
[12611,2020,"WY","Ekola Flats",62591,"PacifiCorp",14354,"PacifiCorp",14354,"Electric Utility","PacifiCorp - East","PACE","WECC","NWPP","WECC Northwest",null,"56","007","Carbon",41.932405,-106.35843,1,1,"WND","WIND",null,{"v":0.02983,"d":"0.0298"},250.9,{"$nulls":9},{"v":575237,"d":"575,237"},0,{"v":65569,"d":"65,569"},0,{"$nulls":41},{"v":575237,"d":"575,237"},0,{"$nulls":6},"--","EIA","EIA",{"$nulls":15},0,0,0,0,0,0,{"v":65569,"d":"65,569"},0,0,0,0,0,{"v":65569,"d":"65,569"},{"v":65569,"d":"65,569"},0,{"v":65569,"d":"65,569"},{"v":0,"d":"0.0%"},{"v":0,"d":"0.0%"},{"v":0,"d":"0.0%"},{"v":0,"d":"0.0%"},{"v":0,"d":"0.0%"},{"v":0,"d":"0.0%"},{"v":1,"d":"100.0%"},{"v":0,"d":"0.0%"},{"v":0,"d":"0.0%"},{"v":0,"d":"0.0%"},{"v":0,"d":"0.0%"},{"v":0,"d":"0.0%"},{"v":1,"d":"100.0%"},{"v":1,"d":"100.0%"},{"v":0,"d":"0.0%"},{"v":1,"d":"100.0%"}]
[12612,2020,"WY","Elk Basin Gasoline Plant",52127,"PacifiCorp",14354,"Vanguard Natural Resources LLC",56079,"Industrial CHP","PacifiCorp - East","PACE","WECC","NWPP","WECC Northwest",null,"56","029","Park",44.9806,-108.8428,3,3,"OG","OFSL",null,{"v":0.42184,"d":"0.4218"},2.5,{"v":0.630267884322679,"d":"0.6303"},null,"Yes",{"v":433459.2,"d":"433,459"},{"v":0.073,"d":"0"},{"v":0.088413,"d":"0.0884"},null,{"v":51635.57,"d":"51,636"},{"v":17849.167,"d":"17,849"},{"v":51635.57,"d":"51,636"},{"v":17849.167,"d":"17,849"},{"v":9238.28,"d":"9,238"},{"v":3193.456,"d":"3,193"},{"v":6.767,"d":"7"},{"v":2.339,"d":"2"},{"v":0.027,"d":"0"},{"v":3017.841,"d":"3,018"},{"v":113.856,"d":"114"},{"v":11.36,"d":"11"},{"v":3020.957,"d":"3,021"},null,1.465,1.465,0.006,653.334,0.012,{"v":1E-3,"d":"0.001"},654.008,null,0.262,0.262,{"v":1E-3,"d":"0.001"},{"v":116.89,"d":"116.890"},{"v":2E-3,"d":"0.002"},{"v":0,"d":"0.000"},117.011,null,1.465,1.465,0.006,653.334,0.012,{"v":1E-3,"d":"0.001"},654.008,null,{"v":76.544,"d":"77"},{"v":26.46,"d":"26"},{"v":0.301,"d":"0"},{"v":34133.457,"d":"34,133"},{"v":1287.78,"d":"1,288"},{"v":128.486,"d":"128"},null,{"v":584027,"d":"584,027"},{"v":201884,"d":"201,884"},{"v":584027,"d":"584,027"},{"v":201884,"d":"201,884"},"EIA","EIA","EIA","EIA","EIA","EIA","--","EIA","EIA",{"$nulls":6},{"v":532391.43,"d":"532,391"},{"v":184034.833,"d":"184,035"},{"v":69.777,"d":"70"},{"v":24.121,"d":"24"},{"v":0.274,"d":"0"},{"v":31115.616,"d":"31,116"},{"v":1173.923,"d":"1,174"},{"v":117.126,"d":"117"},{"v":5589.305599,"d":"5,589.306"},0,0,0,0,0,0,0,0,0,{"v":9238.28,"d":"9,238"},0,{"v":9238.28,"d":"9,238"},0,0,{"v":9238.28,"d":"9,238"},0,{"v":0,"d":"0.0%"},{"v":0,"d":"0.0%"},{"v":0,"d":"0.0%"},{"v":0,"d":"0.0%"},{"v":0,"d":"0.0%"},{"v":0,"d":"0.0%"},{"v":0,"d":"0.0%"},{"v":0,"d":"0.0%"},{"v":0,"d":"0.0%"},{"v":1,"d":"100.0%"},{"v":0,"d":"0.0%"},{"v":1,"d":"100.0%"},{"v":0,"d":"0.0%"},{"v":0,"d":"0.0%"},{"v":1,"d":"100.0%"},{"v":0,"d":"0.0%"}]
[12613,2020,"WY","Fontenelle",4185,"WAPA-- Western Area Power Administration",27000,"U S Bureau of Reclamation",2518,"Electric Utility","Western Area Power Administration UGP West","WAUW","WECC","RMPA","WECC Rockies",null,"56","023","Lincoln",42.027013,-110.063973,1,1,"WAT","HYDRO",null,{"v":0.73974,"d":"0.7397"},{"v":10,"d":"10.0"},{"$nulls":9},{"v":568498,"d":"568,498"},{"v":263868,"d":"263,868"},{"v":64801,"d":"64,801"},{"v":30077,"d":"30,077"},{"$nulls":41},{"v":568498,"d":"568,498"},{"v":263868,"d":"263,868"},{"$nulls":6},"--","EIA","EIA",{"$nulls":15},0,0,0,0,{"v":64801,"d":"64,801"},0,0,0,0,0,0,0,{"v":64801,"d":"64,801"},0,0,{"v":64801,"d":"64,801"},{"v":0,"d":"0.0%"},{"v":0,"d":"0.0%"},{"v":0,"d":"0.0%"},{"v":0,"d":"0.0%"},{"v":1,"d":"100.0%"},{"v":0,"d":"0.0%"},{"v":0,"d":"0.0%"},{"v":0,"d":"0.0%"},{"v":0,"d":"0.0%"},{"v":0,"d":"0.0%"},{"v":0,"d":"0.0%"},{"v":0,"d":"0.0%"},{"v":1,"d":"100.0%"},{"v":0,"d":"0.0%"},{"v":0,"d":"0.0%"},{"v":1,"d":"100.0%"}]
[12614,2020,"WY","Foote Creek I",55607,"PacifiCorp",14354,"PacifiCorp",14354,"Electric Utility","PacifiCorp - East","PACE","WECC","NWPP","WECC Northwest",null,"56","007","Carbon",41.6283,-106.2013,1,1,"WND","WIND",null,{"v":0.13565,"d":"0.1357"},41.4,{"$nulls":9},{"v":431596,"d":"431,596"},{"v":122948,"d":"122,948"},{"v":49196,"d":"49,196"},{"v":14014,"d":"14,014"},{"$nulls":41},{"v":431596,"d":"431,596"},{"v":122948,"d":"122,948"},{"$nulls":6},"--","EIA","EIA",{"$nulls":15},0,0,0,0,0,0,{"v":49196,"d":"49,196"},0,0,0,0,0,{"v":49196,"d":"49,196"},{"v":49196,"d":"49,196"},0,{"v":49196,"d":"49,196"},{"v":0,"d":"0.0%"},{"v":0,"d":"0.0%"},{"v":0,"d":"0.0%"},{"v":0,"d":"0.0%"},{"v":0,"d":"0.0%"},{"v":0,"d":"0.0%"},{"v":1,"d":"100.0%"},{"v":0,"d":"0.0%"},{"v":0,"d":"0.0%"},{"v":0,"d":"0.0%"},{"v":0,"d":"0.0%"},{"v":0,"d":"0.0%"},{"v":1,"d":"100.0%"},{"v":1,"d":"100.0%"},{"v":0,"d":"0.0%"},{"v":1,"d":"100.0%"}]
[12615,2020,"WY","Foote Creek II",55608,"PacifiCorp",14354,"Terra-Gen Operating Co-Wind",2770,"IPP Non-CHP","PacifiCorp - East","PACE","WECC","NWPP","WECC Northwest",null,"56","001","Albany",41.657539,-106.189183,1,1,"WND","WIND",null,{"v":0,"d":"0.0000"},1.8,{"$nulls":11},0,0,{"$nulls":49},"--",{"$nulls":17},0,0,0,0,0,0,0,0,0,0,0,0,0,0,0,0]
[12616,2020,"WY","Foote Creek III",55609,"PacifiCorp",14354,"Terra-Gen Operating Co-Wind",2770,"IPP Non-CHP","PacifiCorp - East","PACE","WECC","NWPP","WECC Northwest",null,"56","001","Albany",41.666469,-106.183278,1,1,"WND","WIND",null,{"v":0,"d":"0.0000"},24.8,{"$nulls":11},0,0,{"$nulls":49},"--",{"$nulls":17},0,0,0,0,0,0,0,0,0,0,0,0,0,0,0,0]
[12617,2020,"WY","Foote Creek IV",55610,"PacifiCorp",14354,"Terra-Gen Operating Co-Wind",2770,"IPP Non-CHP","PacifiCorp - East","PACE","WECC","NWPP","WECC Northwest",null,"56","007","Carbon",41.6744,-106.1805,1,1,"WND","WIND",null,0.2597,16.8,{"$nulls":9},{"v":335295,"d":"335,295"},{"v":142469,"d":"142,469"},{"v":38219,"d":"38,219"},{"v":16239,"d":"16,239"},{"$nulls":41},{"v":335295,"d":"335,295"},{"v":142469,"d":"142,469"},{"$nulls":6},"--","EIA","EIA",{"$nulls":15},0,0,0,0,0,0,{"v":38219,"d":"38,219"},0,0,0,0,0,{"v":38219,"d":"38,219"},{"v":38219,"d":"38,219"},0,{"v":38219,"d":"38,219"},{"v":0,"d":"0.0%"},{"v":0,"d":"0.0%"},{"v":0,"d":"0.0%"},{"v":0,"d":"0.0%"},{"v":0,"d":"0.0%"},{"v":0,"d":"0.0%"},{"v":1,"d":"100.0%"},{"v":0,"d":"0.0%"},{"v":0,"d":"0.0%"},{"v":0,"d":"0.0%"},{"v":0,"d":"0.0%"},{"v":0,"d":"0.0%"},{"v":1,"d":"100.0%"},{"v":1,"d":"100.0%"},{"v":0,"d":"0.0%"},{"v":1,"d":"100.0%"}]
[12618,2020,"WY","Fremont Canyon",4176,"WAPA-- Western Area Power Administration",27000,"U S Bureau of Reclamation",2518,"Electric Utility","Western Area Power Administration UGP West","WAUW","WECC","RMPA","WECC Rockies",null,"56","025","Natrona",42.4766,-106.795901,2,2,"WAT","HYDRO",null,{"v":0.40372,"d":"0.4037"},66.8,{"$nulls":9},{"v":2072569,"d":"2,072,569"},{"v":961981,"d":"961,981"},{"v":236244,"d":"236,244"},{"v":109652,"d":"109,652"},{"$nulls":41},{"v":2072569,"d":"2,072,569"},{"v":961981,"d":"961,981"},{"$nulls":6},"--","EIA","EIA",{"$nulls":15},0,0,0,0,{"v":236244,"d":"236,244"},0,0,0,0,0,0,0,{"v":236244,"d":"236,244"},0,0,{"v":236244,"d":"236,244"},{"v":0,"d":"0.0%"},{"v":0,"d":"0.0%"},{"v":0,"d":"0.0%"},{"v":0,"d":"0.0%"},{"v":1,"d":"100.0%"},{"v":0,"d":"0.0%"},{"v":0,"d":"0.0%"},{"v":0,"d":"0.0%"},{"v":0,"d":"0.0%"},{"v":0,"d":"0.0%"},{"v":0,"d":"0.0%"},{"v":0,"d":"0.0%"},{"v":1,"d":"100.0%"},{"v":0,"d":"0.0%"},{"v":0,"d":"0.0%"},{"v":1,"d":"100.0%"}]
[12619,2020,"WY","Garland Canal Power Plant",57551,"WAPA-- Western Area Power Administration",27000,"Shoshone Irrigation District",56880,"IPP Non-CHP","PacifiCorp - East","PACE","WECC","NWPP","WECC Northwest",null,"56","029","Park",44.7264,-108.8644,1,1,"WAT","HYDRO",null,{"v":0.39895,"d":"0.3990"},2.9,{"$nulls":9},{"v":88916,"d":"88,916"},{"v":76282,"d":"76,282"},{"v":10135,"d":"10,135"},{"v":8695,"d":"8,695"},{"$nulls":41},{"v":88916,"d":"88,916"},{"v":76282,"d":"76,282"},{"$nulls":6},"--","EIA","EIA",{"$nulls":15},0,0,0,0,{"v":10135,"d":"10,135"},0,0,0,0,0,0,0,{"v":10135,"d":"10,135"},0,0,{"v":10135,"d":"10,135"},{"v":0,"d":"0.0%"},{"v":0,"d":"0.0%"},{"v":0,"d":"0.0%"},{"v":0,"d":"0.0%"},{"v":1,"d":"100.0%"},{"v":0,"d":"0.0%"},{"v":0,"d":"0.0%"},{"v":0,"d":"0.0%"},{"v":0,"d":"0.0%"},{"v":0,"d":"0.0%"},{"v":0,"d":"0.0%"},{"v":0,"d":"0.0%"},{"v":1,"d":"100.0%"},{"v":0,"d":"0.0%"},{"v":0,"d":"0.0%"},{"v":1,"d":"100.0%"}]
[12620,2020,"WY","General Chemical",54318,"PacifiCorp",14354,"Tata Chemicals Partners",7067,"Industrial CHP","PacifiCorp - East","PACE","WECC","NWPP","WECC Northwest",null,"56","037","Sweetwater",41.5933,-109.7542,3,2,"BIT","COAL","Yes",0.7972,{"v":30,"d":"30.0"},{"v":0.00466133942161329,"d":"0.0047"},null,"Yes",{"v":7761334.4,"d":"7,761,334"},{"v":0.092,"d":"0"},0.1094,null,{"v":1172959.462,"d":"1,172,959"},{"v":417106.301,"d":"417,106"},{"v":1172959.462,"d":"1,172,959"},{"v":417106.301,"d":"417,106"},{"v":209505,"d":"209,505"},{"v":77464,"d":"77,464"},{"v":108.379,"d":"108"},{"v":40.352,"d":"40"},{"v":11.815,"d":"12"},{"v":106518.388,"d":"106,518"},{"v":21389.98,"d":"21,390"},{"v":3079.2,"d":"3,079"},{"v":107244.564,"d":"107,245"},null,1.035,1.042,0.113,{"v":1016.858,"d":"1,016.858"},0.102,0.015,{"v":1023.79,"d":"1,023.790"},null,0.185,0.193,{"v":0.02,"d":"0.020"},181.623,0.018,0.003,182.862,null,1.035,1.042,0.113,{"v":1016.858,"d":"1,016.858"},0.102,0.015,{"v":1023.79,"d":"1,023.790"},null,{"v":990.672,"d":"991"},{"v":368.851,"d":"369"},{"v":107.999,"d":"108"},{"v":973663.07,"d":"973,663"},{"v":195521.486,"d":"195,521"},{"v":28146.348,"d":"28,146"},null,{"v":10721785.5,"d":"10,721,786"},{"v":3812684.438,"d":"3,812,684"},{"v":10721785.5,"d":"10,721,786"},{"v":3812684.438,"d":"3,812,684"},"EIA","EIA","EIA","EIA","EIA","EIA","--","EIA","EIA",{"$nulls":6},{"v":9548826.038,"d":"9,548,826"},{"v":3395578.137,"d":"3,395,578"},{"v":882.293,"d":"882"},{"v":328.499,"d":"328"},{"v":96.184,"d":"96"},{"v":867144.682,"d":"867,145"},{"v":174131.506,"d":"174,132"},{"v":25067.148,"d":"25,067"},{"v":5598.718199,"d":"5,598.718"},{"v":152873.74,"d":"152,874"},0,{"v":56631.261,"d":"56,631"},0,0,0,0,0,0,0,0,{"v":209505.001,"d":"209,505"},0,0,{"v":209505.001,"d":"209,505"},0,{"v":0.729690170975919,"d":"73.0%"},{"v":0,"d":"0.0%"},{"v":0.270309829024081,"d":"27.0%"},{"v":0,"d":"0.0%"},{"v":0,"d":"0.0%"},{"v":0,"d":"0.0%"},{"v":0,"d":"0.0%"},{"v":0,"d":"0.0%"},{"v":0,"d":"0.0%"},{"v":0,"d":"0.0%"},{"v":0,"d":"0.0%"},{"v":1,"d":"100.0%"},{"v":0,"d":"0.0%"},{"v":0,"d":"0.0%"},{"v":1,"d":"100.0%"},{"v":0,"d":"0.0%"}]
[12621,2020,"WY","Genesis Alkali",57915,"PacifiCorp",14354,"Genesis Alkali, LLC",61167,"Industrial CHP","PacifiCorp - East","PACE","WECC","NWPP","WECC Northwest",null,"56","037","Sweetwater",41.621667,-109.811944,7,6,"SUB","COAL","Yes",{"v":0.59205,"d":"0.5921"},{"v":41,"d":"41.0"},{"v":0.346581839106062,"d":"0.3466"},null,"Yes",{"v":9351762.4,"d":"9,351,762"},{"v":0.078,"d":"0"},{"v":0.093771,"d":"0.0938"},null,{"v":1182268.95,"d":"1,182,269"},{"v":464804.77,"d":"464,805"},{"v":1182268.95,"d":"1,182,269"},{"v":464804.77,"d":"464,805"},{"v":212641,"d":"212,641"},{"v":76675,"d":"76,675"},{"v":158.594,"d":"159"},{"v":60.273,"d":"60"},{"v":5.809,"d":"6"},{"v":108802.228,"d":"108,802"},{"v":20654.245,"d":"20,654"},{"v":2967.814,"d":"2,968"},{"v":109502.61,"d":"109,503"},null,1.492,1.572,0.055,{"v":1023.342,"d":"1,023.342"},0.097,0.014,{"v":1029.929,"d":"1,029.929"},null,0.268,0.259,{"v":0.01,"d":"0.010"},184.057,0.017,0.003,185.241,null,1.492,1.572,0.055,{"v":1023.342,"d":"1,023.342"},0.097,0.014,{"v":1029.929,"d":"1,029.929"},null,{"v":1691.302,"d":"1,691"},{"v":642.769,"d":"643"},{"v":61.945,"d":"62"},{"v":1160302.094,"d":"1,160,302"},{"v":220263.534,"d":"220,264"},{"v":31649.724,"d":"31,650"},null,{"v":12608097.875,"d":"12,608,098"},{"v":4956828.172,"d":"4,956,828"},{"v":12608097.875,"d":"12,608,098"},{"v":4956828.172,"d":"4,956,828"},"EIA","EIA","EIA","EIA","EIA","EIA","--","EIA","EIA",{"$nulls":6},{"v":11425828.925,"d":"11,425,829"},{"v":4492023.401,"d":"4,492,023"},{"v":1532.708,"d":"1,533"},{"v":582.496,"d":"582"},{"v":56.137,"d":"56"},{"v":1051499.866,"d":"1,051,500"},{"v":199609.29,"d":"199,609"},{"v":28681.91,"d":"28,682"},{"v":5559.929413,"d":"5,559.929"},{"v":146837.09,"d":"146,837"},0,{"v":65803.91,"d":"65,804"},0,0,0,0,0,0,0,0,{"v":212641,"d":"212,641"},0,0,{"v":212641,"d":"212,641"},0,{"v":0.690539877069803,"d":"69.1%"},{"v":0,"d":"0.0%"},{"v":0.309460122930197,"d":"30.9%"},{"v":0,"d":"0.0%"},{"v":0,"d":"0.0%"},{"v":0,"d":"0.0%"},{"v":0,"d":"0.0%"},{"v":0,"d":"0.0%"},{"v":0,"d":"0.0%"},{"v":0,"d":"0.0%"},{"v":0,"d":"0.0%"},{"v":1,"d":"100.0%"},{"v":0,"d":"0.0%"},{"v":0,"d":"0.0%"},{"v":1,"d":"100.0%"},{"v":0,"d":"0.0%"}]
[12622,2020,"WY","Glendo",4177,"WAPA-- Western Area Power Administration",27000,"U S Bureau of Reclamation",2518,"Electric Utility","Western Area Power Administration UGP West","WAUW","WECC","RMPA","WECC Rockies",null,"56","031","Platte",42.467254,-104.955526,2,2,"WAT","HYDRO",null,{"v":0.32032,"d":"0.3203"},{"v":38,"d":"38.0"},{"$nulls":9},{"v":935450,"d":"935,450"},{"v":434188,"d":"434,188"},{"v":106628,"d":"106,628"},{"v":49491,"d":"49,491"},{"$nulls":41},{"v":935450,"d":"935,450"},{"v":434188,"d":"434,188"},{"$nulls":6},"--","EIA","EIA",{"$nulls":15},0,0,0,0,{"v":106628,"d":"106,628"},0,0,0,0,0,0,0,{"v":106628,"d":"106,628"},0,0,{"v":106628,"d":"106,628"},{"v":0,"d":"0.0%"},{"v":0,"d":"0.0%"},{"v":0,"d":"0.0%"},{"v":0,"d":"0.0%"},{"v":1,"d":"100.0%"},{"v":0,"d":"0.0%"},{"v":0,"d":"0.0%"},{"v":0,"d":"0.0%"},{"v":0,"d":"0.0%"},{"v":0,"d":"0.0%"},{"v":0,"d":"0.0%"},{"v":0,"d":"0.0%"},{"v":1,"d":"100.0%"},{"v":0,"d":"0.0%"},{"v":0,"d":"0.0%"},{"v":1,"d":"100.0%"}]
[12623,2020,"WY","Glenrock",56841,"PacifiCorp",14354,"PacifiCorp",14354,"Electric Utility","PacifiCorp - East","PACE","WECC","NWPP","WECC Northwest",null,"56","009","Converse",43.0181,-105.835278,2,2,"WND","WIND",null,{"v":0.38424,"d":"0.3842"},165.6,{"$nulls":9},{"v":4890043,"d":"4,890,043"},{"v":1393016.969,"d":"1,393,017"},{"v":557397,"d":"557,397"},{"v":158784,"d":"158,784"},{"$nulls":41},{"v":4890043,"d":"4,890,043"},{"v":1393016.969,"d":"1,393,017"},{"$nulls":6},"--","EIA","EIA",{"$nulls":15},0,0,0,0,0,0,{"v":557397,"d":"557,397"},0,0,0,0,0,{"v":557397,"d":"557,397"},{"v":557397,"d":"557,397"},0,{"v":557397,"d":"557,397"},{"v":0,"d":"0.0%"},{"v":0,"d":"0.0%"},{"v":0,"d":"0.0%"},{"v":0,"d":"0.0%"},{"v":0,"d":"0.0%"},{"v":0,"d":"0.0%"},{"v":1,"d":"100.0%"},{"v":0,"d":"0.0%"},{"v":0,"d":"0.0%"},{"v":0,"d":"0.0%"},{"v":0,"d":"0.0%"},{"v":0,"d":"0.0%"},{"v":1,"d":"100.0%"},{"v":1,"d":"100.0%"},{"v":0,"d":"0.0%"},{"v":1,"d":"100.0%"}]
[12624,2020,"WY","Guernsey",4178,"WAPA-- Western Area Power Administration",27000,"U S Bureau of Reclamation",2518,"Electric Utility","Western Area Power Administration UGP West","WAUW","WECC","RMPA","WECC Rockies",null,"56","031","Platte",42.289868,-104.760634,2,2,"WAT","HYDRO",null,{"v":0.36694,"d":"0.3669"},6.4,{"$nulls":9},{"v":180477,"d":"180,477"},{"v":83768,"d":"83,768"},{"v":20572,"d":"20,572"},{"v":9548,"d":"9,548"},{"$nulls":41},{"v":180477,"d":"180,477"},{"v":83768,"d":"83,768"},{"$nulls":6},"--","EIA","EIA",{"$nulls":15},0,0,0,0,{"v":20572,"d":"20,572"},0,0,0,0,0,0,0,{"v":20572,"d":"20,572"},0,0,{"v":20572,"d":"20,572"},{"v":0,"d":"0.0%"},{"v":0,"d":"0.0%"},{"v":0,"d":"0.0%"},{"v":0,"d":"0.0%"},{"v":1,"d":"100.0%"},{"v":0,"d":"0.0%"},{"v":0,"d":"0.0%"},{"v":0,"d":"0.0%"},{"v":0,"d":"0.0%"},{"v":0,"d":"0.0%"},{"v":0,"d":"0.0%"},{"v":0,"d":"0.0%"},{"v":1,"d":"100.0%"},{"v":0,"d":"0.0%"},{"v":0,"d":"0.0%"},{"v":1,"d":"100.0%"}]
[12625,2020,"WY","Happy Jack Windpower Project",56960,"WAPA-- Western Area Power Administration",27000,"Duke Energy DEGS Happy Jack",56271,"IPP Non-CHP","Western Area Power Administration UGP West","WAUW","WECC","RMPA","WECC Rockies",null,"56","021","Laramie",41.139722,-104.997778,1,1,"WND","WIND",null,{"v":0.33627,"d":"0.3363"},29.4,{"$nulls":9},{"v":759786,"d":"759,786"},{"v":222484,"d":"222,484"},{"v":86605,"d":"86,605"},{"v":25360,"d":"25,360"},{"$nulls":41},{"v":759786,"d":"759,786"},{"v":222484,"d":"222,484"},{"$nulls":6},"--","EIA","EIA",{"$nulls":15},0,0,0,0,0,0,{"v":86605,"d":"86,605"},0,0,0,0,0,{"v":86605,"d":"86,605"},{"v":86605,"d":"86,605"},0,{"v":86605,"d":"86,605"},{"v":0,"d":"0.0%"},{"v":0,"d":"0.0%"},{"v":0,"d":"0.0%"},{"v":0,"d":"0.0%"},{"v":0,"d":"0.0%"},{"v":0,"d":"0.0%"},{"v":1,"d":"100.0%"},{"v":0,"d":"0.0%"},{"v":0,"d":"0.0%"},{"v":0,"d":"0.0%"},{"v":0,"d":"0.0%"},{"v":0,"d":"0.0%"},{"v":1,"d":"100.0%"},{"v":1,"d":"100.0%"},{"v":0,"d":"0.0%"},{"v":1,"d":"100.0%"}]
[12626,2020,"WY","Hartzog",8026,"Powder River Energy Corp",19156,"Basin Electric Power Coop",1307,"Electric Utility","Western Area Power Administration - Rocky Mountain Region","WACM","WECC","RMPA","WECC Rockies",null,"56","005","Campbell",43.8294,-105.5322,3,3,"NG","GAS",null,{"v":3.13E-3,"d":"0.0031"},22.5,{"v":1,"d":"1.0000"},{"$nulls":6},{"v":11058.999,"d":"11,059"},{"v":5157,"d":"5,157"},{"v":11058.999,"d":"11,059"},{"v":5157,"d":"5,157"},{"v":615.999,"d":"616"},{"v":287.001,"d":"287"},{"v":1.842,"d":"2"},{"v":0.861,"d":"1"},{"v":0.018,"d":"0"},{"v":646.338,"d":"646"},{"v":24.381,"d":"24"},{"v":2.438,"d":"2"},{"v":647.006,"d":"647"},null,5.981,{"v":6,"d":"6.000"},0.057,{"v":2098.503,"d":"2,098.503"},{"v":0.04,"d":"0.040"},0.004,{"v":2100.672,"d":"2,100.672"},null,0.333,0.334,0.003,116.889,{"v":2E-3,"d":"0.002"},{"v":0,"d":"0.000"},{"v":117.01,"d":"117.010"},null,5.981,{"v":6,"d":"6.000"},0.057,{"v":2098.5,"d":"2,098.500"},{"v":0.04,"d":"0.040"},0.004,{"v":2100.669,"d":"2,100.669"},null,{"v":1.842,"d":"2"},{"v":0.861,"d":"1"},{"v":0.018,"d":"0"},{"v":646.338,"d":"646"},{"v":24.381,"d":"24"},{"v":2.438,"d":"2"},null,{"v":11058.999,"d":"11,059"},{"v":5157,"d":"5,157"},{"v":11058.999,"d":"11,059"},{"v":5157,"d":"5,157"},"EIA","EIA","EIA","EIA","EIA","EIA","--","EIA","EIA",{"$nulls":14},{"v":17952.920493,"d":"17,952.920"},0,0,616,0,0,0,0,0,0,0,0,616,0,0,616,0,{"v":0,"d":"0.0%"},{"v":0,"d":"0.0%"},{"v":1,"d":"100.0%"},{"v":0,"d":"0.0%"},{"v":0,"d":"0.0%"},{"v":0,"d":"0.0%"},{"v":0,"d":"0.0%"},{"v":0,"d":"0.0%"},{"v":0,"d":"0.0%"},{"v":0,"d":"0.0%"},{"v":0,"d":"0.0%"},{"v":1,"d":"100.0%"},{"v":0,"d":"0.0%"},{"v":0,"d":"0.0%"},{"v":1,"d":"100.0%"},{"v":0,"d":"0.0%"}]
[12627,2020,"WY","Heart Mountain",6408,"WAPA-- Western Area Power Administration",27000,"U S Bureau of Reclamation",2518,"Electric Utility","Western Area Power Administration UGP West","WAUW","WECC","RMPA","WECC Rockies",null,"56","029","Park",44.513767,-109.129588,1,1,"WAT","HYDRO",null,{"v":0.48279,"d":"0.4828"},{"v":5,"d":"5.0"},{"$nulls":9},{"v":185513,"d":"185,513"},{"v":86106,"d":"86,106"},{"v":21146,"d":"21,146"},{"v":9815,"d":"9,815"},{"$nulls":41},{"v":185513,"d":"185,513"},{"v":86106,"d":"86,106"},{"$nulls":6},"--","EIA","EIA",{"$nulls":15},0,0,0,0,{"v":21146,"d":"21,146"},0,0,0,0,0,0,0,{"v":21146,"d":"21,146"},0,0,{"v":21146,"d":"21,146"},{"v":0,"d":"0.0%"},{"v":0,"d":"0.0%"},{"v":0,"d":"0.0%"},{"v":0,"d":"0.0%"},{"v":1,"d":"100.0%"},{"v":0,"d":"0.0%"},{"v":0,"d":"0.0%"},{"v":0,"d":"0.0%"},{"v":0,"d":"0.0%"},{"v":0,"d":"0.0%"},{"v":0,"d":"0.0%"},{"v":0,"d":"0.0%"},{"v":1,"d":"100.0%"},{"v":0,"d":"0.0%"},{"v":0,"d":"0.0%"},{"v":1,"d":"100.0%"}]
[12628,2020,"WY","High Plains",57040,"PacifiCorp",14354,"PacifiCorp",14354,"Electric Utility","PacifiCorp - East","PACE","WECC","NWPP","WECC Northwest",null,"56","001","Albany",41.675052,-106.011124,1,1,"WND","WIND",null,{"v":0.33547,"d":"0.3355"},122.1,{"$nulls":9},{"v":3147884,"d":"3,147,884"},{"v":896732,"d":"896,732"},{"v":358815,"d":"358,815"},{"v":102215,"d":"102,215"},{"$nulls":41},{"v":3147884,"d":"3,147,884"},{"v":896732,"d":"896,732"},{"$nulls":6},"--","EIA","EIA",{"$nulls":15},0,0,0,0,0,0,{"v":358815,"d":"358,815"},0,0,0,0,0,{"v":358815,"d":"358,815"},{"v":358815,"d":"358,815"},0,{"v":358815,"d":"358,815"},{"v":0,"d":"0.0%"},{"v":0,"d":"0.0%"},{"v":0,"d":"0.0%"},{"v":0,"d":"0.0%"},{"v":0,"d":"0.0%"},{"v":0,"d":"0.0%"},{"v":1,"d":"100.0%"},{"v":0,"d":"0.0%"},{"v":0,"d":"0.0%"},{"v":0,"d":"0.0%"},{"v":0,"d":"0.0%"},{"v":0,"d":"0.0%"},{"v":1,"d":"100.0%"},{"v":1,"d":"100.0%"},{"v":0,"d":"0.0%"},{"v":1,"d":"100.0%"}]
[12629,2020,"WY","Jim Bridger",8066,"PacifiCorp",14354,"PacifiCorp",14354,"Electric Utility","PacifiCorp - East","PACE","WECC","NWPP","WECC Northwest",null,"56","037","Sweetwater",41.7378,-108.7875,4,4,"SUB","COAL","Yes",{"v":0.48892,"d":"0.4889"},{"v":2441.9,"d":"2,441.9"},{"v":0.518461542441157,"d":"0.5185"},{"$nulls":6},{"v":117039764,"d":"117,039,764"},{"v":47583301,"d":"47,583,301"},{"v":117039764,"d":"117,039,764"},{"v":47583301,"d":"47,583,301"},{"v":10458575,"d":"10,458,575"},{"v":4437971,"d":"4,437,971"},{"v":6923.981,"d":"6,924"},{"v":2925.212,"d":"2,925"},{"v":8792.4,"d":"8,792"},{"v":12275116,"d":"12,275,116"},{"v":2781922.119,"d":"2,781,922"},{"v":404666.661,"d":"404,667"},{"v":12370185.359,"d":"12,370,185"},null,1.324,1.318,1.681,{"v":2347.378,"d":"2,347.378"},0.266,0.039,{"v":2365.558,"d":"2,365.558"},null,0.118,0.123,{"v":0.15,"d":"0.150"},{"v":209.76,"d":"209.760"},0.024,0.003,211.384,null,1.324,1.318,1.681,{"v":2347.378,"d":"2,347.378"},0.266,0.039,{"v":2365.558,"d":"2,365.558"},null,{"v":6923.981,"d":"6,924"},{"v":2925.212,"d":"2,925"},{"v":8792.4,"d":"8,792"},{"v":12275116,"d":"12,275,116"},{"v":2781922.119,"d":"2,781,922"},{"v":404666.661,"d":"404,667"},null,{"v":117039764,"d":"117,039,764"},{"v":47583301,"d":"47,583,301"},{"v":117039764,"d":"117,039,764"},{"v":47583301,"d":"47,583,301"},"EPA/CAMD","EPA/CAMD","EPA/CAMD","EPA/CAMD","EIA","EIA","--","EPA/CAMD","EPA/CAMD",{"$nulls":14},{"v":11190.794367,"d":"11,190.794"},{"v":10452652,"d":"10,452,652"},{"v":5923.161,"d":"5,923"},0,0,0,0,0,0,0,0,0,{"v":10458575.161,"d":"10,458,575"},0,0,{"v":10458575.161,"d":"10,458,575"},0,{"v":0.999433655071669,"d":"99.9%"},{"v":0.000566344928330912,"d":"0.1%"},{"v":0,"d":"0.0%"},{"v":0,"d":"0.0%"},{"v":0,"d":"0.0%"},{"v":0,"d":"0.0%"},{"v":0,"d":"0.0%"},{"v":0,"d":"0.0%"},{"v":0,"d":"0.0%"},{"v":0,"d":"0.0%"},{"v":0,"d":"0.0%"},{"v":1,"d":"100.0%"},{"v":0,"d":"0.0%"},{"v":0,"d":"0.0%"},{"v":1,"d":"100.0%"},{"v":0,"d":"0.0%"}]
[12630,2020,"WY","Kortes",4180,"WAPA-- Western Area Power Administration",27000,"U S Bureau of Reclamation",2518,"Electric Utility","Western Area Power Administration UGP West","WAUW","WECC","RMPA","WECC Rockies",null,"56","007","Carbon",42.174301,-106.880543,3,3,"WAT","HYDRO",null,{"v":0.49928,"d":"0.4993"},{"v":36,"d":"36.0"},{"$nulls":9},{"v":1381342.969,"d":"1,381,343"},{"v":641148.984,"d":"641,149"},{"v":157454.001,"d":"157,454"},{"v":73082.001,"d":"73,082"},{"$nulls":41},{"v":1381342.969,"d":"1,381,343"},{"v":641148.984,"d":"641,149"},{"$nulls":6},"--","EIA","EIA",{"$nulls":15},0,0,0,0,{"v":157454,"d":"157,454"},0,0,0,0,0,0,0,{"v":157454,"d":"157,454"},0,0,{"v":157454,"d":"157,454"},{"v":0,"d":"0.0%"},{"v":0,"d":"0.0%"},{"v":0,"d":"0.0%"},{"v":0,"d":"0.0%"},{"v":1,"d":"100.0%"},{"v":0,"d":"0.0%"},{"v":0,"d":"0.0%"},{"v":0,"d":"0.0%"},{"v":0,"d":"0.0%"},{"v":0,"d":"0.0%"},{"v":0,"d":"0.0%"},{"v":0,"d":"0.0%"},{"v":1,"d":"100.0%"},{"v":0,"d":"0.0%"},{"v":0,"d":"0.0%"},{"v":1,"d":"100.0%"}]
[12631,2020,"WY","Lake (WY)",7039,"NorthWestern Energy LLC - (MT)",12825,"NorthWestern Energy",13902,"Electric Utility","NorthWestern Energy (NWMT)","NWMT","WECC","NWPP","WECC Northwest",null,"56","039","Teton",44.415,-110.5739,1,1,"DFO","OIL",null,{"v":0.00423,"d":"0.0042"},2.7,{"v":1,"d":"1.0000"},{"$nulls":6},{"v":1335,"d":"1,335"},525,{"v":1335,"d":"1,335"},525,100,39,{"v":2.134,"d":"2"},{"v":0.839,"d":"1"},{"v":0.194,"d":"0"},{"v":109.02,"d":"109"},{"v":8.83,"d":"9"},{"v":1.766,"d":"2"},{"v":109.393,"d":"109"},null,{"v":42.68,"d":"42.680"},43.026,3.872,{"v":2180.4,"d":"2,180.400"},0.088,0.018,{"v":2187.87,"d":"2,187.870"},null,3.197,3.196,{"v":0.29,"d":"0.290"},163.326,0.007,{"v":1E-3,"d":"0.001"},163.885,null,{"v":42.68,"d":"42.680"},43.026,3.872,{"v":2180.4,"d":"2,180.400"},0.088,0.018,{"v":2187.87,"d":"2,187.870"},null,{"v":2.134,"d":"2"},{"v":0.839,"d":"1"},{"v":0.194,"d":"0"},{"v":109.02,"d":"109"},{"v":8.83,"d":"9"},{"v":1.766,"d":"2"},null,{"v":1335,"d":"1,335"},525,{"v":1335,"d":"1,335"},525,"EIA","EIA","EIA","EIA","EIA","EIA","--","EIA","EIA",{"$nulls":14},{"v":13350,"d":"13,350.000"},0,100,0,0,0,0,0,0,0,0,0,100,0,0,100,0,{"v":0,"d":"0.0%"},{"v":1,"d":"100.0%"},{"v":0,"d":"0.0%"},{"v":0,"d":"0.0%"},{"v":0,"d":"0.0%"},{"v":0,"d":"0.0%"},{"v":0,"d":"0.0%"},{"v":0,"d":"0.0%"},{"v":0,"d":"0.0%"},{"v":0,"d":"0.0%"},{"v":0,"d":"0.0%"},{"v":1,"d":"100.0%"},{"v":0,"d":"0.0%"},{"v":0,"d":"0.0%"},{"v":1,"d":"100.0%"},{"v":0,"d":"0.0%"}]
[12632,2020,"WY","Laramie River",6204,"Basin Electric Power Coop",1307,"Basin Electric Power Coop",1307,"Electric Utility","Western Area Power Administration - Rocky Mountain Region","WACM","WECC","MROW","MRO West",null,"56","031","Platte",42.108889,-104.8825,3,3,"RC","COAL","Yes",{"v":0.53522,"d":"0.5352"},{"v":1710,"d":"1,710.0"},{"v":0.441304396201056,"d":"0.4413"},{"$nulls":6},{"v":97548346,"d":"97,548,346"},{"v":41113261,"d":"41,113,261"},{"v":97548346,"d":"97,548,346"},{"v":41113261,"d":"41,113,261"},{"v":8017342,"d":"8,017,342"},{"v":3431365,"d":"3,431,365"},{"v":6129.661,"d":"6,130"},{"v":2401.112,"d":"2,401"},{"v":5261,"d":"5,261"},{"v":10230871.125,"d":"10,230,871"},{"v":2003622.468,"d":"2,003,622"},{"v":291498.229,"d":"291,498"},{"v":10299349.642,"d":"10,299,350"},null,1.529,{"v":1.4,"d":"1.400"},1.312,{"v":2552.185,"d":"2,552.185"},{"v":0.25,"d":"0.250"},0.036,{"v":2569.268,"d":"2,569.268"},null,0.126,0.117,0.108,{"v":209.76,"d":"209.760"},0.021,0.003,211.164,null,1.529,{"v":1.4,"d":"1.400"},1.312,{"v":2552.185,"d":"2,552.185"},{"v":0.25,"d":"0.250"},0.036,{"v":2569.268,"d":"2,569.268"},null,{"v":6129.661,"d":"6,130"},{"v":2401.112,"d":"2,401"},{"v":5261,"d":"5,261"},{"v":10230871.125,"d":"10,230,871"},{"v":2003622.468,"d":"2,003,622"},{"v":291498.229,"d":"291,498"},null,{"v":97548346,"d":"97,548,346"},{"v":41113261,"d":"41,113,261"},{"v":97548346,"d":"97,548,346"},{"v":41113261,"d":"41,113,261"},"EPA/CAMD","EPA/CAMD","EPA/CAMD","EPA/CAMD","EIA","EIA","--","EPA/CAMD","EPA/CAMD",{"$nulls":14},{"v":12167.167808,"d":"12,167.168"},{"v":7991707.84,"d":"7,991,708"},{"v":25634.202,"d":"25,634"},0,0,0,0,0,0,0,0,0,{"v":8017342.042,"d":"8,017,342"},0,0,{"v":8017342.042,"d":"8,017,342"},0,{"v":0.996802655809655,"d":"99.7%"},{"v":0.00319734419034532,"d":"0.3%"},{"v":0,"d":"0.0%"},{"v":0,"d":"0.0%"},{"v":0,"d":"0.0%"},{"v":0,"d":"0.0%"},{"v":0,"d":"0.0%"},{"v":0,"d":"0.0%"},{"v":0,"d":"0.0%"},{"v":0,"d":"0.0%"},{"v":0,"d":"0.0%"},{"v":1,"d":"100.0%"},{"v":0,"d":"0.0%"},{"v":0,"d":"0.0%"},{"v":1,"d":"100.0%"},{"v":0,"d":"0.0%"}]
[12633,2020,"WY","McFadden Ridge",57039,"PacifiCorp",14354,"PacifiCorp",14354,"Electric Utility","PacifiCorp - East","PACE","WECC","NWPP","WECC Northwest",null,"56","001","Albany",41.7244,-105.9906,1,1,"WND","WIND",null,{"v":0.35437,"d":"0.3544"},35.2,{"$nulls":9},{"v":958643,"d":"958,643"},{"v":273086,"d":"273,086"},{"v":109272,"d":"109,272"},{"v":31128,"d":"31,128"},{"$nulls":41},{"v":958643,"d":"958,643"},{"v":273086,"d":"273,086"},{"$nulls":6},"--","EIA","EIA",{"$nulls":15},0,0,0,0,0,0,{"v":109272,"d":"109,272"},0,0,0,0,0,{"v":109272,"d":"109,272"},{"v":109272,"d":"109,272"},0,{"v":109272,"d":"109,272"},{"v":0,"d":"0.0%"},{"v":0,"d":"0.0%"},{"v":0,"d":"0.0%"},{"v":0,"d":"0.0%"},{"v":0,"d":"0.0%"},{"v":0,"d":"0.0%"},{"v":1,"d":"100.0%"},{"v":0,"d":"0.0%"},{"v":0,"d":"0.0%"},{"v":0,"d":"0.0%"},{"v":0,"d":"0.0%"},{"v":0,"d":"0.0%"},{"v":1,"d":"100.0%"},{"v":1,"d":"100.0%"},{"v":0,"d":"0.0%"},{"v":1,"d":"100.0%"}]
[12634,2020,"WY","Medicine Bow",692,"WAPA-- Western Area Power Administration",27000,"SRIV Partnership LLC",62042,"IPP Non-CHP","Western Area Power Administration UGP West","WAUW","WECC","RMPA","WECC Rockies",null,"56","007","Carbon",41.835278,-106.242778,6,6,"WND","WIND",null,{"v":0.18042,"d":"0.1804"},10.2,{"$nulls":9},{"v":141428.998,"d":"141,429"},{"v":40289,"d":"40,289"},{"v":16121,"d":"16,121"},{"v":4592,"d":"4,592"},{"$nulls":41},{"v":141428.998,"d":"141,429"},{"v":40289,"d":"40,289"},{"$nulls":6},"--","EIA","EIA",{"$nulls":15},0,0,0,0,0,0,{"v":16121,"d":"16,121"},0,0,0,0,0,{"v":16121,"d":"16,121"},{"v":16121,"d":"16,121"},0,{"v":16121,"d":"16,121"},{"v":0,"d":"0.0%"},{"v":0,"d":"0.0%"},{"v":0,"d":"0.0%"},{"v":0,"d":"0.0%"},{"v":0,"d":"0.0%"},{"v":0,"d":"0.0%"},{"v":1,"d":"100.0%"},{"v":0,"d":"0.0%"},{"v":0,"d":"0.0%"},{"v":0,"d":"0.0%"},{"v":0,"d":"0.0%"},{"v":0,"d":"0.0%"},{"v":1,"d":"100.0%"},{"v":1,"d":"100.0%"},{"v":0,"d":"0.0%"},{"v":1,"d":"100.0%"}]
[12635,2020,"WY","Mountain Wind Power II LLC",56753,"PacifiCorp",14354,"NRG Energy Gas & Wind Holdings Inc",59883,"IPP Non-CHP","PacifiCorp - East","PACE","WECC","NWPP","WECC Northwest",null,"56","041","Uinta",41.263889,-110.544444,1,1,"WND","WIND",null,{"v":0.22304,"d":"0.2230"},{"v":80,"d":"80.0"},{"$nulls":9},{"v":1371244,"d":"1,371,244"},{"v":389328,"d":"389,328"},{"v":156303,"d":"156,303"},{"v":44378,"d":"44,378"},{"$nulls":41},{"v":1371244,"d":"1,371,244"},{"v":389328,"d":"389,328"},{"$nulls":6},"--","EIA","EIA",{"$nulls":15},0,0,0,0,0,0,{"v":156303,"d":"156,303"},0,0,0,0,0,{"v":156303,"d":"156,303"},{"v":156303,"d":"156,303"},0,{"v":156303,"d":"156,303"},{"v":0,"d":"0.0%"},{"v":0,"d":"0.0%"},{"v":0,"d":"0.0%"},{"v":0,"d":"0.0%"},{"v":0,"d":"0.0%"},{"v":0,"d":"0.0%"},{"v":1,"d":"100.0%"},{"v":0,"d":"0.0%"},{"v":0,"d":"0.0%"},{"v":0,"d":"0.0%"},{"v":0,"d":"0.0%"},{"v":0,"d":"0.0%"},{"v":1,"d":"100.0%"},{"v":1,"d":"100.0%"},{"v":0,"d":"0.0%"},{"v":1,"d":"100.0%"}]
[12636,2020,"WY","Mountain Wind Power LLC",56752,"PacifiCorp",14354,"NRG Energy Gas & Wind Holdings Inc",59883,"IPP Non-CHP","PacifiCorp - East","PACE","WECC","NWPP","WECC Northwest",null,"56","041","Uinta",41.288056,-110.480741,1,1,"WND","WIND",null,{"v":0.20655,"d":"0.2066"},{"v":61,"d":"61.0"},{"$nulls":9},{"v":968310,"d":"968,310"},{"v":265374,"d":"265,374"},{"v":110374,"d":"110,374"},{"v":30249,"d":"30,249"},{"$nulls":41},{"v":968310,"d":"968,310"},{"v":265374,"d":"265,374"},{"$nulls":6},"--","EIA","EIA",{"$nulls":15},0,0,0,0,0,0,{"v":110374,"d":"110,374"},0,0,0,0,0,{"v":110374,"d":"110,374"},{"v":110374,"d":"110,374"},0,{"v":110374,"d":"110,374"},{"v":0,"d":"0.0%"},{"v":0,"d":"0.0%"},{"v":0,"d":"0.0%"},{"v":0,"d":"0.0%"},{"v":0,"d":"0.0%"},{"v":0,"d":"0.0%"},{"v":1,"d":"100.0%"},{"v":0,"d":"0.0%"},{"v":0,"d":"0.0%"},{"v":0,"d":"0.0%"},{"v":0,"d":"0.0%"},{"v":0,"d":"0.0%"},{"v":1,"d":"100.0%"},{"v":1,"d":"100.0%"},{"v":0,"d":"0.0%"},{"v":1,"d":"100.0%"}]
[12637,2020,"WY","Naughton",4162,"PacifiCorp",14354,"PacifiCorp",14354,"Electric Utility","PacifiCorp - East","PACE","WECC","NWPP","WECC Northwest",null,"56","023","Lincoln",41.7581,-110.5983,3,3,"SUB","COAL","Yes",{"v":0.36483,"d":"0.3648"},{"v":832,"d":"832.0"},{"v":0.725275280631659,"d":"0.7253"},{"$nulls":6},{"v":30338463,"d":"30,338,463"},{"v":12583162.25,"d":"12,583,162"},{"v":30338463,"d":"30,338,463"},{"v":12583162.25,"d":"12,583,162"},{"v":2659033,"d":"2,659,033"},{"v":1039897,"d":"1,039,897"},{"v":3120.727,"d":"3,121"},{"v":1200.561,"d":"1,201"},{"v":2029.4,"d":"2,029"},{"v":3056807.406,"d":"3,056,807"},{"v":662272.992,"d":"662,273"},{"v":96109.778,"d":"96,110"},{"v":3079406.176,"d":"3,079,406"},null,2.347,2.309,1.526,{"v":2299.187,"d":"2,299.187"},0.249,0.036,{"v":2316.185,"d":"2,316.185"},null,0.206,0.191,0.134,201.514,0.022,0.003,203.003,null,2.347,2.309,1.526,{"v":2299.187,"d":"2,299.187"},0.249,0.036,{"v":2316.185,"d":"2,316.185"},null,{"v":3120.727,"d":"3,121"},{"v":1200.561,"d":"1,201"},{"v":2029.4,"d":"2,029"},{"v":3056807.406,"d":"3,056,807"},{"v":662272.992,"d":"662,273"},{"v":96109.778,"d":"96,110"},null,{"v":30338463,"d":"30,338,463"},{"v":12583162.25,"d":"12,583,162"},{"v":30338463,"d":"30,338,463"},{"v":12583162.25,"d":"12,583,162"},"EPA/CAMD","EPA/CAMD","EPA/CAMD","EPA/CAMD","EIA","EIA","--","EPA/CAMD","EPA/CAMD",{"$nulls":14},{"v":11409.58486,"d":"11,409.585"},{"v":2461426.7,"d":"2,461,427"},0,{"v":197606.33,"d":"197,606"},0,0,0,0,0,0,0,0,{"v":2659033.03,"d":"2,659,033"},0,0,{"v":2659033.03,"d":"2,659,033"},0,{"v":0.925684890796561,"d":"92.6%"},{"v":0,"d":"0.0%"},{"v":0.0743151092034385,"d":"7.4%"},{"v":0,"d":"0.0%"},{"v":0,"d":"0.0%"},{"v":0,"d":"0.0%"},{"v":0,"d":"0.0%"},{"v":0,"d":"0.0%"},{"v":0,"d":"0.0%"},{"v":0,"d":"0.0%"},{"v":0,"d":"0.0%"},{"v":1,"d":"100.0%"},{"v":0,"d":"0.0%"},{"v":0,"d":"0.0%"},{"v":1,"d":"100.0%"},{"v":0,"d":"0.0%"}]
[12638,2020,"WY","Neil Simpson",4150,"Black Hills Power Inc",19545,"Black Hills Power, Inc. d/b/a",19545,"Electric Utility","Western Area Power Administration - Rocky Mountain Region","WACM","WECC","RMPA","WECC Rockies",null,"56","005","Campbell",44.2872,-105.3878,1,1,"SUB","COAL",null,null,21.7,{"$nulls":62},"--"]
[12639,2020,"WY","Neil Simpson II",7504,"Black Hills Power Inc",19545,"Black Hills Power, Inc. d/b/a",19545,"Electric Utility","Western Area Power Administration - Rocky Mountain Region","WACM","WECC","RMPA","WECC Rockies",null,"56","005","Campbell",44.2856,-105.3833,2,2,"SUB","COAL","Yes",{"v":0.63679,"d":"0.6368"},{"v":130,"d":"130.0"},{"v":0.272017328181712,"d":"0.2720"},{"$nulls":6},{"v":9468885.5,"d":"9,468,886"},{"v":4164931.375,"d":"4,164,931"},{"v":9468885.5,"d":"9,468,886"},{"v":4164931.375,"d":"4,164,931"},{"v":725176,"d":"725,176"},{"v":319468,"d":"319,468"},{"v":684.142,"d":"684"},{"v":294.881,"d":"295"},{"v":316.4,"d":"316"},{"v":960076.613,"d":"960,077"},{"v":201448.67,"d":"201,449"},{"v":29226.435,"d":"29,226"},{"v":966949.46,"d":"966,949"},null,1.887,1.846,0.873,{"v":2647.844,"d":"2,647.844"},0.278,{"v":0.04,"d":"0.040"},{"v":2666.799,"d":"2,666.799"},null,0.145,0.142,0.067,202.786,0.021,0.003,204.237,null,1.887,1.846,0.873,{"v":2647.844,"d":"2,647.844"},0.278,{"v":0.04,"d":"0.040"},{"v":2666.799,"d":"2,666.799"},null,{"v":684.142,"d":"684"},{"v":294.881,"d":"295"},{"v":316.4,"d":"316"},{"v":960076.613,"d":"960,077"},{"v":201448.67,"d":"201,449"},{"v":29226.435,"d":"29,226"},null,{"v":9468885.5,"d":"9,468,886"},{"v":4164931.375,"d":"4,164,931"},{"v":9468885.5,"d":"9,468,886"},{"v":4164931.375,"d":"4,164,931"},"EPA/CAMD","EPA/CAMD","EPA/CAMD","EPA/CAMD","EIA","EIA","--","EPA/CAMD","EPA/CAMD",{"$nulls":14},{"v":13057.361955,"d":"13,057.362"},{"v":650300.66,"d":"650,301"},0,{"v":74875.339,"d":"74,875"},0,0,0,0,0,0,0,0,{"v":725175.999,"d":"725,176"},0,0,{"v":725175.999,"d":"725,176"},0,{"v":0.896748735337006,"d":"89.7%"},{"v":0,"d":"0.0%"},{"v":0.103251264662994,"d":"10.3%"},{"v":0,"d":"0.0%"},{"v":0,"d":"0.0%"},{"v":0,"d":"0.0%"},{"v":0,"d":"0.0%"},{"v":0,"d":"0.0%"},{"v":0,"d":"0.0%"},{"v":0,"d":"0.0%"},{"v":0,"d":"0.0%"},{"v":1,"d":"100.0%"},{"v":0,"d":"0.0%"},{"v":0,"d":"0.0%"},{"v":1,"d":"100.0%"},{"v":0,"d":"0.0%"}]
[12640,2020,"WY","Neil Simpson II (CT2)",55477,"Black Hills Power Inc",19545,"Black Hills Power, Inc. d/b/a",19545,"Electric Utility","Western Area Power Administration - Rocky Mountain Region","WACM","WECC","RMPA","WECC Rockies",null,"56","005","Campbell",44.285,-105.3786,1,1,"NG","GAS",null,{"v":0.04561,"d":"0.0456"},{"v":40,"d":"40.0"},{"v":1,"d":"1.0000"},{"$nulls":6},{"v":168852.656,"d":"168,853"},{"v":148657.547,"d":"148,658"},{"v":168852.656,"d":"168,853"},{"v":148657.547,"d":"148,658"},{"v":15983,"d":"15,983"},{"v":7452,"d":"7,452"},{"v":4.926,"d":"5"},{"v":4.371,"d":"4"},{"v":0.1,"d":"0"},{"v":10034.4,"d":"10,034"},{"v":375.908,"d":"376"},{"v":37.591,"d":"38"},{"v":10044.7,"d":"10,045"},null,0.616,1.173,0.013,{"v":1255.634,"d":"1,255.634"},0.024,{"v":2E-3,"d":"0.002"},{"v":1256.923,"d":"1,256.923"},null,0.058,0.059,{"v":1E-3,"d":"0.001"},118.854,{"v":2E-3,"d":"0.002"},{"v":0,"d":"0.000"},118.976,null,0.616,1.173,0.013,{"v":1255.634,"d":"1,255.634"},0.024,{"v":2E-3,"d":"0.002"},{"v":1256.923,"d":"1,256.923"},null,{"v":4.926,"d":"5"},{"v":4.371,"d":"4"},{"v":0.1,"d":"0"},{"v":10034.4,"d":"10,034"},{"v":375.908,"d":"376"},{"v":37.591,"d":"38"},null,{"v":168852.656,"d":"168,853"},{"v":148657.547,"d":"148,658"},{"v":168852.656,"d":"168,853"},{"v":148657.547,"d":"148,658"},"EPA/CAMD","EPA/CAMD","EPA/CAMD","EPA/CAMD","EIA","EIA","--","EPA/CAMD","EPA/CAMD",{"$nulls":14},{"v":10564.515814,"d":"10,564.516"},0,0,{"v":15983,"d":"15,983"},0,0,0,0,0,0,0,0,{"v":15983,"d":"15,983"},0,0,{"v":15983,"d":"15,983"},0,{"v":0,"d":"0.0%"},{"v":0,"d":"0.0%"},{"v":1,"d":"100.0%"},{"v":0,"d":"0.0%"},{"v":0,"d":"0.0%"},{"v":0,"d":"0.0%"},{"v":0,"d":"0.0%"},{"v":0,"d":"0.0%"},{"v":0,"d":"0.0%"},{"v":0,"d":"0.0%"},{"v":0,"d":"0.0%"},{"v":1,"d":"100.0%"},{"v":0,"d":"0.0%"},{"v":0,"d":"0.0%"},{"v":1,"d":"100.0%"},{"v":0,"d":"0.0%"}]
[12641,2020,"WY","Old Faithful",2196,"NorthWestern Energy LLC - (MT)",12825,"NorthWestern Energy",13902,"Electric Utility","NorthWestern Energy (NWMT)","NWMT","WECC","NWPP","WECC Northwest",null,"56","039","Teton",44.4533,-110.8347,2,2,"DFO","OIL",null,{"v":0.00485,"d":"0.0049"},{"v":2,"d":"2.0"},{"v":1,"d":"1.0000"},{"$nulls":6},{"v":1299,"d":"1,299"},507,{"v":1299,"d":"1,299"},507,85,33,{"v":2.078,"d":"2"},{"v":0.81,"d":"1"},{"v":0.188,"d":"0"},{"v":106.08,"d":"106"},{"v":8.591,"d":"9"},{"v":1.718,"d":"2"},{"v":106.443,"d":"106"},null,48.894,49.091,4.433,{"v":2496,"d":"2,496.000"},0.101,{"v":0.02,"d":"0.020"},{"v":2504.551,"d":"2,504.551"},null,3.199,3.195,{"v":0.29,"d":"0.290"},163.326,0.007,{"v":1E-3,"d":"0.001"},163.885,null,48.894,49.091,4.433,{"v":2496,"d":"2,496.000"},0.101,{"v":0.02,"d":"0.020"},{"v":2504.551,"d":"2,504.551"},null,{"v":2.078,"d":"2"},{"v":0.81,"d":"1"},{"v":0.188,"d":"0"},{"v":106.08,"d":"106"},{"v":8.591,"d":"9"},{"v":1.718,"d":"2"},null,{"v":1299,"d":"1,299"},507,{"v":1299,"d":"1,299"},507,"EIA","EIA","EIA","EIA","EIA","EIA","--","EIA","EIA",{"$nulls":14},{"v":15282.352941,"d":"15,282.353"},0,85,0,0,0,0,0,0,0,0,0,85,0,0,85,0,{"v":0,"d":"0.0%"},{"v":1,"d":"100.0%"},{"v":0,"d":"0.0%"},{"v":0,"d":"0.0%"},{"v":0,"d":"0.0%"},{"v":0,"d":"0.0%"},{"v":0,"d":"0.0%"},{"v":0,"d":"0.0%"},{"v":0,"d":"0.0%"},{"v":0,"d":"0.0%"},{"v":0,"d":"0.0%"},{"v":1,"d":"100.0%"},{"v":0,"d":"0.0%"},{"v":0,"d":"0.0%"},{"v":1,"d":"100.0%"},{"v":0,"d":"0.0%"}]
[12642,2020,"WY","Osage (WY)",4151,"Black Hills Power Inc",19545,"Black Hills Power, Inc. d/b/a",19545,"Electric Utility","Western Area Power Administration - Rocky Mountain Region","WACM","WECC","RMPA","WECC Rockies",null,"56","045","Weston",43.9703,-104.4106,3,3,"SUB","COAL",null,null,34.5,{"$nulls":62},"--"]
[12643,2020,"WY","Pilot Butte",674,"WAPA-- Western Area Power Administration",27000,"U S Bureau of Reclamation",2518,"Electric Utility","Western Area Power Administration UGP West","WAUW","WECC","RMPA","WECC Rockies",null,"56","013","Fremont",43.219017,-108.787681,2,2,"WAT","HYDRO",null,null,1.6,{"$nulls":62},"--"]
[12644,2020,"WY","Pioneer Wind Park, LLC",60259,"PacifiCorp",14354,"Sustainable Power Group, LLC",58661,"IPP Non-CHP","PacifiCorp - East","PACE","WECC","NWPP","WECC Northwest",null,"56","009","Converse",42.728198,-105.866765,1,1,"WND","WIND",null,{"v":0.417,"d":"0.4170"},{"v":80,"d":"80.0"},{"$nulls":9},{"v":2563779,"d":"2,563,779"},{"v":730338,"d":"730,338"},{"v":292235,"d":"292,235"},{"v":83248,"d":"83,248"},{"$nulls":41},{"v":2563779,"d":"2,563,779"},{"v":730338,"d":"730,338"},{"$nulls":6},"--","EIA","EIA",{"$nulls":15},0,0,0,0,0,0,{"v":292235,"d":"292,235"},0,0,0,0,0,{"v":292235,"d":"292,235"},{"v":292235,"d":"292,235"},0,{"v":292235,"d":"292,235"},{"v":0,"d":"0.0%"},{"v":0,"d":"0.0%"},{"v":0,"d":"0.0%"},{"v":0,"d":"0.0%"},{"v":0,"d":"0.0%"},{"v":0,"d":"0.0%"},{"v":1,"d":"100.0%"},{"v":0,"d":"0.0%"},{"v":0,"d":"0.0%"},{"v":0,"d":"0.0%"},{"v":0,"d":"0.0%"},{"v":0,"d":"0.0%"},{"v":1,"d":"100.0%"},{"v":1,"d":"100.0%"},{"v":0,"d":"0.0%"},{"v":1,"d":"100.0%"}]
[12645,2020,"WY","Rail Tie Wind",64847,"WAPA-- Western Area Power Administration",27000,"ConnectGen Albany County LLC",64357,"IPP Non-CHP","Western Area Power Administration - Rocky Mountain Region","WACM","WECC","RMPA","WECC Rockies",null,"56","001","Albany",41.055833,-105.494167,1,1,"WND","WIND",null,null,{"v":504,"d":"504.0"},{"$nulls":62},"--"]
[12646,2020,"WY","Rock River I LLC",55740,"PacifiCorp",14354,"Shell Wind Energy Inc.",17058,"IPP Non-CHP","PacifiCorp - East","PACE","WECC","NWPP","WECC Northwest",null,"56","007","Carbon",41.7172,-106.1077,1,1,"WND","WIND",null,{"v":0.34515,"d":"0.3452"},{"v":50,"d":"50.0"},{"$nulls":9},{"v":1326248,"d":"1,326,248"},{"v":377805,"d":"377,805"},{"v":151174,"d":"151,174"},{"v":43065,"d":"43,065"},{"$nulls":41},{"v":1326248,"d":"1,326,248"},{"v":377805,"d":"377,805"},{"$nulls":6},"--","EIA","EIA",{"$nulls":15},0,0,0,0,0,0,{"v":151174,"d":"151,174"},0,0,0,0,0,{"v":151174,"d":"151,174"},{"v":151174,"d":"151,174"},0,{"v":151174,"d":"151,174"},{"v":0,"d":"0.0%"},{"v":0,"d":"0.0%"},{"v":0,"d":"0.0%"},{"v":0,"d":"0.0%"},{"v":0,"d":"0.0%"},{"v":0,"d":"0.0%"},{"v":1,"d":"100.0%"},{"v":0,"d":"0.0%"},{"v":0,"d":"0.0%"},{"v":0,"d":"0.0%"},{"v":0,"d":"0.0%"},{"v":0,"d":"0.0%"},{"v":1,"d":"100.0%"},{"v":1,"d":"100.0%"},{"v":0,"d":"0.0%"},{"v":1,"d":"100.0%"}]
[12647,2020,"WY","Rolling Hills",56842,"PacifiCorp",14354,"PacifiCorp",14354,"Electric Utility","PacifiCorp - East","PACE","WECC","NWPP","WECC Northwest",null,"56","009","Converse",43.0572,-105.8543,1,1,"WND","WIND",null,{"v":0.35806,"d":"0.3581"},115.8,{"$nulls":9},{"v":3186537,"d":"3,186,537"},{"v":907742,"d":"907,742"},{"v":363221,"d":"363,221"},{"v":103470,"d":"103,470"},{"$nulls":41},{"v":3186537,"d":"3,186,537"},{"v":907742,"d":"907,742"},{"$nulls":6},"--","EIA","EIA",{"$nulls":15},0,0,0,0,0,0,{"v":363221,"d":"363,221"},0,0,0,0,0,{"v":363221,"d":"363,221"},{"v":363221,"d":"363,221"},0,{"v":363221,"d":"363,221"},{"v":0,"d":"0.0%"},{"v":0,"d":"0.0%"},{"v":0,"d":"0.0%"},{"v":0,"d":"0.0%"},{"v":0,"d":"0.0%"},{"v":0,"d":"0.0%"},{"v":1,"d":"100.0%"},{"v":0,"d":"0.0%"},{"v":0,"d":"0.0%"},{"v":0,"d":"0.0%"},{"v":0,"d":"0.0%"},{"v":0,"d":"0.0%"},{"v":1,"d":"100.0%"},{"v":1,"d":"100.0%"},{"v":0,"d":"0.0%"},{"v":1,"d":"100.0%"}]
[12648,2020,"WY","Roundhouse Wind Energy Project",63133,"Platte River Power Authority",15143,"Roundhouse Renewable Energy, LLC",62913,"Industrial Non-CHP","Western Area Power Administration - Rocky Mountain Region","WACM","WECC","RMPA","WECC Rockies",null,"56","021","Laramie",41.095126,-105.107423,3,3,"WND","WIND",null,0.2593,{"v":226,"d":"226.0"},{"$nulls":9},{"v":4503592.156,"d":"4,503,592"},{"v":2028054,"d":"2,028,054"},{"v":513347,"d":"513,347"},{"v":231169.999,"d":"231,170"},{"$nulls":41},{"v":4503592.156,"d":"4,503,592"},{"v":2028054,"d":"2,028,054"},{"$nulls":6},"--","EIA","EIA",{"$nulls":15},0,0,0,0,0,0,{"v":513347,"d":"513,347"},0,0,0,0,0,{"v":513347,"d":"513,347"},{"v":513347,"d":"513,347"},0,{"v":513347,"d":"513,347"},{"v":0,"d":"0.0%"},{"v":0,"d":"0.0%"},{"v":0,"d":"0.0%"},{"v":0,"d":"0.0%"},{"v":0,"d":"0.0%"},{"v":0,"d":"0.0%"},{"v":1,"d":"100.0%"},{"v":0,"d":"0.0%"},{"v":0,"d":"0.0%"},{"v":0,"d":"0.0%"},{"v":0,"d":"0.0%"},{"v":0,"d":"0.0%"},{"v":1,"d":"100.0%"},{"v":1,"d":"100.0%"},{"v":0,"d":"0.0%"},{"v":1,"d":"100.0%"}]
[12649,2020,"WY","Seminoe",4182,"WAPA-- Western Area Power Administration",27000,"U S Bureau of Reclamation",2518,"Electric Utility","Western Area Power Administration UGP West","WAUW","WECC","RMPA","WECC Rockies",null,"56","007","Carbon",42.156127,-106.908483,3,3,"WAT","HYDRO",null,{"v":0.30011,"d":"0.3001"},51.6,{"$nulls":9},{"v":1190083.031,"d":"1,190,083"},{"v":552375.984,"d":"552,376"},{"v":135653.001,"d":"135,653"},{"v":62963.001,"d":"62,963"},{"$nulls":41},{"v":1190083.031,"d":"1,190,083"},{"v":552375.984,"d":"552,376"},{"$nulls":6},"--","EIA","EIA",{"$nulls":15},0,0,0,0,{"v":135653,"d":"135,653"},0,0,0,0,0,0,0,{"v":135653,"d":"135,653"},0,0,{"v":135653,"d":"135,653"},{"v":0,"d":"0.0%"},{"v":0,"d":"0.0%"},{"v":0,"d":"0.0%"},{"v":0,"d":"0.0%"},{"v":1,"d":"100.0%"},{"v":0,"d":"0.0%"},{"v":0,"d":"0.0%"},{"v":0,"d":"0.0%"},{"v":0,"d":"0.0%"},{"v":0,"d":"0.0%"},{"v":0,"d":"0.0%"},{"v":0,"d":"0.0%"},{"v":1,"d":"100.0%"},{"v":0,"d":"0.0%"},{"v":0,"d":"0.0%"},{"v":1,"d":"100.0%"}]
[12650,2020,"WY","Seven Mile Hill",56843,"PacifiCorp",14354,"PacifiCorp",14354,"Electric Utility","PacifiCorp - East","PACE","WECC","NWPP","WECC Northwest",null,"56","007","Carbon",41.9203,-106.3758,2,2,"WND","WIND",null,{"v":0.40497,"d":"0.4050"},146.2,{"$nulls":9},{"v":4550134.938,"d":"4,550,135"},{"v":1296187.984,"d":"1,296,188"},{"v":518652,"d":"518,652"},{"v":147747,"d":"147,747"},{"$nulls":41},{"v":4550134.938,"d":"4,550,135"},{"v":1296187.984,"d":"1,296,188"},{"$nulls":6},"--","EIA","EIA",{"$nulls":15},0,0,0,0,0,0,{"v":518652,"d":"518,652"},0,0,0,0,0,{"v":518652,"d":"518,652"},{"v":518652,"d":"518,652"},0,{"v":518652,"d":"518,652"},{"v":0,"d":"0.0%"},{"v":0,"d":"0.0%"},{"v":0,"d":"0.0%"},{"v":0,"d":"0.0%"},{"v":0,"d":"0.0%"},{"v":0,"d":"0.0%"},{"v":1,"d":"100.0%"},{"v":0,"d":"0.0%"},{"v":0,"d":"0.0%"},{"v":0,"d":"0.0%"},{"v":0,"d":"0.0%"},{"v":0,"d":"0.0%"},{"v":1,"d":"100.0%"},{"v":1,"d":"100.0%"},{"v":0,"d":"0.0%"},{"v":1,"d":"100.0%"}]
[12651,2020,"WY","Shoshone (WY)",4183,"WAPA-- Western Area Power Administration",27000,"U S Bureau of Reclamation",2518,"Electric Utility","Western Area Power Administration UGP West","WAUW","WECC","RMPA","WECC Rockies",null,"56","029","Park",44.502897,-109.181228,1,1,"WAT","HYDRO",null,{"v":0.71861,"d":"0.7186"},{"v":3,"d":"3.0"},{"$nulls":9},{"v":165680,"d":"165,680"},{"v":76900,"d":"76,900"},{"v":18885,"d":"18,885"},{"v":8765,"d":"8,765"},{"$nulls":41},{"v":165680,"d":"165,680"},{"v":76900,"d":"76,900"},{"$nulls":6},"--","EIA","EIA",{"$nulls":15},0,0,0,0,{"v":18885,"d":"18,885"},0,0,0,0,0,0,0,{"v":18885,"d":"18,885"},0,0,{"v":18885,"d":"18,885"},{"v":0,"d":"0.0%"},{"v":0,"d":"0.0%"},{"v":0,"d":"0.0%"},{"v":0,"d":"0.0%"},{"v":1,"d":"100.0%"},{"v":0,"d":"0.0%"},{"v":0,"d":"0.0%"},{"v":0,"d":"0.0%"},{"v":0,"d":"0.0%"},{"v":0,"d":"0.0%"},{"v":0,"d":"0.0%"},{"v":0,"d":"0.0%"},{"v":1,"d":"100.0%"},{"v":0,"d":"0.0%"},{"v":0,"d":"0.0%"},{"v":1,"d":"100.0%"}]
[12652,2020,"WY","Shute Creek Facility",56312,"PacifiCorp",14354,"Exxon Mobil Production Co",6529,"Industrial CHP","PacifiCorp - East","PACE","WECC","NWPP","WECC Northwest",null,"56","023","Lincoln",41.8805,-110.0904,3,3,"NG","GAS",null,{"v":0.72453,"d":"0.7245"},{"v":144,"d":"144.0"},{"v":0.125786137271689,"d":"0.1258"},null,"Yes",{"v":3796366.4,"d":"3,796,366"},{"v":0.822,"d":"1"},{"v":0.522796,"d":"0.5228"},null,{"v":5624874.49,"d":"5,624,874"},{"v":2325835.483,"d":"2,325,835"},{"v":5624874.49,"d":"5,624,874"},{"v":2325835.483,"d":"2,325,835"},{"v":913949.001,"d":"913,949"},{"v":375042.999,"d":"375,043"},{"v":539.145,"d":"539"},{"v":223.383,"d":"223"},{"v":5.272,"d":"5"},{"v":328743.146,"d":"328,743"},{"v":12401.609,"d":"12,402"},{"v":1238.998,"d":"1,239"},{"v":329082.776,"d":"329,083"},null,{"v":1.18,"d":"1.180"},1.191,0.012,719.391,0.014,{"v":1E-3,"d":"0.001"},720.134,null,0.192,0.192,{"v":2E-3,"d":"0.002"},116.889,{"v":2E-3,"d":"0.002"},{"v":0,"d":"0.000"},{"v":117.01,"d":"117.010"},null,{"v":1.18,"d":"1.180"},1.191,0.012,719.391,0.014,{"v":1E-3,"d":"0.001"},720.134,null,{"v":1031.271,"d":"1,031"},{"v":427.284,"d":"427"},{"v":10.085,"d":"10"},{"v":628816.781,"d":"628,817"},{"v":23721.681,"d":"23,722"},{"v":2369.944,"d":"2,370"},null,{"v":10759206.75,"d":"10,759,207"},{"v":4448836.125,"d":"4,448,836"},{"v":10759206.75,"d":"10,759,207"},{"v":4448836.125,"d":"4,448,836"},"EIA","EIA","EIA","EIA","EIA","EIA","--","EIA","EIA",{"$nulls":6},{"v":5134332.26,"d":"5,134,332"},{"v":2123000.642,"d":"2,123,001"},{"v":492.126,"d":"492"},{"v":203.901,"d":"204"},{"v":4.812,"d":"5"},{"v":300073.636,"d":"300,074"},{"v":11320.072,"d":"11,320"},{"v":1130.946,"d":"1,131"},{"v":6154.47305,"d":"6,154.473"},0,0,{"v":536071.35,"d":"536,071"},0,0,0,0,0,0,{"v":377877.65,"d":"377,878"},0,{"v":913949,"d":"913,949"},0,0,{"v":913949,"d":"913,949"},0,{"v":0,"d":"0.0%"},{"v":0,"d":"0.0%"},{"v":0.586544052239239,"d":"58.7%"},{"v":0,"d":"0.0%"},{"v":0,"d":"0.0%"},{"v":0,"d":"0.0%"},{"v":0,"d":"0.0%"},{"v":0,"d":"0.0%"},{"v":0,"d":"0.0%"},{"v":0.413455947760761,"d":"41.3%"},{"v":0,"d":"0.0%"},{"v":1,"d":"100.0%"},{"v":0,"d":"0.0%"},{"v":0,"d":"0.0%"},{"v":1,"d":"100.0%"},{"v":0,"d":"0.0%"}]
[12653,2020,"WY","Silver Sage Windpower",57091,"WAPA-- Western Area Power Administration",27000,"Duke Energy DEGS Silver Sage Wndpwr LLC",56377,"IPP Non-CHP","Western Area Power Administration UGP West","WAUW","WECC","RMPA","WECC Rockies",null,"56","021","Laramie",41.12968,-105.024,1,1,"WND","WIND",null,{"v":0.34196,"d":"0.3420"},{"v":42,"d":"42.0"},{"$nulls":9},{"v":1103758,"d":"1,103,758"},{"v":327022,"d":"327,022"},{"v":125813,"d":"125,813"},{"v":37276,"d":"37,276"},{"$nulls":41},{"v":1103758,"d":"1,103,758"},{"v":327022,"d":"327,022"},{"$nulls":6},"--","EIA","EIA",{"$nulls":15},0,0,0,0,0,0,{"v":125813,"d":"125,813"},0,0,0,0,0,{"v":125813,"d":"125,813"},{"v":125813,"d":"125,813"},0,{"v":125813,"d":"125,813"},{"v":0,"d":"0.0%"},{"v":0,"d":"0.0%"},{"v":0,"d":"0.0%"},{"v":0,"d":"0.0%"},{"v":0,"d":"0.0%"},{"v":0,"d":"0.0%"},{"v":1,"d":"100.0%"},{"v":0,"d":"0.0%"},{"v":0,"d":"0.0%"},{"v":0,"d":"0.0%"},{"v":0,"d":"0.0%"},{"v":0,"d":"0.0%"},{"v":1,"d":"100.0%"},{"v":1,"d":"100.0%"},{"v":0,"d":"0.0%"},{"v":1,"d":"100.0%"}]
[12654,2020,"WY","Simplot Phosphates",54472,"PacifiCorp",14354,"Simplot Phosphates LLC",16968,"Industrial CHP","PacifiCorp - East","PACE","WECC","NWPP","WECC Northwest",null,"56","037","Sweetwater",41.5417,-109.1328,4,1,"OTH","OTHF",null,{"v":0.82775,"d":"0.8278"},11.5,{"v":0,"d":"0.0000"},null,"Yes",{"v":1888840,"d":"1,888,840"},{"v":0.151,"d":"0"},{"v":0.167292,"d":"0.1673"},null,{"v":452042.867,"d":"452,043"},{"v":164769.202,"d":"164,769"},{"v":452042.867,"d":"452,043"},{"v":164769.202,"d":"164,769"},{"v":83387.8,"d":"83,388"},{"v":31945.79,"d":"31,946"},{"v":11.201,"d":"11"},{"v":4.232,"d":"4"},{"v":74.874,"d":"75"},{"v":1495.498,"d":"1,495"},{"v":56.412,"d":"56"},{"v":5.641,"d":"6"},{"v":1497.044,"d":"1,497"},null,0.269,0.265,1.796,35.869,{"v":1E-3,"d":"0.001"},{"v":0,"d":"0.000"},35.906,null,{"v":0.05,"d":"0.050"},0.051,0.331,6.617,{"v":0,"d":"0.000"},{"v":0,"d":"0.000"},6.623,null,0.269,0.265,1.796,35.869,{"v":1E-3,"d":"0.001"},{"v":0,"d":"0.000"},35.906,null,{"v":66.953,"d":"67"},{"v":25.3,"d":"25"},{"v":447.562,"d":"448"},{"v":8939.449,"d":"8,939"},{"v":337.204,"d":"337"},{"v":33.72,"d":"34"},null,{"v":2702119.195,"d":"2,702,119"},{"v":984919.92,"d":"984,920"},{"v":2702119.195,"d":"2,702,119"},{"v":984919.92,"d":"984,920"},"EIA","EIA","EIA","EIA","EIA","EIA","--","EIA","EIA",{"$nulls":6},{"v":2250076.328,"d":"2,250,076"},{"v":820150.718,"d":"820,151"},{"v":55.752,"d":"56"},{"v":21.068,"d":"21"},{"v":372.688,"d":"373"},{"v":7443.951,"d":"7,444"},{"v":280.792,"d":"281"},{"v":28.079,"d":"28"},{"v":5420.971255,"d":"5,420.971"},0,0,{"v":4616.827,"d":"4,617"},0,0,0,0,0,0,0,{"v":78770.973,"d":"78,771"},{"v":83387.8,"d":"83,388"},0,0,{"v":83387.8,"d":"83,388"},0,{"v":0,"d":"0.0%"},{"v":0,"d":"0.0%"},{"v":0.0553657369543267,"d":"5.5%"},{"v":0,"d":"0.0%"},{"v":0,"d":"0.0%"},{"v":0,"d":"0.0%"},{"v":0,"d":"0.0%"},{"v":0,"d":"0.0%"},{"v":0,"d":"0.0%"},{"v":0,"d":"0.0%"},{"v":0.944634263045673,"d":"94.5%"},{"v":1,"d":"100.0%"},{"v":0,"d":"0.0%"},{"v":0,"d":"0.0%"},{"v":1,"d":"100.0%"},{"v":0,"d":"0.0%"}]
[12655,2020,"WY","Sinclair Oil Refinery",54374,"PacifiCorp",14354,"Sinclair Oil Corp",24205,"Industrial CHP","PacifiCorp - East","PACE","WECC","NWPP","WECC Northwest",null,"56","007","Carbon",41.77952,-107.10972,8,8,"OG","OFSL",null,{"v":0.16056,"d":"0.1606"},8.4,{"v":1,"d":"1.0000"},null,"Yes",{"v":2722970.4,"d":"2,722,970"},{"v":0.015,"d":"0"},{"v":0.019362,"d":"0.0194"},null,{"v":68567.022,"d":"68,567"},{"v":23842.439,"d":"23,842"},{"v":68567.022,"d":"68,567"},{"v":23842.439,"d":"23,842"},{"v":11814.57,"d":"11,815"},{"v":5252.32,"d":"5,252"},{"v":9.274,"d":"9"},{"v":3.403,"d":"3"},{"v":0.035,"d":"0"},{"v":4025.981,"d":"4,026"},{"v":151.544,"d":"152"},{"v":15.175,"d":"15"},{"v":4030.137,"d":"4,030"},null,{"v":1.57,"d":"1.570"},1.296,0.006,681.528,0.013,{"v":1E-3,"d":"0.001"},682.232,null,{"v":0.27,"d":"0.270"},0.285,{"v":1E-3,"d":"0.001"},117.432,{"v":2E-3,"d":"0.002"},{"v":0,"d":"0.000"},117.553,null,{"v":1.57,"d":"1.570"},1.296,0.006,681.542,0.013,{"v":1E-3,"d":"0.001"},682.246,null,{"v":478.952,"d":"479"},{"v":175.776,"d":"176"},{"v":1.828,"d":"2"},{"v":207928.099,"d":"207,928"},{"v":7826.708,"d":"7,827"},{"v":783.742,"d":"784"},null,{"v":3541251,"d":"3,541,251"},{"v":1231380,"d":"1,231,380"},{"v":3541251,"d":"3,541,251"},{"v":1231380,"d":"1,231,380"},"EIA","EIA","EIA","EIA","EIA","EIA","--","EIA","EIA",{"$nulls":6},{"v":3472683.978,"d":"3,472,684"},{"v":1207537.561,"d":"1,207,538"},{"v":469.678,"d":"470"},{"v":172.373,"d":"172"},{"v":1.792,"d":"2"},{"v":203902.118,"d":"203,902"},{"v":7675.165,"d":"7,675"},{"v":768.567,"d":"769"},{"v":5803.716504,"d":"5,803.717"},0,{"v":178.379,"d":"178"},{"v":8065.381,"d":"8,065"},0,0,0,0,0,0,{"v":3570.57,"d":"3,571"},0,{"v":11814.33,"d":"11,814"},0,0,{"v":11814.33,"d":"11,814"},0,{"v":0,"d":"0.0%"},{"v":0.0150985286512227,"d":"1.5%"},{"v":0.682677815838901,"d":"68.3%"},{"v":0,"d":"0.0%"},{"v":0,"d":"0.0%"},{"v":0,"d":"0.0%"},{"v":0,"d":"0.0%"},{"v":0,"d":"0.0%"},{"v":0,"d":"0.0%"},{"v":0.302223655509877,"d":"30.2%"},{"v":0,"d":"0.0%"},{"v":1,"d":"100.0%"},{"v":0,"d":"0.0%"},{"v":0,"d":"0.0%"},{"v":1,"d":"100.0%"},{"v":0,"d":"0.0%"}]
[12656,2020,"WY","Spirit Mountain",7541,"WAPA-- Western Area Power Administration",27000,"U S Bureau of Reclamation",2518,"Electric Utility","Western Area Power Administration UGP West","WAUW","WECC","RMPA","WECC Rockies",null,"56","029","Park",44.512699,-109.129878,1,1,"WAT","HYDRO",null,{"v":0.41651,"d":"0.4165"},4.5,{"$nulls":9},{"v":144043,"d":"144,043"},{"v":66858,"d":"66,858"},{"v":16419,"d":"16,419"},{"v":7621,"d":"7,621"},{"$nulls":41},{"v":144043,"d":"144,043"},{"v":66858,"d":"66,858"},{"$nulls":6},"--","EIA","EIA",{"$nulls":15},0,0,0,0,{"v":16419,"d":"16,419"},0,0,0,0,0,0,0,{"v":16419,"d":"16,419"},0,0,{"v":16419,"d":"16,419"},{"v":0,"d":"0.0%"},{"v":0,"d":"0.0%"},{"v":0,"d":"0.0%"},{"v":0,"d":"0.0%"},{"v":1,"d":"100.0%"},{"v":0,"d":"0.0%"},{"v":0,"d":"0.0%"},{"v":0,"d":"0.0%"},{"v":0,"d":"0.0%"},{"v":0,"d":"0.0%"},{"v":0,"d":"0.0%"},{"v":0,"d":"0.0%"},{"v":1,"d":"100.0%"},{"v":0,"d":"0.0%"},{"v":0,"d":"0.0%"},{"v":1,"d":"100.0%"}]
[12657,2020,"WY","Strawberry Creek",6393,"Lower Valley Energy Inc",11273,"Lower Valley Energy Inc",11273,"Electric Utility","Bonneville Power Administration","BPAT","WECC","NWPP","WECC Northwest",null,"56","023","Lincoln",42.905142,-110.893422,3,3,"WAT","HYDRO",null,{"v":0.77085,"d":"0.7709"},1.5,{"$nulls":9},{"v":88861.998,"d":"88,862"},{"v":41246.001,"d":"41,246"},{"v":10128.999,"d":"10,129"},{"v":4701,"d":"4,701"},{"$nulls":41},{"v":88861.998,"d":"88,862"},{"v":41246.001,"d":"41,246"},{"$nulls":6},"--","EIA","EIA",{"$nulls":15},0,0,0,0,{"v":10129,"d":"10,129"},0,0,0,0,0,0,0,{"v":10129,"d":"10,129"},0,0,{"v":10129,"d":"10,129"},{"v":0,"d":"0.0%"},{"v":0,"d":"0.0%"},{"v":0,"d":"0.0%"},{"v":0,"d":"0.0%"},{"v":1,"d":"100.0%"},{"v":0,"d":"0.0%"},{"v":0,"d":"0.0%"},{"v":0,"d":"0.0%"},{"v":0,"d":"0.0%"},{"v":0,"d":"0.0%"},{"v":0,"d":"0.0%"},{"v":0,"d":"0.0%"},{"v":1,"d":"100.0%"},{"v":0,"d":"0.0%"},{"v":0,"d":"0.0%"},{"v":1,"d":"100.0%"}]
[12658,2020,"WY","Sweetwater Solar",61369,"Oncor Electric Delivery Company LLC",44372,"Sweetwater Solar LLC",61005,"IPP Non-CHP","PacifiCorp - East","PACE","WECC","NWPP","WECC Northwest",null,"56","037","Sweetwater",41.629056,-109.683472,1,1,"SUN","SOLAR",null,{"v":0.20519,"d":"0.2052"},{"v":92,"d":"92.0"},{"$nulls":9},{"v":1450738,"d":"1,450,738"},{"v":727835,"d":"727,835"},{"v":165364,"d":"165,364"},{"v":82963,"d":"82,963"},{"$nulls":41},{"v":1450738,"d":"1,450,738"},{"v":727835,"d":"727,835"},{"$nulls":6},"--","EIA","EIA",{"$nulls":15},0,0,0,0,0,0,0,{"v":165364,"d":"165,364"},0,0,0,0,{"v":165364,"d":"165,364"},{"v":165364,"d":"165,364"},0,{"v":165364,"d":"165,364"},{"v":0,"d":"0.0%"},{"v":0,"d":"0.0%"},{"v":0,"d":"0.0%"},{"v":0,"d":"0.0%"},{"v":0,"d":"0.0%"},{"v":0,"d":"0.0%"},{"v":0,"d":"0.0%"},{"v":1,"d":"100.0%"},{"v":0,"d":"0.0%"},{"v":0,"d":"0.0%"},{"v":0,"d":"0.0%"},{"v":0,"d":"0.0%"},{"v":1,"d":"100.0%"},{"v":1,"d":"100.0%"},{"v":0,"d":"0.0%"},{"v":1,"d":"100.0%"}]
[12659,2020,"WY","Swift Creek",6394,"Lower Valley Energy Inc",11273,"Lower Valley Energy Inc",11273,"Electric Utility","Bonneville Power Administration","BPAT","WECC","NWPP","WECC Northwest",null,"56","023","Lincoln",42.728439,-110.916592,5,5,"WAT","HYDRO",null,{"v":0.34192,"d":"0.3419"},2.5,{"$nulls":9},{"v":65693.002,"d":"65,693"},{"v":30491,"d":"30,491"},{"v":7488.001,"d":"7,488"},{"v":3476.001,"d":"3,476"},{"$nulls":41},{"v":65693.002,"d":"65,693"},{"v":30491,"d":"30,491"},{"$nulls":6},"--","EIA","EIA",{"$nulls":15},0,0,0,0,{"v":7488,"d":"7,488"},0,0,0,0,0,0,0,{"v":7488,"d":"7,488"},0,0,{"v":7488,"d":"7,488"},{"v":0,"d":"0.0%"},{"v":0,"d":"0.0%"},{"v":0,"d":"0.0%"},{"v":0,"d":"0.0%"},{"v":1,"d":"100.0%"},{"v":0,"d":"0.0%"},{"v":0,"d":"0.0%"},{"v":0,"d":"0.0%"},{"v":0,"d":"0.0%"},{"v":0,"d":"0.0%"},{"v":0,"d":"0.0%"},{"v":0,"d":"0.0%"},{"v":1,"d":"100.0%"},{"v":0,"d":"0.0%"},{"v":0,"d":"0.0%"},{"v":1,"d":"100.0%"}]
[12660,2020,"WY","TB Flats",62516,"PacifiCorp",14354,"PacifiCorp",14354,"Electric Utility","PacifiCorp - East","PACE","WECC","NWPP","WECC Northwest",null,"56","007","Carbon",42.177245,-106.234141,1,1,"WND","WIND",null,null,503.2,{"$nulls":62},"--"]
[12661,2020,"WY","Top of the World Windpower Project",57327,"PacifiCorp",14354,"Duke Energy Top Of the World WindPower",56682,"IPP Non-CHP","PacifiCorp - East","PACE","WECC","NWPP","WECC Northwest",null,"56","009","Converse",42.9258,-105.7872,1,1,"WND","WIND",null,{"v":0.30809,"d":"0.3081"},{"v":200,"d":"200.0"},{"$nulls":9},{"v":4735401,"d":"4,735,401"},{"v":1416673,"d":"1,416,673"},{"v":539770,"d":"539,770"},{"v":161481,"d":"161,481"},{"$nulls":41},{"v":4735401,"d":"4,735,401"},{"v":1416673,"d":"1,416,673"},{"$nulls":6},"--","EIA","EIA",{"$nulls":15},0,0,0,0,0,0,{"v":539770,"d":"539,770"},0,0,0,0,0,{"v":539770,"d":"539,770"},{"v":539770,"d":"539,770"},0,{"v":539770,"d":"539,770"},{"v":0,"d":"0.0%"},{"v":0,"d":"0.0%"},{"v":0,"d":"0.0%"},{"v":0,"d":"0.0%"},{"v":0,"d":"0.0%"},{"v":0,"d":"0.0%"},{"v":1,"d":"100.0%"},{"v":0,"d":"0.0%"},{"v":0,"d":"0.0%"},{"v":0,"d":"0.0%"},{"v":0,"d":"0.0%"},{"v":0,"d":"0.0%"},{"v":1,"d":"100.0%"},{"v":1,"d":"100.0%"},{"v":0,"d":"0.0%"},{"v":1,"d":"100.0%"}]
[12662,2020,"WY","TransAlta Wyoming Wind",56093,"PacifiCorp",14354,"NextEra Energy Operating Services LLC",58528,"IPP Non-CHP","PacifiCorp - East","PACE","WECC","NWPP","WECC Northwest",null,"56","041","Uinta",41.2874,-110.5556,1,1,"WND","WIND",null,{"v":0.29898,"d":"0.2990"},{"v":144,"d":"144.0"},{"$nulls":9},{"v":3308650,"d":"3,308,650"},{"v":942528,"d":"942,528"},{"v":377140,"d":"377,140"},{"v":107435,"d":"107,435"},{"$nulls":41},{"v":3308650,"d":"3,308,650"},{"v":942528,"d":"942,528"},{"$nulls":6},"--","EIA","EIA",{"$nulls":15},0,0,0,0,0,0,{"v":377140,"d":"377,140"},0,0,0,0,0,{"v":377140,"d":"377,140"},{"v":377140,"d":"377,140"},0,{"v":377140,"d":"377,140"},{"v":0,"d":"0.0%"},{"v":0,"d":"0.0%"},{"v":0,"d":"0.0%"},{"v":0,"d":"0.0%"},{"v":0,"d":"0.0%"},{"v":0,"d":"0.0%"},{"v":1,"d":"100.0%"},{"v":0,"d":"0.0%"},{"v":0,"d":"0.0%"},{"v":0,"d":"0.0%"},{"v":0,"d":"0.0%"},{"v":0,"d":"0.0%"},{"v":1,"d":"100.0%"},{"v":1,"d":"100.0%"},{"v":0,"d":"0.0%"},{"v":1,"d":"100.0%"}]
[12663,2020,"WY","Two Rivers Wind Facility",63972,"PacifiCorp",14354,"Two Rivers Wind LLC",63626,"IPP Non-CHP","PacifiCorp - East","PACE","WECC","NWPP","WECC Northwest",null,"56","007","Carbon",41.97508,-106.180483,1,1,"WND","WIND",null,null,{"v":290,"d":"290.0"},{"$nulls":62},"--"]
[12664,2020,"WY","Western Sugar Coop - Torrington",57967,"City of Torrington - (WY)",19032,"Western Sugar Cooperative",57315,"Industrial CHP","Western Area Power Administration - Rocky Mountain Region","WACM","WECC","RMPA","WECC Rockies",null,"56","015","Goshen",42.0469,-104.1863,1,1,"NG","GAS",null,null,{"v":2,"d":"2.0"},{"$nulls":62},"--"]
[12665,2020,"WY","Wygen I",55479,"Black Hills Power Inc",19545,"Black Hills Power, Inc. d/b/a",19545,"IPP Non-CHP","Western Area Power Administration - Rocky Mountain Region","WACM","WECC","RMPA","WECC Rockies",null,"56","005","Campbell",44.2858,-105.3833,1,1,"SUB","COAL","Yes",{"v":0.88662,"d":"0.8866"},{"v":90,"d":"90.0"},{"v":0,"d":"0.0000"},{"$nulls":6},{"v":8761069,"d":"8,761,069"},{"v":3733114.25,"d":"3,733,114"},{"v":8761069,"d":"8,761,069"},{"v":3733114.25,"d":"3,733,114"},{"v":699014,"d":"699,014"},{"v":298791,"d":"298,791"},{"v":600.05,"d":"600"},{"v":255.319,"d":"255"},{"v":426.4,"d":"426"},{"v":918861.688,"d":"918,862"},{"v":206861.111,"d":"206,861"},{"v":30087.125,"d":"30,087"},{"v":925930.433,"d":"925,930"},null,1.717,1.709,{"v":1.22,"d":"1.220"},{"v":2629.022,"d":"2,629.022"},0.296,0.043,{"v":2649.247,"d":"2,649.247"},null,0.137,0.137,0.097,{"v":209.76,"d":"209.760"},0.024,0.003,211.374,null,1.717,1.709,{"v":1.22,"d":"1.220"},{"v":2629.022,"d":"2,629.022"},0.296,0.043,{"v":2649.247,"d":"2,649.247"},null,{"v":600.05,"d":"600"},{"v":255.319,"d":"255"},{"v":426.4,"d":"426"},{"v":918861.688,"d":"918,862"},{"v":206861.111,"d":"206,861"},{"v":30087.125,"d":"30,087"},null,{"v":8761069,"d":"8,761,069"},{"v":3733114.25,"d":"3,733,114"},{"v":8761069,"d":"8,761,069"},{"v":3733114.25,"d":"3,733,114"},"EPA/CAMD","EPA/CAMD","EPA/CAMD","EPA/CAMD","EIA","EIA","--","EPA/CAMD","EPA/CAMD",{"$nulls":14},{"v":12533.467177,"d":"12,533.467"},{"v":697581.47,"d":"697,581"},0,{"v":1432.528,"d":"1,433"},0,0,0,0,0,0,0,0,{"v":699013.998,"d":"699,014"},0,0,{"v":699013.998,"d":"699,014"},0,{"v":0.997950644759477,"d":"99.8%"},{"v":0,"d":"0.0%"},{"v":2.04935524052267E-3,"d":"0.2%"},{"v":0,"d":"0.0%"},{"v":0,"d":"0.0%"},{"v":0,"d":"0.0%"},{"v":0,"d":"0.0%"},{"v":0,"d":"0.0%"},{"v":0,"d":"0.0%"},{"v":0,"d":"0.0%"},{"v":0,"d":"0.0%"},{"v":1,"d":"100.0%"},{"v":0,"d":"0.0%"},{"v":0,"d":"0.0%"},{"v":1,"d":"100.0%"},{"v":0,"d":"0.0%"}]
[12666,2020,"WY","Wygen II",56319,"Black Hills Power Inc",19545,"Black Hills Power, Inc. d/b/a",19545,"Electric Utility","Western Area Power Administration - Rocky Mountain Region","WACM","WECC","RMPA","WECC Rockies",null,"56","005","Campbell",44.2919,-105.3811,1,1,"SUB","COAL","Yes",{"v":0.86132,"d":"0.8613"},{"v":95,"d":"95.0"},{"v":0,"d":"0.0000"},{"$nulls":6},{"v":8916959,"d":"8,916,959"},{"v":4116119.25,"d":"4,116,119"},{"v":8916959,"d":"8,916,959"},{"v":4116119.25,"d":"4,116,119"},{"v":716789,"d":"716,789"},{"v":326426,"d":"326,426"},{"v":279.828,"d":"280"},{"v":125.6,"d":"126"},{"v":205.9,"d":"206"},{"v":935205.875,"d":"935,206"},{"v":208162.441,"d":"208,162"},{"v":30276.264,"d":"30,276"},{"v":942319.069,"d":"942,319"},null,0.781,{"v":0.77,"d":"0.770"},0.575,{"v":2609.431,"d":"2,609.431"},{"v":0.29,"d":"0.290"},0.042,{"v":2629.279,"d":"2,629.279"},null,0.063,0.061,0.046,209.759,0.023,0.003,211.354,null,0.781,{"v":0.77,"d":"0.770"},0.575,{"v":2609.431,"d":"2,609.431"},{"v":0.29,"d":"0.290"},0.042,{"v":2629.279,"d":"2,629.279"},null,{"v":279.828,"d":"280"},{"v":125.6,"d":"126"},{"v":205.9,"d":"206"},{"v":935205.875,"d":"935,206"},{"v":208162.441,"d":"208,162"},{"v":30276.264,"d":"30,276"},null,{"v":8916959,"d":"8,916,959"},{"v":4116119.25,"d":"4,116,119"},{"v":8916959,"d":"8,916,959"},{"v":4116119.25,"d":"4,116,119"},"EPA/CAMD","EPA/CAMD","EPA/CAMD","EPA/CAMD","EIA","EIA","--","EPA/CAMD","EPA/CAMD",{"$nulls":14},{"v":12440.144938,"d":"12,440.145"},{"v":715213.63,"d":"715,214"},0,{"v":1575.366,"d":"1,575"},0,0,0,0,0,0,0,0,{"v":716788.996,"d":"716,789"},0,0,{"v":716788.996,"d":"716,789"},0,{"v":0.997802190032504,"d":"99.8%"},{"v":0,"d":"0.0%"},{"v":0.00219780996749565,"d":"0.2%"},{"v":0,"d":"0.0%"},{"v":0,"d":"0.0%"},{"v":0,"d":"0.0%"},{"v":0,"d":"0.0%"},{"v":0,"d":"0.0%"},{"v":0,"d":"0.0%"},{"v":0,"d":"0.0%"},{"v":0,"d":"0.0%"},{"v":1,"d":"100.0%"},{"v":0,"d":"0.0%"},{"v":0,"d":"0.0%"},{"v":1,"d":"100.0%"},{"v":0,"d":"0.0%"}]
[12667,2020,"WY","Wygen III",56596,"Black Hills Power Inc",19545,"Black Hills Power, Inc. d/b/a",19545,"Electric Utility","Western Area Power Administration - Rocky Mountain Region","WACM","WECC","RMPA","WECC Rockies",null,"56","005","Campbell",44.2919,-105.3806,1,1,"SUB","COAL","Yes",{"v":0.82961,"d":"0.8296"},{"v":116,"d":"116.0"},{"v":0,"d":"0.0000"},{"$nulls":6},{"v":9668216,"d":"9,668,216"},{"v":4099380.75,"d":"4,099,381"},{"v":9668216,"d":"9,668,216"},{"v":4099380.75,"d":"4,099,381"},{"v":843013,"d":"843,013"},{"v":357268,"d":"357,268"},{"v":212.567,"d":"213"},{"v":90.483,"d":"90"},{"v":202.4,"d":"202"},{"v":1014000.875,"d":"1,014,001"},{"v":234015.944,"d":"234,016"},{"v":34037.373,"d":"34,037"},{"v":1021997.643,"d":"1,021,998"},null,0.504,0.507,{"v":0.48,"d":"0.480"},{"v":2405.659,"d":"2,405.659"},0.278,{"v":0.04,"d":"0.040"},{"v":2424.631,"d":"2,424.631"},null,0.044,0.044,0.042,{"v":209.76,"d":"209.760"},0.024,0.004,211.414,null,0.504,0.507,{"v":0.48,"d":"0.480"},{"v":2405.659,"d":"2,405.659"},0.278,{"v":0.04,"d":"0.040"},{"v":2424.631,"d":"2,424.631"},null,{"v":212.567,"d":"213"},{"v":90.483,"d":"90"},{"v":202.4,"d":"202"},{"v":1014000.875,"d":"1,014,001"},{"v":234015.944,"d":"234,016"},{"v":34037.373,"d":"34,037"},null,{"v":9668216,"d":"9,668,216"},{"v":4099380.75,"d":"4,099,381"},{"v":9668216,"d":"9,668,216"},{"v":4099380.75,"d":"4,099,381"},"EPA/CAMD","EPA/CAMD","EPA/CAMD","EPA/CAMD","EIA","EIA","--","EPA/CAMD","EPA/CAMD",{"$nulls":14},{"v":11468.644019,"d":"11,468.644"},{"v":841878.16,"d":"841,878"},0,{"v":1134.84,"d":"1,135"},0,0,0,0,0,0,0,0,{"v":843013,"d":"843,013"},0,0,{"v":843013,"d":"843,013"},0,{"v":0.998653828588646,"d":"99.9%"},{"v":0,"d":"0.0%"},{"v":1.34617141135427E-3,"d":"0.1%"},{"v":0,"d":"0.0%"},{"v":0,"d":"0.0%"},{"v":0,"d":"0.0%"},{"v":0,"d":"0.0%"},{"v":0,"d":"0.0%"},{"v":0,"d":"0.0%"},{"v":0,"d":"0.0%"},{"v":0,"d":"0.0%"},{"v":1,"d":"100.0%"},{"v":0,"d":"0.0%"},{"v":0,"d":"0.0%"},{"v":1,"d":"100.0%"},{"v":0,"d":"0.0%"}]
[12668,2020,"WY","Wyodak",6101,"PacifiCorp",14354,"PacifiCorp",14354,"Electric Utility","PacifiCorp - East","PACE","WECC","NWPP","WECC Northwest",null,"56","005","Campbell",44.290128,-105.381482,1,1,"SUB","COAL","Yes",{"v":0.49103,"d":"0.4910"},402.3,{"v":0.514945456320222,"d":"0.5149"},{"$nulls":6},{"v":22292804,"d":"22,292,804"},{"v":9715543,"d":"9,715,543"},{"v":22292804,"d":"22,292,804"},{"v":9715543,"d":"9,715,543"},{"v":1730472,"d":"1,730,472"},{"v":759406,"d":"759,406"},{"v":2519.323,"d":"2,519"},{"v":1097.848,"d":"1,098"},{"v":1686.2,"d":"1,686"},{"v":2338068,"d":"2,338,068"},{"v":562526.387,"d":"562,526"},{"v":81830.711,"d":"81,831"},{"v":2357292.356,"d":"2,357,292"},null,2.912,2.891,1.949,{"v":2702.232,"d":"2,702.232"},0.325,0.047,{"v":2724.45,"d":"2,724.450"},null,0.226,0.226,0.151,{"v":209.76,"d":"209.760"},0.025,0.004,211.485,null,2.912,2.891,1.949,{"v":2702.232,"d":"2,702.232"},0.325,0.047,{"v":2724.45,"d":"2,724.450"},null,{"v":2519.323,"d":"2,519"},{"v":1097.848,"d":"1,098"},{"v":1686.2,"d":"1,686"},{"v":2338068,"d":"2,338,068"},{"v":562526.387,"d":"562,526"},{"v":81830.711,"d":"81,831"},null,{"v":22292804,"d":"22,292,804"},{"v":9715543,"d":"9,715,543"},{"v":22292804,"d":"22,292,804"},{"v":9715543,"d":"9,715,543"},"EPA/CAMD","EPA/CAMD","EPA/CAMD","EPA/CAMD","EIA","EIA","--","EPA/CAMD","EPA/CAMD",{"$nulls":14},{"v":12882.499445,"d":"12,882.499"},{"v":1728655.2,"d":"1,728,655"},{"v":1816.755,"d":"1,817"},0,0,0,0,0,0,0,0,0,{"v":1730471.955,"d":"1,730,472"},0,0,{"v":1730471.955,"d":"1,730,472"},0,{"v":0.99895013900991,"d":"99.9%"},{"v":0.00104986099009042,"d":"0.1%"},{"v":0,"d":"0.0%"},{"v":0,"d":"0.0%"},{"v":0,"d":"0.0%"},{"v":0,"d":"0.0%"},{"v":0,"d":"0.0%"},{"v":0,"d":"0.0%"},{"v":0,"d":"0.0%"},{"v":0,"d":"0.0%"},{"v":0,"d":"0.0%"},{"v":1,"d":"100.0%"},{"v":0,"d":"0.0%"},{"v":0,"d":"0.0%"},{"v":1,"d":"100.0%"},{"v":0,"d":"0.0%"}]

{"sheet":"ST20","index":4,"n_rows":54,"n_cols":164,"rows_kept":54}
["Data Year","State abbreviation","FIPS State code","State nameplate capacity (MW)","State annual heat input from combustion (MMBtu)","State ozone season heat input from combustion (MMBtu)","State total annual heat input (MMBtu)","State total ozone season heat input (MMBtu)","State annual net generation (MWh)","State ozone season net generation (MWh)","State annual NOx emissions (tons)","State ozone season NOx emissions (tons)","State annual SO2 emissions (tons)","State annual CO2 emissions (tons)","State annual CH4 emissions (lbs)","State annual N2O emissions (lbs)","State annual CO2 equivalent emissions (tons)","State annual Hg emissions (lbs)","State annual NOx total output emission rate (lb/MWh)","State ozone season NOx total output emission rate (lb/MWh)","State annual SO2 total output emission rate (lb/MWh)","State annual CO2 total output emission rate (lb/MWh)","State annual CH4 total output emission rate (lb/MWh)","State annual N2O total output emission rate (lb/MWh)","State annual CO2 equivalent total output emission rate (lb/MWh)","State annual Hg total output emission rate (lb/MWh)","State annual NOx input emission rate (lb/MMBtu)","State ozone season NOx input emission rate (lb/MMBtu)","State annual SO2 input emission rate (lb/MMBtu)","State annual CO2 input emission rate (lb/MMBtu)","State annual CH4 input emission rate (lb/MMBtu)","State annual N2O input emission rate (lb/MMBtu)","State annual CO2 equivalent input emission rate (lb/MMBtu)","State annual Hg input emission rate (lb/MMBtu)","State annual NOx combustion output emission rate (lb/MWh)","State ozone season NOx combustion output emission rate (lb/MWh)","State annual SO2 combustion output emission rate (lb/MWh)","State annual CO2 combustion output emission rate (lb/MWh)","State annual CH4 combustion output emission rate (lb/MWh)","State annual N2O combustion output emission rate (lb/MWh)","State annual CO2 equivalent combustion output emission rate (lb/MWh)","State annual Hg combustion output emission rate (lb/MWh)","State annual NOx coal output emission rate (lb/MWh)","State annual NOx oil output emission rate (lb/MWh)","State annual NOx gas output emission rate (lb/MWh)","State annual NOx fossil fuel output emission rate (lb/MWh)","State ozone season NOx coal output emission rate (lb/MWh)","State ozone season NOx oil output emission rate (lb/MWh)","State ozone season NOx gas output emission rate (lb/MWh)","State ozone season NOx fossil fuel output emission rate (lb/MWh)","State annual SO2 coal output emission rate (lb/MWh)","State annual SO2 oil output emission rate (lb/MWh)","State annual SO2 gas output emission rate (lb/MWh)","State annual SO2 fossil fuel output emission rate (lb/MWh)","State annual CO2 coal output emission rate (lb/MWh)","State annual CO2 oil output emission rate (lb/MWh)","State annual CO2 gas output emission rate (lb/MWh)","State annual CO2 fossil fuel output emission rate (lb/MWh)","State annual CH4 coal output emission rate (lb/MWh)","State annual CH4 oil output emission rate (lb/MWh)","State annual CH4 gas output emission rate (lb/MWh)","State annual CH4 fossil fuel output emission rate (lb/MWh)","State annual N2O coal output emission rate (lb/MWh)","State annual N2O oil output emission rate (lb/MWh)","State annual N2O gas output emission rate (lb/MWh)","State annual N2O fossil fuel output emission rate (lb/MWh)","State annual CO2 equivalent coal output emission rate (lb/MWh)","State annual CO2 equivalent oil output emission rate (lb/MWh)","State annual CO2 equivalent gas output emission rate (lb/MWh)","State annual CO2 equivalent fossil fuel output emission rate (lb/MWh)","State annual Hg coal output emission rate (lb/MWh)","State annual Hg fossil fuel output emission rate (lb/MWh)","State annual NOx coal input emission rate (lb/MMBtu)","State annual NOx oil input emission rate (lb/MMBtu)","State annual NOx gas input emission rate (lb/MMBtu)","State annual NOx fossil fuel input emission rate (lb/MMBtu)","State ozone season NOx coal input emission rate (lb/MMBtu)","State ozone season NOx oil input emission rate (lb/MMBtu)","State ozone season NOx gas input emission rate (lb/MMBtu)","State ozone season NOx fossil fuel input emission rate (lb/MMBtu)","State annual SO2 coal input emission rate (lb/MMBtu)","State annual SO2 oil input emission rate (lb/MMBtu)","State annual SO2 gas input emission rate (lb/MMBtu)","State annual SO2 fossil fuel input emission rate (lb/MMBtu)","State annual CO2 coal input emission rate (lb/MMBtu)","State annual CO2 oil input emission rate (lb/MMBtu)","State annual CO2 gas input emission rate (lb/MMBtu)","State annual CO2 fossil fuel input emission rate (lb/MMBtu)","State annual CH4 coal input emission rate (lb/MMBtu)","State annual CH4 oil input emission rate (lb/MMBtu)","State annual CH4 gas input emission rate (lb/MMBtu)","State annual CH4 fossil fuel input emission rate (lb/MMBtu)","State annual N2O coal input emission rate (lb/MMBtu)","State annual N2O oil input emission rate (lb/MMBtu)","State annual N2O gas input emission rate (lb/MMBtu)","State annual N2O fossil fuel input emission rate (lb/MMBtu)","State annual CO2 equivalent coal input emission rate (lb/MMBtu)","State annual CO2 equivalent oil input emission rate (lb/MMBtu)","State annual CO2 equivalent gas input emission rate (lb/MMBtu)","State annual CO2 equivalent fossil fuel input emission rate (lb/MMBtu)","State annual Hg coal input emission rate (lb/MMBtu)","State annual Hg fossil fuel input emission rate (lb/MMBtu)","State annual NOx non-baseload output emission rate (lb/MWh)","State ozone season NOx non-baseload output emission rate (lb/MWh)","State annual SO2 non-baseload output emission rate (lb/MWh) ","State annual CO2 non-baseload output emission rate (lb/MWh) ","State annual CH4 non-baseload output emission rate (lb/MWh)","State annual N2O non-baseload output emission rate (lb/MWh)","State annual CO2 equivalent non-baseload output emission rate (lb/MWh)","State annual Hg non-baseload output emission rate (lb/MWh)","State annual coal net generation (MWh)","State annual oil net generation (MWh)","State annual gas net generation (MWh)","State annual nuclear net generation (MWh)","State annual hydro net generation (MWh)","State annual biomass net generation (MWh)","State annual wind net generation (MWh)","State annual solar net generation (MWh)","State annual geothermal net generation (MWh)","State annual other fossil net generation (MWh)","State annual other unknown/ purchased fuel net generation (MWh)","State annual total nonrenewables net generation (MWh)","State annual total renewables net generation (MWh)","State annual total nonhydro renewables net generation (MWh)","State annual total combustion net generation (MWh)","State annual total noncombustion net generation (MWh)","State coal generation percent (resource mix)","State oil generation percent (resource mix)","State gas generation percent (resource mix)","State nuclear generation percent (resource mix)","State hydro generation percent (resource mix)","State biomass generation percent (resource mix)","State wind generation percent (resource mix)","State solar generation percent (resource mix)","State geothermal generation percent (resource mix)","State other fossil generation percent (resource mix)","State other unknown/ purchased fuel generation percent (resource mix)","State total nonrenewables generation percent (resource mix)","State total renewables generation percent (resource mix)","State total nonhydro renewables generation percent (resource mix)","State total combustion generation percent (resource mix)","State total noncombustion generation percent (resource mix)","State annual nonbaseload coal net generation (MWh)","State annual nonbaseload oil net generation (MWh)","State annual nonbaseload gas net generation (MWh)","State annual nonbaseload nuclear net generation (MWh)","State annual nonbaseload hydro net generation (MWh)","State annual nonbaseload biomass net generation (MWh)","State annual nonbaseload wind net generation (MWh)","State annual nonbaseload solar net generation (MWh)","State annual nonbaseload geothermal net generation (MWh)","State annual nonbaseload other fossil net generation (MWh)","State annual nonbaseload other unknown/ purchased fuel net generation (MWh)","State nonbaseload coal generation percent (resource mix)","State nonbaseload oil generation percent (resource mix)","State nonbaseload gas generation percent (resource mix)","State nonbaseload nuclear generation percent (resource mix)","State nonbaseload hydro generation percent (resource mix)","State nonbaseload biomass generation percent (resource mix)","State nonbaseload wind generation percent (resource mix)","State nonbaseload solar generation percent (resource mix)","State nonbaseload geothermal generation percent (resource mix)","State nonbaseload other fossil generation percent (resource mix)","State nonbaseload other unknown/ purchased fuel generation percent (resource mix)"]
["YEAR","PSTATABB","FIPSST","STNAMEPCAP","STHTIAN","STHTIOZ","STHTIANT","STHTIOZT","STNGENAN","STNGENOZ","STNOXAN","STNOXOZ","STSO2AN","STCO2AN","STCH4AN","STN2OAN","STCO2EQA","STHGAN","STNOXRTA","STNOXRTO","STSO2RTA","STCO2RTA","STCH4RTA","STN2ORTA","STC2ERTA","STHGRTA","STNOXRA","STNOXRO","STSO2RA","STCO2RA","STCH4RA","STN2ORA","STC2ERA","STHGRA","STNOXCRT","STNOXCRO","STSO2CRT","STCO2CRT","STCH4CRT","STN2OCRT","STC2ECRT","STHGCRT","STCNOXRT","STONOXRT","STGNOXRT","STFSNXRT","STCNXORT","STONXORT","STGNXORT","STFSNORT","STCSO2RT","STOSO2RT","STGSO2RT","STFSS2RT","STCCO2RT","STOCO2RT","STGCO2RT","STFSC2RT","STCCH4RT","STOCH4RT","STGCH4RT","STFCH4RT","STCN2ORT","STON2ORT","STGN2ORT","STFN2ORT","STCC2ERT","STOC2ERT","STGC2ERT","STFSC2ERT","STCHGRT","STFSHGRT","STCNOXR","STONOXR","STGNOXR","STFSNXR","STCNXOR","STONXOR","STGNXOR","STFSNOR","STCSO2R","STOSO2R","STGSO2R","STFSS2R","STCCO2R","STOCO2R","STGCO2R","STFSC2R","STCCH4R","STOCH4R","STGCH4R","STFCH4R","STCN2OR","STON2OR","STGN2OR","STFN2OR","STCC2ER","STOC2ER","STGC2ER","STFSC2ER","STCHGR","STFSHGR","STNBNOX","STNBNXO","STNBSO2","STNBCO2","STNBCH4","STNBN2O","STNBC2E","STNBHG","STGENACL","STGENAOL","STGENAGS","STGENANC","STGENAHY","STGENABM","STGENAWI","STGENASO","STGENAGT","STGENAOF","STGENAOP","STGENATN","STGENATR","STGENATH","STGENACY","STGENACN","STCLPR","STOLPR","STGSPR","STNCPR","STHYPR","STBMPR","STWIPR","STSOPR","STGTPR","STOFPR","STOPPR","STTNPR","STTRPR","STTHPR","STCYPR","STCNPR","STNBGNCL","STNBGNOL","STNBGNGS","STNBGNNC","STNBGNHY","STNBGNBM","STNBGNWI","STNBGNSO","STNBGNGT","STNBGNOF","STNBGNOP","STNBCLPR","STNBOLPR","STNBGSPR","STNBNCPR","STNBHYPR","STNBBMPR","STNBWIPR","STNBSOPR","STNBGTPR","STNBOFPR","STNBOPPR"]
[2020,"AK","02",{"v":3533.8,"d":"3,534"},{"v":40667726.218,"d":"40,667,726"},{"v":15552759.073,"d":"15,552,759"},{"v":56242312.196,"d":"56,242,312"},{"v":22551179.041,"d":"22,551,179"},{"v":6156046.989,"d":"6,156,047"},{"v":2467215.997,"d":"2,467,216"},{"v":20158.696,"d":"20,159"},{"v":7943.071,"d":"7,943"},{"v":1826.382,"d":"1,826"},{"v":2956954.047,"d":"2,956,954"},{"v":504434.774,"d":"504,435"},{"v":70499.486,"d":"70,499"},{"v":2973763.909,"d":"2,973,764"},"--",6.549,6.439,0.593,960.666,0.082,0.011,966.128,"--",0.991,1.021,{"v":0.09,"d":"0.090"},{"v":145.42,"d":"145.420"},0.012,{"v":2E-3,"d":"0.002"},146.247,"--",9.203,9.048,0.834,{"v":1349.869,"d":"1,349.869"},0.115,0.016,{"v":1357.543,"d":"1,357.543"},"--",1.262,16.962,8.623,9.249,1.278,16.979,8.657,9.568,1.476,{"v":2.54,"d":"2.540"},0.028,0.835,{"v":2306.088,"d":"2,306.088"},{"v":1548.476,"d":"1,548.476"},{"v":1025.613,"d":"1,025.613"},{"v":1358.733,"d":"1,358.733"},0.2589,0.2701,0.0194,0.1159,0.0377,0.0386,{"v":1.9E-3,"d":"0.0019"},0.0162,{"v":2323.807,"d":"2,323.807"},{"v":1566.741,"d":"1,566.741"},{"v":1026.677,"d":"1,026.677"},{"v":1366.459,"d":"1,366.459"},"--","--",0.116,1.814,0.983,{"v":1,"d":"1.000"},{"v":0.12,"d":"0.120"},1.801,0.979,1.031,0.136,0.272,0.003,{"v":0.09,"d":"0.090"},212.831,165.582,116.889,{"v":146.87,"d":"146.870"},0.0239,0.0289,0.0022,0.0125,0.0035,0.0041,0.0002,{"v":1.8E-3,"d":"0.0018"},214.466,167.536,{"v":117.01,"d":"117.010"},147.705,"--","--",{"v":9.65,"d":"9.650"},10.177,0.952,{"v":1348.656,"d":"1,348.656"},0.116,0.016,{"v":1356.443,"d":"1,356.443"},"--",{"v":721788.941,"d":"721,789"},{"v":982938.059,"d":"982,938"},{"v":2640759.78,"d":"2,640,760"},0,{"v":1646417,"d":"1,646,417"},{"v":39064.658,"d":"39,065"},{"v":128533,"d":"128,533"},0,0,0,{"v":-3454,"d":"(3,454)"},{"v":4342032.78,"d":"4,342,033"},{"v":1814014.658,"d":"1,814,015"},{"v":167597.658,"d":"167,598"},{"v":4381097.438,"d":"4,381,097"},{"v":1774950,"d":"1,774,950"},{"v":0.117183013635981,"d":"11.7%"},{"v":0.159580782453581,"d":"16.0%"},{"v":0.42872946886712,"d":"42.9%"},{"v":0,"d":"0.0%"},{"v":0.267297120809601,"d":"26.7%"},{"v":0.00634217856643351,"d":"0.6%"},{"v":0.0208674356672827,"d":"2.1%"},{"v":0,"d":"0.0%"},{"v":0,"d":"0.0%"},{"v":0,"d":"0.0%"},{"v":0,"d":"0.0%"},{"v":0.70532802479681,"d":"70.5%"},{"v":0.29467197520319,"d":"29.5%"},{"v":0.0272096142337162,"d":"2.7%"},{"v":0.711673761796635,"d":"71.2%"},{"v":0.288326238203365,"d":"28.8%"},{"v":411980.70033677,"d":"411,981"},{"v":813861.635802031,"d":"813,862"},{"v":1642257.90788335,"d":"1,642,258"},0,0,{"v":26834.7348951095,"d":"26,835"},0,0,0,0,0,{"v":0.142310864781791,"d":"14.2%"},{"v":0.281132958677512,"d":"28.1%"},{"v":0.567286629870206,"d":"56.7%"},{"v":0,"d":"0.0%"},{"v":0,"d":"0.0%"},{"v":0.00926954667049069,"d":"0.9%"},{"v":0,"d":"0.0%"},{"v":0,"d":"0.0%"},{"v":0,"d":"0.0%"},{"v":0,"d":"0.0%"},{"v":0,"d":"0.0%"}]
[2020,"AL","01",{"v":40373.3,"d":"40,373"},{"v":661040521.818,"d":"661,040,522"},{"v":322422182.422,"d":"322,422,182"},{"v":1236168163.944,"d":"1,236,168,164"},{"v":569164675.471,"d":"569,164,675"},{"v":136842032.304,"d":"136,842,032"},{"v":63104871.348,"d":"63,104,871"},{"v":16093.689,"d":"16,094"},{"v":8133.866,"d":"8,134"},{"v":6690.681,"d":"6,691"},{"v":49115652.632,"d":"49,115,653"},{"v":6640384.001,"d":"6,640,384"},{"v":974510.123,"d":"974,510"},{"v":49335491.401,"d":"49,335,491"},"--",0.235,0.258,0.098,717.845,0.049,0.007,721.058,"--",0.049,{"v":0.05,"d":"0.050"},{"v":0.02,"d":"0.020"},148.601,{"v":0.01,"d":"0.010"},{"v":1E-3,"d":"0.001"},149.266,"--",0.404,0.443,0.168,{"v":1234.21,"d":"1,234.210"},0.083,0.012,{"v":1239.734,"d":"1,239.734"},"--",0.717,32.997,0.166,{"v":0.39,"d":"0.390"},0.771,32.971,0.154,0.409,0.205,3.131,0.005,0.086,{"v":1928.051,"d":"1,928.051"},{"v":1763.389,"d":"1,763.389"},840.285,{"v":1282.877,"d":"1,282.877"},0.1756,0.0714,0.0188,0.0826,0.0253,0.0143,0.0022,0.0116,{"v":1939.979,"d":"1,939.979"},{"v":1769.431,"d":"1,769.431"},841.164,{"v":1288.251,"d":"1,288.251"},"--","--",{"v":0.07,"d":"0.070"},3.056,0.023,0.046,0.075,3.055,0.021,0.048,{"v":0.02,"d":"0.020"},{"v":0.29,"d":"0.290"},{"v":1E-3,"d":"0.001"},{"v":0.01,"d":"0.010"},187.338,163.326,117.417,152.141,0.0171,{"v":6.6E-3,"d":"0.0066"},0.0026,0.0098,0.0025,0.0013,0.0003,{"v":1.4E-3,"d":"0.0014"},188.497,163.886,{"v":117.54,"d":"117.540"},152.779,"--","--",0.426,0.473,0.172,{"v":1203.213,"d":"1,203.213"},{"v":0.07,"d":"0.070"},{"v":0.01,"d":"0.010"},{"v":1207.927,"d":"1,207.927"},"--",{"v":21553461.751,"d":"21,553,462"},{"v":12846.805,"d":"12,847"},{"v":54717306.938,"d":"54,717,307"},{"v":43550647,"d":"43,550,647"},{"v":13349134,"d":"13,349,134"},{"v":3306439.831,"d":"3,306,440"},0,{"v":351828,"d":"351,828"},0,{"v":410.445,"d":"410"},{"v":-42,"d":"(42)"},{"v":119834630.939,"d":"119,834,631"},{"v":17007401.831,"d":"17,007,402"},{"v":3658267.831,"d":"3,658,268"},{"v":79590423.77,"d":"79,590,424"},{"v":57251609,"d":"57,251,609"},{"v":0.157506101739735,"d":"15.8%"},{"v":9.38805189967524e-05,"d":"0.0%"},{"v":0.399857332110516,"d":"40.0%"},{"v":0.318254798995109,"d":"31.8%"},{"v":0.0975513855839793,"d":"9.8%"},{"v":0.0241624503030765,"d":"2.4%"},{"v":0,"d":"0.0%"},{"v":0.00257105134215001,"d":"0.3%"},{"v":0,"d":"0.0%"},{"v":2.99940643760235e-06,"d":"0.0%"},{"v":0,"d":"0.0%"},{"v":0.875715074624874,"d":"87.6%"},{"v":0.124284925375126,"d":"12.4%"},{"v":0.0267335016452265,"d":"2.7%"},{"v":0.581622635669065,"d":"58.2%"},{"v":0.418377364330935,"d":"41.8%"},{"v":15923414.4279449,"d":"15,923,414"},861,{"v":21156017.0953271,"d":"21,156,017"},0,0,{"v":1102691.85440932,"d":"1,102,692"},0,0,0,520,0,{"v":0.417023389745555,"d":"41.7%"},{"v":2.25490041847302E-5,"d":"0.0%"},{"v":0.554061693396927,"d":"55.4%"},{"v":0,"d":"0.0%"},{"v":0,"d":"0.0%"},{"v":0.0288787494071356,"d":"2.9%"},{"v":0,"d":"0.0%"},{"v":0,"d":"0.0%"},{"v":0,"d":"0.0%"},{"v":1.36184461975142E-5,"d":"0.0%"},{"v":0,"d":"0.0%"}]
[2020,"AR","05",{"v":20268.3,"d":"20,268"},{"v":310852918.381,"d":"310,852,918"},{"v":160676057.389,"d":"160,676,057"},{"v":510335920.458,"d":"510,335,920"},{"v":248705529.491,"d":"248,705,529"},{"v":54641258.916,"d":"54,641,259"},{"v":26121877.71,"d":"26,121,878"},{"v":13195.664,"d":"13,196"},{"v":7772.978,"d":"7,773"},{"v":23711.127,"d":"23,711"},{"v":25845492.237,"d":"25,845,492"},{"v":4209668.087,"d":"4,209,668"},{"v":614987.266,"d":"614,987"},{"v":25989746.189,"d":"25,989,746"},"--",0.483,0.595,0.868,946.006,0.077,0.011,951.287,"--",0.085,0.097,0.153,166.288,0.014,{"v":2E-3,"d":"0.002"},167.216,"--",{"v":0.76,"d":"0.760"},0.937,1.366,{"v":1489.231,"d":"1,489.231"},0.121,0.018,{"v":1497.543,"d":"1,497.543"},"--",1.382,{"v":0,"d":"0.000"},{"v":0.22,"d":"0.220"},0.754,1.551,{"v":0,"d":"0.000"},0.283,0.895,2.872,{"v":0,"d":"0.000"},0.007,1.324,{"v":2302.722,"d":"2,302.722"},{"v":0,"d":"0.000"},881.788,{"v":1535.127,"d":"1,535.127"},0.2494,{"v":0,"d":"0.0000"},0.0162,0.1234,0.0363,{"v":0,"d":"0.0000"},0.0016,0.0176,{"v":2319.768,"d":"2,319.768"},{"v":0,"d":"0.000"},882.678,{"v":1543.446,"d":"1,543.446"},"--","--",0.126,{"v":0,"d":"0.000"},{"v":0.03,"d":"0.030"},0.083,0.138,{"v":0,"d":"0.000"},0.037,0.096,0.262,{"v":0,"d":"0.000"},{"v":1E-3,"d":"0.001"},0.146,209.711,{"v":0,"d":"0.000"},118.854,169.504,0.0227,{"v":0,"d":"0.0000"},0.0022,0.0136,{"v":3.3E-3,"d":"0.0033"},{"v":0,"d":"0.0000"},0.0002,{"v":1.9E-3,"d":"0.0019"},211.264,{"v":0,"d":"0.000"},118.974,170.423,"--","--",0.928,1.097,1.792,{"v":1546.567,"d":"1,546.567"},0.125,0.018,{"v":1555.135,"d":"1,555.135"},"--",{"v":15420997.761,"d":"15,420,998"},{"v":44171.488,"d":"44,171"},{"v":18307326.748,"d":"18,307,327"},{"v":15063049,"d":"15,063,049"},{"v":4596204,"d":"4,596,204"},{"v":932929.066,"d":"932,929"},0,{"v":272147.86,"d":"272,148"},0,{"v":4954.779,"d":"4,955"},{"v":-522,"d":"(522)"},{"v":48839977.776,"d":"48,839,978"},{"v":5801280.926,"d":"5,801,281"},{"v":1205076.926,"d":"1,205,077"},{"v":34709857.842,"d":"34,709,858"},{"v":19931400.86,"d":"19,931,401"},{"v":0.282219897720785,"d":"28.2%"},{"v":0.000808383025452595,"d":"0.1%"},{"v":0.335042645257897,"d":"33.5%"},{"v":0.275669072392596,"d":"27.6%"},{"v":0.0841151942881644,"d":"8.4%"},{"v":0.0170735480069348,"d":"1.7%"},{"v":0,"d":"0.0%"},{"v":0.00498058182774484,"d":"0.5%"},{"v":0,"d":"0.0%"},{"v":9.06774804251327E-5,"d":"0.0%"},{"v":0,"d":"0.0%"},{"v":0.893829661618178,"d":"89.4%"},{"v":0.106170338381822,"d":"10.6%"},{"v":0.0220541298346796,"d":"2.2%"},{"v":0.635231666812418,"d":"63.5%"},{"v":0.364768333187582,"d":"36.5%"},{"v":10193464.3813104,"d":"10,193,464"},0,{"v":11837811.4622081,"d":"11,837,811"},0,0,{"v":638383.984571932,"d":"638,384"},0,0,0,0,0,{"v":0.44965228673963,"d":"45.0%"},{"v":0,"d":"0.0%"},{"v":0.522187432540988,"d":"52.2%"},{"v":0,"d":"0.0%"},{"v":0,"d":"0.0%"},{"v":0.0281602807193823,"d":"2.8%"},{"v":0,"d":"0.0%"},{"v":0,"d":"0.0%"},{"v":0,"d":"0.0%"},{"v":0,"d":"0.0%"},{"v":0,"d":"0.0%"}]
[2020,"AZ","04",{"v":42863.1,"d":"42,863"},{"v":556160211.056,"d":"556,160,211"},{"v":279524868.838,"d":"279,524,869"},{"v":998976296.556,"d":"998,976,297"},{"v":482026752.554,"d":"482,026,753"},{"v":109305056.86,"d":"109,305,057"},{"v":52894598.247,"d":"52,894,598"},{"v":19526.036,"d":"19,526"},{"v":10068.613,"d":"10,069"},{"v":8298.441,"d":"8,298"},{"v":40125530.315,"d":"40,125,530"},{"v":4613971.518,"d":"4,613,972"},{"v":634701.377,"d":"634,701"},{"v":40277775.468,"d":"40,277,775"},"--",0.357,0.381,0.152,734.193,0.042,0.006,736.979,"--",{"v":0.07,"d":"0.070"},0.072,{"v":0.03,"d":"0.030"},144.295,0.008,{"v":1E-3,"d":"0.001"},144.842,"--",0.603,0.642,0.256,{"v":1238.726,"d":"1,238.726"},0.071,{"v":0.01,"d":"0.010"},{"v":1243.426,"d":"1,243.426"},"--",{"v":1.73,"d":"1.730"},31.826,0.302,0.596,1.747,31.778,0.323,0.615,1.203,18.261,{"v":0.01,"d":"0.010"},0.256,{"v":2468.061,"d":"2,468.061"},{"v":5901.043,"d":"5,901.043"},924.591,{"v":1242.464,"d":"1,242.464"},0.2641,{"v":0.239,"d":"0.2390"},0.0169,0.0678,0.0384,0.0478,{"v":1.8E-3,"d":"0.0018"},0.0093,{"v":2486.111,"d":"2,486.111"},{"v":5921.217,"d":"5,921.217"},925.554,{"v":1246.946,"d":"1,246.946"},"--","--",0.146,0.881,0.039,{"v":0.07,"d":"0.070"},0.147,{"v":0.88,"d":"0.880"},0.042,0.072,0.102,0.505,{"v":1E-3,"d":"0.001"},{"v":0.03,"d":"0.030"},208.527,163.326,120.004,145.225,0.0223,{"v":6.6E-3,"d":"0.0066"},0.0022,0.0079,0.0032,0.0013,0.0002,0.0011,210.052,163.884,120.129,145.749,"--","--",{"v":0.7,"d":"0.700"},0.725,0.301,{"v":1317.705,"d":"1,317.705"},{"v":0.08,"d":"0.080"},0.011,{"v":1322.983,"d":"1,322.983"},"--",{"v":13747253.026,"d":"13,747,253"},{"v":40404.972,"d":"40,405"},{"v":50777570.386,"d":"50,777,570"},{"v":31552433,"d":"31,552,433"},{"v":6485851,"d":"6,485,851"},{"v":222833.23,"d":"222,833"},{"v":644160,"d":"644,160"},{"v":5837443.3,"d":"5,837,443"},0,0,{"v":-2892,"d":"(2,892)"},{"v":96114769.384,"d":"96,114,769"},{"v":13190287.53,"d":"13,190,288"},{"v":6704436.53,"d":"6,704,437"},{"v":64785169.614,"d":"64,785,170"},{"v":44519887.3,"d":"44,519,887"},{"v":0.125766270089066,"d":"12.6%"},{"v":0.000369643492549561,"d":"0.0%"},{"v":0.464536851075215,"d":"46.5%"},{"v":0.288656344881418,"d":"28.9%"},{"v":0.0593355841403891,"d":"5.9%"},{"v":0.00203858211789628,"d":"0.2%"},{"v":0.00589307553933525,"d":"0.6%"},{"v":0.0534036486641307,"d":"5.3%"},{"v":0,"d":"0.0%"},{"v":0,"d":"0.0%"},{"v":0,"d":"0.0%"},{"v":0.879325916820317,"d":"87.9%"},{"v":0.120674083179683,"d":"12.1%"},{"v":0.0613353063213622,"d":"6.1%"},{"v":0.592700570706187,"d":"59.3%"},{"v":0.407299429293814,"d":"40.7%"},{"v":9518717.93230661,"d":"9,518,718"},23,{"v":29002785.2885965,"d":"29,002,785"},0,0,{"v":1025.64288432267,"d":"1,026"},0,0,0,0,0,{"v":0.247094687962625,"d":"24.7%"},{"v":5.97052866106225e-07,"d":"0.0%"},{"v":0.752878090505218,"d":"75.3%"},{"v":0,"d":"0.0%"},{"v":0,"d":"0.0%"},{"v":2.66244792907091e-05,"d":"0.0%"},{"v":0,"d":"0.0%"},{"v":0,"d":"0.0%"},{"v":0,"d":"0.0%"},{"v":0,"d":"0.0%"},{"v":0,"d":"0.0%"}]
[2020,"CA","06",{"v":118350.7,"d":"118,351"},{"v":787973782.562,"d":"787,973,783"},{"v":355154703.434,"d":"355,154,703"},{"v":1637078509.658,"d":"1,637,078,510"},{"v":791529030.599,"d":"791,529,031"},{"v":192954153.405,"d":"192,954,153"},{"v":92380243.862,"d":"92,380,244"},{"v":38224.488,"d":"38,224"},{"v":17264.828,"d":"17,265"},{"v":3177.584,"d":"3,178"},{"v":43560769.962,"d":"43,560,770"},{"v":5047078.126,"d":"5,047,078"},{"v":615289.547,"d":"615,290"},{"v":43715536.565,"d":"43,715,537"},"--",0.396,0.374,0.033,451.514,0.026,0.003,453.118,"--",0.097,0.097,0.008,110.564,0.006,{"v":1E-3,"d":"0.001"},110.957,"--",0.763,{"v":0.72,"d":"0.720"},0.063,869.425,{"v":0.05,"d":"0.050"},0.006,872.514,"--",1.192,8.711,0.643,0.632,1.205,8.414,0.668,0.656,0.003,{"v":0.59,"d":"0.590"},0.008,0.009,{"v":1125.169,"d":"1,125.169"},{"v":1859.165,"d":"1,859.165"},896.614,896.173,0.1243,0.0189,0.0163,0.0166,{"v":0.018,"d":"0.0180"},0.0037,0.0016,0.0017,{"v":1133.653,"d":"1,133.653"},{"v":1860.734,"d":"1,860.734"},897.507,{"v":897.09,"d":"897.090"},"--","--",0.215,0.928,0.085,0.083,0.218,0.888,0.086,0.085,{"v":1E-3,"d":"0.001"},0.063,{"v":1E-3,"d":"0.001"},{"v":1E-3,"d":"0.001"},202.624,197.997,117.985,118.291,0.0224,{"v":2E-3,"d":"0.0020"},0.0021,0.0022,0.0032,0.0004,0.0002,0.0002,204.151,198.164,118.103,118.412,"--","--",0.712,0.735,{"v":0.02,"d":"0.020"},912.157,0.038,0.004,914.427,"--",{"v":290290.854,"d":"290,291"},{"v":42838.366,"d":"42,838"},{"v":92036130.236,"d":"92,036,130"},{"v":16258698,"d":"16,258,698"},{"v":21287187,"d":"21,287,187"},{"v":5789906.278,"d":"5,789,906"},{"v":13583089,"d":"13,583,089"},{"v":30252777.38,"d":"30,252,777"},{"v":11366522,"d":"11,366,522"},{"v":1522717.247,"d":"1,522,717"},{"v":523998.27,"d":"523,998"},{"v":110674672.973,"d":"110,674,673"},{"v":82279481.658,"d":"82,279,482"},{"v":60992294.658,"d":"60,992,295"},{"v":100205881.251,"d":"100,205,881"},{"v":92748273.38,"d":"92,748,273"},{"v":1.50445505853525E-3,"d":"0.2%"},{"v":0.000222013182778691,"d":"0.0%"},{"v":0.476984444372329,"d":"47.7%"},{"v":0.0842619742036271,"d":"8.4%"},{"v":0.110322511794105,"d":"11.0%"},{"v":0.0300066421947351,"d":"3.0%"},{"v":0.0703954212645792,"d":"7.0%"},{"v":0.156787385261823,"d":"15.7%"},{"v":0.0589078893985828,"d":"5.9%"},{"v":0.0078916012454461,"d":"0.8%"},{"v":0.00271566202345878,"d":"0.3%"},{"v":0.573580150086175,"d":"57.4%"},{"v":0.426419849913825,"d":"42.6%"},{"v":0.31609733811972,"d":"31.6%"},{"v":0.519324818077283,"d":"51.9%"},{"v":0.480675181922717,"d":"48.1%"},{"v":116756.918891933,"d":"116,757"},{"v":100466.078826436,"d":"100,466"},{"v":57383845.0316075,"d":"57,383,845"},0,0,{"v":1945749.48210137,"d":"1,945,749"},0,0,0,{"v":263215.061333297,"d":"263,215"},0,{"v":1.95212933131068E-3,"d":"0.2%"},{"v":1.67975295288824E-3,"d":"0.2%"},{"v":0.959435107509739,"d":"95.9%"},{"v":0,"d":"0.0%"},{"v":0,"d":"0.0%"},{"v":0.0325321588770966,"d":"3.3%"},{"v":0,"d":"0.0%"},{"v":0,"d":"0.0%"},{"v":0,"d":"0.0%"},{"v":4.4008513289654E-3,"d":"0.4%"},{"v":0,"d":"0.0%"}]
[2020,"CO","08",{"v":23545.1,"d":"23,545"},{"v":381886694.117,"d":"381,886,694"},{"v":164066255.583,"d":"164,066,256"},{"v":527675099.296,"d":"527,675,099"},{"v":226195599.559,"d":"226,195,600"},{"v":53792186.81,"d":"53,792,187"},{"v":23150126.924,"d":"23,150,127"},{"v":17567.643,"d":"17,568"},{"v":7218.034,"d":"7,218"},{"v":9123.636,"d":"9,124"},{"v":32603672.668,"d":"32,603,673"},{"v":5605007.146,"d":"5,605,007"},{"v":798589.298,"d":"798,589"},{"v":32792725.021,"d":"32,792,725"},"--",0.653,0.624,0.339,{"v":1212.208,"d":"1,212.208"},0.104,0.015,{"v":1219.237,"d":"1,219.237"},"--",0.092,0.088,0.048,170.751,0.015,{"v":2E-3,"d":"0.002"},171.741,"--",{"v":0.94,"d":"0.940"},0.897,0.488,{"v":1744.207,"d":"1,744.207"},{"v":0.15,"d":"0.150"},0.021,{"v":1754.321,"d":"1,754.321"},"--",1.444,-0.249,0.318,0.937,1.403,-0.257,{"v":0.33,"d":"0.330"},0.893,0.907,-0.119,0.006,{"v":0.49,"d":"0.490"},{"v":2358.972,"d":"2,358.972"},-39.125,{"v":1044.363,"d":"1,044.363"},{"v":1754.866,"d":"1,754.866"},0.2602,-0.0016,0.0187,0.1483,0.0378,-0.0003,{"v":1.9E-3,"d":"0.0019"},0.0212,{"v":2376.745,"d":"2,376.745"},-39.259,{"v":1045.388,"d":"1,045.388"},{"v":1764.876,"d":"1,764.876"},"--","--",0.127,1.038,0.036,0.092,0.123,1.002,0.038,0.088,{"v":0.08,"d":"0.080"},0.495,{"v":1E-3,"d":"0.001"},0.048,207.471,163.326,118.832,171.701,0.0229,{"v":6.6E-3,"d":"0.0066"},0.0021,0.0145,{"v":3.3E-3,"d":"0.0033"},0.0013,0.0002,0.0021,209.035,163.885,118.948,{"v":172.68,"d":"172.680"},"--","--",0.885,0.845,0.418,{"v":1655.788,"d":"1,655.788"},0.132,0.019,{"v":1664.684,"d":"1,664.684"},"--",{"v":19478404.99,"d":"19,478,405"},{"v":-188632.274,"d":"(188,632)"},{"v":17848513.887,"d":"17,848,514"},0,{"v":1517170,"d":"1,517,170"},{"v":166481.149,"d":"166,481"},{"v":13386228,"d":"13,386,228"},{"v":1503694,"d":"1,503,694"},0,{"v":20987,"d":"20,987"},{"v":59340,"d":"59,340"},{"v":37218613.603,"d":"37,218,614"},{"v":16573573.149,"d":"16,573,573"},{"v":15056403.149,"d":"15,056,403"},{"v":37385094.752,"d":"37,385,095"},{"v":16407092,"d":"16,407,092"},{"v":0.360839374827162,"d":"36.1%"},{"v":0,"d":"0.0%"},{"v":0.33064548128481,"d":"33.1%"},{"v":0,"d":"0.0%"},{"v":0.0281057239844629,"d":"2.8%"},{"v":0.00308407971579338,"d":"0.3%"},{"v":0.247981194830565,"d":"24.8%"},{"v":0.0278560797544725,"d":"2.8%"},{"v":0,"d":"0.0%"},{"v":3.88786246275581E-4,"d":"0.0%"},{"v":0.00109927935645843,"d":"0.1%"},{"v":0.691896274352821,"d":"69.2%"},{"v":0.308103725647179,"d":"30.8%"},{"v":0.278921354300831,"d":"27.9%"},{"v":0.694991168965817,"d":"69.5%"},{"v":0.305008831034183,"d":"30.5%"},{"v":10955144.6998491,"d":"10,955,145"},{"v":3464,"d":"3,464"},{"v":12362442.4339236,"d":"12,362,442"},0,0,{"v":43667.002857845,"d":"43,667"},0,0,0,{"v":49.2451832825293,"d":"49"},0,{"v":0.468874546055877,"d":"46.9%"},{"v":0.000148257414396355,"d":"0.0%"},{"v":0.529106163648178,"d":"52.9%"},{"v":0,"d":"0.0%"},{"v":0,"d":"0.0%"},{"v":1.86892521308959E-3,"d":"0.2%"},{"v":0,"d":"0.0%"},{"v":0,"d":"0.0%"},{"v":0,"d":"0.0%"},{"v":2.10766845985635e-06,"d":"0.0%"},{"v":0,"d":"0.0%"}]
[2020,"CT","09",{"v":13059.8,"d":"13,060"},{"v":187286529.765,"d":"187,286,530"},{"v":84489369.637,"d":"84,489,370"},{"v":358641316.781,"d":"358,641,317"},{"v":158350607.645,"d":"158,350,608"},{"v":41190572.136,"d":"41,190,572"},{"v":18239267.93,"d":"18,239,268"},{"v":5078.374,"d":"5,078"},{"v":2263.645,"d":"2,264"},{"v":499.839,"d":"500"},{"v":10846890.497,"d":"10,846,890"},{"v":2040747.95,"d":"2,040,748"},{"v":256953.238,"d":"256,953"},{"v":10910685.875,"d":"10,910,686"},"--",0.247,0.248,0.024,526.669,{"v":0.05,"d":"0.050"},0.006,529.766,"--",0.054,0.054,0.005,115.832,0.011,{"v":1E-3,"d":"0.001"},116.513,"--",0.408,{"v":0.41,"d":"0.410"},{"v":0.04,"d":"0.040"},870.447,0.082,{"v":0.01,"d":"0.010"},875.566,"--",{"v":0,"d":"0.000"},24.337,0.194,0.215,{"v":0,"d":"0.000"},10.317,0.201,0.219,{"v":0,"d":"0.000"},7.538,{"v":0.01,"d":"0.010"},0.016,{"v":0,"d":"0.000"},{"v":6292.05,"d":"6,292.050"},{"v":821.18,"d":"821.180"},825.863,{"v":0,"d":"0.0000"},0.1738,0.0153,0.0154,{"v":0,"d":"0.0000"},0.0315,{"v":1.5E-3,"d":"0.0015"},0.0016,{"v":0,"d":"0.000"},{"v":6305.792,"d":"6,305.792"},822.017,826.712,"--","--",{"v":0,"d":"0.000"},{"v":0.57,"d":"0.570"},0.028,0.031,{"v":0,"d":"0.000"},0.345,0.029,0.031,{"v":0,"d":"0.000"},0.177,{"v":1E-3,"d":"0.001"},{"v":2E-3,"d":"0.002"},{"v":0,"d":"0.000"},147.374,118.921,119.071,{"v":0,"d":"0.0000"},0.0041,0.0022,0.0022,{"v":0,"d":"0.0000"},0.0007,0.0002,0.0002,{"v":0,"d":"0.000"},147.696,119.042,119.193,"--","--",0.446,0.424,{"v":0.05,"d":"0.050"},879.507,0.058,0.007,883.121,"--",{"v":-19081.63,"d":"(19,082)"},{"v":32586.897,"d":"32,587"},{"v":23536812.884,"d":"23,536,813"},{"v":15714855,"d":"15,714,855"},{"v":327265.13,"d":"327,265"},{"v":1372264.221,"d":"1,372,264"},{"v":12184,"d":"12,184"},{"v":213686,"d":"213,686"},0,0,0,{"v":39265173.151,"d":"39,265,173"},{"v":1925399.351,"d":"1,925,399"},{"v":1598134.221,"d":"1,598,134"},{"v":24922582.372,"d":"24,922,582"},{"v":16267990.13,"d":"16,267,990"},{"v":0,"d":"0.0%"},{"v":0.000790758808497151,"d":"0.1%"},{"v":0.571148032657796,"d":"57.1%"},{"v":0.381339162655023,"d":"38.1%"},{"v":0.00794146752486022,"d":"0.8%"},{"v":0.0332995811273847,"d":"3.3%"},{"v":0.000295658875490025,"d":"0.0%"},{"v":5.18533835094891E-3,"d":"0.5%"},{"v":0,"d":"0.0%"},{"v":0,"d":"0.0%"},{"v":0,"d":"0.0%"},{"v":0.95325631002321,"d":"95.3%"},{"v":0.0467436899767905,"d":"4.7%"},{"v":0.0387805783538237,"d":"3.9%"},{"v":0.60505549833739,"d":"60.5%"},{"v":0.39494450166261,"d":"39.5%"},0,{"v":26659,"d":"26,659"},{"v":8105286.00694024,"d":"8,105,286"},0,0,{"v":241431.291697904,"d":"241,431"},0,0,0,0,0,{"v":0,"d":"0.0%"},{"v":0.00318378143405974,"d":"0.3%"},{"v":0.96798301161486,"d":"96.8%"},{"v":0,"d":"0.0%"},{"v":0,"d":"0.0%"},{"v":0.0288332069510803,"d":"2.9%"},{"v":0,"d":"0.0%"},{"v":0,"d":"0.0%"},{"v":0,"d":"0.0%"},{"v":0,"d":"0.0%"},{"v":0,"d":"0.0%"}]
[2020,"DC","11",{"v":52.5,"d":"53"},{"v":1607598.746,"d":"1,607,599"},{"v":612923.088,"d":"612,923"},{"v":1718971.746,"d":"1,718,972"},{"v":667578.088,"d":"667,578"},{"v":174521.001,"d":"174,521"},{"v":73828.999,"d":"73,829"},{"v":224.795,"d":"225"},{"v":87.117,"d":"87"},{"v":2.643,"d":"3"},{"v":69818.851,"d":"69,819"},{"v":3189.102,"d":"3,189"},{"v":319.048,"d":"319"},{"v":69906.253,"d":"69,906"},"--",2.576,{"v":2.36,"d":"2.360"},{"v":0.03,"d":"0.030"},{"v":800.12,"d":"800.120"},0.018,{"v":2E-3,"d":"0.002"},801.121,"--",{"v":0.28,"d":"0.280"},0.284,0.003,86.861,{"v":2E-3,"d":"0.002"},{"v":0,"d":"0.000"},{"v":86.97,"d":"86.970"},"--",2.778,2.545,0.033,{"v":862.89,"d":"862.890"},{"v":0.02,"d":"0.020"},{"v":2E-3,"d":"0.002"},{"v":863.97,"d":"863.970"},"--",{"v":0,"d":"0.000"},{"v":0,"d":"0.000"},2.068,2.068,{"v":0,"d":"0.000"},{"v":0,"d":"0.000"},1.886,1.886,{"v":0,"d":"0.000"},{"v":0,"d":"0.000"},0.024,0.024,{"v":0,"d":"0.000"},{"v":0,"d":"0.000"},{"v":1307.819,"d":"1,307.819"},{"v":1307.819,"d":"1,307.819"},{"v":0,"d":"0.0000"},{"v":0,"d":"0.0000"},0.0208,0.0208,{"v":0,"d":"0.0000"},{"v":0,"d":"0.0000"},0.0021,0.0021,{"v":0,"d":"0.000"},{"v":0,"d":"0.000"},{"v":1308.962,"d":"1,308.962"},{"v":1308.962,"d":"1,308.962"},"--","--",{"v":0,"d":"0.000"},{"v":0,"d":"0.000"},0.185,0.185,{"v":0,"d":"0.000"},{"v":0,"d":"0.000"},0.193,0.193,{"v":0,"d":"0.000"},{"v":0,"d":"0.000"},{"v":2E-3,"d":"0.002"},{"v":2E-3,"d":"0.002"},{"v":0,"d":"0.000"},{"v":0,"d":"0.000"},116.889,116.889,{"v":0,"d":"0.0000"},{"v":0,"d":"0.0000"},{"v":1.9E-3,"d":"0.0019"},{"v":1.9E-3,"d":"0.0019"},{"v":0,"d":"0.0000"},{"v":0,"d":"0.0000"},0.0002,0.0002,{"v":0,"d":"0.000"},{"v":0,"d":"0.000"},116.991,116.991,"--","--",2.981,2.689,0.035,608.165,0.018,{"v":2E-3,"d":"0.002"},609.163,"--",0,{"v":20.516,"d":"21"},{"v":106953.014,"d":"106,953"},0,0,{"v":54852.09,"d":"54,852"},0,{"v":12695,"d":"12,695"},0,0,0,{"v":106973.53,"d":"106,974"},{"v":67547.09,"d":"67,547"},{"v":67547.09,"d":"67,547"},{"v":161825.62,"d":"161,826"},{"v":12695,"d":"12,695"},{"v":0,"d":"0.0%"},{"v":0.000117556309391979,"d":"0.0%"},{"v":0.612838838184279,"d":"61.3%"},{"v":0,"d":"0.0%"},{"v":0,"d":"0.0%"},{"v":0.314301484833139,"d":"31.4%"},{"v":0,"d":"0.0%"},{"v":0.0727421206731904,"d":"7.3%"},{"v":0,"d":"0.0%"},{"v":0,"d":"0.0%"},{"v":0,"d":"0.0%"},{"v":0.612956394493671,"d":"61.3%"},{"v":0.387043605506329,"d":"38.7%"},{"v":0.387043605506329,"d":"38.7%"},{"v":0.92725787932681,"d":"92.7%"},{"v":0.0727421206731904,"d":"7.3%"},0,0,{"v":22833.4025593325,"d":"22,833"},0,0,{"v":32407.7052482647,"d":"32,408"},0,0,0,0,0,{"v":0,"d":"0.0%"},{"v":0,"d":"0.0%"},{"v":0.413340779458306,"d":"41.3%"},{"v":0,"d":"0.0%"},{"v":0,"d":"0.0%"},{"v":0.586659220541694,"d":"58.7%"},{"v":0,"d":"0.0%"},{"v":0,"d":"0.0%"},{"v":0,"d":"0.0%"},{"v":0,"d":"0.0%"},{"v":0,"d":"0.0%"}]
[2020,"DE","10",{"v":4180.4,"d":"4,180"},{"v":32568310.31,"d":"32,568,310"},{"v":21176254.014,"d":"21,176,254"},{"v":34664059.31,"d":"34,664,059"},{"v":22344872.014,"d":"22,344,872"},{"v":5205372.001,"d":"5,205,372"},{"v":3087846,"d":"3,087,846"},{"v":629.012,"d":"629"},{"v":431.219,"d":"431"},{"v":327.401,"d":"327"},{"v":1961335.534,"d":"1,961,336"},{"v":125421.131,"d":"125,421"},{"v":14783.566,"d":"14,784"},{"v":1965106.049,"d":"1,965,106"},"--",0.242,0.279,0.126,753.581,0.024,0.003,{"v":755.03,"d":"755.030"},"--",0.039,0.041,{"v":0.02,"d":"0.020"},120.444,0.004,{"v":0,"d":"0.000"},120.676,"--",0.244,0.283,0.127,762.273,0.024,0.003,763.738,"--",1.525,0.341,{"v":0.06,"d":"0.060"},0.234,1.273,0.347,0.063,0.266,5.269,0.032,0.004,{"v":0.16,"d":"0.160"},{"v":3110.093,"d":"3,110.093"},{"v":1042.731,"d":"1,042.731"},744.189,950.658,{"v":0.452,"d":"0.4520"},0.0193,{"v":0.014,"d":"0.0140"},0.0283,{"v":0.066,"d":"0.0660"},{"v":1.9E-3,"d":"0.0019"},{"v":1.4E-3,"d":"0.0014"},0.0034,{"v":3141.061,"d":"3,141.061"},{"v":1043.794,"d":"1,043.794"},744.955,952.382,"--","--",{"v":0.1,"d":"0.100"},0.039,{"v":0.01,"d":"0.010"},{"v":0.03,"d":"0.030"},0.097,0.039,{"v":0.01,"d":"0.010"},0.033,0.347,0.004,{"v":1E-3,"d":"0.001"},0.021,204.861,118.923,118.968,123.519,0.0298,0.0022,0.0022,0.0037,{"v":4.3E-3,"d":"0.0043"},0.0002,0.0002,0.0004,206.901,119.044,119.091,123.742,"--","--",{"v":0.3,"d":"0.300"},0.334,0.171,869.447,0.029,0.004,{"v":871.24,"d":"871.240"},"--",{"v":102274.17,"d":"102,274"},{"v":8061.396,"d":"8,061"},{"v":4818093.825,"d":"4,818,094"},0,0,{"v":72042,"d":"72,042"},{"v":5179,"d":"5,179"},{"v":54173,"d":"54,173"},0,{"v":145548.63,"d":"145,549"},0,{"v":5073978.021,"d":"5,073,978"},{"v":131394,"d":"131,394"},{"v":131394,"d":"131,394"},{"v":5146020.021,"d":"5,146,020"},{"v":59352,"d":"59,352"},{"v":0.0196478118350419,"d":"2.0%"},{"v":1.54866856153181E-3,"d":"0.2%"},{"v":0.925600284775496,"d":"92.6%"},{"v":0,"d":"0.0%"},{"v":0,"d":"0.0%"},{"v":0.0138399329979416,"d":"1.4%"},{"v":9.949336914069531E-4,"d":"0.1%"},{"v":0.0104071332042072,"d":"1.0%"},{"v":0,"d":"0.0%"},{"v":0.0279612349343744,"d":"2.8%"},{"v":0,"d":"0.0%"},{"v":0.974758000106444,"d":"97.5%"},{"v":0.0252419998935557,"d":"2.5%"},{"v":0.0252419998935557,"d":"2.5%"},{"v":0.988597933104386,"d":"98.9%"},{"v":0.0114020668956141,"d":"1.1%"},{"v":105977,"d":"105,977"},{"v":1874322,"d":"1,874,322"},{"v":918550.174236435,"d":"918,550"},0,0,{"v":21231.9974188954,"d":"21,232"},0,0,0,0,0,{"v":0.0362924842736217,"d":"3.6%"},{"v":0.641873252769028,"d":"64.2%"},{"v":0.31456323308839,"d":"31.5%"},{"v":0,"d":"0.0%"},{"v":0,"d":"0.0%"},{"v":0.00727102986896059,"d":"0.7%"},{"v":0,"d":"0.0%"},{"v":0,"d":"0.0%"},{"v":0,"d":"0.0%"},{"v":0,"d":"0.0%"},{"v":0,"d":"0.0%"}]
[2020,"FL","12",{"v":108916.2,"d":"108,916"},{"v":1646811028.255,"d":"1,646,811,028"},{"v":772454122.574,"d":"772,454,123"},{"v":2023593671.068,"d":"2,023,593,671"},{"v":936763381.59,"d":"936,763,382"},{"v":250780435.174,"d":"250,780,435"},{"v":116845721.444,"d":"116,845,721"},{"v":38072.375,"d":"38,072"},{"v":17492.465,"d":"17,492"},{"v":19828.27,"d":"19,828"},{"v":105203606.658,"d":"105,203,607"},{"v":12386342.235,"d":"12,386,342"},{"v":1619675.382,"d":"1,619,675"},{"v":105599767.564,"d":"105,599,768"},"--",0.304,0.299,0.158,{"v":839.01,"d":"839.010"},0.049,0.006,842.169,"--",0.046,0.045,0.024,127.766,0.008,{"v":1E-3,"d":"0.001"},128.248,"--",0.355,{"v":0.35,"d":"0.350"},0.185,980.372,0.058,0.008,984.064,"--",0.433,{"v":9.33,"d":"9.330"},0.241,0.268,0.451,9.364,0.228,0.261,{"v":0.73,"d":"0.730"},4.722,0.058,0.152,{"v":1502.397,"d":"1,502.397"},{"v":1915.391,"d":"1,915.391"},{"v":900.99,"d":"900.990"},984.944,0.1307,0.1027,0.0213,0.0366,0.0187,0.0205,0.0024,0.0047,{"v":1511.225,"d":"1,511.225"},{"v":1924.068,"d":"1,924.068"},902.238,987.251,"--","--",0.049,0.781,0.033,0.035,0.049,{"v":0.79,"d":"0.790"},0.031,0.034,0.082,0.395,0.008,{"v":0.02,"d":"0.020"},169.654,160.352,122.782,130.456,0.0148,{"v":8.6E-3,"d":"0.0086"},0.0029,0.0048,0.0021,0.0017,0.0003,0.0006,{"v":170.65,"d":"170.650"},161.079,122.952,130.761,"--","--",0.355,0.343,0.202,{"v":1017.614,"d":"1,017.614"},0.053,0.007,{"v":1021.024,"d":"1,021.024"},"--",{"v":16597728.125,"d":"16,597,728"},{"v":1702036.835,"d":"1,702,037"},{"v":189420462.705,"d":"189,420,463"},{"v":29419352,"d":"29,419,352"},{"v":231680,"d":"231,680"},{"v":5587543.453,"d":"5,587,543"},0,{"v":6509602,"d":"6,509,602"},0,{"v":1474.156,"d":"1,474"},{"v":1310555.25,"d":"1,310,555"},{"v":238451609.071,"d":"238,451,609"},{"v":12328825.453,"d":"12,328,825"},{"v":12097145.453,"d":"12,097,145"},{"v":214619800.524,"d":"214,619,801"},{"v":36160634,"d":"36,160,634"},{"v":0.0661843024417105,"d":"6.6%"},{"v":0.00678696022770115,"d":"0.7%"},{"v":0.755323927341199,"d":"75.5%"},{"v":0.117311193179165,"d":"11.7%"},{"v":0.000923836025883542,"d":"0.1%"},{"v":0.0222806195531385,"d":"2.2%"},{"v":0,"d":"0.0%"},{"v":0.0259573758708717,"d":"2.6%"},{"v":0,"d":"0.0%"},{"v":5.87827356945951e-06,"d":"0.0%"},{"v":0.0052259070867611,"d":"0.5%"},{"v":0.950838168550106,"d":"95.1%"},{"v":0.0491618314498937,"d":"4.9%"},{"v":0.0482379954240102,"d":"4.8%"},{"v":0.855807594924079,"d":"85.6%"},{"v":0.144192405075921,"d":"14.4%"},{"v":21664148.2539381,"d":"21,664,148"},{"v":7417.001,"d":"7,417"},{"v":114844704.265634,"d":"114,844,704"},0,0,{"v":2438195.71268872,"d":"2,438,196"},0,0,0,0,0,{"v":0.155908255395541,"d":"15.6%"},{"v":5.33772051696876e-05,"d":"0.0%"},{"v":0.826491642948256,"d":"82.6%"},{"v":0,"d":"0.0%"},{"v":0,"d":"0.0%"},{"v":0.0175467244510333,"d":"1.8%"},{"v":0,"d":"0.0%"},{"v":0,"d":"0.0%"},{"v":0,"d":"0.0%"},{"v":0,"d":"0.0%"},{"v":0,"d":"0.0%"}]
[2020,"GA","13",{"v":53810,"d":"53,810"},{"v":650639798.633,"d":"650,639,799"},{"v":330794730.661,"d":"330,794,731"},{"v":1067641687.52,"d":"1,067,641,688"},{"v":509055538.734,"d":"509,055,539"},{"v":119593376.135,"d":"119,593,376"},{"v":54800842.782,"d":"54,800,843"},{"v":17326.553,"d":"17,327"},{"v":6822.575,"d":"6,823"},{"v":13945.827,"d":"13,946"},{"v":43039692.406,"d":"43,039,692"},{"v":6571825.208,"d":"6,571,825"},{"v":951954.397,"d":"951,954"},{"v":43263681.077,"d":"43,263,681"},"--",{"v":0.29,"d":"0.290"},0.249,0.233,719.767,0.055,0.008,723.513,"--",0.053,0.041,0.043,{"v":132.3,"d":"132.300"},{"v":0.01,"d":"0.010"},{"v":1E-3,"d":"0.001"},132.988,"--",{"v":0.44,"d":"0.440"},0.378,0.354,{"v":1093.747,"d":"1,093.747"},0.084,0.012,{"v":1099.44,"d":"1,099.440"},"--",1.371,1.551,0.129,{"v":0.37,"d":"0.370"},0.754,1.813,0.162,0.299,0.989,{"v":1.34,"d":"1.340"},0.005,0.197,{"v":2390.51,"d":"2,390.510"},{"v":1330.787,"d":"1,330.787"},893.742,{"v":1180.862,"d":"1,180.862"},0.2583,0.0634,0.0166,0.0629,0.0376,0.0109,0.0017,0.0085,{"v":2408.165,"d":"2,408.165"},{"v":1335.604,"d":"1,335.604"},894.651,{"v":1184.98,"d":"1,184.980"},"--","--",0.119,0.243,0.017,0.045,0.065,0.281,{"v":0.02,"d":"0.020"},0.034,0.086,{"v":0.21,"d":"0.210"},{"v":1E-3,"d":"0.001"},0.024,207.257,208.903,118.874,142.577,0.0224,0.0099,0.0022,{"v":7.6E-3,"d":"0.0076"},{"v":3.3E-3,"d":"0.0033"},0.0017,0.0002,{"v":1E-3,"d":"0.0010"},208.788,209.659,118.994,143.075,"--","--",0.786,0.598,0.503,{"v":1503.769,"d":"1,503.769"},0.127,0.018,{"v":1512.453,"d":"1,512.453"},"--",{"v":13913934.459,"d":"13,913,934"},{"v":206521.433,"d":"206,521"},{"v":58642401.003,"d":"58,642,401"},{"v":32825697,"d":"32,825,697"},{"v":4286206.77,"d":"4,286,207"},{"v":5855218.969,"d":"5,855,219"},0,{"v":3780137.23,"d":"3,780,137"},0,{"v":82777.824,"d":"82,778"},{"v":480.917,"d":"481"},{"v":105671812.636,"d":"105,671,813"},{"v":13921562.969,"d":"13,921,563"},{"v":9635356.199,"d":"9,635,356"},{"v":78701334.605,"d":"78,701,335"},{"v":40892041,"d":"40,892,041"},{"v":0.116343688675163,"d":"11.6%"},{"v":0.00172686348182119,"d":"0.2%"},{"v":0.490348237988428,"d":"49.0%"},{"v":0.274477552238501,"d":"27.4%"},{"v":0.0358398343412994,"d":"3.6%"},{"v":0.0489593921016074,"d":"4.9%"},{"v":0,"d":"0.0%"},{"v":0.0316082492937172,"d":"3.2%"},{"v":0,"d":"0.0%"},{"v":0.000692160611582731,"d":"0.1%"},{"v":4.02126788015752e-06,"d":"0.0%"},{"v":0.883592524263376,"d":"88.4%"},{"v":0.116407475736624,"d":"11.6%"},{"v":0.0805676413953246,"d":"8.1%"},{"v":0.658074364126483,"d":"65.8%"},{"v":0.341925635873517,"d":"34.2%"},{"v":12990398.0355515,"d":"12,990,398"},{"v":200883.668,"d":"200,884"},{"v":18055176.5176168,"d":"18,055,177"},0,0,{"v":2055243.55590276,"d":"2,055,244"},0,0,0,0,0,{"v":0.390082108191109,"d":"39.0%"},{"v":0.00603223430876775,"d":"0.6%"},{"v":0.542169785750955,"d":"54.2%"},{"v":0,"d":"0.0%"},{"v":0,"d":"0.0%"},{"v":0.061715871749168,"d":"6.2%"},{"v":0,"d":"0.0%"},{"v":0,"d":"0.0%"},{"v":0,"d":"0.0%"},{"v":0,"d":"0.0%"},{"v":0,"d":"0.0%"}]
[2020,"HI","15",{"v":4136.9,"d":"4,137"},{"v":84712916.572,"d":"84,712,917"},{"v":34395481.355,"d":"34,395,481"},{"v":95020748.566,"d":"95,020,749"},{"v":39171587.36,"d":"39,171,587"},{"v":9069239.997,"d":"9,069,240"},{"v":3771235.41,"d":"3,771,235"},{"v":21978.69,"d":"21,979"},{"v":8818.46,"d":"8,818"},{"v":27211.712,"d":"27,212"},{"v":6870958.663,"d":"6,870,959"},{"v":1446697.167,"d":"1,446,697"},{"v":222186.011,"d":"222,186"},{"v":6922105.756,"d":"6,922,106"},"--",4.847,4.677,6.001,{"v":1515.223,"d":"1,515.223"},{"v":0.16,"d":"0.160"},0.024,{"v":1526.502,"d":"1,526.502"},"--",0.519,0.513,0.642,162.217,0.017,0.003,163.425,"--",5.568,5.373,6.894,{"v":1740.741,"d":"1,740.741"},0.183,0.028,{"v":1753.699,"d":"1,753.699"},"--",2.806,6.165,{"v":0,"d":"0.000"},5.621,2.796,6.041,{"v":0,"d":"0.000"},5.525,5.961,7.608,{"v":0,"d":"0.000"},7.341,{"v":2378.89,"d":"2,378.890"},{"v":1649.512,"d":"1,649.512"},{"v":0,"d":"0.000"},{"v":1767.631,"d":"1,767.631"},0.2808,{"v":0.09,"d":"0.0900"},{"v":0,"d":"0.0000"},0.1209,0.0407,0.0163,{"v":0,"d":"0.0000"},0.0202,{"v":2398.048,"d":"2,398.048"},{"v":1656.615,"d":"1,656.615"},{"v":0,"d":"0.000"},{"v":1776.687,"d":"1,776.687"},"--","--",0.252,{"v":0.61,"d":"0.610"},{"v":0,"d":"0.000"},0.547,0.252,0.597,{"v":0,"d":"0.000"},0.537,0.536,0.752,{"v":0,"d":"0.000"},0.714,213.892,163.129,{"v":0,"d":"0.000"},172.027,0.0252,0.0089,{"v":0,"d":"0.0000"},0.0118,0.0037,0.0016,{"v":0,"d":"0.0000"},{"v":2E-3,"d":"0.0020"},215.615,163.831,{"v":0,"d":"0.000"},172.908,"--","--",6.388,6.273,7.114,{"v":1696.584,"d":"1,696.584"},0.164,0.026,{"v":1708.349,"d":"1,708.349"},"--",{"v":1165146.704,"d":"1,165,147"},{"v":6149205.338,"d":"6,149,205"},0,0,{"v":98820,"d":"98,820"},{"v":455049.899,"d":"455,050"},{"v":582459,"d":"582,459"},{"v":484030,"d":"484,030"},{"v":9640,"d":"9,640"},{"v":2874.045,"d":"2,874"},{"v":122015.4,"d":"122,015"},{"v":7439241.487,"d":"7,439,241"},{"v":1629998.899,"d":"1,629,999"},{"v":1531178.899,"d":"1,531,179"},{"v":7894291.386,"d":"7,894,291"},{"v":1174949,"d":"1,174,949"},{"v":0.128472358699259,"d":"12.8%"},{"v":0.67802870761838,"d":"67.8%"},{"v":0,"d":"0.0%"},{"v":0,"d":"0.0%"},{"v":0.0108961716520985,"d":"1.1%"},{"v":0.0501750840900029,"d":"5.0%"},{"v":0.0642235705758919,"d":"6.4%"},{"v":0.0533705116855417,"d":"5.3%"},{"v":1.06293356330934E-3,"d":"0.1%"},{"v":0.000316900300099731,"d":"0.0%"},{"v":0.0134537618154165,"d":"1.3%"},{"v":0.820271728433156,"d":"82.0%"},{"v":0.179728271566844,"d":"18.0%"},{"v":0.168832099914746,"d":"16.9%"},{"v":0.870446812523159,"d":"87.0%"},{"v":0.129553187476841,"d":"13.0%"},{"v":264789.860178562,"d":"264,790"},{"v":4114810.88099628,"d":"4,114,811"},0,0,0,{"v":280873.997965813,"d":"280,874"},0,0,0,0,0,{"v":0.0568160702502566,"d":"5.7%"},{"v":0.882916679375675,"d":"88.3%"},{"v":0,"d":"0.0%"},{"v":0,"d":"0.0%"},{"v":0,"d":"0.0%"},{"v":0.0602672503740689,"d":"6.0%"},{"v":0,"d":"0.0%"},{"v":0,"d":"0.0%"},{"v":0,"d":"0.0%"},{"v":0,"d":"0.0%"},{"v":0,"d":"0.0%"}]
[2020,"IA","19",{"v":27338,"d":"27,338"},{"v":198756319.146,"d":"198,756,319"},{"v":104418380.226,"d":"104,418,380"},{"v":538169717.637,"d":"538,169,718"},{"v":230946267.265,"d":"230,946,267"},{"v":59636671.813,"d":"59,636,672"},{"v":25382228.178,"d":"25,382,228"},{"v":10988.111,"d":"10,988"},{"v":5632.111,"d":"5,632"},{"v":17431.428,"d":"17,431"},{"v":18222191.66,"d":"18,222,192"},{"v":3592208.307,"d":"3,592,208"},{"v":517300.887,"d":"517,301"},{"v":18344172.098,"d":"18,344,172"},"--",0.369,0.444,0.585,611.107,{"v":0.06,"d":"0.060"},0.009,615.198,"--",0.111,0.108,0.175,183.362,0.018,0.003,{"v":184.59,"d":"184.590"},"--",1.022,1.231,1.621,{"v":1694.913,"d":"1,694.913"},0.167,0.024,{"v":1706.259,"d":"1,706.259"},"--",1.354,2.859,0.242,1.017,1.298,3.354,0.257,1.003,2.377,0.371,0.031,1.628,{"v":2069.909,"d":"2,069.909"},{"v":1210.332,"d":"1,210.332"},920.833,{"v":1704.18,"d":"1,704.180"},0.2372,0.0623,0.0199,{"v":0.168,"d":"0.1680"},0.0345,0.0104,0.0021,0.0242,{"v":2086.117,"d":"2,086.117"},{"v":1215.002,"d":"1,215.002"},921.965,{"v":1715.587,"d":"1,715.587"},"--","--",0.137,0.478,0.031,{"v":0.11,"d":"0.110"},{"v":0.13,"d":"0.130"},0.439,0.033,0.108,{"v":0.24,"d":"0.240"},0.062,0.004,0.176,{"v":208.66,"d":"208.660"},202.196,117.811,184.564,0.0239,0.0104,0.0025,0.0182,0.0035,0.0017,0.0003,0.0026,210.294,202.977,117.956,185.799,"--","--",1.135,1.115,1.746,{"v":1753.923,"d":"1,753.923"},0.178,0.026,{"v":1765.991,"d":"1,765.991"},"--",{"v":14146834.541,"d":"14,146,835"},{"v":111110.591,"d":"111,111"},{"v":7036824.017,"d":"7,036,824"},{"v":2904863,"d":"2,904,863"},{"v":1025215,"d":"1,025,215"},{"v":207500.337,"d":"207,500"},{"v":34182302,"d":"34,182,302"},{"v":22082,"d":"22,082"},0,0,{"v":-60,"d":"(60)"},{"v":24199572.149,"d":"24,199,572"},{"v":35437099.337,"d":"35,437,099"},{"v":34411884.337,"d":"34,411,884"},{"v":21502209.486,"d":"21,502,209"},{"v":38134462,"d":"38,134,462"},{"v":0.237216798917309,"d":"23.7%"},{"v":0.0018631234179238,"d":"0.2%"},{"v":0.117994796858576,"d":"11.8%"},{"v":0.0487092925386417,"d":"4.9%"},{"v":0.0171909991452277,"d":"1.7%"},{"v":0.00347940492092045,"d":"0.3%"},{"v":0.573175309046312,"d":"57.3%"},{"v":0.00037027515508934,"d":"0.0%"},{"v":0,"d":"0.0%"},{"v":0,"d":"0.0%"},{"v":0,"d":"0.0%"},{"v":0.40578341389628,"d":"40.6%"},{"v":0.59421658610372,"d":"59.4%"},{"v":0.577024989122322,"d":"57.7%"},{"v":0.360553480773114,"d":"36.1%"},{"v":0.639446519226886,"d":"63.9%"},{"v":11648973.2422085,"d":"11,648,973"},{"v":153783.99,"d":"153,784"},{"v":4330986.88071097,"d":"4,330,987"},0,0,{"v":17781.4130834602,"d":"17,781"},0,0,0,0,0,{"v":0.721230525466737,"d":"72.1%"},{"v":0.00952132909999228,"d":"1.0%"},{"v":0.268147233135245,"d":"26.8%"},{"v":0,"d":"0.0%"},{"v":0,"d":"0.0%"},{"v":1.10091229802617E-3,"d":"0.1%"},{"v":0,"d":"0.0%"},{"v":0,"d":"0.0%"},{"v":0,"d":"0.0%"},{"v":0,"d":"0.0%"},{"v":0,"d":"0.0%"}]
[2020,"ID","16",{"v":6214.6,"d":"6,215"},{"v":34944670.635,"d":"34,944,671"},{"v":12998634.679,"d":"12,998,635"},{"v":148784012.018,"d":"148,784,012"},{"v":63605498.527,"d":"63,605,499"},{"v":17674572.412,"d":"17,674,572"},{"v":7402910.564,"d":"7,402,911"},{"v":1625.18,"d":"1,625"},{"v":676.627,"d":"677"},{"v":517.912,"d":"518"},{"v":1880914.981,"d":"1,880,915"},{"v":137616.339,"d":"137,616"},{"v":21490.136,"d":"21,490"},{"v":1885837.216,"d":"1,885,837"},"--",0.184,0.183,0.059,212.839,0.008,{"v":1E-3,"d":"0.001"},213.396,"--",0.093,0.104,{"v":0.03,"d":"0.030"},107.651,0.004,{"v":1E-3,"d":"0.001"},107.933,"--",0.684,{"v":0.68,"d":"0.680"},0.218,791.751,0.029,0.005,793.823,"--",{"v":0,"d":"0.000"},32.353,0.206,0.206,{"v":0,"d":"0.000"},{"v":0,"d":"0.000"},0.247,0.247,{"v":0,"d":"0.000"},2.941,0.023,0.023,{"v":0,"d":"0.000"},{"v":1666.941,"d":"1,666.941"},905.003,{"v":905.01,"d":"905.010"},{"v":0,"d":"0.0000"},0.0675,0.0177,0.0177,{"v":0,"d":"0.0000"},0.0135,{"v":1.8E-3,"d":"0.0018"},{"v":1.8E-3,"d":"0.0018"},{"v":0,"d":"0.000"},{"v":1672.647,"d":"1,672.647"},905.982,905.989,"--","--",{"v":0,"d":"0.000"},{"v":3.17,"d":"3.170"},0.027,0.027,{"v":0,"d":"0.000"},null,{"v":0.03,"d":"0.030"},{"v":0.03,"d":"0.030"},{"v":0,"d":"0.000"},0.288,0.003,0.003,{"v":0,"d":"0.000"},163.331,119.138,119.139,{"v":0,"d":"0.0000"},{"v":6.6E-3,"d":"0.0066"},{"v":2.3E-3,"d":"0.0023"},{"v":2.3E-3,"d":"0.0023"},{"v":0,"d":"0.0000"},0.0013,0.0002,0.0002,{"v":0,"d":"0.000"},{"v":163.89,"d":"163.890"},119.267,119.267,"--","--",0.794,0.953,{"v":0.28,"d":"0.280"},852.462,0.032,0.005,854.839,"--",{"v":20043.969,"d":"20,044"},34,{"v":4157098.419,"d":"4,157,098"},0,{"v":9501021.1,"d":"9,501,021"},{"v":521292.916,"d":"521,293"},{"v":2766098.18,"d":"2,766,098"},{"v":565601,"d":"565,601"},{"v":90572,"d":"90,572"},0,{"v":52810,"d":"52,810"},{"v":4229986.388,"d":"4,229,986"},{"v":13444585.196,"d":"13,444,585"},{"v":3943564.096,"d":"3,943,564"},{"v":4751279.304,"d":"4,751,279"},{"v":12923292.28,"d":"12,923,292"},{"v":0.00113405685137765,"d":"0.1%"},{"v":1.92366756039386e-06,"d":"0.0%"},{"v":0.235202216882204,"d":"23.5%"},{"v":0,"d":"0.0%"},{"v":0.537553120020224,"d":"53.8%"},{"v":0.0294939491756566,"d":"2.9%"},{"v":0.15650156875678,"d":"15.7%"},{"v":0.0320008322301862,"d":"3.2%"},{"v":0.00512442406705862,"d":"0.5%"},{"v":0,"d":"0.0%"},{"v":2.98790834895294E-3,"d":"0.3%"},{"v":0.239326105750095,"d":"23.9%"},{"v":0.760673894249906,"d":"76.1%"},{"v":0.223120774229681,"d":"22.3%"},{"v":0.268820054925751,"d":"26.9%"},{"v":0.731179945074249,"d":"73.1%"},0,34,{"v":1885675.20615617,"d":"1,885,675"},0,0,{"v":319080.752738353,"d":"319,081"},0,0,0,0,0,{"v":0,"d":"0.0%"},{"v":1.54209700850813E-5,"d":"0.0%"},{"v":0.855262968950404,"d":"85.5%"},{"v":0,"d":"0.0%"},{"v":0,"d":"0.0%"},{"v":0.144721610079511,"d":"14.5%"},{"v":0,"d":"0.0%"},{"v":0,"d":"0.0%"},{"v":0,"d":"0.0%"},{"v":0,"d":"0.0%"},{"v":0,"d":"0.0%"}]
[2020,"IL","17",{"v":68478.6,"d":"68,479"},{"v":552508954.701,"d":"552,508,955"},{"v":272465983.127,"d":"272,465,983"},{"v":1743902374.721,"d":"1,743,902,375"},{"v":757192767.129,"d":"757,192,767"},{"v":173337706.25,"d":"173,337,706"},{"v":73483297.595,"d":"73,483,298"},{"v":21097.226,"d":"21,097"},{"v":10536.473,"d":"10,536"},{"v":60619.385,"d":"60,619"},{"v":47945335.948,"d":"47,945,336"},{"v":8328102.854,"d":"8,328,103"},{"v":1187460.674,"d":"1,187,461"},{"v":48226368.872,"d":"48,226,369"},"--",0.243,0.287,0.699,553.201,0.048,0.007,556.444,"--",0.076,0.077,0.219,173.555,0.015,{"v":2E-3,"d":"0.002"},174.572,"--",0.745,0.877,{"v":2.14,"d":"2.140"},{"v":1692.627,"d":"1,692.627"},0.147,0.021,{"v":1702.549,"d":"1,702.549"},"--",1.013,42.081,0.397,0.748,{"v":1.02,"d":"1.020"},48.473,0.527,0.803,3.774,6.582,0.017,2.159,{"v":2236.719,"d":"2,236.719"},{"v":2890.117,"d":"2,890.117"},992.678,{"v":1708.374,"d":"1,708.374"},0.2444,0.1144,0.0218,0.1485,0.0355,0.0229,0.0022,0.0212,{"v":2253.413,"d":"2,253.413"},{"v":2899.793,"d":"2,899.793"},993.871,{"v":1718.396,"d":"1,718.396"},"--","--",0.093,2.374,0.047,0.077,0.094,{"v":2.1,"d":"2.100"},0.054,0.078,0.348,0.371,{"v":2E-3,"d":"0.002"},0.222,206.437,163.023,118.761,175.533,0.0226,0.0065,0.0026,0.0153,{"v":3.3E-3,"d":"0.0033"},0.0013,0.0003,0.0022,207.978,163.569,118.904,176.563,"--","--",0.891,0.951,2.142,{"v":1740.29,"d":"1,740.290"},0.156,0.022,{"v":1750.822,"d":"1,750.822"},"--",{"v":31198321.851,"d":"31,198,322"},{"v":30300.145,"d":"30,300"},{"v":24499068.135,"d":"24,499,068"},{"v":100246068,"d":"100,246,068"},{"v":134981,"d":"134,981"},{"v":391023.162,"d":"391,023"},{"v":16225939.84,"d":"16,225,940"},{"v":78743,"d":"78,743"},0,{"v":284847.897,"d":"284,848"},{"v":248413.22,"d":"248,413"},{"v":156507019.248,"d":"156,507,019"},{"v":16830687.002,"d":"16,830,687"},{"v":16695706.002,"d":"16,695,706"},{"v":56651974.41,"d":"56,651,974"},{"v":116685731.84,"d":"116,685,732"},{"v":0.179985777624192,"d":"18.0%"},{"v":0.000174804118823973,"d":"0.0%"},{"v":0.141337211995096,"d":"14.1%"},{"v":0.578328109727136,"d":"57.8%"},{"v":0.000778716892707238,"d":"0.1%"},{"v":0.00225584594638652,"d":"0.2%"},{"v":0.0936088297868543,"d":"9.4%"},{"v":0.000454275077843889,"d":"0.0%"},{"v":0,"d":"0.0%"},{"v":0.0016433117938527,"d":"0.2%"},{"v":1.43311703710744E-3,"d":"0.1%"},{"v":0.902902332296208,"d":"90.3%"},{"v":0.097097667703792,"d":"9.7%"},{"v":0.0963189508110847,"d":"9.6%"},{"v":0.326830068515459,"d":"32.7%"},{"v":0.673169931484541,"d":"67.3%"},{"v":17675481.5326517,"d":"17,675,482"},{"v":3504.796,"d":"3,505"},{"v":13345568.7410776,"d":"13,345,569"},0,0,{"v":189866.172430499,"d":"189,866"},0,0,0,{"v":16489.0533895327,"d":"16,489"},0,{"v":0.565961138032234,"d":"56.6%"},{"v":0.000112222025129362,"d":"0.0%"},{"v":0.427319236448239,"d":"42.7%"},{"v":0,"d":"0.0%"},{"v":0,"d":"0.0%"},{"v":6.07943126324935E-3,"d":"0.6%"},{"v":0,"d":"0.0%"},{"v":0,"d":"0.0%"},{"v":0,"d":"0.0%"},{"v":0.000527972231148273,"d":"0.1%"},{"v":0,"d":"0.0%"}]
[2020,"IN","18",{"v":43026.7,"d":"43,027"},{"v":773887354.798,"d":"773,887,355"},{"v":354395172.901,"d":"354,395,173"},{"v":838718080.859,"d":"838,718,081"},{"v":371104459.886,"d":"371,104,460"},{"v":90072288.007,"d":"90,072,288"},{"v":38998057.179,"d":"38,998,057"},{"v":48986.994,"d":"48,987"},{"v":18738.186,"d":"18,738"},{"v":41402.442,"d":"41,402"},{"v":69352131.878,"d":"69,352,132"},{"v":12668659.786,"d":"12,668,660"},{"v":1819534.795,"d":"1,819,535"},{"v":69781481.249,"d":"69,781,481"},"--",1.088,0.961,0.919,{"v":1539.922,"d":"1,539.922"},0.141,{"v":0.02,"d":"0.020"},{"v":1549.455,"d":"1,549.455"},"--",0.127,0.106,0.107,179.231,0.016,{"v":2E-3,"d":"0.002"},{"v":180.34,"d":"180.340"},"--",1.178,1.041,0.996,{"v":1668.002,"d":"1,668.002"},0.152,0.022,{"v":1678.328,"d":"1,678.328"},"--",1.742,37.403,0.248,1.157,{"v":1.46,"d":"1.460"},38.159,0.267,1.006,1.686,3.377,0.023,1.035,{"v":2242.946,"d":"2,242.946"},{"v":1907.973,"d":"1,907.973"},913.704,{"v":1721.708,"d":"1,721.708"},0.2493,0.0773,0.0169,0.1583,0.0363,0.0155,0.0017,0.0227,{"v":2259.985,"d":"2,259.985"},{"v":1914.506,"d":"1,914.506"},914.634,{"v":1732.44,"d":"1,732.440"},"--","--",0.161,3.202,0.033,0.122,0.133,3.197,0.035,0.104,0.156,0.289,0.003,0.109,207.909,163.327,{"v":121.81,"d":"121.810"},181.352,0.0231,{"v":6.6E-3,"d":"0.0066"},{"v":2.3E-3,"d":"0.0023"},0.0167,0.0034,0.0013,0.0002,0.0024,209.489,163.887,121.934,182.483,"--","--",1.221,1.055,1.194,{"v":1830.992,"d":"1,830.992"},0.178,0.026,{"v":1843.084,"d":"1,843.084"},"--",{"v":47772885.27,"d":"47,772,885"},{"v":113473.431,"d":"113,473"},{"v":32084575.997,"d":"32,084,576"},0,{"v":270739,"d":"270,739"},{"v":471657.492,"d":"471,657"},{"v":6287548,"d":"6,287,548"},{"v":358062,"d":"358,062"},0,{"v":2239948.55,"d":"2,239,949"},{"v":473399,"d":"473,399"},{"v":82684282.248,"d":"82,684,282"},{"v":7388006.492,"d":"7,388,006"},{"v":7117267.492,"d":"7,117,267"},{"v":83155939.74,"d":"83,155,940"},{"v":6916349,"d":"6,916,349"},{"v":0.530383827682005,"d":"53.0%"},{"v":1.25980401505672E-3,"d":"0.1%"},{"v":0.356209178714381,"d":"35.6%"},{"v":0,"d":"0.0%"},{"v":0.00300579683038262,"d":"0.3%"},{"v":0.00523643285407649,"d":"0.5%"},{"v":0.0698055760318187,"d":"7.0%"},{"v":0.00397527369414994,"d":"0.4%"},{"v":0,"d":"0.0%"},{"v":0.0248683427648405,"d":"2.5%"},{"v":0.00525576741328845,"d":"0.5%"},{"v":0.917976920589572,"d":"91.8%"},{"v":0.0820230794104278,"d":"8.2%"},{"v":0.0790172825800452,"d":"7.9%"},{"v":0.923213353443649,"d":"92.3%"},{"v":0.0767866465563513,"d":"7.7%"},{"v":34718524.4482999,"d":"34,718,524"},{"v":153.999,"d":"154"},{"v":14346935.0620505,"d":"14,346,935"},0,0,{"v":71985.9670723352,"d":"71,986"},0,0,0,{"v":45181.547859589,"d":"45,182"},0,{"v":0.705908119167943,"d":"70.6%"},{"v":3.13115681530836e-06,"d":"0.0%"},{"v":0.291706462368754,"d":"29.2%"},{"v":0,"d":"0.0%"},{"v":0,"d":"0.0%"},{"v":0.0014636416561478,"d":"0.1%"},{"v":0,"d":"0.0%"},{"v":0,"d":"0.0%"},{"v":0,"d":"0.0%"},{"v":0.000918645650340151,"d":"0.1%"},{"v":0,"d":"0.0%"}]
[2020,"KS","20",{"v":22701.9,"d":"22,702"},{"v":219741836.093,"d":"219,741,836"},{"v":112282784.982,"d":"112,282,785"},{"v":540893783.1,"d":"540,893,783"},{"v":243049590.951,"d":"243,049,591"},{"v":54541831.47,"d":"54,541,831"},{"v":24038382.185,"d":"24,038,382"},{"v":13438.232,"d":"13,438"},{"v":6592.481,"d":"6,592"},{"v":4158.613,"d":"4,159"},{"v":21769666.725,"d":"21,769,667"},{"v":4733136.911,"d":"4,733,137"},{"v":686248.482,"d":"686,248"},{"v":21931081.957,"d":"21,931,082"},"--",0.493,0.548,0.152,798.274,0.087,0.013,804.193,"--",0.122,0.117,0.038,198.139,0.022,0.003,199.608,"--",{"v":1.35,"d":"1.350"},1.503,0.418,{"v":2187.299,"d":"2,187.299"},0.238,0.034,{"v":2203.517,"d":"2,203.517"},"--",1.239,43.755,1.965,1.355,1.204,57.252,2.174,1.325,{"v":0.48,"d":"0.480"},2.173,0.014,0.418,{"v":2361.255,"d":"2,361.255"},{"v":3409.048,"d":"3,409.048"},{"v":1119.653,"d":"1,119.653"},{"v":2194.87,"d":"2,194.870"},0.2726,0.1054,0.0202,0.2386,0.0397,0.0204,{"v":2E-3,"d":"0.0020"},0.0346,{"v":2379.888,"d":"2,379.888"},{"v":3417.76,"d":"3,417.760"},{"v":1120.766,"d":"1,120.766"},{"v":2211.145,"d":"2,211.145"},"--","--",{"v":0.11,"d":"0.110"},{"v":2.07,"d":"2.070"},0.208,0.123,0.106,1.778,0.215,0.118,0.043,0.103,{"v":1E-3,"d":"0.001"},0.038,209.261,161.282,118.717,198.826,0.0242,{"v":0.005,"d":"0.0050"},0.0021,0.0216,0.0035,{"v":1E-3,"d":"0.0010"},0.0002,0.0031,210.912,161.694,118.835,200.301,"--","--",1.465,1.424,0.444,{"v":2206.233,"d":"2,206.233"},0.238,0.034,{"v":2222.443,"d":"2,222.443"},"--",{"v":16959838.977,"d":"16,959,839"},{"v":74856.562,"d":"74,857"},{"v":2802163.857,"d":"2,802,164"},{"v":10582482,"d":"10,582,482"},{"v":32402,"d":"32,402"},{"v":63698,"d":"63,698"},{"v":23963744,"d":"23,963,744"},{"v":57675,"d":"57,675"},0,0,{"v":4971,"d":"4,971"},{"v":30424312.396,"d":"30,424,312"},{"v":24117519,"d":"24,117,519"},{"v":24085117,"d":"24,085,117"},{"v":19905528.396,"d":"19,905,528"},{"v":34636303,"d":"34,636,303"},{"v":0.310951035983068,"d":"31.1%"},{"v":1.37246146827204E-3,"d":"0.1%"},{"v":0.0513764166929955,"d":"5.1%"},{"v":0.194025057999356,"d":"19.4%"},{"v":0.000594076127820972,"d":"0.1%"},{"v":0.00116787424202025,"d":"0.1%"},{"v":0.439364491192305,"d":"43.9%"},{"v":0.00105744524017266,"d":"0.1%"},{"v":0,"d":"0.0%"},{"v":0,"d":"0.0%"},{"v":9.11410539904343e-05,"d":"0.0%"},{"v":0.557816113197682,"d":"55.8%"},{"v":0.442183886802318,"d":"44.2%"},{"v":0.441589810674497,"d":"44.2%"},{"v":0.364958929440346,"d":"36.5%"},{"v":0.635041070559654,"d":"63.5%"},{"v":11950818.2186913,"d":"11,950,818"},{"v":8953.492,"d":"8,953"},{"v":1959006.98296557,"d":"1,959,007"},0,0,{"v":7644.60226407915,"d":"7,645"},0,0,0,0,0,{"v":0.858139808387965,"d":"85.8%"},{"v":0.000642913963603452,"d":"0.1%"},{"v":0.140668349750604,"d":"14.1%"},{"v":0,"d":"0.0%"},{"v":0,"d":"0.0%"},{"v":0.00054892789782702,"d":"0.1%"},{"v":0,"d":"0.0%"},{"v":0,"d":"0.0%"},{"v":0,"d":"0.0%"},{"v":0,"d":"0.0%"},{"v":0,"d":"0.0%"}]
[2020,"KY","21",{"v":30296.8,"d":"30,297"},{"v":564202645.678,"d":"564,202,646"},{"v":266883481.301,"d":"266,883,481"},{"v":608491603.146,"d":"608,491,603"},{"v":287829503.472,"d":"287,829,503"},{"v":63513834.15,"d":"63,513,834"},{"v":29666414.823,"d":"29,666,415"},{"v":28595.352,"d":"28,595"},{"v":12149.992,"d":"12,150"},{"v":38041.425,"d":"38,041"},{"v":53115820.327,"d":"53,115,820"},{"v":11458533.311,"d":"11,458,533"},{"v":1660031.597,"d":"1,660,032"},{"v":53506396.702,"d":"53,506,397"},"--",{"v":0.9,"d":"0.900"},0.819,1.198,{"v":1672.575,"d":"1,672.575"},{"v":0.18,"d":"0.180"},0.026,{"v":1684.874,"d":"1,684.874"},"--",0.101,0.091,0.135,188.286,{"v":0.02,"d":"0.020"},0.003,189.671,"--",0.978,{"v":0.89,"d":"0.890"},1.301,{"v":1816.997,"d":"1,816.997"},0.196,0.028,{"v":1830.358,"d":"1,830.358"},"--",1.151,37.999,0.444,0.981,1.058,37.494,{"v":0.37,"d":"0.370"},0.892,1.688,3.547,0.062,1.296,{"v":2114.923,"d":"2,114.923"},{"v":2000,"d":"2,000.000"},922.527,{"v":1827.885,"d":"1,827.885"},0.2522,{"v":0.081,"d":"0.0810"},0.0233,{"v":0.197,"d":"0.1970"},0.0367,0.0162,0.0027,0.0285,{"v":2132.15,"d":"2,132.150"},{"v":2006.851,"d":"2,006.851"},923.906,{"v":1841.293,"d":"1,841.293"},"--","--",0.111,3.103,0.059,0.102,0.101,3.093,0.048,0.091,0.163,{"v":0.29,"d":"0.290"},0.008,0.134,204.435,163.329,123.093,189.208,0.0244,{"v":6.6E-3,"d":"0.0066"},0.0031,0.0204,0.0035,0.0013,0.0004,0.0029,{"v":206.1,"d":"206.100"},163.889,123.277,190.595,"--","--",0.997,0.938,1.288,{"v":1765.85,"d":"1,765.850"},0.182,0.026,{"v":1778.26,"d":"1,778.260"},"--",{"v":43638313.187,"d":"43,638,313"},{"v":57177.948,"d":"57,178"},{"v":14358539.424,"d":"14,358,539"},0,{"v":5005493,"d":"5,005,493"},{"v":347311.12,"d":"347,311"},0,{"v":42832,"d":"42,832"},0,{"v":64166.973,"d":"64,167"},0,{"v":58118197.532,"d":"58,118,198"},{"v":5395636.12,"d":"5,395,636"},{"v":390143.12,"d":"390,143"},{"v":58465508.652,"d":"58,465,509"},{"v":5048325,"d":"5,048,325"},{"v":0.687067850857494,"d":"68.7%"},{"v":0.000900244005318352,"d":"0.1%"},{"v":0.226069481219984,"d":"22.6%"},{"v":0,"d":"0.0%"},{"v":0.0788094925496972,"d":"7.9%"},{"v":0.00546827517770317,"d":"0.5%"},{"v":0,"d":"0.0%"},{"v":0.000674372771051449,"d":"0.1%"},{"v":0,"d":"0.0%"},{"v":0.00101028341875218,"d":"0.1%"},{"v":0,"d":"0.0%"},{"v":0.915047859501548,"d":"91.5%"},{"v":0.0849521404984518,"d":"8.5%"},{"v":0.00614264794875462,"d":"0.6%"},{"v":0.920516134679251,"d":"92.1%"},{"v":0.0794838653207486,"d":"7.9%"},{"v":27500516.098106,"d":"27,500,516"},{"v":41.159,"d":"41"},{"v":12306121.8952489,"d":"12,306,122"},0,0,{"v":237084.847612959,"d":"237,085"},0,0,0,0,0,{"v":0.686761516677805,"d":"68.7%"},{"v":1.02785042884662e-06,"d":"0.0%"},{"v":0.307316812057397,"d":"30.7%"},{"v":0,"d":"0.0%"},{"v":0,"d":"0.0%"},{"v":0.00592064341436906,"d":"0.6%"},{"v":0,"d":"0.0%"},{"v":0,"d":"0.0%"},{"v":0,"d":"0.0%"},{"v":0,"d":"0.0%"},{"v":0,"d":"0.0%"}]
[2020,"LA","22",{"v":37166.7,"d":"37,167"},{"v":604817109.396,"d":"604,817,109"},{"v":277538392.317,"d":"277,538,392"},{"v":795295665.396,"d":"795,295,665"},{"v":359660666.317,"d":"359,660,666"},{"v":100554704.576,"d":"100,554,705"},{"v":44880475.529,"d":"44,880,476"},{"v":32348.875,"d":"32,349"},{"v":16082.095,"d":"16,082"},{"v":23386.648,"d":"23,387"},{"v":38202188.842,"d":"38,202,189"},{"v":2866287.904,"d":"2,866,288"},{"v":403636.75,"d":"403,637"},{"v":38298159.318,"d":"38,298,159"},"--",0.643,0.717,0.465,759.829,0.029,0.004,761.738,"--",0.107,0.116,0.077,126.326,0.005,{"v":1E-3,"d":"0.001"},126.644,"--",0.786,0.875,0.568,927.665,0.035,0.005,929.996,"--",3.025,1.014,0.759,0.802,3.062,0.902,{"v":0.85,"d":"0.850"},0.891,9.313,{"v":4.66,"d":"4.660"},0.049,{"v":0.55,"d":"0.550"},{"v":2490.813,"d":"2,490.813"},{"v":2070.844,"d":"2,070.844"},846.595,972.506,0.2996,0.1468,0.0182,0.0324,0.0435,0.0232,{"v":2E-3,"d":"0.0020"},{"v":4.3E-3,"d":"0.0043"},{"v":2511.27,"d":"2,511.270"},{"v":2081.425,"d":"2,081.425"},847.644,974.593,"--","--",0.264,{"v":0.1,"d":"0.100"},0.106,0.108,0.264,0.094,0.116,0.117,0.814,0.459,0.007,0.074,{"v":217.74,"d":"217.740"},203.839,118.495,130.419,0.0262,0.0144,0.0026,{"v":4.3E-3,"d":"0.0043"},{"v":3.8E-3,"d":"0.0038"},{"v":2.3E-3,"d":"0.0023"},0.0003,0.0006,219.529,204.881,118.642,130.699,"--","--",0.945,1.049,{"v":0.97,"d":"0.970"},{"v":1069.212,"d":"1,069.212"},0.045,0.006,{"v":1072.231,"d":"1,072.231"},"--",{"v":3737676.52,"d":"3,737,677"},{"v":3428731.574,"d":"3,428,732"},{"v":70743227.552,"d":"70,743,228"},{"v":16949587,"d":"16,949,587"},{"v":1203744,"d":"1,203,744"},{"v":2115708.275,"d":"2,115,708"},0,{"v":39360,"d":"39,360"},0,{"v":1754818.738,"d":"1,754,819"},{"v":581850.78,"d":"581,851"},{"v":97195892.164,"d":"97,195,892"},{"v":3358812.275,"d":"3,358,812"},{"v":2155068.275,"d":"2,155,068"},{"v":82362013.439,"d":"82,362,013"},{"v":18192691,"d":"18,192,691"},{"v":0.0371705783518801,"d":"3.7%"},{"v":0.034098171668139,"d":"3.4%"},{"v":0.703529764685603,"d":"70.4%"},{"v":0.168560855452389,"d":"16.9%"},{"v":0.011971036131186,"d":"1.2%"},{"v":0.0210403708787535,"d":"2.1%"},{"v":0,"d":"0.0%"},{"v":0.000391428727473185,"d":"0.0%"},{"v":0,"d":"0.0%"},{"v":0.0174513837795081,"d":"1.7%"},{"v":0.00578641032506809,"d":"0.6%"},{"v":0.966597164262587,"d":"96.7%"},{"v":0.0334028357374127,"d":"3.3%"},{"v":0.0214317996062267,"d":"2.1%"},{"v":0.819076679688952,"d":"81.9%"},{"v":0.180923320311048,"d":"18.1%"},{"v":667237,"d":"667,237"},{"v":5923980.79862583,"d":"5,923,981"},{"v":34888027.1072884,"d":"34,888,027"},0,0,{"v":746630.756712903,"d":"746,631"},0,0,0,0,0,{"v":0.0158016142834085,"d":"1.6%"},{"v":0.140292669024955,"d":"14.0%"},{"v":0.826223886652675,"d":"82.6%"},{"v":0,"d":"0.0%"},{"v":0,"d":"0.0%"},{"v":0.0176818300389617,"d":"1.8%"},{"v":0,"d":"0.0%"},{"v":0,"d":"0.0%"},{"v":0,"d":"0.0%"},{"v":0,"d":"0.0%"},{"v":0,"d":"0.0%"}]
[2020,"MA","25",{"v":19622.2,"d":"19,622"},{"v":139485803.239,"d":"139,485,803"},{"v":67725399.438,"d":"67,725,399"},{"v":161334084.285,"d":"161,334,084"},{"v":77313555.45,"d":"77,313,555"},{"v":18195165.072,"d":"18,195,165"},{"v":8712495.183,"d":"8,712,495"},{"v":6172.07,"d":"6,172"},{"v":2712.001,"d":"2,712"},{"v":1961.814,"d":"1,962"},{"v":7925930.991,"d":"7,925,931"},{"v":2498892.575,"d":"2,498,893"},{"v":320856.018,"d":"320,856"},{"v":8004974.694,"d":"8,004,975"},"--",0.678,0.623,0.216,871.213,0.137,0.018,879.901,"--",0.088,{"v":0.08,"d":"0.080"},0.028,113.645,0.018,{"v":2E-3,"d":"0.002"},114.778,"--",0.766,0.703,0.243,983.363,0.155,{"v":0.02,"d":"0.020"},{"v":993.17,"d":"993.170"},"--",{"v":0,"d":"0.000"},22.483,{"v":0.19,"d":"0.190"},0.204,{"v":0,"d":"0.000"},24.563,0.202,{"v":0.21,"d":"0.210"},{"v":0,"d":"0.000"},5.411,0.011,0.014,{"v":0,"d":"0.000"},{"v":2521.272,"d":"2,521.272"},881.868,882.927,{"v":0,"d":"0.0000"},0.0919,0.0166,0.0167,{"v":0,"d":"0.0000"},0.0178,0.0017,0.0017,{"v":0,"d":"0.000"},{"v":2528.886,"d":"2,528.886"},882.783,883.846,"--","--",{"v":0,"d":"0.000"},{"v":1.39,"d":"1.390"},0.026,0.028,{"v":0,"d":"0.000"},0.773,0.026,0.027,{"v":0,"d":"0.000"},0.334,{"v":1E-3,"d":"0.001"},{"v":2E-3,"d":"0.002"},{"v":0,"d":"0.000"},155.827,118.938,{"v":118.99,"d":"118.990"},{"v":0,"d":"0.0000"},0.0057,0.0022,0.0022,{"v":0,"d":"0.0000"},0.0011,0.0002,0.0002,{"v":0,"d":"0.000"},156.298,119.061,119.113,"--","--",0.393,0.365,0.089,934.467,0.064,0.008,938.437,"--",0,{"v":32224.317,"d":"32,224"},{"v":14170885.997,"d":"14,170,886"},0,{"v":441172.93,"d":"441,173"},{"v":1917779.904,"d":"1,917,780"},{"v":237480.04,"d":"237,480"},{"v":1396467.46,"d":"1,396,467"},0,{"v":495.369,"d":"495"},{"v":-1341,"d":"(1,341)"},{"v":14202264.683,"d":"14,202,265"},{"v":3992900.334,"d":"3,992,900"},{"v":3551727.404,"d":"3,551,727"},{"v":16120044.587,"d":"16,120,045"},{"v":2075120.43,"d":"2,075,120"},{"v":0,"d":"0.0%"},{"v":0.0017709068416703,"d":"0.2%"},{"v":0.778769615648241,"d":"77.9%"},{"v":0,"d":"0.0%"},{"v":0.0242449253492861,"d":"2.4%"},{"v":0.105392755192031,"d":"10.5%"},{"v":0.0130508593121193,"d":"1.3%"},{"v":0.0767437143534784,"d":"7.7%"},{"v":0,"d":"0.0%"},{"v":2.72233031735435e-05,"d":"0.0%"},{"v":0,"d":"0.0%"},{"v":0.780551573438912,"d":"78.1%"},{"v":0.219448426561088,"d":"21.9%"},{"v":0.195187328857629,"d":"19.5%"},{"v":0.885952096171638,"d":"88.6%"},{"v":0.114047903828362,"d":"11.4%"},0,{"v":9171.002,"d":"9,171"},{"v":11296652.1129829,"d":"11,296,652"},0,0,{"v":498693.125671847,"d":"498,693"},0,0,0,0,0,{"v":0,"d":"0.0%"},{"v":0.000776906212252482,"d":"0.1%"},{"v":0.956977133385376,"d":"95.7%"},{"v":0,"d":"0.0%"},{"v":0,"d":"0.0%"},{"v":0.042245960402371,"d":"4.2%"},{"v":0,"d":"0.0%"},{"v":0,"d":"0.0%"},{"v":0,"d":"0.0%"},{"v":0,"d":"0.0%"},{"v":0,"d":"0.0%"}]
[2020,"MD","24",{"v":18107.5,"d":"18,108"},{"v":168244306.648,"d":"168,244,307"},{"v":85067345.007,"d":"85,067,345"},{"v":349988673.521,"d":"349,988,674"},{"v":160440333.944,"d":"160,440,334"},{"v":35998332.922,"d":"35,998,333"},{"v":16126646.259,"d":"16,126,646"},{"v":3441.344,"d":"3,441"},{"v":1955.567,"d":"1,956"},{"v":3122.208,"d":"3,122"},{"v":11559778.118,"d":"11,559,778"},{"v":1704976.987,"d":"1,704,977"},{"v":229619.693,"d":"229,620"},{"v":11615303.665,"d":"11,615,304"},"--",0.191,0.243,0.173,{"v":642.24,"d":"642.240"},0.047,0.006,645.325,"--",0.041,0.046,0.037,137.417,{"v":0.01,"d":"0.010"},{"v":1E-3,"d":"0.001"},138.077,"--",0.379,0.481,0.344,{"v":1273.257,"d":"1,273.257"},0.094,0.013,{"v":1279.373,"d":"1,279.373"},"--",0.912,78.213,0.137,0.307,0.899,28.125,0.142,0.388,1.612,28.218,0.005,0.344,{"v":2292.239,"d":"2,292.239"},{"v":10395.088,"d":"10,395.088"},999.914,{"v":1270.989,"d":"1,270.989"},0.2489,0.4082,0.0165,0.0651,0.0361,0.0815,0.0017,0.0089,{"v":2309.233,"d":"2,309.233"},{"v":10429.586,"d":"10,429.586"},{"v":1000.824,"d":"1,000.824"},{"v":1275.263,"d":"1,275.263"},"--","--",0.078,1.224,0.016,0.034,0.077,{"v":1.14,"d":"1.140"},0.016,{"v":0.04,"d":"0.040"},0.139,0.442,{"v":1E-3,"d":"0.001"},0.038,197.189,{"v":162.71,"d":"162.710"},{"v":118.88,"d":"118.880"},139.844,0.0214,0.0064,{"v":2E-3,"d":"0.0020"},0.0072,0.0031,0.0013,0.0002,{"v":1E-3,"d":"0.0010"},{"v":198.65,"d":"198.650"},{"v":163.25,"d":"163.250"},118.988,140.314,"--","--",0.528,{"v":0.6,"d":"0.600"},0.531,{"v":1501.119,"d":"1,501.119"},0.118,0.016,{"v":1508.923,"d":"1,508.923"},"--",{"v":3359559.717,"d":"3,359,560"},{"v":69225.944,"d":"69,226"},{"v":14071807.972,"d":"14,071,808"},{"v":15080557,"d":"15,080,557"},{"v":1696803,"d":"1,696,803"},{"v":659485.303,"d":"659,485"},{"v":537001.68,"d":"537,002"},{"v":526161.88,"d":"526,162"},0,0,{"v":-2270,"d":"(2,270)"},{"v":32578880.633,"d":"32,578,881"},{"v":3419451.863,"d":"3,419,452"},{"v":1722648.863,"d":"1,722,649"},{"v":18157808.936,"d":"18,157,809"},{"v":17840523.56,"d":"17,840,524"},{"v":0.0933195414541542,"d":"9.3%"},{"v":0.0019229107070553,"d":"0.2%"},{"v":0.390877013060087,"d":"39.1%"},{"v":0.418897350445054,"d":"41.9%"},{"v":0.0471326278550069,"d":"4.7%"},{"v":0.0183187296121857,"d":"1.8%"},{"v":0.014916463691397,"d":"1.5%"},{"v":0.0146153631750597,"d":"1.5%"},{"v":0,"d":"0.0%"},{"v":0,"d":"0.0%"},{"v":0,"d":"0.0%"},{"v":0.905010826171464,"d":"90.5%"},{"v":0.0949891738285366,"d":"9.5%"},{"v":0.0478505564786423,"d":"4.8%"},{"v":0.504406945461088,"d":"50.4%"},{"v":0.495593054538912,"d":"49.6%"},{"v":3219080.6050652,"d":"3,219,081"},{"v":4446,"d":"4,446"},{"v":6836958.13028904,"d":"6,836,958"},0,0,{"v":333458.206038529,"d":"333,458"},0,0,0,0,0,{"v":0.309707357757907,"d":"31.0%"},{"v":0.000427749125146173,"d":"0.0%"},{"v":0.657782919229004,"d":"65.8%"},{"v":0,"d":"0.0%"},{"v":0,"d":"0.0%"},{"v":0.0320819738879427,"d":"3.2%"},{"v":0,"d":"0.0%"},{"v":0,"d":"0.0%"},{"v":0,"d":"0.0%"},{"v":0,"d":"0.0%"},{"v":0,"d":"0.0%"}]
[2020,"ME","23",{"v":6020.2,"d":"6,020"},{"v":36791359.494,"d":"36,791,359"},{"v":16868903.202,"d":"16,868,903"},{"v":85753779.494,"d":"85,753,779"},{"v":31177301.207,"d":"31,177,301"},{"v":10001870.147,"d":"10,001,870"},{"v":3874841.047,"d":"3,874,841"},{"v":2194.698,"d":"2,195"},{"v":878.077,"d":"878"},{"v":1288.87,"d":"1,289"},{"v":1097188.826,"d":"1,097,189"},{"v":1282563.739,"d":"1,282,564"},{"v":187163.939,"d":"187,164"},{"v":1141108.226,"d":"1,141,108"},"--",0.439,0.453,0.258,219.397,0.128,0.019,228.179,"--",0.119,0.104,{"v":0.07,"d":"0.070"},59.644,0.035,0.005,62.031,"--",0.993,1.025,0.583,496.372,{"v":0.29,"d":"0.290"},0.042,516.241,"--",{"v":0,"d":"0.000"},5.566,0.153,0.191,{"v":0,"d":"0.000"},5.739,0.133,0.149,{"v":0,"d":"0.000"},{"v":9.4,"d":"9.400"},0.005,{"v":0.07,"d":"0.070"},{"v":0,"d":"0.000"},{"v":3175.082,"d":"3,175.082"},{"v":792.27,"d":"792.270"},{"v":808.94,"d":"808.940"},{"v":0,"d":"0.0000"},0.1237,0.0153,0.0161,{"v":0,"d":"0.0000"},0.0247,{"v":1.5E-3,"d":"0.0015"},0.0017,{"v":0,"d":"0.000"},{"v":3185.549,"d":"3,185.549"},793.111,{"v":809.85,"d":"809.850"},"--","--",{"v":0,"d":"0.000"},0.296,0.023,0.028,{"v":0,"d":"0.000"},0.235,0.021,0.024,{"v":0,"d":"0.000"},{"v":0.5,"d":"0.500"},{"v":1E-3,"d":"0.001"},{"v":0.01,"d":"0.010"},{"v":0,"d":"0.000"},168.787,118.857,119.831,{"v":0,"d":"0.0000"},{"v":6.6E-3,"d":"0.0066"},{"v":2.3E-3,"d":"0.0023"},0.0024,{"v":0,"d":"0.0000"},0.0013,0.0002,0.0003,{"v":0,"d":"0.000"},169.343,118.984,119.965,"--","--",0.739,0.514,0.524,652.552,0.141,0.022,662.493,"--",{"v":55480.171,"d":"55,480"},{"v":36865.96,"d":"36,866"},{"v":1904249.119,"d":"1,904,249"},0,{"v":3158195,"d":"3,158,195"},{"v":2183086.54,"d":"2,183,087"},{"v":2395141,"d":"2,395,141"},{"v":27699,"d":"27,699"},0,{"v":141663.356,"d":"141,663"},{"v":99490,"d":"99,490"},{"v":2237748.606,"d":"2,237,749"},{"v":7764121.54,"d":"7,764,122"},{"v":4605926.54,"d":"4,605,927"},{"v":4420835.146,"d":"4,420,835"},{"v":5581035,"d":"5,581,035"},{"v":0.00554697973380387,"d":"0.6%"},{"v":3.6859066816363E-3,"d":"0.4%"},{"v":0.190389306320034,"d":"19.0%"},{"v":0,"d":"0.0%"},{"v":0.315760448186087,"d":"31.6%"},{"v":0.218267834728195,"d":"21.8%"},{"v":0.239469315741704,"d":"23.9%"},{"v":0.0027693820851171,"d":"0.3%"},{"v":0,"d":"0.0%"},{"v":0.0141636867837816,"d":"1.4%"},{"v":0.00994713973964045,"d":"1.0%"},{"v":0.223733019258897,"d":"22.4%"},{"v":0.776266980741103,"d":"77.6%"},{"v":0.460506532555017,"d":"46.1%"},{"v":0.442000853987092,"d":"44.2%"},{"v":0.557999146012908,"d":"55.8%"},0,{"v":12377,"d":"12,377"},{"v":1682422.43868216,"d":"1,682,422"},0,0,{"v":948470.453434846,"d":"948,470"},0,0,0,0,0,{"v":0,"d":"0.0%"},{"v":0.00468245790447347,"d":"0.5%"},{"v":0.636492869570235,"d":"63.6%"},{"v":0,"d":"0.0%"},{"v":0,"d":"0.0%"},{"v":0.358824672525291,"d":"35.9%"},{"v":0,"d":"0.0%"},{"v":0,"d":"0.0%"},{"v":0,"d":"0.0%"},{"v":0,"d":"0.0%"},{"v":0,"d":"0.0%"}]
[2020,"MI","26",{"v":42472.6,"d":"42,473"},{"v":623340885.525,"d":"623,340,886"},{"v":279203931.468,"d":"279,203,931"},{"v":1016007047.523,"d":"1,016,007,048"},{"v":419191526.423,"d":"419,191,526"},{"v":106624721.023,"d":"106,624,721"},{"v":43087665.916,"d":"43,087,666"},{"v":37071.508,"d":"37,072"},{"v":16285.163,"d":"16,285"},{"v":35410.218,"d":"35,410"},{"v":49712763.777,"d":"49,712,764"},{"v":8856440.175,"d":"8,856,440"},{"v":1259862.199,"d":"1,259,862"},{"v":50008666.718,"d":"50,008,667"},"--",0.695,0.756,0.664,932.481,0.083,0.012,938.031,"--",0.119,0.117,0.114,159.504,0.014,{"v":2E-3,"d":"0.002"},160.454,"--",1.082,1.176,1.033,{"v":1450.746,"d":"1,450.746"},0.129,0.018,{"v":1459.382,"d":"1,459.382"},"--",1.133,6.146,0.976,{"v":1.06,"d":"1.060"},1.152,7.111,0.988,1.078,2.254,1.448,0.035,1.023,{"v":2229.863,"d":"2,229.863"},{"v":1457.268,"d":"1,457.268"},901.835,{"v":1492.015,"d":"1,492.015"},0.2525,0.0427,0.0169,0.1214,0.0368,0.0084,0.0017,0.0173,{"v":2247.141,"d":"2,247.141"},{"v":1460.844,"d":"1,460.844"},902.767,{"v":1500.2,"d":"1,500.200"},"--","--",0.106,{"v":0.9,"d":"0.900"},0.128,0.118,0.106,1.002,0.123,0.116,{"v":0.21,"d":"0.210"},0.212,0.005,0.114,{"v":208,"d":"208.000"},213.437,118.198,165.822,0.0236,{"v":6.3E-3,"d":"0.0063"},0.0022,0.0135,0.0034,0.0012,0.0002,{"v":1.9E-3,"d":"0.0019"},209.611,213.961,{"v":118.32,"d":"118.320"},166.732,"--","--",1.398,1.405,1.575,{"v":1696.001,"d":"1,696.001"},0.161,0.023,{"v":1706.719,"d":"1,706.719"},"--",{"v":27961029.573,"d":"27,961,030"},{"v":933671.724,"d":"933,672"},{"v":36433839.175,"d":"36,433,839"},{"v":30332546,"d":"30,332,546"},{"v":867861,"d":"867,861"},{"v":2156626.028,"d":"2,156,626"},{"v":6735092,"d":"6,735,092"},{"v":155168,"d":"155,168"},0,{"v":1048959.011,"d":"1,048,959"},{"v":-71.37,"d":"(71)"},{"v":96709974.113,"d":"96,709,974"},{"v":9914747.028,"d":"9,914,747"},{"v":9046886.028,"d":"9,046,886"},{"v":68534054.141,"d":"68,534,054"},{"v":38090667,"d":"38,090,667"},{"v":0.262237598915987,"d":"26.2%"},{"v":0.00875660999671983,"d":"0.9%"},{"v":0.341701384049505,"d":"34.2%"},{"v":0.284479296847126,"d":"28.4%"},{"v":0.00813939215788361,"d":"0.8%"},{"v":0.0202263092589607,"d":"2.0%"},{"v":0.0631662847016108,"d":"6.3%"},{"v":0.00145527129615743,"d":"0.1%"},{"v":0,"d":"0.0%"},{"v":0.0098378527760491,"d":"1.0%"},{"v":0,"d":"0.0%"},{"v":0.907012680343719,"d":"90.7%"},{"v":0.0929873196562811,"d":"9.3%"},{"v":0.0848478652567289,"d":"8.5%"},{"v":0.642759515875975,"d":"64.3%"},{"v":0.357240484124025,"d":"35.7%"},{"v":19214299.4972133,"d":"19,214,299"},{"v":111531.641875003,"d":"111,532"},{"v":14162471.5376738,"d":"14,162,472"},0,0,{"v":834408.60081961,"d":"834,409"},0,0,0,0,0,{"v":0.559812986270796,"d":"56.0%"},{"v":0.00324949975463773,"d":"0.3%"},{"v":0.412626829597933,"d":"41.3%"},{"v":0,"d":"0.0%"},{"v":0,"d":"0.0%"},{"v":0.0243106843766335,"d":"2.4%"},{"v":0,"d":"0.0%"},{"v":0,"d":"0.0%"},{"v":0,"d":"0.0%"},{"v":0,"d":"0.0%"},{"v":0,"d":"0.0%"}]
[2020,"MN","27",{"v":23774.2,"d":"23,774"},{"v":255997888.738,"d":"255,997,889"},{"v":112375425.11,"d":"112,375,425"},{"v":536467407.699,"d":"536,467,408"},{"v":223685819.081,"d":"223,685,819"},{"v":56500626.797,"d":"56,500,627"},{"v":23266044.165,"d":"23,266,044"},{"v":13571.571,"d":"13,572"},{"v":5899.989,"d":"5,900"},{"v":6835.718,"d":"6,836"},{"v":21612870.933,"d":"21,612,871"},{"v":4435005.179,"d":"4,435,005"},{"v":635987.782,"d":"635,988"},{"v":21763070.678,"d":"21,763,071"},"--",{"v":0.48,"d":"0.480"},0.507,0.242,765.049,0.078,0.011,770.366,"--",0.106,0.105,0.053,168.852,0.017,{"v":2E-3,"d":"0.002"},170.025,"--",0.992,1.047,{"v":0.5,"d":"0.500"},{"v":1579.662,"d":"1,579.662"},0.162,0.023,{"v":1590.64,"d":"1,590.640"},"--",1.209,5.244,0.423,0.857,1.193,6.608,0.458,{"v":0.88,"d":"0.880"},0.809,0.774,0.006,0.445,{"v":2242.431,"d":"2,242.431"},617.654,903.435,{"v":1633.157,"d":"1,633.157"},0.2467,0.0152,0.0165,{"v":0.142,"d":"0.1420"},0.0359,0.0029,0.0017,0.0203,{"v":2259.292,"d":"2,259.292"},618.899,904.339,{"v":1642.762,"d":"1,642.762"},"--","--",0.113,0.433,0.056,0.092,0.111,0.593,0.057,0.092,0.076,0.064,{"v":1E-3,"d":"0.001"},0.048,209.678,51.043,118.597,{"v":175.59,"d":"175.590"},0.0231,0.0013,0.0022,0.0153,0.0034,0.0002,0.0002,0.0022,211.255,51.146,118.716,176.623,"--","--",0.951,{"v":0.96,"d":"0.960"},0.489,{"v":1539.055,"d":"1,539.055"},0.144,0.021,{"v":1548.814,"d":"1,548.814"},"--",{"v":14037834.299,"d":"14,037,834"},{"v":29964.169,"d":"29,964"},{"v":11812679.795,"d":"11,812,680"},{"v":14677288,"d":"14,677,288"},{"v":1001844.28,"d":"1,001,844"},{"v":1404829.63,"d":"1,404,830"},{"v":11827784,"d":"11,827,784"},{"v":1629790.53,"d":"1,629,791"},0,0,{"v":78611.486,"d":"78,611"},{"v":40636377.749,"d":"40,636,378"},{"v":15864248.44,"d":"15,864,248"},{"v":14862404.16,"d":"14,862,404"},{"v":27363919.379,"d":"27,363,919"},{"v":29136706.81,"d":"29,136,707"},{"v":0.248454490611168,"d":"24.8%"},{"v":0.000530333396655941,"d":"0.1%"},{"v":0.209071661533192,"d":"20.9%"},{"v":0.259772129797342,"d":"26.0%"},{"v":0.0177315606494118,"d":"1.8%"},{"v":0.0248639656718265,"d":"2.5%"},{"v":0.209338989632344,"d":"20.9%"},{"v":0.0288455303937375,"d":"2.9%"},{"v":0,"d":"0.0%"},{"v":0,"d":"0.0%"},{"v":1.39133831432305E-3,"d":"0.1%"},{"v":0.71921995365268,"d":"71.9%"},{"v":0.28078004634732,"d":"28.1%"},{"v":0.263048485697908,"d":"26.3%"},{"v":0.484311789527165,"d":"48.4%"},{"v":0.515688210472835,"d":"51.6%"},{"v":9281207.7338802,"d":"9,281,208"},{"v":31467.6237865297,"d":"31,468"},{"v":9288453.10969798,"d":"9,288,453"},0,0,{"v":791153.114382704,"d":"791,153"},0,0,0,0,0,{"v":0.478603185228908,"d":"47.9%"},{"v":0.00162268806039553,"d":"0.2%"},{"v":0.478976806857041,"d":"47.9%"},{"v":0,"d":"0.0%"},{"v":0,"d":"0.0%"},{"v":0.0407973198536556,"d":"4.1%"},{"v":0,"d":"0.0%"},{"v":0,"d":"0.0%"},{"v":0,"d":"0.0%"},{"v":0,"d":"0.0%"},{"v":0,"d":"0.0%"}]
[2020,"MO","29",{"v":26365.3,"d":"26,365"},{"v":578282482.815,"d":"578,282,483"},{"v":256222389.891,"d":"256,222,390"},{"v":705887639.78,"d":"705,887,640"},{"v":318395132.923,"d":"318,395,133"},{"v":71871122.027,"d":"71,871,122"},{"v":31515194.932,"d":"31,515,195"},{"v":51185.31,"d":"51,185"},{"v":21737.377,"d":"21,737"},{"v":92065.257,"d":"92,065"},{"v":57717724.23,"d":"57,717,724"},{"v":12936650.728,"d":"12,936,651"},{"v":1875343.259,"d":"1,875,343"},{"v":58158858.51,"d":"58,158,859"},"--",1.424,1.379,2.562,{"v":1606.145,"d":"1,606.145"},{"v":0.18,"d":"0.180"},0.026,{"v":1618.421,"d":"1,618.421"},"--",0.177,{"v":0.17,"d":"0.170"},0.318,199.618,0.022,0.003,201.143,"--",{"v":1.74,"d":"1.740"},1.685,{"v":3.13,"d":"3.130"},{"v":1962.325,"d":"1,962.325"},{"v":0.22,"d":"0.220"},0.032,{"v":1977.323,"d":"1,977.323"},"--",1.925,36.504,0.359,1.744,1.929,63.582,0.356,1.723,3.561,{"v":5.19,"d":"5.190"},0.006,3.139,{"v":2104.42,"d":"2,104.420"},{"v":4943.598,"d":"4,943.598"},960.654,{"v":1968.821,"d":"1,968.821"},0.2477,0.1857,0.0182,0.2204,{"v":0.036,"d":"0.0360"},0.0371,{"v":1.8E-3,"d":"0.0018"},{"v":0.032,"d":"0.0320"},{"v":2121.345,"d":"2,121.345"},{"v":4959.303,"d":"4,959.303"},961.656,{"v":1983.851,"d":"1,983.851"},"--","--",0.191,1.206,0.044,0.177,0.184,1.204,0.044,{"v":0.17,"d":"0.170"},0.354,0.171,{"v":1E-3,"d":"0.001"},0.319,209.018,163.326,118.243,200.082,0.0246,0.0061,0.0022,0.0224,0.0036,0.0012,0.0002,0.0032,210.699,163.845,118.366,{"v":201.61,"d":"201.610"},"--","--",1.705,1.656,{"v":1.78,"d":"1.780"},{"v":1842.312,"d":"1,842.312"},0.195,0.028,{"v":1855.581,"d":"1,855.581"},"--",{"v":51195896.042,"d":"51,195,896"},{"v":79429.059,"d":"79,429"},{"v":7425147.937,"d":"7,425,148"},{"v":7742120,"d":"7,742,120"},{"v":1857292,"d":"1,857,292"},{"v":125319.421,"d":"125,319"},{"v":3345101.78,"d":"3,345,102"},{"v":100745,"d":"100,745"},0,0,71,{"v":66442664.038,"d":"66,442,664"},{"v":5428458.201,"d":"5,428,458"},{"v":3571166.201,"d":"3,571,166"},{"v":58825863.459,"d":"58,825,863"},{"v":13045258.78,"d":"13,045,259"},{"v":0.712329158737126,"d":"71.2%"},{"v":1.10515957627414E-3,"d":"0.1%"},{"v":0.103311979911882,"d":"10.3%"},{"v":0.107722263947046,"d":"10.8%"},{"v":0.0258419785602313,"d":"2.6%"},{"v":1.74366862650709E-3,"d":"0.2%"},{"v":0.0465430575701352,"d":"4.7%"},{"v":1.40174519141336E-3,"d":"0.1%"},{"v":0,"d":"0.0%"},{"v":0,"d":"0.0%"},{"v":9.87879384489042e-07,"d":"0.0%"},{"v":0.924469550051713,"d":"92.4%"},{"v":0.0755304499482869,"d":"7.6%"},{"v":0.0496884713880556,"d":"5.0%"},{"v":0.818490954731174,"d":"81.8%"},{"v":0.181509045268826,"d":"18.2%"},{"v":16625249.4225553,"d":"16,625,249"},{"v":9039,"d":"9,039"},{"v":4986652.79831679,"d":"4,986,653"},0,0,{"v":185392.313718702,"d":"185,392"},0,0,0,0,0,{"v":0.762404619565372,"d":"76.2%"},{"v":4.14512599546443E-4,"d":"0.0%"},{"v":0.228679103270919,"d":"22.9%"},{"v":0,"d":"0.0%"},{"v":0,"d":"0.0%"},{"v":0.00850176456416294,"d":"0.9%"},{"v":0,"d":"0.0%"},{"v":0,"d":"0.0%"},{"v":0,"d":"0.0%"},{"v":0,"d":"0.0%"},{"v":0,"d":"0.0%"}]
[2020,"MS","28",{"v":20189.9,"d":"20,190"},{"v":463912380.327,"d":"463,912,380"},{"v":228534952.642,"d":"228,534,953"},{"v":535401904.327,"d":"535,401,904"},{"v":260551606.642,"d":"260,551,607"},{"v":66499288.151,"d":"66,499,288"},{"v":31581680.552,"d":"31,581,681"},{"v":14710.763,"d":"14,711"},{"v":8578.39,"d":"8,578"},{"v":4411.933,"d":"4,412"},{"v":29653659.186,"d":"29,653,659"},{"v":2313295.197,"d":"2,313,295"},{"v":315957.514,"d":"315,958"},{"v":29729653.043,"d":"29,729,653"},"--",0.442,0.543,0.133,891.849,0.035,0.005,894.134,"--",0.063,0.075,0.019,127.842,0.005,{"v":1E-3,"d":"0.001"},128.169,"--",0.494,0.606,0.148,995.119,0.039,0.005,997.669,"--",0.689,{"v":0.25,"d":"0.250"},0.426,0.484,0.853,0.426,0.527,0.598,0.385,0.005,0.005,0.091,{"v":1409.068,"d":"1,409.068"},{"v":1040.9,"d":"1,040.900"},907.051,{"v":1021.496,"d":"1,021.496"},0.1062,{"v":0.019,"d":"0.0190"},0.0168,{"v":0.037,"d":"0.0370"},{"v":0.015,"d":"0.0150"},{"v":1.9E-3,"d":"0.0019"},0.0017,0.0047,{"v":1416.192,"d":"1,416.192"},{"v":1041.943,"d":"1,041.943"},{"v":907.97,"d":"907.970"},{"v":1023.821,"d":"1,023.821"},"--","--",{"v":0.08,"d":"0.080"},0.029,0.056,0.062,0.094,0.027,0.068,0.074,0.045,{"v":1E-3,"d":"0.001"},{"v":1E-3,"d":"0.001"},0.012,164.239,118.904,118.845,130.077,0.0124,0.0022,0.0022,0.0047,0.0017,0.0002,0.0002,0.0006,165.069,119.023,118.966,130.373,"--","--",0.757,0.924,0.125,{"v":1057.927,"d":"1,057.927"},0.038,0.005,{"v":1060.387,"d":"1,060.387"},"--",{"v":4593524.57,"d":"4,593,525"},{"v":8395.411,"d":"8,395"},{"v":53579102.616,"d":"53,579,103"},{"v":6470934,"d":"6,470,934"},0,{"v":1417214.632,"d":"1,417,215"},0,{"v":430117.1,"d":"430,117"},0,0,0,{"v":64651956.597,"d":"64,651,957"},{"v":1847331.732,"d":"1,847,332"},{"v":1847331.732,"d":"1,847,332"},{"v":59598237.229,"d":"59,598,237"},{"v":6901051.1,"d":"6,901,051"},{"v":0.0690762966856713,"d":"6.9%"},{"v":1.26248133039625E-4,"d":"0.0%"},{"v":0.8057094137748,"d":"80.6%"},{"v":0.0973083195715654,"d":"9.7%"},{"v":0,"d":"0.0%"},{"v":0.021311726299813,"d":"2.1%"},{"v":0,"d":"0.0%"},{"v":0.00646799553511053,"d":"0.6%"},{"v":0,"d":"0.0%"},{"v":0,"d":"0.0%"},{"v":0,"d":"0.0%"},{"v":0.972220278165076,"d":"97.2%"},{"v":0.0277797218349236,"d":"2.8%"},{"v":0.0277797218349236,"d":"2.8%"},{"v":0.896223684893324,"d":"89.6%"},{"v":0.103776315106676,"d":"10.4%"},{"v":5552159.00946875,"d":"5,552,159"},{"v":324984,"d":"324,984"},{"v":20777881.6101437,"d":"20,777,882"},0,0,{"v":436661.53724496,"d":"436,662"},0,0,0,0,0,{"v":0.204939588378607,"d":"20.5%"},{"v":0.0119957096106305,"d":"1.2%"},{"v":0.766946785439725,"d":"76.7%"},{"v":0,"d":"0.0%"},{"v":0,"d":"0.0%"},{"v":0.0161179165710376,"d":"1.6%"},{"v":0,"d":"0.0%"},{"v":0,"d":"0.0%"},{"v":0,"d":"0.0%"},{"v":0,"d":"0.0%"},{"v":0,"d":"0.0%"}]
[2020,"MT","30",{"v":8783.6,"d":"8,784"},{"v":102204417.921,"d":"102,204,418"},{"v":35767608.259,"d":"35,767,608"},{"v":225640694.336,"d":"225,640,694"},{"v":89125568.78,"d":"89,125,569"},{"v":23353290.001,"d":"23,353,290"},{"v":9235607.315,"d":"9,235,607"},{"v":8420.126,"d":"8,420"},{"v":2790.029,"d":"2,790"},{"v":11512.975,"d":"11,513"},{"v":10575880.296,"d":"10,575,880"},{"v":2356681.898,"d":"2,356,682"},{"v":343594.63,"d":"343,595"},{"v":10656534.422,"d":"10,656,534"},"--",0.721,0.604,0.986,905.729,0.101,0.015,912.637,"--",0.165,0.156,0.225,206.955,0.023,0.003,208.534,"--",{"v":1.77,"d":"1.770"},1.483,{"v":2.42,"d":"2.420"},{"v":2223.114,"d":"2,223.114"},0.248,0.036,{"v":2240.068,"d":"2,240.068"},"--",1.727,1.351,5.254,1.817,1.705,1.373,4.083,1.773,1.752,17.663,0.011,2.488,{"v":2341.655,"d":"2,341.655"},{"v":1815.253,"d":"1,815.253"},{"v":1404.824,"d":"1,404.824"},{"v":2286.684,"d":"2,286.684"},{"v":0.272,"d":"0.2720"},0.0523,0.0272,0.2536,0.0396,0.0104,0.0027,{"v":0.037,"d":"0.0370"},{"v":2360.247,"d":"2,360.247"},{"v":1819.662,"d":"1,819.662"},{"v":1406.316,"d":"1,406.316"},{"v":2304.046,"d":"2,304.046"},"--","--",0.155,0.168,0.443,0.165,0.148,0.169,0.345,0.156,0.157,2.197,{"v":1E-3,"d":"0.001"},0.226,209.953,225.775,118.576,207.503,0.0244,0.0065,{"v":2.3E-3,"d":"0.0023"},{"v":0.023,"d":"0.0230"},0.0035,0.0013,0.0002,0.0034,{"v":211.62,"d":"211.620"},226.324,118.702,209.079,"--","--",1.816,1.758,1.129,{"v":2231.407,"d":"2,231.407"},0.252,0.037,{"v":2248.648,"d":"2,248.648"},"--",{"v":8490284.062,"d":"8,490,284"},{"v":457210.536,"d":"457,211"},{"v":290795.678,"d":"290,796"},0,{"v":10747535,"d":"10,747,535"},{"v":33303,"d":"33,303"},{"v":3058580,"d":"3,058,580"},{"v":32701,"d":"32,701"},0,{"v":11678.753,"d":"11,679"},{"v":231202,"d":"231,202"},{"v":9481171.029,"d":"9,481,171"},{"v":13872119,"d":"13,872,119"},{"v":3124584,"d":"3,124,584"},{"v":9514474.029,"d":"9,514,474"},{"v":13838816,"d":"13,838,816"},{"v":0.363558370210656,"d":"36.4%"},{"v":0.0195779924555486,"d":"2.0%"},{"v":0.0124520218623968,"d":"1.2%"},{"v":0,"d":"0.0%"},{"v":0.460215026947114,"d":"46.0%"},{"v":0.00142605174511362,"d":"0.1%"},{"v":0.130969983081693,"d":"13.1%"},{"v":0.00140027379266014,"d":"0.1%"},{"v":0,"d":"0.0%"},{"v":0.000500090265033209,"d":"0.1%"},{"v":0.00990018963978499,"d":"1.0%"},{"v":0.405988664433419,"d":"40.6%"},{"v":0.594011335566581,"d":"59.4%"},{"v":0.133796308619467,"d":"13.4%"},{"v":0.407414716178533,"d":"40.7%"},{"v":0.592585283821467,"d":"59.3%"},{"v":5791917.23440261,"d":"5,791,917"},{"v":22111.7811996373,"d":"22,112"},{"v":284815.003,"d":"284,815"},0,0,{"v":7438.91566780822,"d":"7,439"},0,0,0,65,0,{"v":0.948507568967239,"d":"94.9%"},{"v":0.00362111386996826,"d":"0.4%"},{"v":0.0466424458720344,"d":"4.7%"},{"v":0,"d":"0.0%"},{"v":0,"d":"0.0%"},{"v":0.001218226630366,"d":"0.1%"},{"v":0,"d":"0.0%"},{"v":0,"d":"0.0%"},{"v":0,"d":"0.0%"},{"v":1.06446603927049E-5,"d":"0.0%"},{"v":0,"d":"0.0%"}]
[2020,"NC","37",{"v":51417.5000000001,"d":"51,418"},{"v":540058092.813,"d":"540,058,093"},{"v":271565796.471,"d":"271,565,796"},{"v":1131487008.986,"d":"1,131,487,009"},{"v":518504763.312,"d":"518,504,763"},{"v":124334264.838,"d":"124,334,265"},{"v":56318416.786,"d":"56,318,417"},{"v":22899.137,"d":"22,899"},{"v":12504.797,"d":"12,505"},{"v":15360.366,"d":"15,360"},{"v":40088218.061,"d":"40,088,218"},{"v":6719571.482,"d":"6,719,571"},{"v":958601.312,"d":"958,601"},{"v":40311948.217,"d":"40,311,948"},"--",0.368,0.444,0.247,644.846,0.054,0.008,648.445,"--",0.085,0.092,0.057,148.459,0.012,{"v":2E-3,"d":"0.002"},149.287,"--",0.702,0.846,0.471,{"v":1228.78,"d":"1,228.780"},0.103,0.015,{"v":1235.638,"d":"1,235.638"},"--",1.495,28.493,0.185,0.683,1.521,14.796,0.185,0.781,0.932,5.248,0.005,0.355,{"v":1922.13,"d":"1,922.130"},{"v":2851.423,"d":"2,851.423"},871.711,{"v":1268.61,"d":"1,268.610"},0.2212,0.1054,0.0144,0.0925,0.0323,0.0211,0.0016,0.0132,{"v":1937.098,"d":"1,937.098"},{"v":2860.341,"d":"2,860.341"},872.489,{"v":1274.748,"d":"1,274.748"},"--","--",0.152,1.624,0.025,0.083,0.153,1.109,0.025,0.091,0.095,0.299,{"v":1E-3,"d":"0.001"},0.043,195.719,162.504,118.894,153.346,0.0225,{"v":0.006,"d":"0.0060"},{"v":2E-3,"d":"0.0020"},0.0112,{"v":3.3E-3,"d":"0.0033"},0.0012,0.0002,0.0016,197.244,163.012,{"v":119,"d":"119.000"},154.088,"--","--",0.786,0.881,0.445,{"v":1319.665,"d":"1,319.665"},0.113,0.016,{"v":1327.232,"d":"1,327.232"},"--",{"v":20793288.781,"d":"20,793,289"},{"v":116590.632,"d":"116,591"},{"v":41401321.087,"d":"41,401,321"},{"v":42328762,"d":"42,328,762"},{"v":7957492,"d":"7,957,492"},{"v":2452715.156,"d":"2,452,715"},{"v":546267,"d":"546,267"},{"v":8252949.32,"d":"8,252,949"},0,{"v":287359.2,"d":"287,359"},{"v":197520,"d":"197,520"},{"v":105124841.7,"d":"105,124,842"},{"v":19209423.476,"d":"19,209,423"},{"v":11251931.476,"d":"11,251,931"},{"v":65248794.856,"d":"65,248,795"},{"v":59085470.32,"d":"59,085,470"},{"v":0.167236994175067,"d":"16.7%"},{"v":0.000937719234797917,"d":"0.1%"},{"v":0.332984001058717,"d":"33.3%"},{"v":0.34044325544597,"d":"34.0%"},{"v":0.0640007964718001,"d":"6.4%"},{"v":0.0197267837030129,"d":"2.0%"},{"v":0.00439353543632351,"d":"0.4%"},{"v":0.0663771109944441,"d":"6.6%"},{"v":0,"d":"0.0%"},{"v":2.31118267834882E-3,"d":"0.2%"},{"v":0.00158862080151761,"d":"0.2%"},{"v":0.845501773394419,"d":"84.6%"},{"v":0.154498226605581,"d":"15.4%"},{"v":0.0904974301337805,"d":"9.0%"},{"v":0.524785301651462,"d":"52.5%"},{"v":0.475214698348538,"d":"47.5%"},{"v":20914754.5492786,"d":"20,914,755"},{"v":6663.997,"d":"6,664"},{"v":27255966.8320507,"d":"27,255,967"},0,0,{"v":1162190.40626699,"d":"1,162,190"},0,0,0,0,0,{"v":0.42389408941388,"d":"42.4%"},{"v":0.000135063929797315,"d":"0.0%"},{"v":0.552415913566893,"d":"55.2%"},{"v":0,"d":"0.0%"},{"v":0,"d":"0.0%"},{"v":0.0235549330894293,"d":"2.4%"},{"v":0,"d":"0.0%"},{"v":0,"d":"0.0%"},{"v":0,"d":"0.0%"},{"v":0,"d":"0.0%"},{"v":0,"d":"0.0%"}]
[2020,"ND","38",{"v":10710.2,"d":"10,710"},{"v":271896796.366,"d":"271,896,796"},{"v":110758000.96,"d":"110,758,001"},{"v":413032706.928,"d":"413,032,707"},{"v":164017993.103,"d":"164,017,993"},{"v":42176424.004,"d":"42,176,424"},{"v":16834969.489,"d":"16,834,969"},{"v":29262.372,"d":"29,262"},{"v":11886.687,"d":"11,887"},{"v":34015.917,"d":"34,016"},{"v":29050041.819,"d":"29,050,042"},{"v":6545017.995,"d":"6,545,018"},{"v":950478.565,"d":"950,479"},{"v":29273475.85,"d":"29,273,476"},"--",1.388,1.412,1.613,{"v":1377.549,"d":"1,377.549"},0.155,0.023,{"v":1388.144,"d":"1,388.144"},"--",0.215,0.215,{"v":0.25,"d":"0.250"},213.684,0.024,0.003,215.328,"--",2.243,2.283,2.607,{"v":2226.724,"d":"2,226.724"},0.251,0.036,{"v":2243.851,"d":"2,243.851"},"--",2.359,30.684,0.104,2.248,2.333,32.367,0.068,2.211,2.751,15.228,0.005,2.616,{"v":2301.15,"d":"2,301.150"},{"v":5050.485,"d":"5,050.485"},911.507,{"v":2232.654,"d":"2,232.654"},0.2636,0.2045,0.0217,0.2516,0.0383,0.0409,0.0022,0.0365,{"v":2319.162,"d":"2,319.162"},{"v":5067.787,"d":"5,067.787"},912.697,{"v":2249.836,"d":"2,249.836"},"--","--",0.223,0.992,0.014,0.215,{"v":0.22,"d":"0.220"},0.943,0.014,0.215,{"v":0.26,"d":"0.260"},0.492,{"v":1E-3,"d":"0.001"},0.251,{"v":217.38,"d":"217.380"},163.326,118.859,{"v":213.81,"d":"213.810"},0.0249,{"v":6.6E-3,"d":"0.0066"},{"v":2.8E-3,"d":"0.0028"},0.0241,0.0036,0.0013,0.0003,0.0035,219.081,163.885,119.014,215.456,"--","--",2.312,2.219,2.884,{"v":2061.324,"d":"2,061.324"},0.224,0.032,{"v":2076.572,"d":"2,076.572"},"--",{"v":24496807.184,"d":"24,496,807"},{"v":30502.185,"d":"30,502"},{"v":1488630.704,"d":"1,488,631"},0,{"v":2450395,"d":"2,450,395"},519,{"v":13633854,"d":"13,633,854"},0,0,{"v":46015.005,"d":"46,015"},{"v":29701,"d":"29,701"},{"v":26091656.078,"d":"26,091,656"},{"v":16084768,"d":"16,084,768"},{"v":13634373,"d":"13,634,373"},{"v":26092175.078,"d":"26,092,175"},{"v":16084249,"d":"16,084,249"},{"v":0.580817547231985,"d":"58.1%"},{"v":0.000723204625968054,"d":"0.1%"},{"v":0.0352953275803317,"d":"3.5%"},{"v":0,"d":"0.0%"},{"v":0.0580986902888757,"d":"5.8%"},{"v":1.23054529004207E-5,"d":"0.0%"},{"v":0.323257703753782,"d":"32.3%"},{"v":0,"d":"0.0%"},{"v":0,"d":"0.0%"},{"v":0.00109101247926806,"d":"0.1%"},{"v":0.00070420858688901,"d":"0.1%"},{"v":0.618631300504442,"d":"61.9%"},{"v":0.381368699495558,"d":"38.1%"},{"v":0.323270009206682,"d":"32.3%"},{"v":0.618643605957342,"d":"61.9%"},{"v":0.381356394042658,"d":"38.1%"},{"v":4967783.07629462,"d":"4,967,783"},272,{"v":1221476.53786449,"d":"1,221,477"},0,0,519,0,0,0,0,0,{"v":0.802543207794025,"d":"80.3%"},{"v":4.39414823810694E-5,"d":"0.0%"},{"v":0.197329006498022,"d":"19.7%"},{"v":0,"d":"0.0%"},{"v":0,"d":"0.0%"},{"v":8.38442255727022e-05,"d":"0.0%"},{"v":0,"d":"0.0%"},{"v":0,"d":"0.0%"},{"v":0,"d":"0.0%"},{"v":0,"d":"0.0%"},{"v":0,"d":"0.0%"}]
[2020,"NE","31",{"v":13135.2,"d":"13,135"},{"v":214711856.778,"d":"214,711,857"},{"v":94432349.274,"d":"94,432,349"},{"v":371991766.77,"d":"371,991,767"},{"v":158777518.264,"d":"158,777,518"},{"v":36756238.998,"d":"36,756,239"},{"v":15640748.036,"d":"15,640,748"},{"v":18406.182,"d":"18,406"},{"v":7938.289,"d":"7,938"},{"v":40228.903,"d":"40,229"},{"v":21900200.079,"d":"21,900,200"},{"v":4856932.53,"d":"4,856,933"},{"v":705363.923,"d":"705,364"},{"v":22066010.962,"d":"22,066,011"},"--",1.002,1.015,2.189,{"v":1191.645,"d":"1,191.645"},0.132,0.019,{"v":1200.668,"d":"1,200.668"},"--",0.171,0.168,0.375,203.996,0.023,0.003,205.541,"--",{"v":1.84,"d":"1.840"},1.865,4.021,{"v":2189.073,"d":"2,189.073"},0.243,0.035,{"v":2205.647,"d":"2,205.647"},"--",1.881,37.201,0.414,1.805,1.854,55.373,0.503,1.773,4.229,{"v":4.67,"d":"4.670"},0.012,3.992,{"v":2235.256,"d":"2,235.256"},{"v":4704.456,"d":"4,704.456"},{"v":1132.14,"d":"1,132.140"},{"v":2173.67,"d":"2,173.670"},0.2542,0.1146,0.0209,{"v":0.241,"d":"0.2410"},{"v":0.037,"d":"0.0370"},0.0229,0.0022,{"v":0.035,"d":"0.0350"},{"v":2252.627,"d":"2,252.627"},{"v":4714.147,"d":"4,714.147"},{"v":1133.304,"d":"1,133.304"},{"v":2190.128,"d":"2,190.128"},"--","--",0.176,1.291,0.042,{"v":0.17,"d":"0.170"},0.175,1.257,0.046,0.167,0.396,0.162,{"v":1E-3,"d":"0.001"},0.376,209.523,163.297,{"v":115.95,"d":"115.950"},204.661,0.0238,{"v":0.004,"d":"0.0040"},0.0021,0.0227,0.0035,0.0008,0.0002,{"v":3.3E-3,"d":"0.0033"},211.151,163.633,116.069,206.211,"--","--",2.004,1.951,3.945,{"v":2121.616,"d":"2,121.616"},0.233,0.034,{"v":2137.487,"d":"2,137.487"},"--",{"v":18696323.96,"d":"18,696,324"},{"v":13915.275,"d":"13,915"},{"v":1208709.192,"d":"1,208,709"},{"v":6188551,"d":"6,188,551"},{"v":1390089,"d":"1,390,089"},{"v":89700.604,"d":"89,701"},{"v":9115342.29,"d":"9,115,342"},{"v":53608,"d":"53,608"},0,0,0,{"v":26107499.427,"d":"26,107,499"},{"v":10648739.894,"d":"10,648,740"},{"v":9258650.894,"d":"9,258,651"},{"v":20008649.031,"d":"20,008,649"},{"v":16747590.29,"d":"16,747,590"},{"v":0.508657150605671,"d":"50.9%"},{"v":0.000378582663979167,"d":"0.0%"},{"v":0.0328844630008007,"d":"3.3%"},{"v":0.168367360598403,"d":"16.8%"},{"v":0.03781913018522,"d":"3.8%"},{"v":0.00244041843390521,"d":"0.2%"},{"v":0.247994421039481,"d":"24.8%"},{"v":0.00145847347253972,"d":"0.1%"},{"v":0,"d":"0.0%"},{"v":0,"d":"0.0%"},{"v":0,"d":"0.0%"},{"v":0.710287556868854,"d":"71.0%"},{"v":0.289712443131146,"d":"29.0%"},{"v":0.251893312945926,"d":"25.2%"},{"v":0.544360614704357,"d":"54.4%"},{"v":0.455639385295643,"d":"45.6%"},{"v":8224884.35578296,"d":"8,224,884"},{"v":3740,"d":"3,740"},{"v":984004.738566061,"d":"984,005"},0,0,{"v":9740.82022957877,"d":"9,741"},0,0,0,0,0,{"v":0.891840647465374,"d":"89.2%"},{"v":0.000405535674088269,"d":"0.0%"},{"v":0.106697600256802,"d":"10.7%"},{"v":0,"d":"0.0%"},{"v":0,"d":"0.0%"},{"v":1.0562166037366E-3,"d":"0.1%"},{"v":0,"d":"0.0%"},{"v":0,"d":"0.0%"},{"v":0,"d":"0.0%"},{"v":0,"d":"0.0%"},{"v":0,"d":"0.0%"}]
[2020,"NH","33",{"v":4876.5,"d":"4,877"},{"v":42858543.327,"d":"42,858,543"},{"v":21102230.281,"d":"21,102,230"},{"v":161240202.386,"d":"161,240,202"},{"v":70773341.292,"d":"70,773,341"},{"v":16340973.012,"d":"16,340,973"},{"v":7287548.951,"d":"7,287,549"},{"v":1003.788,"d":"1,004"},{"v":372.632,"d":"373"},{"v":240.087,"d":"240"},{"v":1994526.544,"d":"1,994,527"},{"v":969235.982,"d":"969,236"},{"v":126030.946,"d":"126,031"},{"v":2025420.307,"d":"2,025,420"},"--",0.123,0.102,0.029,244.114,0.059,0.008,247.895,"--",0.047,0.035,0.011,93.075,0.023,0.003,94.517,"--",0.425,0.353,0.102,843.643,0.205,0.027,{"v":856.71,"d":"856.710"},"--",2.864,3.425,0.081,{"v":0.2,"d":"0.200"},6.251,{"v":2.57,"d":"2.570"},0.072,0.115,1.494,2.561,0.005,0.074,{"v":2277.021,"d":"2,277.021"},{"v":1671.884,"d":"1,671.884"},860.428,914.465,0.2834,0.0445,0.0166,0.0259,0.0413,0.0072,0.0017,0.0031,{"v":2296.408,"d":"2,296.408"},{"v":1675.147,"d":"1,675.147"},861.348,916.029,"--","--",0.257,0.277,0.011,0.027,0.438,0.166,{"v":0.01,"d":"0.010"},0.016,0.134,0.207,{"v":1E-3,"d":"0.001"},{"v":0.01,"d":"0.010"},{"v":204.47,"d":"204.470"},135.021,119.153,123.708,0.0255,0.0036,{"v":2.3E-3,"d":"0.0023"},0.0035,0.0037,0.0006,0.0002,0.0004,{"v":206.21,"d":"206.210"},135.284,{"v":119.28,"d":"119.280"},123.919,"--","--",0.322,0.179,0.145,891.638,0.091,0.012,897.435,"--",{"v":128482.125,"d":"128,482"},{"v":41688.155,"d":"41,688"},{"v":3638012.029,"d":"3,638,012"},{"v":9865196,"d":"9,865,196"},{"v":1228270,"d":"1,228,270"},{"v":920184.702,"d":"920,185"},{"v":515267,"d":"515,267"},{"v":3873,"d":"3,873"},0,0,0,{"v":13673378.309,"d":"13,673,378"},{"v":2667594.702,"d":"2,667,595"},{"v":1439324.702,"d":"1,439,325"},{"v":4728367.011,"d":"4,728,367"},{"v":11612606,"d":"11,612,606"},{"v":0.00786257494663945,"d":"0.8%"},{"v":0.00255114276071183,"d":"0.3%"},{"v":0.222631297815072,"d":"22.3%"},{"v":0.603709215684966,"d":"60.4%"},{"v":0.0751650467308883,"d":"7.5%"},{"v":0.0563115000178125,"d":"5.6%"},{"v":0.0315322104536337,"d":"3.2%"},{"v":0.000237011590276348,"d":"0.0%"},{"v":0,"d":"0.0%"},{"v":0,"d":"0.0%"},{"v":0,"d":"0.0%"},{"v":0.836754231207389,"d":"83.7%"},{"v":0.163245768792611,"d":"16.3%"},{"v":0.0880807220617225,"d":"8.8%"},{"v":0.289356515540236,"d":"28.9%"},{"v":0.710643484459764,"d":"71.1%"},{"v":128661,"d":"128,661"},{"v":28078.011,"d":"28,078"},{"v":2306625.2525996,"d":"2,306,625"},0,0,{"v":189666.537178669,"d":"189,667"},0,0,0,0,0,{"v":0.04849585612133,"d":"4.8%"},{"v":0.0105833716637452,"d":"1.1%"},{"v":0.869430257621943,"d":"86.9%"},{"v":0,"d":"0.0%"},{"v":0,"d":"0.0%"},{"v":0.0714905145929818,"d":"7.1%"},{"v":0,"d":"0.0%"},{"v":0,"d":"0.0%"},{"v":0,"d":"0.0%"},{"v":0,"d":"0.0%"},{"v":0,"d":"0.0%"}]
[2020,"NJ","34",{"v":28091,"d":"28,091"},{"v":248339687.815,"d":"248,339,688"},{"v":121309570.405,"d":"121,309,570"},{"v":540288841.81,"d":"540,288,842"},{"v":255826629.402,"d":"255,826,629"},{"v":61106458.407,"d":"61,106,458"},{"v":29018454.533,"d":"29,018,455"},{"v":7810.319,"d":"7,810"},{"v":3554.804,"d":"3,555"},{"v":1851.13,"d":"1,851"},{"v":14973788.671,"d":"14,973,789"},{"v":2156166.222,"d":"2,156,166"},{"v":271195.919,"d":"271,196"},{"v":15041148.94,"d":"15,041,149"},"--",0.256,0.245,0.061,490.089,0.035,0.004,492.293,"--",0.063,0.059,0.015,120.591,0.009,{"v":1E-3,"d":"0.001"},121.134,"--",0.471,0.452,0.112,903.731,0.065,0.008,907.797,"--",1.366,83.998,0.167,0.295,1.267,85.849,0.172,0.293,1.625,0.959,0.005,0.054,{"v":2375.27,"d":"2,375.270"},{"v":1380.812,"d":"1,380.812"},826.966,873.073,0.2415,0.0246,0.0157,0.0223,0.0351,0.0025,0.0016,0.0026,{"v":2391.782,"d":"2,391.782"},{"v":1382.184,"d":"1,382.184"},827.828,874.395,"--","--",0.118,7.712,0.024,0.042,0.114,6.822,0.024,0.041,{"v":0.14,"d":"0.140"},0.088,{"v":1E-3,"d":"0.001"},0.008,205.045,126.772,118.853,{"v":123,"d":"123.000"},0.0208,{"v":2.3E-3,"d":"0.0023"},{"v":2.3E-3,"d":"0.0023"},0.0031,{"v":0.003,"d":"0.0030"},0.0002,0.0002,0.0004,{"v":206.47,"d":"206.470"},126.898,118.977,123.186,"--","--",0.472,0.444,{"v":0.11,"d":"0.110"},949.409,0.037,0.005,951.692,"--",{"v":916718.16,"d":"916,718"},{"v":66592.202,"d":"66,592"},{"v":30630982.398,"d":"30,630,982"},{"v":26738258,"d":"26,738,258"},{"v":-94549,"d":"(94,549)"},{"v":1297906.758,"d":"1,297,907"},{"v":20014,"d":"20,014"},{"v":1305028.52,"d":"1,305,029"},0,{"v":197096.24,"d":"197,096"},{"v":28411,"d":"28,411"},{"v":58578058,"d":"58,578,058"},{"v":2528400.278,"d":"2,528,400"},{"v":2622949.278,"d":"2,622,949"},{"v":33137706.758,"d":"33,137,707"},{"v":27968751.52,"d":"27,968,752"},{"v":0.0149788083688867,"d":"1.5%"},{"v":0.0010880899671718,"d":"0.1%"},{"v":0.500498010741254,"d":"50.0%"},{"v":0.436892449801421,"d":"43.7%"},{"v":0,"d":"0.0%"},{"v":0.0212072777185574,"d":"2.1%"},{"v":0.000327020761424534,"d":"0.0%"},{"v":0.0213236444634322,"d":"2.1%"},{"v":0,"d":"0.0%"},{"v":3.22047379228104E-3,"d":"0.3%"},{"v":0.000464224385571721,"d":"0.0%"},{"v":0.958623026939359,"d":"95.9%"},{"v":0.0413769730606412,"d":"4.1%"},{"v":0.0428579429434142,"d":"4.3%"},{"v":0.542294672148107,"d":"54.2%"},{"v":0.457705327851893,"d":"45.8%"},{"v":915297.839641789,"d":"915,298"},{"v":34730.999,"d":"34,731"},{"v":17544579.6440247,"d":"17,544,580"},0,0,{"v":246167.342950364,"d":"246,167"},0,0,0,0,0,{"v":0.0488399118669711,"d":"4.9%"},{"v":1.85323165503778E-3,"d":"0.2%"},{"v":0.936171469488629,"d":"93.6%"},{"v":0,"d":"0.0%"},{"v":0,"d":"0.0%"},{"v":0.0131353869893624,"d":"1.3%"},{"v":0,"d":"0.0%"},{"v":0,"d":"0.0%"},{"v":0,"d":"0.0%"},{"v":0,"d":"0.0%"},{"v":0,"d":"0.0%"}]
[2020,"NM","35",{"v":17004.2,"d":"17,004"},{"v":250077650.294,"d":"250,077,650"},{"v":119885352.206,"d":"119,885,352"},{"v":331009950.292,"d":"331,009,950"},{"v":153379337.199,"d":"153,379,337"},{"v":34005838.999,"d":"34,005,839"},{"v":15739463.7,"d":"15,739,464"},{"v":13388.669,"d":"13,389"},{"v":6175.877,"d":"6,176"},{"v":3148.581,"d":"3,149"},{"v":21301353.187,"d":"21,301,353"},{"v":3560779.346,"d":"3,560,779"},{"v":507777.653,"d":"507,778"},{"v":21421521.799,"d":"21,421,522"},"--",0.787,0.785,0.185,{"v":1252.806,"d":"1,252.806"},0.105,0.015,{"v":1259.873,"d":"1,259.873"},"--",0.107,0.103,0.025,170.358,0.014,{"v":2E-3,"d":"0.002"},171.319,"--",1.081,1.077,0.254,{"v":1719.19,"d":"1,719.190"},0.144,{"v":0.02,"d":"0.020"},{"v":1728.889,"d":"1,728.889"},"--",1.533,15.415,0.586,1.081,1.443,15.375,{"v":0.57,"d":"0.570"},1.037,0.481,8.691,0.005,0.254,{"v":2339.533,"d":"2,339.533"},{"v":2811.065,"d":"2,811.065"},{"v":1042.062,"d":"1,042.062"},{"v":1720.451,"d":"1,720.451"},0.2578,0.1138,0.0189,0.1438,0.0375,0.0228,{"v":1.9E-3,"d":"0.0019"},0.0205,{"v":2357.152,"d":"2,357.152"},{"v":2820.699,"d":"2,820.699"},{"v":1043.096,"d":"1,043.096"},{"v":1730.157,"d":"1,730.157"},"--","--",0.136,0.896,0.067,0.107,{"v":0.13,"d":"0.130"},0.896,0.065,0.103,0.043,0.505,{"v":1E-3,"d":"0.001"},0.025,207.209,163.326,118.753,170.504,0.0228,{"v":6.6E-3,"d":"0.0066"},0.0022,0.0143,{"v":3.3E-3,"d":"0.0033"},0.0013,0.0002,{"v":2E-3,"d":"0.0020"},{"v":208.77,"d":"208.770"},163.886,118.871,171.466,"--","--",1.374,1.307,0.309,{"v":1875.784,"d":"1,875.784"},0.167,0.024,{"v":1887.122,"d":"1,887.122"},"--",{"v":12788184.28,"d":"12,788,184"},{"v":32516.67,"d":"32,517"},{"v":11935769.692,"d":"11,935,770"},0,{"v":202708,"d":"202,708"},{"v":24971.906,"d":"24,972"},{"v":7224177,"d":"7,224,177"},{"v":1744994,"d":"1,744,994"},{"v":53279,"d":"53,279"},0,{"v":-762,"d":"(762)"},{"v":24755708.642,"d":"24,755,709"},{"v":9250129.906,"d":"9,250,130"},{"v":9047421.906,"d":"9,047,422"},{"v":24780680.548,"d":"24,780,681"},{"v":9225158,"d":"9,225,158"},{"v":0.376050063044367,"d":"37.6%"},{"v":0.000956187018873087,"d":"0.1%"},{"v":0.350983911936531,"d":"35.1%"},{"v":0,"d":"0.0%"},{"v":0.00596084279914658,"d":"0.6%"},{"v":0.000734325266200966,"d":"0.1%"},{"v":0.212434553398042,"d":"21.2%"},{"v":0.0513133912793476,"d":"5.1%"},{"v":1.56672525749221E-3,"d":"0.2%"},{"v":0,"d":"0.0%"},{"v":0,"d":"0.0%"},{"v":0.727984066825959,"d":"72.8%"},{"v":0.272015933174041,"d":"27.2%"},{"v":0.266048995201083,"d":"26.6%"},{"v":0.728718408546859,"d":"72.9%"},{"v":0.271281591453141,"d":"27.1%"},{"v":9834134.18016192,"d":"9,834,134"},246,{"v":6147481.23215602,"d":"6,147,481"},0,0,{"v":3938.88264602359,"d":"3,939"},0,0,0,0,0,{"v":0.615179346589234,"d":"61.5%"},{"v":1.53886571495265e-05,"d":"0.0%"},{"v":0.384558865913812,"d":"38.5%"},{"v":0,"d":"0.0%"},{"v":0,"d":"0.0%"},{"v":0.000246398839804377,"d":"0.0%"},{"v":0,"d":"0.0%"},{"v":0,"d":"0.0%"},{"v":0,"d":"0.0%"},{"v":0,"d":"0.0%"},{"v":0,"d":"0.0%"}]
[2020,"NV","32",{"v":25204,"d":"25,204"},{"v":225508234.205,"d":"225,508,234"},{"v":108982420.434,"d":"108,982,420"},{"v":325042311.164,"d":"325,042,311"},{"v":154883507.348,"d":"154,883,507"},{"v":40335219.989,"d":"40,335,220"},{"v":19196733.995,"d":"19,196,734"},{"v":9731.57,"d":"9,732"},{"v":5289.115,"d":"5,289"},{"v":2555.687,"d":"2,556"},{"v":14421844.585,"d":"14,421,845"},{"v":990112.131,"d":"990,112"},{"v":123179.027,"d":"123,179"},{"v":14452574.66,"d":"14,452,575"},"--",0.483,0.551,0.127,715.099,0.025,0.003,716.623,"--",0.086,0.097,0.023,127.905,0.004,{"v":1E-3,"d":"0.001"},128.178,"--",0.676,0.772,0.178,{"v":1002.104,"d":"1,002.104"},0.034,0.004,{"v":1004.24,"d":"1,004.240"},"--",{"v":1.96,"d":"1.960"},{"v":0,"d":"0.000"},0.582,0.675,2.316,{"v":0,"d":"0.000"},{"v":0.62,"d":"0.620"},0.759,2.079,{"v":0,"d":"0.000"},0.006,0.147,{"v":2388.592,"d":"2,388.592"},{"v":0,"d":"0.000"},894.424,996.037,{"v":0.271,"d":"0.2710"},{"v":0,"d":"0.0000"},0.0171,0.0344,0.0394,{"v":0,"d":"0.0000"},0.0017,{"v":4.3E-3,"d":"0.0043"},{"v":2407.12,"d":"2,407.120"},{"v":0,"d":"0.000"},895.361,{"v":998.17,"d":"998.170"},"--","--",0.172,{"v":0,"d":"0.000"},0.077,0.087,0.213,{"v":0,"d":"0.000"},0.083,0.097,0.182,{"v":0,"d":"0.000"},{"v":1E-3,"d":"0.001"},0.019,209.622,{"v":0,"d":"0.000"},118.684,{"v":127.72,"d":"127.720"},0.0238,{"v":0,"d":"0.0000"},{"v":2.3E-3,"d":"0.0023"},0.0044,0.0035,{"v":0,"d":"0.0000"},0.0002,0.0005,211.248,{"v":0,"d":"0.000"},118.809,127.994,"--","--",0.756,0.871,0.243,{"v":1056.285,"d":"1,056.285"},0.045,0.006,{"v":1059.123,"d":"1,059.123"},"--",{"v":1953201.18,"d":"1,953,201"},{"v":6264.776,"d":"6,265"},{"v":26743608.18,"d":"26,743,608"},0,{"v":1923366,"d":"1,923,366"},{"v":54244,"d":"54,244"},{"v":292991,"d":"292,991"},{"v":5534819,"d":"5,534,819"},{"v":3800921,"d":"3,800,921"},0,{"v":25805,"d":"25,805"},{"v":28728879.136,"d":"28,728,879"},{"v":11606341,"d":"11,606,341"},{"v":9682975,"d":"9,682,975"},{"v":28783123.136,"d":"28,783,123"},{"v":11552097,"d":"11,552,097"},{"v":0.0484242102414294,"d":"4.8%"},{"v":0.000155317758992681,"d":"0.0%"},{"v":0.663033648752317,"d":"66.3%"},{"v":0,"d":"0.0%"},{"v":0.0476845296372476,"d":"4.8%"},{"v":0.00134482965054122,"d":"0.1%"},{"v":0.00726389986250502,"d":"0.7%"},{"v":0.137220498148715,"d":"13.7%"},{"v":0.0942333024881052,"d":"9.4%"},{"v":0,"d":"0.0%"},{"v":6.39763460147042E-4,"d":"0.1%"},{"v":0.712252940212886,"d":"71.2%"},{"v":0.287747059787114,"d":"28.8%"},{"v":0.240062530149866,"d":"24.0%"},{"v":0.713597769863427,"d":"71.4%"},{"v":0.286402230136573,"d":"28.6%"},{"v":1811710.61003004,"d":"1,811,711"},0,{"v":15166337.6338229,"d":"15,166,338"},0,0,{"v":25847.5022196854,"d":"25,848"},0,0,0,0,0,{"v":0.106546795927544,"d":"10.7%"},{"v":0,"d":"0.0%"},{"v":0.89193311111225,"d":"89.2%"},{"v":0,"d":"0.0%"},{"v":0,"d":"0.0%"},{"v":0.00152009296020622,"d":"0.2%"},{"v":0,"d":"0.0%"},{"v":0,"d":"0.0%"},{"v":0,"d":"0.0%"},{"v":0,"d":"0.0%"},{"v":0,"d":"0.0%"}]
[2020,"NY","36",{"v":55720.6,"d":"55,721"},{"v":466383708.262,"d":"466,383,708"},{"v":238291160.66,"d":"238,291,161"},{"v":1174639557.373,"d":"1,174,639,557"},{"v":520890475.714,"d":"520,890,476"},{"v":129411955.194,"d":"129,411,955"},{"v":57559918.069,"d":"57,559,918"},{"v":13140.66,"d":"13,141"},{"v":6269.553,"d":"6,270"},{"v":1931.538,"d":"1,932"},{"v":26850108.688,"d":"26,850,109"},{"v":3654105.102,"d":"3,654,105"},{"v":456181.432,"d":"456,181"},{"v":26962689.661,"d":"26,962,690"},"--",0.203,0.218,{"v":0.03,"d":"0.030"},414.956,0.028,0.004,416.695,"--",0.056,0.053,0.008,115.142,0.008,{"v":1E-3,"d":"0.001"},115.624,"--",0.466,{"v":0.5,"d":"0.500"},0.068,952.023,0.065,0.008,956.015,"--",{"v":3.4,"d":"3.400"},3.653,0.284,0.327,{"v":0,"d":"0.000"},4.223,{"v":0.29,"d":"0.290"},0.325,6.325,1.128,0.014,0.043,{"v":2395.285,"d":"2,395.285"},{"v":1477.342,"d":"1,477.342"},926.745,936.303,0.2754,0.0603,0.0178,0.0189,0.0401,0.0128,{"v":1.8E-3,"d":"0.0018"},{"v":2E-3,"d":"0.0020"},{"v":2414.126,"d":"2,414.126"},{"v":1482.659,"d":"1,482.659"},927.734,937.385,"--","--",0.291,0.341,0.036,0.042,null,0.279,0.036,{"v":0.04,"d":"0.040"},0.542,0.105,{"v":2E-3,"d":"0.002"},0.005,205.201,137.845,118.775,119.388,0.0236,0.0056,{"v":2.3E-3,"d":"0.0023"},0.0024,0.0034,0.0012,0.0002,0.0003,206.815,138.341,118.902,119.526,"--","--",0.474,0.463,0.072,{"v":1005.263,"d":"1,005.263"},0.033,0.004,{"v":1007.206,"d":"1,007.206"},"--",{"v":143691.53,"d":"143,692"},{"v":349241.311,"d":"349,241"},{"v":52955831.309,"d":"52,955,831"},{"v":38430076,"d":"38,430,076"},{"v":29215215,"d":"29,215,215"},{"v":2965825.85,"d":"2,965,826"},{"v":4521726,"d":"4,521,726"},{"v":838533.4,"d":"838,533"},0,{"v":5999.223,"d":"5,999"},{"v":-14184,"d":"(14,184)"},{"v":91870655.373,"d":"91,870,655"},{"v":37541300.25,"d":"37,541,300"},{"v":8326085.25,"d":"8,326,085"},{"v":56406405.223,"d":"56,406,405"},{"v":73005550.4,"d":"73,005,550"},{"v":1.11022031885176E-3,"d":"0.1%"},{"v":2.69838312428456E-3,"d":"0.3%"},{"v":0.409158702123488,"d":"40.9%"},{"v":0.296926695889573,"d":"29.7%"},{"v":0.225728860376272,"d":"22.6%"},{"v":0.0229151998092428,"d":"2.3%"},{"v":0.0349367292663688,"d":"3.5%"},{"v":0.00647885660842956,"d":"0.6%"},{"v":0,"d":"0.0%"},{"v":4.63524834896172e-05,"d":"0.0%"},{"v":0,"d":"0.0%"},{"v":0.709908562394618,"d":"71.0%"},{"v":0.290091437605382,"d":"29.0%"},{"v":0.0643307856840412,"d":"6.4%"},{"v":0.435867033702217,"d":"43.6%"},{"v":0.564132966297783,"d":"56.4%"},{"v":145586,"d":"145,586"},{"v":475246.384317957,"d":"475,246"},{"v":32630237.7970914,"d":"32,630,238"},0,0,{"v":512679.072642155,"d":"512,679"},0,0,0,0,0,{"v":0.00431190265348065,"d":"0.4%"},{"v":0.0140756401412065,"d":"1.4%"},{"v":0.966428152026864,"d":"96.6%"},{"v":0,"d":"0.0%"},{"v":0,"d":"0.0%"},{"v":0.0151843051784492,"d":"1.5%"},{"v":0,"d":"0.0%"},{"v":0,"d":"0.0%"},{"v":0,"d":"0.0%"},{"v":0,"d":"0.0%"},{"v":0,"d":"0.0%"}]
[2020,"OH","39",{"v":49067.7,"d":"49,068"},{"v":908178775.11,"d":"908,178,775"},{"v":391636882.136,"d":"391,636,882"},{"v":1123295337.043,"d":"1,123,295,337"},{"v":482079041.164,"d":"482,079,041"},{"v":120992732.718,"d":"120,992,733"},{"v":50400538.624,"d":"50,400,539"},{"v":41945.088,"d":"41,945"},{"v":14377.749,"d":"14,378"},{"v":75992.118,"d":"75,992"},{"v":75406315.16,"d":"75,406,315"},{"v":12253409.67,"d":"12,253,410"},{"v":1750521.568,"d":"1,750,522"},{"v":75818739.539,"d":"75,818,740"},"--",0.693,0.571,1.256,{"v":1246.46,"d":"1,246.460"},0.101,0.014,{"v":1253.278,"d":"1,253.278"},"--",0.092,0.073,0.167,166.061,0.013,{"v":2E-3,"d":"0.002"},166.969,"--",0.839,0.691,1.521,{"v":1508.93,"d":"1,508.930"},0.123,0.018,{"v":1517.183,"d":"1,517.183"},"--",1.621,1.206,0.143,0.837,1.254,1.341,0.174,0.689,3.173,4.051,0.032,1.528,{"v":2200.76,"d":"2,200.760"},{"v":2661.262,"d":"2,661.262"},895.145,{"v":1518.16,"d":"1,518.160"},0.2453,0.0777,0.0173,0.1233,0.0357,0.0154,{"v":1.8E-3,"d":"0.0018"},0.0176,{"v":2217.527,"d":"2,217.527"},{"v":2667.786,"d":"2,667.786"},896.062,{"v":1526.458,"d":"1,526.458"},"--","--",0.151,0.093,0.019,0.092,0.116,0.101,0.021,0.073,0.296,0.312,0.004,0.168,205.024,205.033,118.412,167.064,0.0229,{"v":0.006,"d":"0.0060"},{"v":2.3E-3,"d":"0.0023"},0.0136,{"v":3.3E-3,"d":"0.0033"},0.0012,0.0002,{"v":1.9E-3,"d":"0.0019"},206.586,205.535,118.534,167.978,"--","--",1.262,{"v":1.07,"d":"1.070"},2.136,{"v":1896.957,"d":"1,896.957"},0.177,0.026,{"v":1908.995,"d":"1,908.995"},"--",{"v":45008596.435,"d":"45,008,596"},{"v":1174404.558,"d":"1,174,405"},{"v":52381592.622,"d":"52,381,593"},{"v":18219025,"d":"18,219,025"},{"v":374222,"d":"374,222"},{"v":673764.807,"d":"673,765"},{"v":2289139,"d":"2,289,139"},{"v":163611,"d":"163,611"},0,{"v":713873.782,"d":"713,874"},{"v":-5496,"d":"(5,496)"},{"v":117491996.397,"d":"117,491,996"},{"v":3500736.807,"d":"3,500,737"},{"v":3126514.807,"d":"3,126,515"},{"v":99946736.204,"d":"99,946,736"},{"v":21045997,"d":"21,045,997"},{"v":0.37197731513175,"d":"37.2%"},{"v":0.00970596483705545,"d":"1.0%"},{"v":0.43291205967722,"d":"43.3%"},{"v":0.150572658127775,"d":"15.1%"},{"v":0.00309278906362399,"d":"0.3%"},{"v":0.00556838568161233,"d":"0.6%"},{"v":0.0189187810024936,"d":"1.9%"},{"v":0.00135217681346523,"d":"0.1%"},{"v":0,"d":"0.0%"},{"v":0.00589986966500499,"d":"0.6%"},{"v":0,"d":"0.0%"},{"v":0.971066553219377,"d":"97.1%"},{"v":0.0289334467806226,"d":"2.9%"},{"v":0.0258393434975711,"d":"2.6%"},{"v":0.826055694067879,"d":"82.6%"},{"v":0.17394430593212,"d":"17.4%"},{"v":23726679.8632918,"d":"23,726,680"},{"v":1135878.556,"d":"1,135,879"},{"v":10075070.1626342,"d":"10,075,070"},0,0,{"v":142092.898501824,"d":"142,093"},0,0,0,0,0,{"v":0.676364545155517,"d":"67.6%"},{"v":0.0323799194538572,"d":"3.2%"},{"v":0.287204964505076,"d":"28.7%"},{"v":0,"d":"0.0%"},{"v":0,"d":"0.0%"},{"v":0.00405057088555,"d":"0.4%"},{"v":0,"d":"0.0%"},{"v":0,"d":"0.0%"},{"v":0,"d":"0.0%"},{"v":0,"d":"0.0%"},{"v":0,"d":"0.0%"}]
[2020,"OK","40",{"v":39030.3,"d":"39,030"},{"v":437725471.986,"d":"437,725,472"},{"v":234882271.202,"d":"234,882,271"},{"v":721397915.698,"d":"721,397,916"},{"v":341274923.161,"d":"341,274,923"},{"v":82297831.402,"d":"82,297,831"},{"v":38200772.995,"d":"38,200,773"},{"v":17779.281,"d":"17,779"},{"v":10842.031,"d":"10,842"},{"v":7992.343,"d":"7,992"},{"v":29081077.498,"d":"29,081,077"},{"v":2444590.639,"d":"2,444,591"},{"v":326322.597,"d":"326,323"},{"v":29160256.945,"d":"29,160,257"},"--",0.432,0.568,0.194,706.728,{"v":0.03,"d":"0.030"},0.004,708.652,"--",0.081,0.092,0.037,132.874,0.006,{"v":1E-3,"d":"0.001"},133.235,"--",{"v":0.71,"d":"0.710"},0.933,0.319,{"v":1161.363,"d":"1,161.363"},0.049,0.007,{"v":1164.525,"d":"1,164.525"},"--",1.646,30.429,0.477,0.709,1.809,30.362,0.533,{"v":0.83,"d":"0.830"},1.456,2.743,0.016,0.301,{"v":1931.72,"d":"1,931.720"},{"v":1627.351,"d":"1,627.351"},982.779,{"v":1171.039,"d":"1,171.039"},0.1713,0.0637,0.0181,0.0485,0.0245,0.0126,{"v":1.9E-3,"d":"0.0019"},0.0064,{"v":1943.316,"d":"1,943.316"},{"v":1632.704,"d":"1,632.704"},983.785,{"v":1174.146,"d":"1,174.146"},"--","--",0.152,3.054,0.058,0.081,0.164,3.036,0.063,0.092,0.134,0.275,{"v":2E-3,"d":"0.002"},0.034,178.001,163.326,119.109,133.571,0.0158,0.0064,0.0022,0.0055,{"v":2.3E-3,"d":"0.0023"},0.0013,0.0002,0.0007,{"v":179.07,"d":"179.070"},163.863,119.231,133.925,"--","--",1.001,1.134,0.469,{"v":1339.96,"d":"1,339.960"},0.067,0.009,{"v":1344.325,"d":"1,344.325"},"--",{"v":5937510.258,"d":"5,937,510"},{"v":26452.432,"d":"26,452"},{"v":43758890.776,"d":"43,758,891"},0,{"v":2736621,"d":"2,736,621"},{"v":358852.851,"d":"358,853"},{"v":29416977.29,"d":"29,416,977"},{"v":63297,"d":"63,297"},0,0,{"v":-770,"d":"(770)"},{"v":49722083.466,"d":"49,722,083"},{"v":32575748.141,"d":"32,575,748"},{"v":29839127.141,"d":"29,839,127"},{"v":50080936.317,"d":"50,080,936"},{"v":32216895.29,"d":"32,216,895"},{"v":0.0721459434554351,"d":"7.2%"},{"v":0.000321420187991992,"d":"0.0%"},{"v":0.531708800897512,"d":"53.2%"},{"v":0,"d":"0.0%"},{"v":0.0332523390016779,"d":"3.3%"},{"v":0.00436037604519245,"d":"0.4%"},{"v":0.357442006493315,"d":"35.7%"},{"v":0.000769113918876311,"d":"0.1%"},{"v":0,"d":"0.0%"},{"v":0,"d":"0.0%"},{"v":0,"d":"0.0%"},{"v":0.604172461109787,"d":"60.4%"},{"v":0.395827538890213,"d":"39.6%"},{"v":0.362571496457383,"d":"36.3%"},{"v":0.608532877951796,"d":"60.9%"},{"v":0.391467122048204,"d":"39.1%"},{"v":9656856.18410794,"d":"9,656,856"},{"v":1244.001,"d":"1,244"},{"v":21513596.5771149,"d":"21,513,597"},0,0,{"v":25694.2749892979,"d":"25,694"},0,0,0,0,0,{"v":0.309540505248957,"d":"31.0%"},{"v":3.98751613080773e-05,"d":"0.0%"},{"v":0.689596016264744,"d":"69.0%"},{"v":0,"d":"0.0%"},{"v":0,"d":"0.0%"},{"v":0.000823603324991179,"d":"0.1%"},{"v":0,"d":"0.0%"},{"v":0,"d":"0.0%"},{"v":0,"d":"0.0%"},{"v":0,"d":"0.0%"},{"v":0,"d":"0.0%"}]
[2020,"OR","41",{"v":20755,"d":"20,755"},{"v":178716916.931,"d":"178,716,917"},{"v":60924067.835,"d":"60,924,068"},{"v":546903125.598,"d":"546,903,126"},{"v":223659896.493,"d":"223,659,896"},{"v":63624781.93,"d":"63,624,782"},{"v":25720337.452,"d":"25,720,337"},{"v":11166.147,"d":"11,166"},{"v":3998.618,"d":"3,999"},{"v":3039.093,"d":"3,039"},{"v":10827814.556,"d":"10,827,815"},{"v":1239750.575,"d":"1,239,751"},{"v":162189.082,"d":"162,189"},{"v":10867477.471,"d":"10,867,477"},"--",0.351,0.311,0.096,340.365,0.019,0.003,341.611,"--",0.125,0.131,0.034,121.173,0.007,{"v":1E-3,"d":"0.001"},121.617,"--",1.031,0.913,0.281,999.942,0.057,0.007,{"v":1003.605,"d":"1,003.605"},"--",2.092,{"v":0,"d":"0.000"},0.866,0.963,2.133,{"v":0,"d":"0.000"},0.876,1.042,3.157,{"v":0,"d":"0.000"},0.009,0.259,{"v":2276.497,"d":"2,276.497"},{"v":0,"d":"0.000"},935.039,{"v":1041.597,"d":"1,041.597"},0.2523,{"v":0,"d":"0.0000"},0.0159,0.0346,0.0367,{"v":0,"d":"0.0000"},0.0016,0.0044,{"v":2293.742,"d":"2,293.742"},{"v":0,"d":"0.000"},935.909,{"v":1043.767,"d":"1,043.767"},"--","--",0.193,{"v":0,"d":"0.000"},{"v":0.11,"d":"0.110"},0.119,0.192,{"v":0,"d":"0.000"},{"v":0.11,"d":"0.110"},0.125,0.291,{"v":0,"d":"0.000"},{"v":1E-3,"d":"0.001"},0.032,{"v":209.76,"d":"209.760"},{"v":0,"d":"0.000"},118.593,128.272,0.0232,{"v":0,"d":"0.0000"},{"v":2E-3,"d":"0.0020"},{"v":4.3E-3,"d":"0.0043"},0.0034,{"v":0,"d":"0.0000"},0.0002,0.0005,211.349,{"v":0,"d":"0.000"},118.703,128.539,"--","--",1.927,1.961,0.604,{"v":1137.553,"d":"1,137.553"},0.085,0.012,{"v":1143.169,"d":"1,143.169"},"--",{"v":1630144.8,"d":"1,630,145"},{"v":2338.986,"d":"2,339"},{"v":19019913.318,"d":"19,019,913"},0,{"v":31920643,"d":"31,920,643"},{"v":1004869.83,"d":"1,004,870"},{"v":8777254,"d":"8,777,254"},{"v":1077902,"d":"1,077,902"},{"v":192101,"d":"192,101"},0,{"v":-385,"d":"(385)"},{"v":20652012.104,"d":"20,652,012"},{"v":42972769.83,"d":"42,972,770"},{"v":11052126.83,"d":"11,052,127"},{"v":21656881.934,"d":"21,656,882"},{"v":41967900,"d":"41,967,900"},{"v":0.0256210691233391,"d":"2.6%"},{"v":3.67619624861069e-05,"d":"0.0%"},{"v":0.298936949552208,"d":"29.9%"},{"v":0,"d":"0.0%"},{"v":0.501698377202092,"d":"50.2%"},{"v":0.0157935904677842,"d":"1.6%"},{"v":0.137952549642893,"d":"13.8%"},{"v":0.0169414408156781,"d":"1.7%"},{"v":0.00301926123351898,"d":"0.3%"},{"v":0,"d":"0.0%"},{"v":0,"d":"0.0%"},{"v":0.32459069369264,"d":"32.5%"},{"v":0.67540930630736,"d":"67.5%"},{"v":0.173706842159874,"d":"17.4%"},{"v":0.34038437972904,"d":"34.0%"},{"v":0.65961562027096,"d":"66.0%"},{"v":1387048.0661489,"d":"1,387,048"},0,{"v":6200167.36783423,"d":"6,200,167"},0,0,{"v":463252.941732965,"d":"463,253"},0,0,0,0,0,{"v":0.172294082954586,"d":"17.2%"},{"v":0,"d":"0.0%"},{"v":0.770162315839508,"d":"77.0%"},{"v":0,"d":"0.0%"},{"v":0,"d":"0.0%"},{"v":0.057543601205906,"d":"5.8%"},{"v":0,"d":"0.0%"},{"v":0,"d":"0.0%"},{"v":0,"d":"0.0%"},{"v":0,"d":"0.0%"},{"v":0,"d":"0.0%"}]
[2020,"PA","42",{"v":69416.6,"d":"69,417"},{"v":1167884056.724,"d":"1,167,884,057"},{"v":532929929.237,"d":"532,929,929"},{"v":2024777171.498,"d":"2,024,777,171"},{"v":894123524.187,"d":"894,123,524"},{"v":230134952.99,"d":"230,134,953"},{"v":101839132.77,"d":"101,839,133"},{"v":33490.756,"d":"33,491"},{"v":14341.441,"d":"14,341"},{"v":35948.155,"d":"35,948"},{"v":79929856.573,"d":"79,929,857"},{"v":10211156.307,"d":"10,211,156"},{"v":1377020.91,"d":"1,377,021"},{"v":80262672.063,"d":"80,262,672"},"--",0.291,0.282,0.312,694.635,0.044,0.006,697.527,"--",0.057,0.054,0.062,{"v":136.88,"d":"136.880"},0.009,{"v":1E-3,"d":"0.001"},{"v":137.45,"d":"137.450"},"--",0.454,0.439,0.487,{"v":1082.711,"d":"1,082.711"},0.069,0.009,{"v":1087.219,"d":"1,087.219"},"--",1.614,2.235,0.142,0.403,1.573,1.677,0.141,0.386,2.641,0.319,0.004,0.464,{"v":2210.901,"d":"2,210.901"},{"v":1605.225,"d":"1,605.225"},841.135,{"v":1080.94,"d":"1,080.940"},0.2475,0.0329,0.0155,0.0559,0.0359,0.0039,0.0016,0.0075,{"v":2227.799,"d":"2,227.799"},{"v":1607.203,"d":"1,607.203"},841.986,{"v":1084.585,"d":"1,084.585"},"--","--",0.146,{"v":0.17,"d":"0.170"},{"v":0.02,"d":"0.020"},0.052,0.142,{"v":0.13,"d":"0.130"},{"v":0.02,"d":"0.020"},0.049,0.239,0.024,{"v":1E-3,"d":"0.001"},{"v":0.06,"d":"0.060"},200.003,121.848,118.837,138.754,0.0224,0.0025,0.0022,0.0072,{"v":3.3E-3,"d":"0.0033"},0.0003,0.0002,{"v":1E-3,"d":"0.0010"},201.532,121.998,118.957,139.222,"--","--",0.837,0.789,0.992,{"v":1343.757,"d":"1,343.757"},0.103,0.014,{"v":1350.649,"d":"1,350.649"},"--",{"v":23458270.997,"d":"23,458,271"},{"v":64515.56,"d":"64,516"},{"v":120758957.764,"d":"120,758,958"},{"v":76521394,"d":"76,521,394"},{"v":2078198,"d":"2,078,198"},{"v":2808433.7,"d":"2,808,434"},{"v":3748207,"d":"3,748,207"},{"v":139496.59,"d":"139,497"},0,{"v":577114.327,"d":"577,114"},{"v":-19635,"d":"(19,635)"},{"v":221360617.648,"d":"221,360,618"},{"v":8774335.29,"d":"8,774,335"},{"v":6696137.29,"d":"6,696,137"},{"v":147647657.348,"d":"147,647,657"},{"v":82487295.59,"d":"82,487,296"},{"v":0.101923977302244,"d":"10.2%"},{"v":0.000280314029705024,"d":"0.0%"},{"v":0.524686293877099,"d":"52.5%"},{"v":0.332478247275321,"d":"33.2%"},{"v":0.00902957450737342,"d":"0.9%"},{"v":0.0122023798228891,"d":"1.2%"},{"v":0.0162856062682952,"d":"1.6%"},{"v":0.000606099540529595,"d":"0.1%"},{"v":0,"d":"0.0%"},{"v":0.00250750737654409,"d":"0.3%"},{"v":0,"d":"0.0%"},{"v":0.961873087169145,"d":"96.2%"},{"v":0.0381269128308548,"d":"3.8%"},{"v":0.0290940856317139,"d":"2.9%"},{"v":0.641569893938611,"d":"64.2%"},{"v":0.358430106061389,"d":"35.8%"},{"v":16943195.9452315,"d":"16,943,196"},{"v":387938.154,"d":"387,938"},{"v":29302201.4234373,"d":"29,302,201"},0,0,{"v":893275.436368925,"d":"893,275"},0,0,0,{"v":76597,"d":"76,597"},0,{"v":0.355925507369399,"d":"35.6%"},{"v":0.00814941199622131,"d":"0.8%"},{"v":0.615550982376055,"d":"61.6%"},{"v":0,"d":"0.0%"},{"v":0,"d":"0.0%"},{"v":0.018765026028027,"d":"1.9%"},{"v":0,"d":"0.0%"},{"v":0,"d":"0.0%"},{"v":0,"d":"0.0%"},{"v":0.00160907223029825,"d":"0.2%"},{"v":0,"d":"0.0%"}]
[2020,"PR","72",{"v":6448.6,"d":"6,449"},{"v":180694810.736,"d":"180,694,811"},{"v":80651628.797,"d":"80,651,629"},{"v":184458370.736,"d":"184,458,371"},{"v":82455905.797,"d":"82,455,906"},{"v":18215877.993,"d":"18,215,878"},{"v":8266433.006,"d":"8,266,433"},{"v":35615.203,"d":"35,615"},{"v":16051.039,"d":"16,051"},{"v":39090.355,"d":"39,090"},{"v":14592589.954,"d":"14,592,590"},{"v":1548626.968,"d":"1,548,627"},{"v":255963.881,"d":"255,964"},{"v":14650086.408,"d":"14,650,086"},"--",{"v":3.91,"d":"3.910"},3.883,4.292,{"v":1602.184,"d":"1,602.184"},0.085,0.014,{"v":1608.496,"d":"1,608.496"},"--",0.394,0.398,0.433,161.516,0.009,{"v":1E-3,"d":"0.001"},162.153,"--",4.005,3.977,4.395,{"v":1640.826,"d":"1,640.826"},0.087,0.014,{"v":1647.291,"d":"1,647.291"},"--",2.447,5.126,2.356,3.987,2.423,4.865,2.394,3.964,{"v":1.91,"d":"1.910"},6.958,0.035,4.396,{"v":2176.33,"d":"2,176.330"},{"v":1726.721,"d":"1,726.721"},{"v":1056.883,"d":"1,056.883"},{"v":1640.553,"d":"1,640.553"},0.2563,0.0653,0.0196,0.0871,0.0373,0.0128,{"v":2E-3,"d":"0.0020"},0.0144,{"v":2193.847,"d":"2,193.847"},{"v":1732.176,"d":"1,732.176"},{"v":1057.957,"d":"1,057.957"},{"v":1647.017,"d":"1,647.017"},"--","--",0.231,0.485,0.266,0.393,0.232,0.469,0.272,0.396,0.181,0.658,0.004,0.433,205.912,163.242,119.242,161.515,0.0243,0.0062,0.0022,{"v":8.6E-3,"d":"0.0086"},0.0035,0.0012,0.0002,{"v":1.4E-3,"d":"0.0014"},207.569,163.758,119.363,162.152,"--","--",4.597,4.503,5.545,{"v":1673.322,"d":"1,673.322"},{"v":0.07,"d":"0.070"},0.013,{"v":1678.811,"d":"1,678.811"},"--",{"v":3065857,"d":"3,065,857"},{"v":9096815.719,"d":"9,096,816"},{"v":5627109.21,"d":"5,627,109"},0,0,0,{"v":142234,"d":"142,234"},{"v":286758.65,"d":"286,759"},0,0,{"v":-2897,"d":"(2,897)"},{"v":17786884.929,"d":"17,786,885"},{"v":428992.65,"d":"428,993"},{"v":428992.65,"d":"428,993"},{"v":17786884.929,"d":"17,786,885"},{"v":428992.65,"d":"428,993"},{"v":0.168280088581473,"d":"16.8%"},{"v":0.499309966186502,"d":"49.9%"},{"v":0.308863210618245,"d":"30.9%"},{"v":0,"d":"0.0%"},{"v":0,"d":"0.0%"},{"v":0,"d":"0.0%"},{"v":0.00780700147439922,"d":"0.8%"},{"v":0.0157397331393811,"d":"1.6%"},{"v":0,"d":"0.0%"},{"v":0,"d":"0.0%"},{"v":0,"d":"0.0%"},{"v":0.976449520582277,"d":"97.6%"},{"v":0.0235504794177229,"d":"2.4%"},{"v":0.0235467346137803,"d":"2.4%"},{"v":0.976449520582277,"d":"97.6%"},{"v":0.0235504794177229,"d":"2.4%"},{"v":581273.70478967,"d":"581,274"},{"v":7805958.34074942,"d":"7,805,958"},{"v":1712360.81256364,"d":"1,712,361"},0,0,0,0,0,0,0,0,{"v":0.0575541720301452,"d":"5.8%"},{"v":0.772898318815578,"d":"77.3%"},{"v":0.169547509154276,"d":"17.0%"},{"v":0,"d":"0.0%"},{"v":0,"d":"0.0%"},{"v":0,"d":"0.0%"},{"v":0,"d":"0.0%"},{"v":0,"d":"0.0%"},{"v":0,"d":"0.0%"},{"v":0,"d":"0.0%"},{"v":0,"d":"0.0%"}]
[2020,"RI","44",{"v":2708.5,"d":"2,709"},{"v":64747754.534,"d":"64,747,755"},{"v":32435826.83,"d":"32,435,827"},{"v":68359811.536,"d":"68,359,812"},{"v":33999237.83,"d":"33,999,238"},{"v":8893740.309,"d":"8,893,740"},{"v":4399882.731,"d":"4,399,883"},{"v":2972.811,"d":"2,973"},{"v":1365.63,"d":"1,366"},{"v":59.169,"d":"59"},{"v":3676256.522,"d":"3,676,257"},{"v":138164.85,"d":"138,165"},{"v":13839.524,"d":"13,840"},{"v":3680045.672,"d":"3,680,046"},"--",0.669,0.621,0.013,826.707,0.016,{"v":2E-3,"d":"0.002"},827.559,"--",0.092,0.084,{"v":2E-3,"d":"0.002"},113.556,{"v":2E-3,"d":"0.002"},{"v":0,"d":"0.000"},113.673,"--",0.701,0.651,0.014,866.836,0.016,{"v":2E-3,"d":"0.002"},867.729,"--",{"v":0,"d":"0.000"},37.509,0.377,0.377,{"v":0,"d":"0.000"},37.509,0.378,0.378,{"v":0,"d":"0.000"},3.501,0.005,0.005,{"v":0,"d":"0.000"},{"v":1960.49,"d":"1,960.490"},888.323,888.323,{"v":0,"d":"0.0000"},0.0793,0.0165,0.0165,{"v":0,"d":"0.0000"},0.0158,0.0016,0.0016,{"v":0,"d":"0.000"},{"v":1966.992,"d":"1,966.992"},889.226,889.227,"--","--",{"v":0,"d":"0.000"},3.125,{"v":0.05,"d":"0.050"},{"v":0.05,"d":"0.050"},{"v":0,"d":"0.000"},3.125,{"v":0.05,"d":"0.050"},{"v":0.05,"d":"0.050"},{"v":0,"d":"0.000"},0.292,{"v":1E-3,"d":"0.001"},{"v":1E-3,"d":"0.001"},{"v":0,"d":"0.000"},163.333,118.771,118.771,{"v":0,"d":"0.0000"},{"v":6.6E-3,"d":"0.0066"},0.0022,0.0022,{"v":0,"d":"0.0000"},0.0013,0.0002,0.0002,{"v":0,"d":"0.000"},163.875,118.892,118.892,"--","--",{"v":0.17,"d":"0.170"},0.164,0.009,904.767,0.016,{"v":2E-3,"d":"0.002"},905.671,"--",0,{"v":4479.4,"d":"4,479"},{"v":8272364.459,"d":"8,272,364"},0,{"v":3555,"d":"3,555"},{"v":205172.31,"d":"205,172"},{"v":214735,"d":"214,735"},{"v":193434.49,"d":"193,434"},0,0,0,{"v":8276843.859,"d":"8,276,844"},{"v":616896.8,"d":"616,897"},{"v":613341.8,"d":"613,342"},{"v":8482016.169,"d":"8,482,016"},{"v":411724.49,"d":"411,724"},{"v":0,"d":"0.0%"},{"v":0.000503657591529508,"d":"0.1%"},{"v":0.930133312424486,"d":"93.0%"},{"v":0,"d":"0.0%"},{"v":0.000399719323544984,"d":"0.0%"},{"v":0.023069293097992,"d":"2.3%"},{"v":0.0241445088442847,"d":"2.4%"},{"v":0.0217495087181629,"d":"2.2%"},{"v":0,"d":"0.0%"},{"v":0,"d":"0.0%"},{"v":0,"d":"0.0%"},{"v":0.930636970016015,"d":"93.1%"},{"v":0.0693630299839846,"d":"6.9%"},{"v":0.0689633106604396,"d":"6.9%"},{"v":0.953706263114007,"d":"95.4%"},{"v":0.0462937368859926,"d":"4.6%"},0,{"v":3.999,"d":"4"},{"v":4221876.34968598,"d":"4,221,876"},0,0,{"v":47028.4094019794,"d":"47,028"},0,0,0,0,0,{"v":0,"d":"0.0%"},{"v":9.36773359801475e-07,"d":"0.0%"},{"v":0.988982568832639,"d":"98.9%"},{"v":0,"d":"0.0%"},{"v":0,"d":"0.0%"},{"v":0.0110164943940014,"d":"1.1%"},{"v":0,"d":"0.0%"},{"v":0,"d":"0.0%"},{"v":0,"d":"0.0%"},{"v":0,"d":"0.0%"},{"v":0,"d":"0.0%"}]
[2020,"SC","45",{"v":33945.3,"d":"33,945"},{"v":340245854.524,"d":"340,245,855"},{"v":161732263.211,"d":"161,732,263"},{"v":961166657.769,"d":"961,166,658"},{"v":419973971.209,"d":"419,973,971"},{"v":98528796.629,"d":"98,528,797"},{"v":43055975.393,"d":"43,055,975"},{"v":9778.64,"d":"9,779"},{"v":4518.791,"d":"4,519"},{"v":6484.837,"d":"6,485"},{"v":25169777.804,"d":"25,169,778"},{"v":4283927.985,"d":"4,283,928"},{"v":615480.019,"d":"615,480"},{"v":25315033.34,"d":"25,315,033"},"--",0.198,{"v":0.21,"d":"0.210"},0.132,510.912,0.043,0.006,513.861,"--",0.057,0.056,0.038,147.951,0.013,{"v":2E-3,"d":"0.002"},148.804,"--",0.503,0.532,0.334,{"v":1295.009,"d":"1,295.009"},{"v":0.11,"d":"0.110"},0.016,{"v":1302.483,"d":"1,302.483"},"--",1.027,197.944,0.188,0.475,0.991,200.033,0.162,0.468,0.814,28.444,0.046,0.308,{"v":2150.972,"d":"2,150.972"},{"v":12905.475,"d":"12,905.475"},908.453,{"v":1330.676,"d":"1,330.676"},0.2543,0.5214,{"v":0.02,"d":"0.0200"},0.0996,0.0371,0.1043,0.0026,0.0143,{"v":2168.374,"d":"2,168.374"},{"v":12949.581,"d":"12,949.581"},909.724,{"v":1337.427,"d":"1,337.427"},"--","--",0.096,2.505,0.024,0.054,0.093,2.528,0.021,0.053,0.076,{"v":0.36,"d":"0.360"},0.006,0.035,200.196,163.326,118.367,152.629,0.0237,{"v":6.6E-3,"d":"0.0066"},0.0026,0.0114,0.0034,0.0013,0.0003,0.0016,201.816,163.884,118.533,153.403,"--","--",0.554,0.548,0.389,{"v":1452.571,"d":"1,452.571"},0.122,0.018,{"v":1460.85,"d":"1,460.850"},"--",{"v":12459093.162,"d":"12,459,093"},{"v":64149.473,"d":"64,149"},{"v":24227929.816,"d":"24,227,930"},{"v":54751088,"d":"54,751,088"},{"v":3184205,"d":"3,184,205"},{"v":2075083.776,"d":"2,075,084"},0,{"v":1721545.53,"d":"1,721,546"},0,{"v":43958.376,"d":"43,958"},{"v":1744,"d":"1,744"},{"v":91547962.827,"d":"91,547,963"},{"v":6980834.306,"d":"6,980,834"},{"v":3796629.306,"d":"3,796,629"},{"v":38871958.603,"d":"38,871,959"},{"v":59656838.53,"d":"59,656,839"},{"v":0.126451286573427,"d":"12.6%"},{"v":0.000651073339639042,"d":"0.1%"},{"v":0.245896941005945,"d":"24.6%"},{"v":0.555686150578838,"d":"55.6%"},{"v":0.032317506075932,"d":"3.2%"},{"v":0.0210606831340783,"d":"2.1%"},{"v":0,"d":"0.0%"},{"v":0.0174725113884843,"d":"1.7%"},{"v":0,"d":"0.0%"},{"v":0.000446147494733569,"d":"0.0%"},{"v":1.77004089235541E-5,"d":"0.0%"},{"v":0.929149299401505,"d":"92.9%"},{"v":0.0708507005984946,"d":"7.1%"},{"v":0.0385331945225626,"d":"3.9%"},{"v":0.394523831956746,"d":"39.5%"},{"v":0.605476168043254,"d":"60.5%"},{"v":10429550.9795401,"d":"10,429,551"},{"v":1995.001,"d":"1,995"},{"v":14208275.7506011,"d":"14,208,276"},0,0,{"v":397214.850827367,"d":"397,215"},0,0,0,0,0,{"v":0.416564913558954,"d":"41.7%"},{"v":7.96819940518352e-05,"d":"0.0%"},{"v":0.567490313962866,"d":"56.7%"},{"v":0,"d":"0.0%"},{"v":0,"d":"0.0%"},{"v":0.0158650904841285,"d":"1.6%"},{"v":0,"d":"0.0%"},{"v":0,"d":"0.0%"},{"v":0,"d":"0.0%"},{"v":0,"d":"0.0%"},{"v":0,"d":"0.0%"}]
[2020,"SD","46",{"v":6907.3,"d":"6,907"},{"v":27230028.167,"d":"27,230,028"},{"v":11387410.28,"d":"11,387,410"},{"v":127038963.632,"d":"127,038,964"},{"v":48960503.008,"d":"48,960,503"},{"v":14146525.855,"d":"14,146,526"},{"v":5390674.186,"d":"5,390,674"},{"v":956.543,"d":"957"},{"v":379.538,"d":"380"},{"v":591.95,"d":"592"},{"v":2395022.464,"d":"2,395,022"},{"v":414312.617,"d":"414,313"},{"v":59274.366,"d":"59,274"},{"v":2409033.252,"d":"2,409,033"},"--",0.135,0.141,0.084,338.602,0.029,0.004,340.583,"--",{"v":0.07,"d":"0.070"},0.067,0.043,{"v":175.91,"d":"175.910"},0.015,{"v":2E-3,"d":"0.002"},176.939,"--",0.691,0.719,0.427,{"v":1729.448,"d":"1,729.448"},{"v":0.15,"d":"0.150"},0.021,{"v":1739.565,"d":"1,739.565"},"--",0.825,17.307,0.461,0.694,0.872,17.789,0.499,0.689,0.698,{"v":9.29,"d":"9.290"},0.006,0.429,{"v":2181.983,"d":"2,181.983"},{"v":3032.999,"d":"3,032.999"},{"v":1069.65,"d":"1,069.650"},{"v":1737.423,"d":"1,737.423"},0.2351,0.1228,0.0194,0.1486,0.0342,0.0246,{"v":2E-3,"d":"0.0020"},0.0213,{"v":2198.052,"d":"2,198.052"},{"v":3043.39,"d":"3,043.390"},{"v":1070.722,"d":"1,070.722"},{"v":1747.483,"d":"1,747.483"},"--","--",0.079,0.932,0.051,{"v":0.07,"d":"0.070"},0.082,0.946,{"v":0.05,"d":"0.050"},0.067,0.067,{"v":0.5,"d":"0.500"},{"v":1E-3,"d":"0.001"},0.044,{"v":209.76,"d":"209.760"},163.326,118.831,176.406,0.0226,{"v":6.6E-3,"d":"0.0066"},0.0022,0.0151,{"v":3.3E-3,"d":"0.0033"},0.0013,0.0002,0.0022,211.305,163.885,{"v":118.95,"d":"118.950"},177.427,"--","--",0.673,0.675,0.368,{"v":1635.05,"d":"1,635.050"},0.131,0.019,{"v":1643.844,"d":"1,643.844"},"--",{"v":1648222.1,"d":"1,648,222"},{"v":7380.783,"d":"7,381"},{"v":1102465.869,"d":"1,102,466"},0,{"v":5830613,"d":"5,830,613"},{"v":11627.116,"d":"11,627"},{"v":5544166.42,"d":"5,544,166"},{"v":2051,"d":"2,051"},0,0,0,{"v":2758068.752,"d":"2,758,069"},{"v":11388457.536,"d":"11,388,458"},{"v":5557844.536,"d":"5,557,845"},{"v":2769695.868,"d":"2,769,696"},{"v":11376830.42,"d":"11,376,830"},{"v":0.116510729662174,"d":"11.7%"},{"v":0.000521738188565829,"d":"0.1%"},{"v":0.0779319139239986,"d":"7.8%"},{"v":0,"d":"0.0%"},{"v":0.412158637484448,"d":"41.2%"},{"v":0.000821906082333645,"d":"0.1%"},{"v":0.391910092069947,"d":"39.2%"},{"v":0.000144982588534105,"d":"0.0%"},{"v":0,"d":"0.0%"},{"v":0,"d":"0.0%"},{"v":0,"d":"0.0%"},{"v":0.194964381774738,"d":"19.5%"},{"v":0.805035618225262,"d":"80.5%"},{"v":0.392876980740814,"d":"39.3%"},{"v":0.195786287857072,"d":"19.6%"},{"v":0.804213712142928,"d":"80.4%"},{"v":1051478.85632764,"d":"1,051,479"},{"v":2787.14,"d":"2,787"},{"v":1012120.25157691,"d":"1,012,120"},0,0,{"v":11578.7671232877,"d":"11,579"},0,0,0,0,0,{"v":0.506013743601721,"d":"50.6%"},{"v":0.00134128340941422,"d":"0.1%"},{"v":0.487072806451146,"d":"48.7%"},{"v":0,"d":"0.0%"},{"v":0,"d":"0.0%"},{"v":0.00557216653771842,"d":"0.6%"},{"v":0,"d":"0.0%"},{"v":0,"d":"0.0%"},{"v":0,"d":"0.0%"},{"v":0,"d":"0.0%"},{"v":0,"d":"0.0%"}]
[2020,"TN","47",{"v":28492,"d":"28,492"},{"v":274491621.396,"d":"274,491,621"},{"v":149476513.975,"d":"149,476,514"},{"v":778945488.092,"d":"778,945,488"},{"v":358644654.766,"d":"358,644,655"},{"v":80566010.004,"d":"80,566,010"},{"v":36411644.186,"d":"36,411,644"},{"v":8838.273,"d":"8,838"},{"v":4775.481,"d":"4,775"},{"v":10851.169,"d":"10,851"},{"v":22886520.364,"d":"22,886,520"},{"v":3966845.262,"d":"3,966,845"},{"v":575017.44,"d":"575,017"},{"v":23017991.382,"d":"23,017,991"},"--",0.219,0.262,0.269,568.143,0.049,0.007,571.407,"--",0.064,0.064,0.079,166.756,0.014,{"v":2E-3,"d":"0.002"},167.714,"--",0.574,0.687,0.705,{"v":1486.98,"d":"1,486.980"},0.129,0.019,{"v":1495.522,"d":"1,495.522"},"--",0.868,36.102,0.277,0.575,0.844,36.962,0.282,0.613,{"v":1.35,"d":"1.350"},3.282,0.007,0.683,{"v":2163.684,"d":"2,163.684"},{"v":1861.269,"d":"1,861.269"},857.357,{"v":1515.053,"d":"1,515.053"},0.2394,0.0746,{"v":0.018,"d":"0.0180"},0.1295,0.0348,0.0149,0.0021,0.0186,{"v":2180.043,"d":"2,180.043"},{"v":1867.576,"d":"1,867.576"},858.228,{"v":1523.721,"d":"1,523.721"},"--","--",0.081,{"v":3.2,"d":"3.200"},0.038,0.064,0.078,3.208,0.036,0.064,0.127,0.291,{"v":1E-3,"d":"0.001"},0.076,203.003,{"v":164.98,"d":"164.980"},117.377,168.471,0.0225,{"v":6.6E-3,"d":"0.0066"},0.0025,0.0144,{"v":3.3E-3,"d":"0.0033"},0.0013,0.0003,0.0021,204.538,165.539,117.497,169.435,"--","--",0.513,0.567,0.603,{"v":1487.795,"d":"1,487.795"},0.124,0.018,{"v":1496.078,"d":"1,496.078"},"--",{"v":14245272.414,"d":"14,245,272"},{"v":107933.067,"d":"107,933"},{"v":15668119.634,"d":"15,668,120"},{"v":36688195,"d":"36,688,195"},{"v":12731419,"d":"12,731,419"},{"v":740214.472,"d":"740,214"},{"v":39185,"d":"39,185"},{"v":324652.2,"d":"324,652"},0,{"v":20689.725,"d":"20,690"},{"v":329.586,"d":"330"},{"v":66730539.426,"d":"66,730,539"},{"v":13835470.672,"d":"13,835,471"},{"v":1104051.672,"d":"1,104,052"},{"v":30782558.898,"d":"30,782,559"},{"v":49783451.2,"d":"49,783,451"},{"v":0.176814917316523,"d":"17.7%"},{"v":0.00133968489774672,"d":"0.1%"},{"v":0.194475556316384,"d":"19.4%"},{"v":0.455380562539621,"d":"45.5%"},{"v":0.158024692851409,"d":"15.8%"},{"v":0.00918767692603379,"d":"0.9%"},{"v":0.000486371361227093,"d":"0.0%"},{"v":0.00402964227228201,"d":"0.4%"},{"v":0,"d":"0.0%"},{"v":0.000256804637276106,"d":"0.0%"},{"v":4.09088149703695e-06,"d":"0.0%"},{"v":0.828271616589048,"d":"82.8%"},{"v":0.171728383410952,"d":"17.2%"},{"v":0.0137036905595429,"d":"1.4%"},{"v":0.382078730975461,"d":"38.2%"},{"v":0.617921269024539,"d":"61.8%"},{"v":10870763.5754405,"d":"10,870,764"},{"v":117.003,"d":"117"},{"v":13053284.7690877,"d":"13,053,285"},0,0,{"v":206397.799465206,"d":"206,398"},0,0,0,0,0,{"v":0.450497715665411,"d":"45.0%"},{"v":4.8487471795526E-6,"d":"0.0%"},{"v":0.540944058767817,"d":"54.1%"},{"v":0,"d":"0.0%"},{"v":0,"d":"0.0%"},{"v":0.00855337681959248,"d":"0.9%"},{"v":0,"d":"0.0%"},{"v":0,"d":"0.0%"},{"v":0,"d":"0.0%"},{"v":0,"d":"0.0%"},{"v":0,"d":"0.0%"}]
[2020,"TX","48",{"v":209807.8,"d":"209,808"},{"v":2742060462.21,"d":"2,742,060,462"},{"v":1353710726.597,"d":"1,353,710,727"},{"v":4059184748.738,"d":"4,059,184,749"},{"v":1905028415.52,"d":"1,905,028,416"},{"v":473366236.705,"d":"473,366,237"},{"v":221390211.599,"d":"221,390,212"},{"v":118386.363,"d":"118,386"},{"v":56303.178,"d":"56,303"},{"v":132815.855,"d":"132,816"},{"v":202122793.829,"d":"202,122,794"},{"v":25317895.58,"d":"25,317,896"},{"v":3509888.132,"d":"3,509,888"},{"v":202960195.986,"d":"202,960,196"},"--",{"v":0.5,"d":"0.500"},0.509,0.561,853.981,0.053,0.007,857.519,"--",0.086,0.083,0.097,147.424,0.009,{"v":1E-3,"d":"0.001"},148.035,"--",0.718,{"v":0.73,"d":"0.730"},0.805,{"v":1225.344,"d":"1,225.344"},0.077,0.011,{"v":1230.421,"d":"1,230.421"},"--",1.297,3.877,0.537,0.718,1.311,{"v":3.74,"d":"3.740"},0.513,0.698,3.232,10.494,0.007,0.803,{"v":2289.312,"d":"2,289.312"},{"v":2196.917,"d":"2,196.917"},895.281,{"v":1233.532,"d":"1,233.532"},0.2625,0.0544,0.0165,0.0767,0.0382,0.0094,0.0017,0.0106,{"v":2307.245,"d":"2,307.245"},{"v":2201.069,"d":"2,201.069"},896.185,{"v":1238.606,"d":"1,238.606"},"--","--",0.119,0.303,0.071,0.086,{"v":0.12,"d":"0.120"},0.299,0.067,0.083,0.297,0.819,{"v":1E-3,"d":"0.001"},0.096,210.616,{"v":171.4,"d":"171.400"},118.525,148.049,0.0241,0.0042,0.0022,0.0092,0.0035,0.0007,0.0002,0.0013,212.266,171.724,118.645,148.658,"--","--",0.835,0.808,0.957,{"v":1325.644,"d":"1,325.644"},0.087,0.012,{"v":1331.422,"d":"1,331.422"},"--",{"v":78825274.454,"d":"78,825,274"},{"v":136035.51,"d":"136,036"},{"v":246524329.869,"d":"246,524,330"},{"v":41438705,"d":"41,438,705"},{"v":1045874.61,"d":"1,045,875"},{"v":1375513.915,"d":"1,375,514"},{"v":92440997.42,"d":"92,440,997"},{"v":8536923.24,"d":"8,536,923"},0,{"v":2608961.693,"d":"2,608,962"},{"v":433621,"d":"433,621"},{"v":369966927.526,"d":"369,966,928"},{"v":103399309.185,"d":"103,399,309"},{"v":102353434.575,"d":"102,353,435"},{"v":329903736.441,"d":"329,903,736"},{"v":143462500.27,"d":"143,462,500"},{"v":0.166520694424018,"d":"16.7%"},{"v":0.000287378987874567,"d":"0.0%"},{"v":0.520789846740819,"d":"52.1%"},{"v":0.0875404745550097,"d":"8.8%"},{"v":0.00220944065902725,"d":"0.2%"},{"v":0.00290581331815556,"d":"0.3%"},{"v":0.19528430684514,"d":"19.5%"},{"v":0.0180344996705204,"d":"1.8%"},{"v":0,"d":"0.0%"},{"v":0.00551150777277093,"d":"0.6%"},{"v":0.000916037026664271,"d":"0.1%"},{"v":0.781565939507157,"d":"78.2%"},{"v":0.218434060492843,"d":"21.8%"},{"v":0.216224619833816,"d":"21.6%"},{"v":0.696931278270303,"d":"69.7%"},{"v":0.303068721729697,"d":"30.3%"},{"v":51119376.3818835,"d":"51,119,376"},{"v":149008.86524336,"d":"149,009"},{"v":126846372.104143,"d":"126,846,372"},0,0,{"v":286128.129640313,"d":"286,128"},0,0,0,{"v":1847334.3499349,"d":"1,847,334"},0,{"v":0.283605443814407,"d":"28.4%"},{"v":0.000826687028494366,"d":"0.1%"},{"v":0.703731621999832,"d":"70.4%"},{"v":0,"d":"0.0%"},{"v":0,"d":"0.0%"},{"v":1.58741168100763E-3,"d":"0.2%"},{"v":0,"d":"0.0%"},{"v":0,"d":"0.0%"},{"v":0,"d":"0.0%"},{"v":0.0102488354762591,"d":"1.0%"},{"v":0,"d":"0.0%"}]
[2020,"UT","49",{"v":13124.7,"d":"13,125"},{"v":312456142.854,"d":"312,456,143"},{"v":137035803.702,"d":"137,035,804"},{"v":353954772.793,"d":"353,954,773"},{"v":156628208.656,"d":"156,628,209"},{"v":37087308.992,"d":"37,087,309"},{"v":16379639,"d":"16,379,639"},{"v":29398.142,"d":"29,398"},{"v":12715.26,"d":"12,715"},{"v":10981.048,"d":"10,981"},{"v":28833802.713,"d":"28,833,803"},{"v":5916444.062,"d":"5,916,444"},{"v":853326.31,"d":"853,326"},{"v":29034903.88,"d":"29,034,904"},"--",1.585,1.553,0.592,{"v":1554.915,"d":"1,554.915"},{"v":0.16,"d":"0.160"},0.023,{"v":1565.76,"d":"1,565.760"},"--",0.188,0.186,{"v":0.07,"d":"0.070"},184.562,0.019,0.003,185.849,"--",1.808,1.771,0.675,{"v":1773.284,"d":"1,773.284"},0.182,0.026,{"v":1785.652,"d":"1,785.652"},"--",2.414,{"v":25.41,"d":"25.410"},0.361,1.814,2.439,25.175,0.368,1.797,{"v":0.95,"d":"0.950"},{"v":2.18,"d":"2.180"},0.006,0.674,{"v":2145.466,"d":"2,145.466"},{"v":1229.059,"d":"1,229.059"},{"v":910.5,"d":"910.500"},{"v":1784.343,"d":"1,784.343"},0.2519,0.0498,0.0171,0.1832,0.0366,{"v":0.01,"d":"0.0100"},0.0017,0.0264,{"v":2162.684,"d":"2,162.684"},{"v":1233.275,"d":"1,233.275"},911.436,{"v":1796.799,"d":"1,796.799"},"--","--",0.231,3.377,0.047,0.188,0.234,3.383,0.046,0.186,0.091,{"v":0.29,"d":"0.290"},{"v":1E-3,"d":"0.001"},{"v":0.07,"d":"0.070"},205.289,163.325,{"v":118.73,"d":"118.730"},185.148,0.0241,{"v":6.6E-3,"d":"0.0066"},0.0022,{"v":0.019,"d":"0.0190"},0.0035,0.0013,0.0002,0.0027,206.936,163.885,118.852,186.441,"--","--",1.768,{"v":1.76,"d":"1.760"},0.548,{"v":1712.897,"d":"1,712.897"},0.172,0.025,{"v":1724.573,"d":"1,724.573"},"--",{"v":22806020.94,"d":"22,806,021"},{"v":39555.032,"d":"39,555"},{"v":9460150.072,"d":"9,460,150"},0,{"v":816724.43,"d":"816,724"},{"v":77605,"d":"77,605"},{"v":802619,"d":"802,619"},{"v":2571077.04,"d":"2,571,077"},{"v":376662,"d":"376,662"},{"v":7384.341,"d":"7,384"},{"v":129511,"d":"129,511"},{"v":32442621.385,"d":"32,442,621"},{"v":4644687.47,"d":"4,644,687"},{"v":3827963.04,"d":"3,827,963"},{"v":32520226.385,"d":"32,520,226"},{"v":4567082.47,"d":"4,567,082"},{"v":0.61492789970727,"d":"61.5%"},{"v":0.00106653821000192,"d":"0.1%"},{"v":0.255077824842624,"d":"25.5%"},{"v":0,"d":"0.0%"},{"v":0.0220216687383046,"d":"2.2%"},{"v":0.00209249477505666,"d":"0.2%"},{"v":0.0216413383655847,"d":"2.2%"},{"v":0.0693249825715886,"d":"6.9%"},{"v":0.0101560887437973,"d":"1.0%"},{"v":1.99106951352834E-4,"d":"0.0%"},{"v":0.00349205709441869,"d":"0.3%"},{"v":0.874763426805668,"d":"87.5%"},{"v":0.125236573194332,"d":"12.5%"},{"v":0.103214904456027,"d":"10.3%"},{"v":0.876855921580725,"d":"87.7%"},{"v":0.123144078419275,"d":"12.3%"},{"v":11862980.6210875,"d":"11,862,981"},{"v":277.998,"d":"278"},{"v":5859989.55216601,"d":"5,859,990"},0,0,{"v":4383.82655019522,"d":"4,384"},0,0,0,0,0,{"v":0.669180216655966,"d":"66.9%"},{"v":1.56816206493028E-5,"d":"0.0%"},{"v":0.330556813955299,"d":"33.1%"},{"v":0,"d":"0.0%"},{"v":0,"d":"0.0%"},{"v":0.000247287768086473,"d":"0.0%"},{"v":0,"d":"0.0%"},{"v":0,"d":"0.0%"},{"v":0,"d":"0.0%"},{"v":0,"d":"0.0%"},{"v":0,"d":"0.0%"}]
[2020,"VA","51",{"v":41415.4,"d":"41,415"},{"v":557364431.646,"d":"557,364,432"},{"v":264003383.128,"d":"264,003,383"},{"v":902045492.748,"d":"902,045,493"},{"v":402521742.057,"d":"402,521,742"},{"v":102799855.681,"d":"102,799,856"},{"v":44710274.081,"d":"44,710,274"},{"v":12938.869,"d":"12,939"},{"v":6771.866,"d":"6,772"},{"v":4489.814,"d":"4,490"},{"v":33023766.065,"d":"33,023,766"},{"v":4496856.137,"d":"4,496,856"},{"v":597044.932,"d":"597,045"},{"v":33145004.304,"d":"33,145,004"},"--",0.252,0.303,0.087,642.487,0.044,0.006,644.845,"--",0.046,0.051,0.016,{"v":118.5,"d":"118.500"},0.008,{"v":1E-3,"d":"0.001"},118.935,"--",0.368,0.443,0.128,{"v":939,"d":"939.000"},0.064,0.008,942.448,"--",{"v":1.28,"d":"1.280"},5.667,0.149,0.263,1.372,{"v":4.97,"d":"4.970"},0.175,0.307,0.362,4.055,{"v":0.01,"d":"0.010"},0.049,{"v":1596.795,"d":"1,596.795"},{"v":2050.032,"d":"2,050.032"},892.971,960.881,{"v":0.191,"d":"0.1910"},{"v":0.066,"d":"0.0660"},0.0169,0.0334,{"v":0.028,"d":"0.0280"},0.0123,0.0017,0.0042,{"v":1609.902,"d":"1,609.902"},{"v":2055.341,"d":"2,055.341"},893.904,962.964,"--","--",0.137,0.449,{"v":0.02,"d":"0.020"},0.034,0.142,0.396,0.022,0.038,0.039,0.321,{"v":1E-3,"d":"0.001"},0.006,170.689,162.255,{"v":118.82,"d":"118.820"},124.853,0.0204,0.0052,{"v":2.3E-3,"d":"0.0023"},{"v":4.3E-3,"d":"0.0043"},{"v":0.003,"d":"0.0030"},{"v":1E-3,"d":"0.0010"},0.0002,0.0005,172.091,162.676,118.944,125.124,"--","--",0.629,0.718,0.225,{"v":1119.484,"d":"1,119.484"},0.096,0.013,{"v":1124.663,"d":"1,124.663"},"--",{"v":3762795.096,"d":"3,762,795"},{"v":227377.419,"d":"227,377"},{"v":62370311.367,"d":"62,370,311"},{"v":30140054,"d":"30,140,054"},{"v":950638.36,"d":"950,638"},{"v":3977657.471,"d":"3,977,657"},0,{"v":1371023,"d":"1,371,023"},0,0,0,{"v":96500537.882,"d":"96,500,538"},{"v":6299318.831,"d":"6,299,319"},{"v":5348680.471,"d":"5,348,680"},{"v":70338141.353,"d":"70,338,141"},{"v":32461715.36,"d":"32,461,715"},{"v":0.0366031161551625,"d":"3.7%"},{"v":0.00221184568024058,"d":"0.2%"},{"v":0.606715936785082,"d":"60.7%"},{"v":0.293191595433309,"d":"29.3%"},{"v":0.00924746775332599,"d":"0.9%"},{"v":0.0386932199925624,"d":"3.9%"},{"v":0,"d":"0.0%"},{"v":0.0133368182003178,"d":"1.3%"},{"v":0,"d":"0.0%"},{"v":0,"d":"0.0%"},{"v":0,"d":"0.0%"},{"v":0.938722494053794,"d":"93.9%"},{"v":0.0612775059462062,"d":"6.1%"},{"v":0.0520300381928802,"d":"5.2%"},{"v":0.684224118613047,"d":"68.4%"},{"v":0.315775881386953,"d":"31.6%"},{"v":5701206.04236186,"d":"5,701,206"},{"v":102695.612,"d":"102,696"},{"v":18536645.0810314,"d":"18,536,645"},0,0,{"v":1809691.72036493,"d":"1,809,692"},0,0,0,0,0,{"v":0.218017363474805,"d":"21.8%"},{"v":3.92713864440447E-3,"d":"0.4%"},{"v":0.708851856643384,"d":"70.9%"},{"v":0,"d":"0.0%"},{"v":0,"d":"0.0%"},{"v":0.0692036412374066,"d":"6.9%"},{"v":0,"d":"0.0%"},{"v":0,"d":"0.0%"},{"v":0,"d":"0.0%"},{"v":0,"d":"0.0%"},{"v":0,"d":"0.0%"}]
[2020,"VT","50",{"v":946.1,"d":"946"},{"v":4422639.937,"d":"4,422,640"},{"v":1602071.317,"d":"1,602,071"},{"v":19289543.926,"d":"19,289,544"},{"v":6519861.367,"d":"6,519,861"},{"v":2154917.77,"d":"2,154,918"},{"v":737715.986,"d":"737,716"},{"v":139.753,"d":"140"},{"v":49.84,"d":"50"},{"v":19.895,"d":"20"},{"v":24690.501,"d":"24,691"},{"v":248494.253,"d":"248,494"},{"v":32628.109,"d":"32,628"},{"v":32658.269,"d":"32,658"},"--",{"v":0.13,"d":"0.130"},0.135,0.018,22.915,0.115,0.015,{"v":30.31,"d":"30.310"},"--",0.063,0.062,0.009,11.166,0.056,0.007,14.769,"--",0.607,0.633,0.086,107.281,{"v":0.54,"d":"0.540"},0.071,141.901,"--",{"v":0,"d":"0.000"},14.911,{"v":0,"d":"0.000"},14.911,{"v":0,"d":"0.000"},13.392,{"v":0,"d":"0.000"},13.392,{"v":0,"d":"0.000"},8.569,{"v":0,"d":"0.000"},8.569,{"v":0,"d":"0.000"},{"v":3135.837,"d":"3,135.837"},{"v":0,"d":"0.000"},{"v":3135.837,"d":"3,135.837"},{"v":0,"d":"0.0000"},0.1283,{"v":0,"d":"0.0000"},0.1283,{"v":0,"d":"0.0000"},0.0257,{"v":0,"d":"0.0000"},0.0257,{"v":0,"d":"0.000"},{"v":3146.689,"d":"3,146.689"},{"v":0,"d":"0.000"},{"v":3146.689,"d":"3,146.689"},"--","--",{"v":0,"d":"0.000"},0.774,{"v":0,"d":"0.000"},0.774,{"v":0,"d":"0.000"},0.458,{"v":0,"d":"0.000"},0.458,{"v":0,"d":"0.000"},0.445,{"v":0,"d":"0.000"},0.445,{"v":0,"d":"0.000"},162.801,{"v":0,"d":"0.000"},162.801,{"v":0,"d":"0.0000"},0.0067,{"v":0,"d":"0.0000"},0.0067,{"v":0,"d":"0.0000"},0.0013,{"v":0,"d":"0.0000"},0.0013,{"v":0,"d":"0.000"},163.365,{"v":0,"d":"0.000"},163.365,"--","--",1.165,1.124,0.118,214.017,1.001,0.131,278.191,"--",0,{"v":1757.146,"d":"1,757"},{"v":2020.87,"d":"2,021"},0,{"v":1129673,"d":"1,129,673"},{"v":459065.756,"d":"459,066"},{"v":383586,"d":"383,586"},{"v":181362.29,"d":"181,362"},0,0,{"v":-2547,"d":"(2,547)"},{"v":1231.016,"d":"1,231"},{"v":2153687.046,"d":"2,153,687"},{"v":1024014.046,"d":"1,024,014"},{"v":460296.772,"d":"460,297"},{"v":1694621.29,"d":"1,694,621"},{"v":0,"d":"0.0%"},{"v":0.000814449341937941,"d":"0.1%"},{"v":0.000936687242632159,"d":"0.1%"},{"v":0,"d":"0.0%"},{"v":0.523611260222577,"d":"52.4%"},{"v":0.212780157642247,"d":"21.3%"},{"v":0.177794767922874,"d":"17.8%"},{"v":0.0840626776277316,"d":"8.4%"},{"v":0,"d":"0.0%"},{"v":0,"d":"0.0%"},{"v":0,"d":"0.0%"},{"v":0.000571258843529986,"d":"0.1%"},{"v":0.99942874115647,"d":"99.9%"},{"v":0.474637603192853,"d":"47.5%"},{"v":0.213602911459563,"d":"21.4%"},{"v":0.786397088540437,"d":"78.6%"},0,{"v":1558,"d":"1,558"},0,0,0,{"v":147473.411428304,"d":"147,473"},0,0,0,0,0,{"v":0,"d":"0.0%"},{"v":0.0104541719431378,"d":"1.0%"},{"v":0,"d":"0.0%"},{"v":0,"d":"0.0%"},{"v":0,"d":"0.0%"},{"v":0.989545828056862,"d":"99.0%"},{"v":0,"d":"0.0%"},{"v":0,"d":"0.0%"},{"v":0,"d":"0.0%"},{"v":0,"d":"0.0%"},{"v":0,"d":"0.0%"}]
[2020,"WA","53",{"v":34732.1,"d":"34,732"},{"v":171128535.552,"d":"171,128,536"},{"v":55237944.721,"d":"55,237,945"},{"v":1021325862.147,"d":"1,021,325,862"},{"v":441498263.785,"d":"441,498,264"},{"v":116079174.179,"d":"116,079,174"},{"v":50314451.986,"d":"50,314,452"},{"v":8725.176,"d":"8,725"},{"v":2797.601,"d":"2,798"},{"v":2692.476,"d":"2,692"},{"v":12300004.907,"d":"12,300,005"},{"v":2328572.047,"d":"2,328,572"},{"v":330326.576,"d":"330,327"},{"v":12378330.714,"d":"12,378,331"},"--",{"v":0.15,"d":"0.150"},0.111,0.046,211.924,{"v":0.02,"d":"0.020"},0.003,213.274,"--",0.102,0.101,0.031,143.752,0.014,{"v":2E-3,"d":"0.002"},144.667,"--",0.833,0.616,0.257,{"v":1174.078,"d":"1,174.078"},0.111,0.016,{"v":1181.554,"d":"1,181.554"},"--",2.135,41.588,0.246,0.751,2.071,45.666,0.271,{"v":0.72,"d":"0.720"},0.602,2.916,0.008,0.166,{"v":2482.127,"d":"2,482.127"},{"v":2068.831,"d":"2,068.831"},804.195,{"v":1250.932,"d":"1,250.932"},0.2728,0.0741,0.0166,0.0848,0.0397,{"v":0.014,"d":"0.0140"},0.0017,0.0118,{"v":2500.769,"d":"2,500.769"},{"v":2074.863,"d":"2,074.863"},805.102,{"v":1256.561,"d":"1,256.561"},"--","--",{"v":0.18,"d":"0.180"},3.068,0.036,0.092,0.175,3.089,0.041,0.092,0.051,0.215,{"v":1E-3,"d":"0.001"},{"v":0.02,"d":"0.020"},{"v":209.76,"d":"209.760"},152.616,{"v":118.74,"d":"118.740"},154.052,0.0231,0.0055,0.0024,0.0104,0.0034,{"v":1E-3,"d":"0.0010"},0.0002,{"v":1.5E-3,"d":"0.0015"},211.335,153.061,118.874,154.746,"--","--",1.067,0.996,0.321,{"v":1369.187,"d":"1,369.187"},0.132,0.019,{"v":1378.142,"d":"1,378.142"},"--",{"v":5170215.544,"d":"5,170,216"},{"v":18382.222,"d":"18,382"},{"v":14014570.43,"d":"14,014,570"},{"v":9427050,"d":"9,427,050"},{"v":76423326,"d":"76,423,326"},{"v":1457063.796,"d":"1,457,064"},{"v":9230303,"d":"9,230,303"},{"v":45872,"d":"45,872"},0,{"v":292477.15,"d":"292,477"},{"v":-86,"d":"(86)"},{"v":28922609.346,"d":"28,922,609"},{"v":87156564.796,"d":"87,156,565"},{"v":10733238.796,"d":"10,733,239"},{"v":20952623.142,"d":"20,952,623"},{"v":95126551,"d":"95,126,551"},{"v":0.0445403902271195,"d":"4.5%"},{"v":0.000158359227802736,"d":"0.0%"},{"v":0.120732768393389,"d":"12.1%"},{"v":0.081212181990718,"d":"8.1%"},{"v":0.658371925411234,"d":"65.8%"},{"v":0.0125523180817794,"d":"1.3%"},{"v":0.0795172452745525,"d":"8.0%"},{"v":0.000395178259612309,"d":"0.0%"},{"v":0,"d":"0.0%"},{"v":2.51963313379334E-3,"d":"0.3%"},{"v":0,"d":"0.0%"},{"v":0.249162776697729,"d":"24.9%"},{"v":0.750837223302271,"d":"75.1%"},{"v":0.0924647416159442,"d":"9.2%"},{"v":0.180502861920508,"d":"18.1%"},{"v":0.819497138079492,"d":"81.9%"},{"v":4034396.71636798,"d":"4,034,397"},878,{"v":6695435.84111611,"d":"6,695,436"},0,0,{"v":823124.050754286,"d":"823,124"},0,0,0,0,0,{"v":0.349182488166421,"d":"34.9%"},{"v":7.59920865903644e-05,"d":"0.0%"},{"v":0.579499020727022,"d":"57.9%"},{"v":0,"d":"0.0%"},{"v":0,"d":"0.0%"},{"v":0.0712424990199672,"d":"7.1%"},{"v":0,"d":"0.0%"},{"v":0,"d":"0.0%"},{"v":0,"d":"0.0%"},{"v":0,"d":"0.0%"},{"v":0,"d":"0.0%"}]
[2020,"WI","55",{"v":23175.6,"d":"23,176"},{"v":433879535.632,"d":"433,879,536"},{"v":201721645.503,"d":"201,721,646"},{"v":576623531.563,"d":"576,623,532"},{"v":263012808.46,"d":"263,012,808"},{"v":61440537.516,"d":"61,440,538"},{"v":27439014.159,"d":"27,439,014"},{"v":14997.159,"d":"14,997"},{"v":7104.866,"d":"7,105"},{"v":6256.568,"d":"6,257"},{"v":36399785.544,"d":"36,399,786"},{"v":6502984.187,"d":"6,502,984"},{"v":931186.116,"d":"931,186"},{"v":36618927.565,"d":"36,618,928"},"--",0.488,0.518,0.204,{"v":1184.878,"d":"1,184.878"},0.106,0.015,{"v":1192.012,"d":"1,192.012"},"--",0.069,{"v":0.07,"d":"0.070"},0.029,167.788,0.015,{"v":2E-3,"d":"0.002"},168.798,"--",0.638,0.677,0.266,{"v":1547.838,"d":"1,547.838"},0.138,{"v":0.02,"d":"0.020"},{"v":1557.157,"d":"1,557.157"},"--",0.757,0.902,0.371,0.572,0.732,0.898,0.465,0.611,0.407,2.326,0.052,0.242,{"v":2177.277,"d":"2,177.277"},{"v":1420.499,"d":"1,420.499"},932.503,{"v":1575.784,"d":"1,575.784"},0.2421,{"v":0.262,"d":"0.2620"},0.0178,0.1342,0.0353,0.0376,{"v":1.9E-3,"d":"0.0019"},0.0192,{"v":2193.846,"d":"2,193.846"},{"v":1438.245,"d":"1,438.245"},933.523,{"v":1584.872,"d":"1,584.872"},"--","--",0.073,0.094,0.047,0.062,0.071,{"v":0.1,"d":"0.100"},0.055,0.065,0.039,0.243,0.007,0.026,209.117,148.476,118.722,171.687,0.0233,0.0274,{"v":2.3E-3,"d":"0.0023"},0.0146,0.0034,0.0039,0.0002,0.0021,210.709,150.331,118.852,172.677,"--","--",0.806,0.844,0.315,{"v":1664.469,"d":"1,664.469"},0.157,0.023,{"v":1675.024,"d":"1,675.024"},"--",{"v":23761097.163,"d":"23,761,097"},{"v":105258.808,"d":"105,259"},{"v":22002167.472,"d":"22,002,167"},{"v":9771333,"d":"9,771,333"},{"v":2787756.85,"d":"2,787,757"},{"v":1149091.173,"d":"1,149,091"},{"v":1763375,"d":"1,763,375"},{"v":85008,"d":"85,008"},0,{"v":9173.945,"d":"9,174"},{"v":6275.9,"d":"6,276"},{"v":55655306.288,"d":"55,655,306"},{"v":5785231.023,"d":"5,785,231"},{"v":2997474.173,"d":"2,997,474"},{"v":47033064.461,"d":"47,033,064"},{"v":14407472.85,"d":"14,407,473"},{"v":0.386733225374088,"d":"38.7%"},{"v":1.71318176250967E-3,"d":"0.2%"},{"v":0.358105062796397,"d":"35.8%"},{"v":0.159037232219169,"d":"15.9%"},{"v":0.0453732498446249,"d":"4.5%"},{"v":0.018702492251712,"d":"1.9%"},{"v":0.0287005139794618,"d":"2.9%"},{"v":0.00138358165016862,"d":"0.1%"},{"v":0,"d":"0.0%"},{"v":0.000149314205270753,"d":"0.0%"},{"v":0.000102145916599535,"d":"0.0%"},{"v":0.905840162274033,"d":"90.6%"},{"v":0.0941598377259673,"d":"9.4%"},{"v":0.0487865878813424,"d":"4.9%"},{"v":0.765505422306576,"d":"76.6%"},{"v":0.234494577693424,"d":"23.4%"},{"v":12735641.1494872,"d":"12,735,641"},{"v":141605.002,"d":"141,605"},{"v":9796078.64814216,"d":"9,796,079"},0,0,{"v":606086.384401544,"d":"606,086"},0,0,0,0,0,{"v":0.547077460370798,"d":"54.7%"},{"v":0.00608284294136863,"d":"0.6%"},{"v":0.420804399677516,"d":"42.1%"},{"v":0,"d":"0.0%"},{"v":0,"d":"0.0%"},{"v":0.0260352970103172,"d":"2.6%"},{"v":0,"d":"0.0%"},{"v":0,"d":"0.0%"},{"v":0,"d":"0.0%"},{"v":0,"d":"0.0%"},{"v":0,"d":"0.0%"}]
[2020,"WV","54",{"v":20872.7,"d":"20,873"},{"v":538212125.808,"d":"538,212,126"},{"v":264335617.544,"d":"264,335,618"},{"v":568828395.824,"d":"568,828,396"},{"v":274160274.572,"d":"274,160,275"},{"v":56661533.092,"d":"56,661,533"},{"v":26962465.829,"d":"26,962,466"},{"v":30103.857,"d":"30,104"},{"v":14531.527,"d":"14,532"},{"v":33651.954,"d":"33,652"},{"v":54102287.169,"d":"54,102,287"},{"v":12500386.554,"d":"12,500,387"},{"v":1816087.72,"d":"1,816,088"},{"v":54529139.071,"d":"54,529,139"},"--",1.063,1.078,1.188,{"v":1909.665,"d":"1,909.665"},0.221,0.032,{"v":1924.732,"d":"1,924.732"},"--",0.112,{"v":0.11,"d":"0.110"},0.125,201.044,0.023,0.003,202.631,"--",1.132,1.149,1.266,{"v":2035.003,"d":"2,035.003"},0.235,0.034,{"v":2051.059,"d":"2,051.059"},"--",{"v":1.16,"d":"1.160"},{"v":0,"d":"0.000"},0.608,1.132,1.152,{"v":0,"d":"0.000"},0.633,1.124,1.333,{"v":0,"d":"0.000"},{"v":0.01,"d":"0.010"},1.266,{"v":2084.254,"d":"2,084.254"},{"v":0,"d":"0.000"},{"v":1115.976,"d":"1,115.976"},{"v":2034.607,"d":"2,034.607"},0.2467,{"v":0,"d":"0.0000"},{"v":0.02,"d":"0.0200"},{"v":0.235,"d":"0.2350"},0.0359,{"v":0,"d":"0.0000"},{"v":2E-3,"d":"0.0020"},0.0341,{"v":2101.115,"d":"2,101.115"},{"v":0,"d":"0.000"},{"v":1117.073,"d":"1,117.073"},{"v":2050.66,"d":"2,050.660"},"--","--",0.114,{"v":0,"d":"0.000"},0.065,0.112,0.112,{"v":0,"d":"0.000"},0.064,{"v":0.11,"d":"0.110"},0.131,{"v":0,"d":"0.000"},{"v":1E-3,"d":"0.001"},0.125,205.184,{"v":0,"d":"0.000"},118.593,201.055,0.0243,{"v":0,"d":"0.0000"},0.0021,0.0232,0.0035,{"v":0,"d":"0.0000"},0.0002,0.0034,206.844,{"v":0,"d":"0.000"},{"v":118.71,"d":"118.710"},202.642,"--","--",1.156,1.139,1.197,{"v":2074.65,"d":"2,074.650"},{"v":0.24,"d":"0.240"},0.035,{"v":2091.027,"d":"2,091.027"},"--",{"v":50216397.839,"d":"50,216,398"},{"v":142407.5,"d":"142,408"},{"v":2776672.956,"d":"2,776,673"},0,{"v":1592025,"d":"1,592,025"},{"v":6457,"d":"6,457"},{"v":1897803,"d":"1,897,803"},0,0,{"v":46560.567,"d":"46,561"},{"v":-16791,"d":"(16,791)"},{"v":53165247.862,"d":"53,165,248"},{"v":3496285,"d":"3,496,285"},{"v":1904260,"d":"1,904,260"},{"v":53171704.862,"d":"53,171,705"},{"v":3489828,"d":"3,489,828"},{"v":0.885989465060162,"d":"88.6%"},{"v":0.00251255665828673,"d":"0.3%"},{"v":0.0489900329932237,"d":"4.9%"},{"v":0,"d":"0.0%"},{"v":0.0280887805340936,"d":"2.8%"},{"v":1.13923623001299E-4,"d":"0.0%"},{"v":0.0334837530591194,"d":"3.3%"},{"v":0,"d":"0.0%"},{"v":0,"d":"0.0%"},{"v":0.000821488072113165,"d":"0.1%"},{"v":0,"d":"0.0%"},{"v":0.938295262704677,"d":"93.8%"},{"v":0.0617047372953226,"d":"6.2%"},{"v":0.0335976766821207,"d":"3.4%"},{"v":0.938409220087647,"d":"93.8%"},{"v":0.061590779912353,"d":"6.2%"},{"v":27006390.433799,"d":"27,006,390"},0,{"v":1203381.61349322,"d":"1,203,382"},0,0,{"v":6130.44914145738,"d":"6,130"},0,0,0,0,0,{"v":0.957133674431021,"d":"95.7%"},{"v":0,"d":"0.0%"},{"v":0.0426490562775839,"d":"4.3%"},{"v":0,"d":"0.0%"},{"v":0,"d":"0.0%"},{"v":0.000217269291394533,"d":"0.0%"},{"v":0,"d":"0.0%"},{"v":0,"d":"0.0%"},{"v":0,"d":"0.0%"},{"v":0,"d":"0.0%"},{"v":0,"d":"0.0%"}]
[2020,"WY","56",{"v":15533.9,"d":"15,534"},{"v":401967364.621,"d":"401,967,365"},{"v":166812462.706,"d":"166,812,463"},{"v":461307904.713,"d":"461,307,905"},{"v":185544491.636,"d":"185,544,492"},{"v":42010989.65,"d":"42,010,990"},{"v":16882146.568,"d":"16,882,147"},{"v":28057.807,"d":"28,058"},{"v":11582.834,"d":"11,583"},{"v":27034.983,"d":"27,035"},{"v":41498928.322,"d":"41,498,928"},{"v":8907200.665,"d":"8,907,201"},{"v":1294398.389,"d":"1,294,398"},{"v":41803133.691,"d":"41,803,134"},"--",1.336,1.372,1.287,{"v":1975.623,"d":"1,975.623"},0.212,0.031,{"v":1990.105,"d":"1,990.105"},"--",{"v":0.14,"d":"0.140"},0.139,0.135,206.479,0.022,0.003,207.993,"--",1.592,1.636,1.534,{"v":2354.75,"d":"2,354.750"},0.253,0.037,{"v":2372.011,"d":"2,372.011"},"--",{"v":1.6,"d":"1.600"},45.535,1.464,1.595,1.577,45.806,1.491,1.574,1.595,{"v":4.13,"d":"4.130"},{"v":0.01,"d":"0.010"},1.533,{"v":2423.335,"d":"2,423.335"},{"v":2325.405,"d":"2,325.405"},795.231,{"v":2360.249,"d":"2,360.249"},0.2629,0.0942,0.0149,0.2533,0.0382,0.0188,{"v":1.5E-3,"d":"0.0015"},0.0368,{"v":2441.301,"d":"2,441.301"},{"v":2333.362,"d":"2,333.362"},796.048,{"v":2377.551,"d":"2,377.551"},"--","--",0.138,3.198,0.216,{"v":0.14,"d":"0.140"},0.137,3.196,0.216,0.139,0.137,{"v":0.29,"d":"0.290"},{"v":2E-3,"d":"0.002"},0.134,208.792,163.326,117.531,206.704,0.0227,{"v":6.6E-3,"d":"0.0066"},0.0022,0.0222,{"v":3.3E-3,"d":"0.0033"},0.0013,0.0002,0.0032,{"v":210.34,"d":"210.340"},163.885,117.651,208.219,"--","--",1.767,1.737,1.694,{"v":2374.084,"d":"2,374.084"},0.254,0.037,{"v":2391.446,"d":"2,391.446"},"--",{"v":33359103.69,"d":"33,359,104"},{"v":44734.233,"d":"44,734"},{"v":1373697.132,"d":"1,373,697"},0,{"v":1085998,"d":"1,085,998"},0,{"v":5512635,"d":"5,512,635"},{"v":165364,"d":"165,364"},0,{"v":390686.5,"d":"390,687"},{"v":78770.973,"d":"78,771"},{"v":35246992.528,"d":"35,246,993"},{"v":6763997,"d":"6,763,997"},{"v":5677999,"d":"5,677,999"},{"v":35246992.528,"d":"35,246,993"},{"v":6763997,"d":"6,763,997"},{"v":0.794056604350307,"d":"79.4%"},{"v":1.06482216921325E-3,"d":"0.1%"},{"v":0.0326985188264714,"d":"3.3%"},{"v":0,"d":"0.0%"},{"v":0.0258503313585649,"d":"2.6%"},{"v":0,"d":"0.0%"},{"v":0.131218880153391,"d":"13.1%"},{"v":0.00393620816500373,"d":"0.4%"},{"v":0,"d":"0.0%"},{"v":0.00929962622612378,"d":"0.9%"},{"v":1.87500875092456E-3,"d":"0.2%"},{"v":0.83899458032304,"d":"83.9%"},{"v":0.16100541967696,"d":"16.1%"},{"v":0.135155088318395,"d":"13.5%"},{"v":0.83899458032304,"d":"83.9%"},{"v":0.16100541967696,"d":"16.1%"},{"v":14191755.8537337,"d":"14,191,756"},185,{"v":518648.130404057,"d":"518,648"},0,0,0,0,0,0,{"v":17637.1611903805,"d":"17,637"},0,{"v":0.963575362959469,"d":"96.4%"},{"v":1.25609152232282e-05,"d":"0.0%"},{"v":0.0352145686307631,"d":"3.5%"},{"v":0,"d":"0.0%"},{"v":0,"d":"0.0%"},{"v":0,"d":"0.0%"},{"v":0,"d":"0.0%"},{"v":0,"d":"0.0%"},{"v":0,"d":"0.0%"},{"v":1.19750749454476E-3,"d":"0.1%"},{"v":0,"d":"0.0%"}]

{"sheet":"BA20","index":5,"n_rows":74,"n_cols":164,"rows_kept":74}
["Data Year","Balancing Authority Name","Balancing Authority Code","BA nameplate capacity (MW)","BA annual heat input from combustion (MMBtu)","BA ozone season heat input from combustion (MMBtu)","BA total annual heat input (MMBtu)","BA total ozone season heat input (MMBtu)","BA annual net generation (MWh)","BA ozone season net generation (MWh)","BA annual NOx emissions (tons)","BA ozone season NOx emissions (tons)","BA annual SO2 emissions (tons)","BA annual CO2 emissions (tons)","BA annual CH4 emissions (lbs)","BA annual N2O emissions (lbs)","BA annual CO2 equivalent emissions (tons)","BA annual Hg emissions (lbs)","BA annual NOx total output emission rate (lb/MWh)","BA ozone season NOx total output emission rate (lb/MWh)","BA annual SO2 total output emission rate (lb/MWh)","BA annual CO2 total output emission rate (lb/MWh)","BA annual CH4 total output emission rate (lb/MWh)","BA annual N2O total output emission rate (lb/MWh)","BA annual CO2 equivalent total output emission rate (lb/MWh)","BA annual Hg total output emission rate (lb/MWh)","BA annual NOx input emission rate (lb/MMBtu)","BA ozone season NOx input emission rate (lb/MMBtu)","BA annual SO2 input emission rate (lb/MMBtu)","BA annual CO2 input emission rate (lb/MMBtu)","BA annual CH4 input emission rate (lb/MMBtu)","BA annual N2O input emission rate (lb/MMBtu)","BA annual CO2 equivalent input emission rate (lb/MMBtu)","BA annual Hg input emission rate (lb/MMBtu)","BA annual NOx combustion output emission rate (lb/MWh)","BA ozone season NOx combustion output emission rate (lb/MWh)","BA annual SO2 combustion output emission rate (lb/MWh)","BA annual CO2 combustion output emission rate (lb/MWh)","BA annual CH4 combustion output emission rate (lb/MWh)","BA annual N2O combustion output emission rate (lb/MWh)","BA annual CO2 equivalent combustion output emission rate (lb/MWh)","BA annual Hg combustion output emission rate (lb/MWh)","BA annual NOx coal output emission rate (lb/MWh)","BA annual NOx oil output emission rate (lb/MWh)","BA annual NOx gas output emission rate (lb/MWh)","BA annual NOx fossil fuel output emission rate (lb/MWh)","BA ozone season NOx coal output emission rate (lb/MWh)","BA ozone season NOx oil output emission rate (lb/MWh)","BA ozone season NOx gas output emission rate (lb/MWh)","BA ozone season NOx fossil fuel output emission rate (lb/MWh)","BA annual SO2 coal output emission rate (lb/MWh)","BA annual SO2 oil output emission rate (lb/MWh)","BA annual SO2 gas output emission rate (lb/MWh)","BA annual SO2 fossil fuel output emission rate (lb/MWh)","BA annual CO2 coal output emission rate (lb/MWh)","BA annual CO2 oil output emission rate (lb/MWh)","BA annual CO2 gas output emission rate (lb/MWh)","BA annual CO2 fossil fuel output emission rate (lb/MWh)","BA annual CH4 coal output emission rate (lb/MWh)","BA annual CH4 oil output emission rate (lb/MWh)","BA annual CH4 gas output emission rate (lb/MWh)","BA annual CH4 fossil fuel output emission rate (lb/MWh)","BA annual N2O coal output emission rate (lb/MWh)","BA annual N2O oil output emission rate (lb/MWh)","BA annual N2O gas output emission rate (lb/MWh)","BA annual N2O fossil fuel output emission rate (lb/MWh)","BA annual CO2 equivalent coal output emission rate (lb/MWh)","BA annual CO2 equivalent oil output emission rate (lb/MWh)","BA annual CO2 equivalent gas output emission rate (lb/MWh)","BA annual CO2 equivalent fossil fuel output emission rate (lb/MWh)","BA annual Hg coal output emission rate (lb/MWh)","BA annual Hg fossil fuel output emission rate (lb/MWh)","BA annual NOx coal input emission rate (lb/MMBtu)","BA annual NOx oil input emission rate (lb/MMBtu)","BA annual NOx gas input emission rate (lb/MMBtu)","BA annual NOx fossil fuel input emission rate (lb/MMBtu)","BA ozone season NOx coal input emission rate (lb/MMBtu)","BA ozone season NOx oil input emission rate (lb/MMBtu)","BA ozone season NOx gas input emission rate (lb/MMBtu)","BA ozone season NOx fossil fuel input emission rate (lb/MMBtu)","BA annual SO2 coal input emission rate (lb/MMBtu)","BA annual SO2 oil input emission rate (lb/MMBtu)","BA annual SO2 gas input emission rate (lb/MMBtu)","BA annual SO2 fossil fuel input emission rate (lb/MMBtu)","BA annual CO2 coal input emission rate (lb/MMBtu)","BA annual CO2 oil input emission rate (lb/MMBtu)","BA annual CO2 gas input emission rate (lb/MMBtu)","BA annual CO2 fossil fuel input emission rate (lb/MMBtu)","BA annual CH4 coal input emission rate (lb/MMBtu)","BA annual CH4 oil input emission rate (lb/MMBtu)","BA annual CH4 gas input emission rate (lb/MMBtu)","BA annual CH4 fossil fuel input emission rate (lb/MMBtu)","BA annual N2O coal input emission rate (lb/MMBtu)","BA annual N2O oil input emission rate (lb/MMBtu)","BA annual N2O gas input emission rate (lb/MMBtu)","BA annual N2O fossil fuel input emission rate (lb/MMBtu)","BA annual CO2 equivalent coal input emission rate (lb/MMBtu)","BA annual CO2 equivalent oil input emission rate (lb/MMBtu)","BA annual CO2 equivalent gas input emission rate (lb/MMBtu)","BA annual CO2 equivalent fossil fuel input emission rate (lb/MMBtu)","BA annual Hg coal input emission rate (lb/MMBtu)","BA annual Hg fossil fuel input emission rate (lb/MMBtu)","BA annual NOx non-baseload output emission rate (lb/MWh)","BA ozone season NOx non-baseload output emission rate (lb/MWh)","BA annual SO2 non-baseload output emission rate (lb/MWh) ","BA annual CO2 non-baseload output emission rate (lb/MWh) ","BA annual CH4 non-baseload output emission rate (lb/GWh)","BA annual N2O non-baseload output emission rate (lb/MWh)","BA annual CO2 equivalent non-baseload output emission rate (lb/MWh)","BA annual Hg non-baseload output emission rate (lb/MWh)","BA annual coal net generation (MWh)","BA annual oil net generation (MWh)","BA annual gas net generation (MWh)","BA annual nuclear net generation (MWh)","BA annual hydro net generation (MWh)","BA annual biomass net generation (MWh)","BA annual wind net generation (MWh)","BA annual solar net generation (MWh)","BA annual geothermal net generation (MWh)","BA annual other fossil net generation (MWh)","BA annual other unknown/ purchased fuel net generation (MWh)","BA annual total nonrenewables net generation (MWh)","BA annual total renewables net generation (MWh)","BA annual total nonhydro renewables net generation (MWh)","BA annual total combustion net generation (MWh)","BA annual total noncombustion net generation (MWh)","BA coal generation percent (resource mix)","BA oil generation percent (resource mix)","BA gas generation percent (resource mix)","BA nuclear generation percent (resource mix)","BA hydro generation percent (resource mix)","BA biomass generation percent (resource mix)","BA wind generation percent (resource mix)","BA solar generation percent (resource mix)","BA geothermal generation percent (resource mix)","BA other fossil generation percent (resource mix)","BA other unknown/ purchased fuel generation percent (resource mix)","BA total nonrenewables generation percent (resource mix)","BA total renewables generation percent (resource mix)","BA total nonhydro renewables generation percent (resource mix)","BA total combustion generation percent (resource mix)","BA total noncombustion generation percent (resource mix)","BA annual nonbaseload coal net generation (MWh)","BA annual nonbaseload oil net generation (MWh)","BA annual nonbaseload gas net generation (MWh)","BA annual nonbaseload nuclear net generation (MWh)","BA annual nonbaseload hydro net generation (MWh)","BA annual nonbaseload biomass net generation (MWh)","BA annual nonbaseload wind net generation (MWh)","BA annual nonbaseload solar net generation (MWh)","BA annual nonbaseload geothermal net generation (MWh)","BA annual nonbaseload other fossil net generation (MWh)","BA annual nonbaseload other unknown/ purchased fuel net generation (MWh)","BA nonbaseload coal generation percent (resource mix)","BA nonbaseload oil generation percent (resource mix)","BA nonbaseload gas generation percent (resource mix)","BA nonbaseload nuclear generation percent (resource mix)","BA nonbaseload hydro generation percent (resource mix)","BA nonbaseload biomass generation percent (resource mix)","BA nonbaseload wind generation percent (resource mix)","BA nonbaseload solar generation percent (resource mix)","BA nonbaseload geothermal generation percent (resource mix)","BA nonbaseload other fossil generation percent (resource mix)","BA nonbaseload other unknown/ purchased fuel generation percent (resource mix)"]
["YEAR","BANAME","BACODE","BANAMEPCAP","BAHTIAN","BAHTIOZ","BAHTIANT","BAHTIOZT","BANGENAN","BANGENOZ","BANOXAN","BANOXOZ","BASO2AN","BACO2AN","BACH4AN","BAN2OAN","BACO2EQA","BAHGAN","BANOXRTA","BANOXRTO","BASO2RTA","BACO2RTA","BACH4RTA","BAN2ORTA","BAC2ERTA","BAHGRTA","BANOXRA","BANOXRO","BASO2RA","BACO2RA","BACH4RA","BAN2ORA","BAC2ERA","BAHGRA","BANOXCRT","BANOXCRO","BASO2CRT","BACO2CRT","BACH4CRT","BAN2OCRT","BAC2ECRT","BAHGCRT","BACNOXRT","BAONOXRT","BAGNOXRT","BAFSNXRT","BACNXORT","BAONXORT","BAGNXORT","BAFSNORT","BACSO2RT","BAOSO2RT","BAGSO2RT","BAFSS2RT","BACCO2RT","BAOCO2RT","BAGCO2RT","BAFSC2RT","BACCH4RT","BAOCH4RT","BAGCH4RT","BAFCH4RT","BACN2ORT","BAON2ORT","BAGN2ORT","BAFN2ORT","BACC2ERT","BAOC2ERT","BAGC2ERT","BAFSC2ERT","BACHGRT","BAFSHGRT","BACNOXR","BAONOXR","BAGNOXR","BAFSNXR","BACNXOR","BAONXOR","BAGNXOR","BAFSNOR","BACSO2R","BAOSO2R","BAGSO2R","BAFSS2R","BACCO2R","BAOCO2R","BAGCO2R","BAFSC2R","BACCH4R","BAOCH4R","BAGCH4R","BAFCH4R","BACN2OR","BAON2OR","BAGN2OR","BAFN2OR","BACC2ER","BAOC2ER","BAGC2ER","BAFSC2ER","BACHGR","BAFSHGR","BANBNOX","BANBNXO","BANBSO2","BANBCO2","BANBCH4","BANBN2O","BANBC2E","BANBHG","BAGENACL","BAGENAOL","BAGENAGS","BAGENANC","BAGENAHY","BAGENABM","BAGENAWI","BAGENASO","BAGENAGT","BAGENAOF","BAGENAOP","BAGENATN","BAGENATR","BAGENATH","BAGENACY","BAGENACN","BACLPR","BAOLPR","BAGSPR","BANCPR","BAHYPR","BABMPR","BAWIPR","BASOPR","BAGTPR","BAOFPR","BAOPPR","BATNPR","BATRPR","BATHPR","BACYPR","BACNPR","BANBGNCL","BANBGNOL","BANBGNGS","BANBGNNC","BANBGNHY","BANBGNBM","BANBGNWI","BANBGNSO","BANBGNGT","BANBGNOF","BANBGNOP","BANBCLPR","BANBOLPR","BANBGSPR","BANBNCPR","BANBHYPR","BANBBMPR","BANBWIPR","BANBSOPR","BANBGTPR","BANBOFPR","BANBOPPR"]
[2020,"Alcoa Power Generating, Inc. - Yadkin Division","YAD",{"v":215.2,"d":"215"},0,0,{"v":10493178.031,"d":"10,493,178"},{"v":3393382.984,"d":"3,393,383"},{"v":1196075.998,"d":"1,196,076"},{"v":386798.998,"d":"386,799"},0,0,0,0,0,0,0,"--",{"v":0,"d":"0.000"},{"v":0,"d":"0.000"},{"v":0,"d":"0.000"},{"v":0,"d":"0.000"},{"v":0,"d":"0.000"},{"v":0,"d":"0.000"},0,"--",0,{"v":0,"d":"0.000"},{"v":0,"d":"0.000"},{"v":0,"d":"0.000"},{"v":0,"d":"0.000"},{"v":0,"d":"0.000"},{"v":0,"d":"0.000"},"--",{"$nulls":7},"--",{"v":0,"d":"0.000"},{"v":0,"d":"0.000"},0,{"v":0,"d":"0.000"},{"v":0,"d":"0.000"},{"v":0,"d":"0.000"},{"v":0,"d":"0.000"},{"v":0,"d":"0.000"},{"v":0,"d":"0.000"},{"v":0,"d":"0.000"},{"v":0,"d":"0.000"},{"v":0,"d":"0.000"},{"v":0,"d":"0.000"},{"v":0,"d":"0.000"},{"v":0,"d":"0.000"},{"v":0,"d":"0.000"},{"v":0,"d":"0.000"},{"v":0,"d":"0.000"},{"v":0,"d":"0.000"},{"v":0,"d":"0.0000"},{"v":0,"d":"0.0000"},{"v":0,"d":"0.0000"},{"v":0,"d":"0.0000"},{"v":0,"d":"0.0000"},{"v":0,"d":"0.0000"},{"v":0,"d":"0.0000"},{"v":0,"d":"0.0000"},{"v":0,"d":"0.000"},"--","--",{"v":0,"d":"0.000"},{"v":0,"d":"0.000"},{"v":0,"d":"0.000"},{"v":0,"d":"0.000"},{"v":0,"d":"0.000"},{"v":0,"d":"0.000"},{"v":0,"d":"0.000"},{"v":0,"d":"0.000"},{"v":0,"d":"0.000"},{"v":0,"d":"0.000"},{"v":0,"d":"0.000"},{"v":0,"d":"0.000"},{"v":0,"d":"0.000"},{"v":0,"d":"0.000"},{"v":0,"d":"0.000"},{"v":0,"d":"0.000"},{"v":0,"d":"0.0000"},{"v":0,"d":"0.0000"},{"v":0,"d":"0.0000"},{"v":0,"d":"0.0000"},{"v":0,"d":"0.0000"},{"v":0,"d":"0.0000"},{"v":0,"d":"0.0000"},{"v":0,"d":"0.0000"},{"v":0,"d":"0.000"},{"v":0,"d":"0.000"},{"v":0,"d":"0.000"},{"v":0,"d":"0.000"},"--","--",{"v":0,"d":"0.000"},{"v":0,"d":"0.000"},{"v":0,"d":"0.000"},{"v":0,"d":"0.000"},{"v":0,"d":"0.000"},{"v":0,"d":"0.000"},{"v":0,"d":"0.000"},"--",0,0,0,0,{"v":1196076,"d":"1,196,076"},0,0,0,0,0,0,0,{"v":1196076,"d":"1,196,076"},0,0,{"v":1196076,"d":"1,196,076"},{"v":0,"d":"0.0%"},{"v":0,"d":"0.0%"},{"v":0,"d":"0.0%"},{"v":0,"d":"0.0%"},{"v":1,"d":"100.0%"},{"v":0,"d":"0.0%"},{"v":0,"d":"0.0%"},{"v":0,"d":"0.0%"},{"v":0,"d":"0.0%"},{"v":0,"d":"0.0%"},{"v":0,"d":"0.0%"},{"v":0,"d":"0.0%"},{"v":1,"d":"100.0%"},{"v":0,"d":"0.0%"},{"v":0,"d":"0.0%"},{"v":1,"d":"100.0%"},0,0,0,0,0,0,0,0,0,0,0,{"v":0,"d":"0.0%"},{"v":0,"d":"0.0%"},{"v":0,"d":"0.0%"},{"v":0,"d":"0.0%"},{"v":0,"d":"0.0%"},{"v":0,"d":"0.0%"},{"v":0,"d":"0.0%"},{"v":0,"d":"0.0%"},{"v":0,"d":"0.0%"},{"v":0,"d":"0.0%"},{"v":0,"d":"0.0%"}]
[2020,"Anchorage Municipal Light & Power","AMPL",{"v":11.5,"d":"12"},{"v":404931.992,"d":"404,932"},{"v":167480.996,"d":"167,481"},{"v":404931.992,"d":"404,932"},{"v":167480.996,"d":"167,481"},{"v":38966,"d":"38,966"},{"v":16162,"d":"16,162"},0,0,{"v":6.779,"d":"7"},{"v":13.651,"d":"14"},{"v":0.474,"d":"0"},{"v":0.047,"d":"0"},{"v":13.664,"d":"14"},"--",{"v":0,"d":"0.000"},{"v":0,"d":"0.000"},0.348,0.701,{"v":0,"d":"0.000"},{"v":0,"d":"0.000"},0.701,"--",0,{"v":0,"d":"0.000"},0.033,0.067,{"v":1.1705669331259e-06,"d":"0.000"},{"v":1.16068873115859E-7,"d":"0.000"},{"v":0.0674878758406424,"d":"0.067"},"--",{"v":0,"d":"0.000"},0,0.348,0.701,{"v":0,"d":"0.000"},{"v":0,"d":"0.000"},0.701,"--",{"v":0,"d":"0.000"},{"v":0,"d":"0.000"},0,{"v":0,"d":"0.000"},{"v":0,"d":"0.000"},{"v":0,"d":"0.000"},{"v":0,"d":"0.000"},{"v":0,"d":"0.000"},{"v":0,"d":"0.000"},{"v":0,"d":"0.000"},{"v":0,"d":"0.000"},{"v":0,"d":"0.000"},{"v":0,"d":"0.000"},{"v":0,"d":"0.000"},{"v":0,"d":"0.000"},{"v":0,"d":"0.000"},{"v":0,"d":"0.000"},{"v":0,"d":"0.000"},{"v":0,"d":"0.000"},{"v":0,"d":"0.0000"},{"v":0,"d":"0.0000"},{"v":0,"d":"0.0000"},{"v":0,"d":"0.0000"},{"v":0,"d":"0.0000"},{"v":0,"d":"0.0000"},{"v":0,"d":"0.0000"},{"v":0,"d":"0.0000"},{"v":0,"d":"0.000"},"--","--",{"v":0,"d":"0.000"},{"v":0,"d":"0.000"},{"v":0,"d":"0.000"},{"v":0,"d":"0.000"},{"v":0,"d":"0.000"},{"v":0,"d":"0.000"},{"v":0,"d":"0.000"},{"v":0,"d":"0.000"},{"v":0,"d":"0.000"},{"v":0,"d":"0.000"},{"v":0,"d":"0.000"},{"v":0,"d":"0.000"},{"v":0,"d":"0.000"},{"v":0,"d":"0.000"},{"v":0,"d":"0.000"},{"v":0,"d":"0.000"},{"v":0,"d":"0.0000"},{"v":0,"d":"0.0000"},{"v":0,"d":"0.0000"},{"v":0,"d":"0.0000"},{"v":0,"d":"0.0000"},{"v":0,"d":"0.0000"},{"v":0,"d":"0.0000"},{"v":0,"d":"0.0000"},{"v":0,"d":"0.000"},{"v":0,"d":"0.000"},{"v":0,"d":"0.000"},{"v":0,"d":"0.000"},"--","--",{"v":0,"d":"0.000"},{"v":0,"d":"0.000"},0.348,0.701,{"v":0,"d":"0.000"},{"v":0,"d":"0.000"},0.701,"--",0,0,{"v":20.727,"d":"21"},0,0,{"v":38945.273,"d":"38,945"},0,0,0,0,0,{"v":20.727,"d":"21"},{"v":38945.273,"d":"38,945"},{"v":38945.273,"d":"38,945"},{"v":38966,"d":"38,966"},0,{"v":0,"d":"0.0%"},{"v":0,"d":"0.0%"},{"v":0.000531925268182518,"d":"0.1%"},{"v":0,"d":"0.0%"},{"v":0,"d":"0.0%"},{"v":0.999468074731818,"d":"99.9%"},{"v":0,"d":"0.0%"},{"v":0,"d":"0.0%"},{"v":0,"d":"0.0%"},{"v":0,"d":"0.0%"},{"v":0,"d":"0.0%"},{"v":0.000531925268182518,"d":"0.1%"},{"v":0.999468074731818,"d":"99.9%"},{"v":0.999468074731818,"d":"99.9%"},{"v":1,"d":"100.0%"},{"v":0,"d":"0.0%"},0,0,0,0,0,{"v":26834.7348951095,"d":"26,835"},0,0,0,0,0,{"v":0,"d":"0.0%"},{"v":0,"d":"0.0%"},{"v":0,"d":"0.0%"},{"v":0,"d":"0.0%"},{"v":0,"d":"0.0%"},{"v":1,"d":"100.0%"},{"v":0,"d":"0.0%"},{"v":0,"d":"0.0%"},{"v":0,"d":"0.0%"},{"v":0,"d":"0.0%"},{"v":0,"d":"0.0%"}]
[2020,"Arizona Public Service Company","AZPS",{"v":11346.8,"d":"11,347"},{"v":158893787.401,"d":"158,893,787"},{"v":82169916.4,"d":"82,169,916"},{"v":179273462.452,"d":"179,273,462"},{"v":92365698.396,"d":"92,365,698"},{"v":18313264.998,"d":"18,313,265"},{"v":9388110.002,"d":"9,388,110"},{"v":6554.504,"d":"6,555"},{"v":3382.74,"d":"3,383"},{"v":3256.733,"d":"3,257"},{"v":14449660.909,"d":"14,449,661"},{"v":3042676.931,"d":"3,042,677"},{"v":434603.261,"d":"434,603"},{"v":14552450.256,"d":"14,552,450"},"--",0.716,0.721,0.356,{"v":1578.054,"d":"1,578.054"},0.166,0.024,1589.28,"--",0.083,0.082,0.041,181.878,{"v":0.0191491245867354,"d":"0.019"},{"v":0.00273518095394877,"d":"0.003"},{"v":183.172048373093,"d":"183.172"},"--",{"v":0.82,"d":"0.820"},0.825,0.407,{"v":1807.307,"d":"1,807.307"},{"v":0.19,"d":"0.190"},0.027,{"v":1820.164,"d":"1,820.164"},"--",1.084,31.826,0.18,0.796,1.076,31.778,0.176,0.802,0.595,18.261,0.004,0.407,{"v":2307.724,"d":"2,307.724"},{"v":5901.043,"d":"5,901.043"},815.664,{"v":1832.848,"d":"1,832.848"},{"v":0.2519,"d":"0.252"},0.239,{"v":0.02,"d":"0.020"},0.1781,0.0366,0.0478,{"v":2E-3,"d":"0.0020"},0.0256,{"v":2324.939,"d":"2,324.9390"},{"v":5921.217,"d":"5,921.2170"},{"v":816.76,"d":"816.7600"},{"v":1844.932,"d":"1,844.932"},"--","--",0.096,0.881,0.026,0.081,0.096,{"v":0.88,"d":"0.880"},0.026,0.081,0.053,0.505,{"v":1E-3,"d":"0.001"},0.041,{"v":205.2,"d":"205.200"},163.326,118.845,186.051,0.0224,{"v":6.6E-3,"d":"0.0066"},0.0029,0.0181,{"v":3.3E-3,"d":"0.0033"},0.0013,0.0003,0.0026,206.731,163.884,119.004,187.278,"--","--",0.799,{"v":0.81,"d":"0.810"},{"v":0.4,"d":"0.400"},{"v":1791.328,"d":"1,791.328"},{"v":0.17,"d":"0.170"},0.024,{"v":1802.814,"d":"1,802.814"},"--",{"v":10620819.9,"d":"10,620,820"},{"v":7666.922,"d":"7,667"},{"v":5138945.967,"d":"5,138,946"},0,0,{"v":222833.23,"d":"222,833"},{"v":352909,"d":"352,909"},{"v":1970090.17,"d":"1,970,090"},0,0,0,{"v":15767432.789,"d":"15,767,433"},{"v":2545832.4,"d":"2,545,832"},{"v":2545832.4,"d":"2,545,832"},{"v":15990266.019,"d":"15,990,266"},{"v":2322999.17,"d":"2,322,999"},{"v":0.579952279966954,"d":"58.0%"},{"v":4.18654015047256E-4,"d":"0.0%"},{"v":0.280613310295247,"d":"28.1%"},{"v":0,"d":"0.0%"},{"v":0,"d":"0.0%"},{"v":0.012167859073752,"d":"1.2%"},{"v":0.0192706760022226,"d":"1.9%"},{"v":0.107577220646777,"d":"10.8%"},{"v":0,"d":"0.0%"},{"v":0,"d":"0.0%"},{"v":0,"d":"0.0%"},{"v":0.860984244277248,"d":"86.1%"},{"v":0.139015755722752,"d":"13.9%"},{"v":0.139015755722752,"d":"13.9%"},{"v":0.873152103351,"d":"87.3%"},{"v":0.126847896649,"d":"12.7%"},{"v":7818864.58160213,"d":"7,818,865"},23,{"v":4352555.03769836,"d":"4,352,555"},0,0,{"v":1025.64288432267,"d":"1,026"},0,0,0,0,0,{"v":0.642340108282914,"d":"64.2%"},{"v":1.88950995842414e-06,"d":"0.0%"},{"v":0.357573742970444,"d":"35.8%"},{"v":0,"d":"0.0%"},{"v":0,"d":"0.0%"},{"v":8.42592366832414E-5,"d":"0.0%"},{"v":0,"d":"0.0%"},{"v":0,"d":"0.0%"},{"v":0,"d":"0.0%"},{"v":0,"d":"0.0%"},{"v":0,"d":"0.0%"}]
[2020,"Arlington Valley, LLC - AVBA","DEAA",713,{"v":15561216.5,"d":"15,561,217"},{"v":7683025.5,"d":"7,683,026"},{"v":15561216.5,"d":"15,561,217"},{"v":7683025.5,"d":"7,683,026"},{"v":2111383,"d":"2,111,383"},{"v":1027398,"d":"1,027,398"},{"v":61.704,"d":"62"},{"v":31.56,"d":"32"},{"v":4.7,"d":"5"},{"v":924781.906,"d":"924,782"},{"v":34391.008,"d":"34,391"},{"v":3439.101,"d":"3,439"},{"v":925724.22,"d":"925,724"},"--",0.058,0.061,0.004,875.996,0.016,{"v":2E-3,"d":"0.002"},876.889,"--",0.008,0.008,{"v":1E-3,"d":"0.001"},118.857,{"v":2.21004623899423E-3,"d":"0.002"},{"v":2.21004636751889E-4,"d":"0.000"},{"v":118.978387068903,"d":"118.978"},"--",0.058,0.061,0.004,875.996,0.016,{"v":2E-3,"d":"0.002"},876.889,"--",{"v":0,"d":"0.000"},{"v":0,"d":"0.000"},0.058,0.058,{"v":0,"d":"0.000"},{"v":0,"d":"0.000"},0.061,0.061,{"v":0,"d":"0.000"},{"v":0,"d":"0.000"},0.004,0.004,{"v":0,"d":"0.000"},{"v":0,"d":"0.000"},875.996,875.996,{"v":0,"d":"0.000"},{"v":0,"d":"0.000"},{"v":0.0163,"d":"0.016"},0.0163,{"v":0,"d":"0.0000"},{"v":0,"d":"0.0000"},0.0016,0.0016,{"v":0,"d":"0.0000"},{"v":0,"d":"0.0000"},{"v":876.889,"d":"876.8890"},876.889,"--","--",{"v":0,"d":"0.000"},{"v":0,"d":"0.000"},0.008,0.008,{"v":0,"d":"0.000"},{"v":0,"d":"0.000"},0.008,0.008,{"v":0,"d":"0.000"},{"v":0,"d":"0.000"},{"v":1E-3,"d":"0.001"},{"v":1E-3,"d":"0.001"},{"v":0,"d":"0.000"},{"v":0,"d":"0.000"},118.857,118.857,{"v":0,"d":"0.0000"},{"v":0,"d":"0.0000"},0.0022,0.0022,{"v":0,"d":"0.0000"},{"v":0,"d":"0.0000"},0.0002,0.0002,{"v":0,"d":"0.000"},{"v":0,"d":"0.000"},118.978,118.978,"--","--",0.058,0.061,0.004,875.996,0.016,{"v":2E-3,"d":"0.002"},876.889,"--",0,0,{"v":2111383,"d":"2,111,383"},0,0,0,0,0,0,0,0,{"v":2111383,"d":"2,111,383"},0,0,{"v":2111383,"d":"2,111,383"},0,{"v":0,"d":"0.0%"},{"v":0,"d":"0.0%"},{"v":1,"d":"100.0%"},{"v":0,"d":"0.0%"},{"v":0,"d":"0.0%"},{"v":0,"d":"0.0%"},{"v":0,"d":"0.0%"},{"v":0,"d":"0.0%"},{"v":0,"d":"0.0%"},{"v":0,"d":"0.0%"},{"v":0,"d":"0.0%"},{"v":1,"d":"100.0%"},{"v":0,"d":"0.0%"},{"v":0,"d":"0.0%"},{"v":1,"d":"100.0%"},{"v":0,"d":"0.0%"},0,0,{"v":1625609.65760443,"d":"1,625,610"},0,0,0,0,0,0,0,0,{"v":0,"d":"0.0%"},{"v":0,"d":"0.0%"},{"v":1,"d":"100.0%"},{"v":0,"d":"0.0%"},{"v":0,"d":"0.0%"},{"v":0,"d":"0.0%"},{"v":0,"d":"0.0%"},{"v":0,"d":"0.0%"},{"v":0,"d":"0.0%"},{"v":0,"d":"0.0%"},{"v":0,"d":"0.0%"}]
[2020,"Associated Electric Cooperative, Inc.","AECI",{"v":6852.5,"d":"6,853"},{"v":206280997.415,"d":"206,280,997"},{"v":89224335.855,"d":"89,224,336"},{"v":222228640.509,"d":"222,228,641"},{"v":95408677.949,"d":"95,408,678"},{"v":25318088.996,"d":"25,318,089"},{"v":10718214.996,"d":"10,718,215"},{"v":31781.202,"d":"31,781"},{"v":12862.116,"d":"12,862"},{"v":25763.27,"d":"25,763"},{"v":18127121.38,"d":"18,127,121"},{"v":3326767.913,"d":"3,326,768"},{"v":476232.551,"d":"476,233"},{"v":18239664.629,"d":"18,239,665"},"--",2.511,{"v":2.4,"d":"2.400"},2.035,{"v":1431.95,"d":"1,431.950"},0.131,0.019,1440.841,"--",0.308,0.288,{"v":0.25,"d":"0.250"},175.752,{"v":0.0161273600316521,"d":"0.016"},{"v":0.0023086593383195,"d":"0.002"},{"v":176.84289738337,"d":"176.843"},"--",2.713,2.594,{"v":2.2,"d":"2.200"},{"v":1547.649,"d":"1,547.649"},0.142,{"v":0.02,"d":"0.020"},{"v":1557.258,"d":"1,557.258"},"--",4.766,31.908,0.123,2.715,4.813,31.774,0.119,{"v":2.58,"d":"2.580"},{"v":3.94,"d":"3.940"},2.839,0.005,2.201,{"v":2078.207,"d":"2,078.207"},{"v":1598.263,"d":"1,598.263"},880.111,{"v":1548.789,"d":"1,548.789"},{"v":0.2418,"d":"0.242"},{"v":0.0647,"d":"0.065"},{"v":0.0163,"d":"0.016"},0.1421,0.0352,0.0129,0.0016,0.0203,{"v":2094.731,"d":"2,094.7310"},{"v":1603.739,"d":"1,603.7390"},{"v":881.002,"d":"881.0020"},{"v":1558.405,"d":"1,558.405"},"--","--",0.481,3.261,0.017,0.308,{"v":0.47,"d":"0.470"},3.255,0.016,0.289,0.398,{"v":0.29,"d":"0.290"},{"v":1E-3,"d":"0.001"},{"v":0.25,"d":"0.250"},209.753,163.326,118.846,175.957,0.0244,{"v":6.6E-3,"d":"0.0066"},0.0022,0.0161,0.0035,0.0013,0.0002,{"v":2.3E-3,"d":"0.0023"},211.421,163.885,118.967,177.049,"--","--",2.603,2.416,1.956,{"v":1487.347,"d":"1,487.347"},0.129,0.018,{"v":1496.074,"d":"1,496.074"},"--",{"v":13054967.1,"d":"13,054,967"},{"v":10105.2,"d":"10,105"},{"v":10343052.75,"d":"10,343,053"},0,{"v":108631,"d":"108,631"},{"v":17241,"d":"17,241"},{"v":1779716.78,"d":"1,779,717"},{"v":4375,"d":"4,375"},0,0,0,{"v":23408125.05,"d":"23,408,125"},{"v":1909963.78,"d":"1,909,964"},{"v":1801332.78,"d":"1,801,333"},{"v":23425366.05,"d":"23,425,366"},{"v":1892722.78,"d":"1,892,723"},{"v":0.515637937273167,"d":"51.6%"},{"v":3.99129652631051E-4,"d":"0.0%"},{"v":0.408524230223265,"d":"40.9%"},{"v":0,"d":"0.0%"},{"v":4.29064771552901E-3,"d":"0.4%"},{"v":0.000680975571093294,"d":"0.1%"},{"v":0.0702942782115201,"d":"7.0%"},{"v":1.72801352794685E-4,"d":"0.0%"},{"v":0,"d":"0.0%"},{"v":0,"d":"0.0%"},{"v":0,"d":"0.0%"},{"v":0.924561297149063,"d":"92.5%"},{"v":0.0754387028509371,"d":"7.5%"},{"v":0.0711480551354081,"d":"7.1%"},{"v":0.925242272720156,"d":"92.5%"},{"v":0.0747577272798438,"d":"7.5%"},{"v":4199465.99228735,"d":"4,199,466"},{"v":545.999,"d":"546"},{"v":4232035.5304483,"d":"4,232,036"},0,0,{"v":8849.29751712328,"d":"8,849"},0,0,0,0,0,{"v":0.497514195732001,"d":"49.8%"},{"v":6.46849513377104e-05,"d":"0.0%"},{"v":0.501372735749534,"d":"50.1%"},{"v":0,"d":"0.0%"},{"v":0,"d":"0.0%"},{"v":0.00104838356712749,"d":"0.1%"},{"v":0,"d":"0.0%"},{"v":0,"d":"0.0%"},{"v":0,"d":"0.0%"},{"v":0,"d":"0.0%"},{"v":0,"d":"0.0%"}]
[2020,"Avangrid Renewables LLC","AVRN",{"v":2838.8,"d":"2,839"},{"v":20867898.039,"d":"20,867,898"},{"v":6422730.122,"d":"6,422,730"},{"v":56185021.289,"d":"56,185,021"},{"v":21836990.184,"d":"21,836,990"},{"v":6772157.5,"d":"6,772,158"},{"v":2593219.12,"d":"2,593,219"},{"v":161.726,"d":"162"},{"v":49.886,"d":"50"},{"v":6.163,"d":"6"},{"v":1240156.927,"d":"1,240,157"},{"v":44491.017,"d":"44,491"},{"v":4449.102,"d":"4,449"},{"v":1241375.98,"d":"1,241,376"},"--",0.048,0.038,{"v":2E-3,"d":"0.002"},366.252,0.007,{"v":1E-3,"d":"0.001"},366.612,"--",0.015,0.016,{"v":1E-3,"d":"0.001"},118.858,{"v":0.00213203154993621,"d":"0.002"},{"v":2.1320316936977E-4,"d":"0.000"},{"v":118.974702452542,"d":"118.975"},"--",0.118,0.095,0.004,903.083,0.016,{"v":2E-3,"d":"0.002"},903.971,"--",{"v":0,"d":"0.000"},{"v":0,"d":"0.000"},0.118,0.118,{"v":0,"d":"0.000"},{"v":0,"d":"0.000"},0.119,0.119,{"v":0,"d":"0.000"},{"v":0,"d":"0.000"},0.004,0.004,{"v":0,"d":"0.000"},{"v":0,"d":"0.000"},903.083,903.083,{"v":0,"d":"0.000"},{"v":0,"d":"0.000"},{"v":0.0162,"d":"0.016"},0.0162,{"v":0,"d":"0.0000"},{"v":0,"d":"0.0000"},0.0016,0.0016,{"v":0,"d":"0.0000"},{"v":0,"d":"0.0000"},{"v":903.971,"d":"903.9710"},903.971,"--","--",{"v":0,"d":"0.000"},{"v":0,"d":"0.000"},0.015,0.015,{"v":0,"d":"0.000"},{"v":0,"d":"0.000"},0.016,0.016,{"v":0,"d":"0.000"},{"v":0,"d":"0.000"},{"v":1E-3,"d":"0.001"},{"v":1E-3,"d":"0.001"},{"v":0,"d":"0.000"},{"v":0,"d":"0.000"},118.858,118.858,{"v":0,"d":"0.0000"},{"v":0,"d":"0.0000"},0.0021,0.0021,{"v":0,"d":"0.0000"},{"v":0,"d":"0.0000"},0.0002,0.0002,{"v":0,"d":"0.000"},{"v":0,"d":"0.000"},118.975,118.975,"--","--",0.122,0.127,0.004,915.665,0.016,{"v":2E-3,"d":"0.002"},916.569,"--",0,0,{"v":2746496.46,"d":"2,746,496"},0,0,0,{"v":4003893,"d":"4,003,893"},{"v":21768,"d":"21,768"},0,0,0,{"v":2746496.46,"d":"2,746,496"},{"v":4025661,"d":"4,025,661"},{"v":4025661,"d":"4,025,661"},{"v":2746496.46,"d":"2,746,496"},{"v":4025661,"d":"4,025,661"},{"v":0,"d":"0.0%"},{"v":0,"d":"0.0%"},{"v":0.405557088154297,"d":"40.6%"},{"v":0,"d":"0.0%"},{"v":0,"d":"0.0%"},{"v":0,"d":"0.0%"},{"v":0.591228574298389,"d":"59.1%"},{"v":0.00321433754731391,"d":"0.3%"},{"v":0,"d":"0.0%"},{"v":0,"d":"0.0%"},{"v":0,"d":"0.0%"},{"v":0.405557088154297,"d":"40.6%"},{"v":0.594442911845703,"d":"59.4%"},{"v":0.594442911845703,"d":"59.4%"},{"v":0.405557088154297,"d":"40.6%"},{"v":0.594442911845703,"d":"59.4%"},0,0,{"v":863236.130532204,"d":"863,236"},0,0,0,0,0,0,0,0,{"v":0,"d":"0.0%"},{"v":0,"d":"0.0%"},{"v":1,"d":"100.0%"},{"v":0,"d":"0.0%"},{"v":0,"d":"0.0%"},{"v":0,"d":"0.0%"},{"v":0,"d":"0.0%"},{"v":0,"d":"0.0%"},{"v":0,"d":"0.0%"},{"v":0,"d":"0.0%"},{"v":0,"d":"0.0%"}]
[2020,"Avista Corporation","AVA",{"v":2338,"d":"2,338"},{"v":23339953.41,"d":"23,339,953"},{"v":7408772.166,"d":"7,408,772"},{"v":67705511.64,"d":"67,705,512"},{"v":27912546.497,"d":"27,912,546"},{"v":7831593.993,"d":"7,831,594"},{"v":3197508.995,"d":"3,197,509"},{"v":1673.149,"d":"1,673"},{"v":580.294,"d":"580"},{"v":518.765,"d":"519"},{"v":994205.186,"d":"994,205"},{"v":557042.751,"d":"557,043"},{"v":77713.852,"d":"77,714"},{"v":1012747.584,"d":"1,012,748"},"--",0.427,0.363,0.132,253.896,0.071,{"v":0.01,"d":"0.010"},258.631,"--",0.143,0.157,0.044,85.193,{"v":0.0238664894147276,"d":"0.024"},{"v":0.00332964897722133,"d":"0.003"},{"v":86.782314104028,"d":"86.782"},"--",1.206,1.025,0.374,716.664,0.201,0.028,{"v":730.03,"d":"730.030"},"--",{"v":0,"d":"0.000"},41.621,0.736,0.743,{"v":0,"d":"0.000"},40.986,0.861,0.871,{"v":0,"d":"0.000"},1.621,0.005,0.005,{"v":0,"d":"0.000"},{"v":2004.927,"d":"2,004.927"},866.677,866.882,{"v":0,"d":"0.000"},{"v":0.0563,"d":"0.056"},{"v":0.0167,"d":"0.017"},0.0167,{"v":0,"d":"0.0000"},0.0093,0.0017,0.0017,{"v":0,"d":"0.0000"},{"v":2009.096,"d":"2,009.0960"},{"v":867.593,"d":"867.5930"},867.798,"--","--",{"v":0,"d":"0.000"},{"v":2.86,"d":"2.860"},0.101,0.102,{"v":0,"d":"0.000"},2.881,0.119,{"v":0.12,"d":"0.120"},{"v":0,"d":"0.000"},0.111,{"v":1E-3,"d":"0.001"},{"v":1E-3,"d":"0.001"},{"v":0,"d":"0.000"},137.786,118.794,118.801,{"v":0,"d":"0.0000"},0.0039,{"v":2.3E-3,"d":"0.0023"},{"v":2.3E-3,"d":"0.0023"},{"v":0,"d":"0.0000"},0.0006,0.0002,0.0002,{"v":0,"d":"0.000"},138.073,118.919,118.926,"--","--",1.961,2.107,0.561,680.147,0.222,0.032,695.222,"--",0,{"v":126.251,"d":"126"},{"v":1984366.981,"d":"1,984,367"},0,{"v":4640167,"d":"4,640,167"},{"v":790043.776,"d":"790,044"},{"v":371506,"d":"371,506"},{"v":45384,"d":"45,384"},0,0,0,{"v":1984493.232,"d":"1,984,493"},{"v":5847100.776,"d":"5,847,101"},{"v":1206933.776,"d":"1,206,934"},{"v":2774537.008,"d":"2,774,537"},{"v":5057057,"d":"5,057,057"},{"v":0,"d":"0.0%"},{"v":1.61207284074014E-5,"d":"0.0%"},{"v":0.253379705200878,"d":"25.3%"},{"v":0,"d":"0.0%"},{"v":0.592493302801454,"d":"59.2%"},{"v":0.100879051594473,"d":"10.1%"},{"v":0.0474368308189246,"d":"4.7%"},{"v":0.00579498885586256,"d":"0.6%"},{"v":0,"d":"0.0%"},{"v":0,"d":"0.0%"},{"v":0,"d":"0.0%"},{"v":0.253395825929285,"d":"25.3%"},{"v":0.746604174070715,"d":"74.7%"},{"v":0.154110871269261,"d":"15.4%"},{"v":0.354274877523758,"d":"35.4%"},{"v":0.645725122476242,"d":"64.6%"},0,343,{"v":669894.454916558,"d":"669,894"},0,0,{"v":452036.750616454,"d":"452,037"},0,0,0,0,0,{"v":0,"d":"0.0%"},{"v":0.000305629407063754,"d":"0.0%"},{"v":0.596908003065435,"d":"59.7%"},{"v":0,"d":"0.0%"},{"v":0,"d":"0.0%"},{"v":0.402786367527501,"d":"40.3%"},{"v":0,"d":"0.0%"},{"v":0,"d":"0.0%"},{"v":0,"d":"0.0%"},{"v":0,"d":"0.0%"},{"v":0,"d":"0.0%"}]
[2020,"Balancing Authority of Northern California","BANC",{"v":3080.4,"d":"3,080"},{"v":46692392.59,"d":"46,692,393"},{"v":20668231.919,"d":"20,668,232"},{"v":55690638.601,"d":"55,690,639"},{"v":26112101.969,"d":"26,112,102"},{"v":7363252.002,"d":"7,363,252"},{"v":3413366.998,"d":"3,413,367"},{"v":149.686,"d":"150"},{"v":64.364,"d":"64"},{"v":31.685,"d":"32"},{"v":2688838.745,"d":"2,688,839"},{"v":99099.478,"d":"99,099"},{"v":9917.984,"d":"9,918"},{"v":2691555.268,"d":"2,691,555"},"--",0.041,0.038,0.009,{"v":730.34,"d":"730.340"},0.013,{"v":1E-3,"d":"0.001"},731.078,"--",0.006,0.006,{"v":1E-3,"d":"0.001"},115.172,{"v":0.00212239023324806,"d":"0.002"},{"v":0.000212411132731804,"d":"0.000"},{"v":115.288813389119,"d":"115.289"},"--",0.047,0.044,{"v":0.01,"d":"0.010"},848.538,0.016,{"v":2E-3,"d":"0.002"},849.396,"--",{"v":0,"d":"0.000"},{"v":0,"d":"0.000"},0.069,0.048,{"v":0,"d":"0.000"},{"v":0,"d":"0.000"},0.068,0.047,{"v":0,"d":"0.000"},{"v":0,"d":"0.000"},0.007,0.005,{"v":0,"d":"0.000"},{"v":0,"d":"0.000"},896.504,857.699,{"v":0,"d":"0.000"},{"v":0,"d":"0.000"},{"v":0.0172,"d":"0.017"},0.0158,{"v":0,"d":"0.0000"},{"v":0,"d":"0.0000"},0.0017,0.0016,{"v":0,"d":"0.0000"},{"v":0,"d":"0.0000"},{"v":897.446,"d":"897.4460"},858.565,"--","--",{"v":0,"d":"0.000"},{"v":0,"d":"0.000"},0.009,0.007,{"v":0,"d":"0.000"},{"v":0,"d":"0.000"},0.009,0.006,{"v":0,"d":"0.000"},{"v":0,"d":"0.000"},{"v":1E-3,"d":"0.001"},{"v":1E-3,"d":"0.001"},{"v":0,"d":"0.000"},{"v":0,"d":"0.000"},118.482,117.416,{"v":0,"d":"0.0000"},{"v":0,"d":"0.0000"},{"v":2.3E-3,"d":"0.0023"},0.0022,{"v":0,"d":"0.0000"},{"v":0,"d":"0.0000"},0.0002,0.0002,{"v":0,"d":"0.000"},{"v":0,"d":"0.000"},118.607,117.534,"--","--",0.067,0.066,0.007,893.326,0.017,{"v":2E-3,"d":"0.002"},894.261,"--",0,{"v":591.453,"d":"591"},{"v":6203771.255,"d":"6,203,771"},0,{"v":740545,"d":"740,545"},{"v":133214.262,"d":"133,214"},0,{"v":285130,"d":"285,130"},0,0,0,{"v":6204362.708,"d":"6,204,363"},{"v":1158889.262,"d":"1,158,889"},{"v":418344.262,"d":"418,344"},{"v":6337576.97,"d":"6,337,577"},{"v":1025675,"d":"1,025,675"},{"v":0,"d":"0.0%"},{"v":8.03249708701738e-05,"d":"0.0%"},{"v":0.84253143587588,"d":"84.3%"},{"v":0,"d":"0.0%"},{"v":0.100573089582863,"d":"10.1%"},{"v":0.0180917701231403,"d":"1.8%"},{"v":0,"d":"0.0%"},{"v":0.0387233794472471,"d":"3.9%"},{"v":0,"d":"0.0%"},{"v":0,"d":"0.0%"},{"v":0,"d":"0.0%"},{"v":0.84261176084675,"d":"84.3%"},{"v":0.15738823915325,"d":"15.7%"},{"v":0.0568151495703874,"d":"5.7%"},{"v":0.86070353096989,"d":"86.1%"},{"v":0.13929646903011,"d":"13.9%"},0,0,{"v":2147131.83104493,"d":"2,147,132"},0,0,0,0,0,0,{"v":263215.061333297,"d":"263,215"},0,{"v":0,"d":"0.0%"},{"v":0,"d":"0.0%"},{"v":0.890797850647302,"d":"89.1%"},{"v":0,"d":"0.0%"},{"v":0,"d":"0.0%"},{"v":0,"d":"0.0%"},{"v":0,"d":"0.0%"},{"v":0,"d":"0.0%"},{"v":0,"d":"0.0%"},{"v":0.109202149352698,"d":"10.9%"},{"v":0,"d":"0.0%"}]
[2020,"Bonneville Power Administration","BPAT",{"v":33395.6,"d":"33,396"},{"v":137222155.696,"d":"137,222,156"},{"v":44696335.494,"d":"44,696,335"},{"v":985534356.867,"d":"985,534,357"},{"v":426237589.12,"d":"426,237,589"},{"v":110563715.633,"d":"110,563,716"},{"v":47858597.546,"d":"47,858,598"},{"v":8220.004,"d":"8,220"},{"v":2468.284,"d":"2,468"},{"v":2514.222,"d":"2,514"},{"v":10429196.488,"d":"10,429,196"},{"v":1788476.14,"d":"1,788,476"},{"v":260035.234,"d":"260,035"},{"v":10490297.688,"d":"10,490,298"},"--",0.149,0.103,0.045,188.655,0.016,{"v":2E-3,"d":"0.002"},189.76,"--",0.12,{"v":0.11,"d":"0.110"},0.037,152.005,{"v":0.0130334356790179,"d":"0.013"},{"v":0.00189499452680279,"d":"0.002"},{"v":152.895101156114,"d":"152.895"},"--",{"v":1.05,"d":"1.050"},0.729,0.321,{"v":1332.638,"d":"1,332.638"},0.114,0.017,{"v":1340.446,"d":"1,340.446"},"--",2.135,{"v":0,"d":"0.000"},0.471,{"v":1.07,"d":"1.070"},2.071,{"v":0,"d":"0.000"},0.439,1.009,0.602,{"v":0,"d":"0.000"},{"v":0.01,"d":"0.010"},0.223,{"v":2482.127,"d":"2,482.127"},{"v":0,"d":"0.000"},866.262,{"v":1447.885,"d":"1,447.885"},{"v":0.2728,"d":"0.273"},{"v":0,"d":"0.000"},{"v":0.0164,"d":"0.016"},0.1087,0.0397,{"v":0,"d":"0.0000"},0.0016,0.0153,{"v":2500.769,"d":"2,500.7690"},{"v":0,"d":"0.0000"},{"v":867.161,"d":"867.1610"},{"v":1455.171,"d":"1,455.171"},"--","--",{"v":0.18,"d":"0.180"},{"v":0,"d":"0.000"},0.064,{"v":0.12,"d":"0.120"},0.175,{"v":0,"d":"0.000"},0.058,0.112,0.051,{"v":0,"d":"0.000"},{"v":1E-3,"d":"0.001"},0.025,{"v":209.76,"d":"209.760"},{"v":0,"d":"0.000"},118.495,161.984,0.0231,{"v":0,"d":"0.0000"},0.0022,0.0122,0.0034,{"v":0,"d":"0.0000"},0.0002,0.0017,211.335,{"v":0,"d":"0.000"},118.618,162.799,"--","--",1.104,1.006,0.401,{"v":1540.55,"d":"1,540.550"},0.137,{"v":0.02,"d":"0.020"},{"v":1550.029,"d":"1,550.029"},"--",{"v":5170215.544,"d":"5,170,216"},{"v":12808.232,"d":"12,808"},{"v":9321397.144,"d":"9,321,397"},{"v":9427050,"d":"9,427,050"},{"v":77072459.1,"d":"77,072,459"},{"v":1147611.677,"d":"1,147,612"},{"v":8182177,"d":"8,182,177"},{"v":139501,"d":"139,501"},{"v":90572,"d":"90,572"},0,{"v":-76,"d":"(76)"},{"v":23931394.92,"d":"23,931,395"},{"v":86632320.777,"d":"86,632,321"},{"v":9559861.677,"d":"9,559,862"},{"v":15651956.597,"d":"15,651,957"},{"v":94911759.1,"d":"94,911,759"},{"v":0.0467622850541249,"d":"4.7%"},{"v":0.000115844724601169,"d":"0.0%"},{"v":0.0843078642739142,"d":"8.4%"},{"v":0.0852634470590049,"d":"8.5%"},{"v":0.697085889666456,"d":"69.7%"},{"v":0.0103796338691516,"d":"1.0%"},{"v":0.0740041280641247,"d":"7.4%"},{"v":0.00126172409483118,"d":"0.1%"},{"v":0.000819183193791079,"d":"0.1%"},{"v":0,"d":"0.0%"},{"v":0,"d":"0.0%"},{"v":0.216448902509608,"d":"21.6%"},{"v":0.783551097490392,"d":"78.4%"},{"v":0.0864646692218986,"d":"8.6%"},{"v":0.141565037845637,"d":"14.2%"},{"v":0.858434962154363,"d":"85.8%"},{"v":4034396.71636798,"d":"4,034,397"},0,{"v":4425664.89639655,"d":"4,425,665"},0,0,{"v":634606.483705787,"d":"634,606"},0,0,0,0,0,{"v":0.443600214276511,"d":"44.4%"},{"v":0,"d":"0.0%"},{"v":0.486621925006166,"d":"48.7%"},{"v":0,"d":"0.0%"},{"v":0,"d":"0.0%"},{"v":0.069777860717323,"d":"7.0%"},{"v":0,"d":"0.0%"},{"v":0,"d":"0.0%"},{"v":0,"d":"0.0%"},{"v":0,"d":"0.0%"},{"v":0,"d":"0.0%"}]
[2020,"California Independent System Operator","CISO",{"v":104221.3,"d":"104,221"},{"v":647615526.995,"d":"647,615,527"},{"v":287842952.994,"d":"287,842,953"},{"v":1419323890.993,"d":"1,419,323,891"},{"v":681578834.954,"d":"681,578,835"},{"v":165685603.031,"d":"165,685,603"},{"v":78773999.216,"d":"78,773,999"},{"v":36308.749,"d":"36,309"},{"v":16405.991,"d":"16,406"},{"v":2027.993,"d":"2,028"},{"v":35573047.993,"d":"35,573,048"},{"v":4371933.214,"d":"4,371,933"},{"v":535829.777,"d":"535,830"},{"v":35707535.785,"d":"35,707,536"},"--",0.438,0.417,0.024,429.404,0.026,0.003,431.028,"--",0.112,0.114,0.006,109.859,{"v":6.75081592667519E-3,"d":"0.007"},{"v":0.000827388712383569,"d":"0.001"},{"v":110.273871754392,"d":"110.274"},"--",0.886,0.842,0.049,867.883,0.053,0.007,871.164,"--",1.192,8.703,0.728,0.744,1.205,8.407,0.769,0.785,0.003,0.589,0.009,{"v":0.01,"d":"0.010"},{"v":1125.169,"d":"1,125.169"},{"v":1858.889,"d":"1,858.889"},892.298,{"v":894.99,"d":"894.990"},{"v":0.1243,"d":"0.124"},{"v":0.0189,"d":"0.019"},{"v":0.0161,"d":"0.016"},0.0166,{"v":0.018,"d":"0.0180"},0.0037,0.0016,0.0017,{"v":1133.653,"d":"1,133.6530"},{"v":1860.457,"d":"1,860.4570"},{"v":893.181,"d":"893.1810"},895.906,"--","--",0.215,0.927,0.096,0.099,0.218,0.887,0.099,0.101,{"v":1E-3,"d":"0.001"},0.063,{"v":1E-3,"d":"0.001"},{"v":1E-3,"d":"0.001"},202.624,198.006,118.036,118.472,0.0224,{"v":2E-3,"d":"0.0020"},0.0021,0.0022,0.0032,0.0004,0.0002,0.0002,204.151,198.173,118.153,118.594,"--","--",0.855,{"v":0.9,"d":"0.900"},0.023,{"v":914.89,"d":"914.890"},0.041,0.005,917.364,"--",{"v":290290.854,"d":"290,291"},{"v":41902.815,"d":"41,903"},{"v":75054913.886,"d":"75,054,914"},{"v":16258698,"d":"16,258,698"},{"v":14784069,"d":"14,784,069"},{"v":5167510.876,"d":"5,167,511"},{"v":13322732,"d":"13,322,732"},{"v":31115407.37,"d":"31,115,407"},{"v":8228121,"d":"8,228,121"},{"v":1058753.357,"d":"1,058,753"},{"v":363204.27,"d":"363,204"},{"v":93067763.182,"d":"93,067,763"},{"v":72617840.246,"d":"72,617,840"},{"v":57833771.246,"d":"57,833,771"},{"v":81976576.058,"d":"81,976,576"},{"v":83709027.37,"d":"83,709,027"},{"v":1.75205840455624E-3,"d":"0.2%"},{"v":0.00025290558825293,"d":"0.0%"},{"v":0.452995989591912,"d":"45.3%"},{"v":0.0981298173384469,"d":"9.8%"},{"v":0.0892296535976618,"d":"8.9%"},{"v":0.0311886535045007,"d":"3.1%"},{"v":0.0804097140871355,"d":"8.0%"},{"v":0.187797893879908,"d":"18.8%"},{"v":0.0496610497820083,"d":"5.0%"},{"v":6.39013490064687E-3,"d":"0.6%"},{"v":2.19212932497079E-3,"d":"0.2%"},{"v":0.561713035148786,"d":"56.2%"},{"v":0.438286964851214,"d":"43.8%"},{"v":0.349057311253552,"d":"34.9%"},{"v":0.49477187131484,"d":"49.5%"},{"v":0.50522812868516,"d":"50.5%"},{"v":116756.918891933,"d":"116,757"},{"v":100456.076826436,"d":"100,456"},{"v":46194444.48173,"d":"46,194,444"},0,0,{"v":1769625.3738492,"d":"1,769,625"},0,0,0,0,0,{"v":0.00242328373140834,"d":"0.2%"},{"v":2.08496060880062E-3,"d":"0.2%"},{"v":0.958763273786222,"d":"95.9%"},{"v":0,"d":"0.0%"},{"v":0,"d":"0.0%"},{"v":0.0367284818735692,"d":"3.7%"},{"v":0,"d":"0.0%"},{"v":0,"d":"0.0%"},{"v":0,"d":"0.0%"},{"v":0,"d":"0.0%"},{"v":0,"d":"0.0%"}]
[2020,"Chugach Electric Assn Inc","CEA",{"v":1245.8,"d":"1,246"},{"v":11000499.765,"d":"11,000,500"},{"v":3887597.977,"d":"3,887,598"},{"v":13441464.765,"d":"13,441,465"},{"v":4965706.977,"d":"4,965,707"},{"v":1571947,"d":"1,571,947"},{"v":576700,"d":"576,700"},{"v":1753.373,"d":"1,753"},{"v":619.78,"d":"620"},{"v":17.588,"d":"18"},{"v":642921.048,"d":"642,921"},{"v":24260.49,"d":"24,260"},{"v":2427.327,"d":"2,427"},{"v":643585.976,"d":"643,586"},"--",2.231,2.149,0.022,817.993,0.015,{"v":2E-3,"d":"0.002"},818.839,"--",0.319,0.319,0.003,116.889,{"v":0.00220539889262022,"d":"0.002"},{"v":0.000220656065801934,"d":"0.000"},{"v":117.010315849045,"d":"117.010"},"--",2.711,2.612,0.027,993.918,0.019,{"v":2E-3,"d":"0.002"},994.946,"--",{"v":0,"d":"0.000"},{"v":0,"d":"0.000"},2.711,2.711,{"v":0,"d":"0.000"},{"v":0,"d":"0.000"},2.731,2.731,{"v":0,"d":"0.000"},{"v":0,"d":"0.000"},0.027,0.027,{"v":0,"d":"0.000"},{"v":0,"d":"0.000"},993.918,993.918,{"v":0,"d":"0.000"},{"v":0,"d":"0.000"},{"v":0.0188,"d":"0.019"},0.0188,{"v":0,"d":"0.0000"},{"v":0,"d":"0.0000"},{"v":1.9E-3,"d":"0.0019"},{"v":1.9E-3,"d":"0.0019"},{"v":0,"d":"0.0000"},{"v":0,"d":"0.0000"},{"v":994.946,"d":"994.9460"},994.946,"--","--",{"v":0,"d":"0.000"},{"v":0,"d":"0.000"},0.319,0.319,{"v":0,"d":"0.000"},{"v":0,"d":"0.000"},0.319,0.319,{"v":0,"d":"0.000"},{"v":0,"d":"0.000"},0.003,0.003,{"v":0,"d":"0.000"},{"v":0,"d":"0.000"},116.889,116.889,{"v":0,"d":"0.0000"},{"v":0,"d":"0.0000"},0.0022,0.0022,{"v":0,"d":"0.0000"},{"v":0,"d":"0.0000"},0.0002,0.0002,{"v":0,"d":"0.000"},{"v":0,"d":"0.000"},{"v":117.01,"d":"117.010"},{"v":117.01,"d":"117.010"},"--","--",2.773,2.787,0.028,{"v":1018.108,"d":"1,018.108"},0.019,{"v":2E-3,"d":"0.002"},{"v":1019.161,"d":"1,019.161"},"--",0,{"v":126.501,"d":"127"},{"v":1293584.499,"d":"1,293,584"},0,{"v":231035,"d":"231,035"},0,{"v":47201,"d":"47,201"},0,0,0,0,{"v":1293711,"d":"1,293,711"},{"v":278236,"d":"278,236"},{"v":47201,"d":"47,201"},{"v":1293711,"d":"1,293,711"},{"v":278236,"d":"278,236"},{"v":0,"d":"0.0%"},{"v":8.04740872306764e-05,"d":"0.0%"},{"v":0.822918647384422,"d":"82.3%"},{"v":0,"d":"0.0%"},{"v":0.146973784739562,"d":"14.7%"},{"v":0,"d":"0.0%"},{"v":0.0300270937887855,"d":"3.0%"},{"v":0,"d":"0.0%"},{"v":0,"d":"0.0%"},{"v":0,"d":"0.0%"},{"v":0,"d":"0.0%"},{"v":0.822999121471653,"d":"82.3%"},{"v":0.177000878528347,"d":"17.7%"},{"v":0.0300270937887855,"d":"3.0%"},{"v":0.822999121471653,"d":"82.3%"},{"v":0.177000878528347,"d":"17.7%"},0,0,{"v":936924.899490939,"d":"936,925"},0,0,0,0,0,0,0,0,{"v":0,"d":"0.0%"},{"v":0,"d":"0.0%"},{"v":1,"d":"100.0%"},{"v":0,"d":"0.0%"},{"v":0,"d":"0.0%"},{"v":0,"d":"0.0%"},{"v":0,"d":"0.0%"},{"v":0,"d":"0.0%"},{"v":0,"d":"0.0%"},{"v":0,"d":"0.0%"},{"v":0,"d":"0.0%"}]
[2020,"City of Homestead","HST",{"v":58.4,"d":"58"},{"v":7088.001,"d":"7,088"},{"v":3263.999,"d":"3,264"},{"v":7088.001,"d":"7,088"},{"v":3263.999,"d":"3,264"},{"v":-370.998,"d":"(371)"},{"v":-171,"d":"(171)"},{"v":9.855,"d":"10"},{"v":4.533,"d":"5"},{"v":0.187,"d":"0"},{"v":414.718,"d":"415"},{"v":21.045,"d":"21"},{"v":2.917,"d":"3"},{"v":415.416,"d":"415"},"--",{"v":-53.127,"d":"(53.127)"},{"v":-53.018,"d":"(53.018)"},{"v":-1.008,"d":"(1.008)"},{"v":-2235.689,"d":"(2,235.689)"},{"v":-0.057,"d":"(0.057)"},{"v":-0.008,"d":"(0.008)"},-2239.451,"--",2.781,2.778,0.053,{"v":117.02,"d":"117.020"},{"v":0.00296910228991221,"d":"0.003"},{"v":0.000411540573992583,"d":"0.000"},{"v":117.216687751596,"d":"117.217"},"--",{"v":-53.127,"d":"(53.127)"},-53.017,{"v":-1.008,"d":"(1.008)"},{"v":-2235.677,"d":"(2,235.677)"},{"v":-0.057,"d":"(0.057)"},{"v":-0.008,"d":"(0.008)"},{"v":-2239.439,"d":"(2,239.439)"},"--",{"v":0,"d":"0.000"},{"v":0,"d":"0.000"},-53.127,{"v":-53.127,"d":"(53.127)"},{"v":0,"d":"0.000"},{"v":0,"d":"0.000"},{"v":-53.018,"d":"(53.018)"},{"v":-53.018,"d":"(53.018)"},{"v":0,"d":"0.000"},{"v":0,"d":"0.000"},{"v":-1.008,"d":"(1.008)"},{"v":-1.008,"d":"(1.008)"},{"v":0,"d":"0.000"},{"v":0,"d":"0.000"},{"v":-2235.689,"d":"(2,235.689)"},{"v":-2235.689,"d":"(2,235.689)"},{"v":0,"d":"0.000"},{"v":0,"d":"0.000"},{"v":-0.0567,"d":"(0.057)"},{"v":-0.0567,"d":"(0.0567)"},{"v":0,"d":"0.0000"},{"v":0,"d":"0.0000"},{"v":-0.0079,"d":"(0.0079)"},{"v":-0.0079,"d":"(0.0079)"},{"v":0,"d":"0.0000"},{"v":0,"d":"0.0000"},{"v":-2239.451,"d":"(2,239.4510)"},{"v":-2239.451,"d":"(2,239.451)"},"--","--",{"v":0,"d":"0.000"},{"v":0,"d":"0.000"},2.781,2.781,{"v":0,"d":"0.000"},{"v":0,"d":"0.000"},2.778,2.778,{"v":0,"d":"0.000"},{"v":0,"d":"0.000"},0.053,0.053,{"v":0,"d":"0.000"},{"v":0,"d":"0.000"},{"v":117.02,"d":"117.020"},{"v":117.02,"d":"117.020"},{"v":0,"d":"0.0000"},{"v":0,"d":"0.0000"},{"v":0.003,"d":"0.0030"},{"v":0.003,"d":"0.0030"},{"v":0,"d":"0.0000"},{"v":0,"d":"0.0000"},0.0004,0.0004,{"v":0,"d":"0.000"},{"v":0,"d":"0.000"},117.217,117.217,"--","--",{"v":0,"d":"0.000"},{"v":0,"d":"0.000"},{"v":0,"d":"0.000"},{"v":0,"d":"0.000"},{"v":0,"d":"0.000"},{"v":0,"d":"0.000"},{"v":0,"d":"0.000"},"--",0,{"v":-64.323,"d":"(64)"},{"v":-306.677,"d":"(307)"},0,0,0,0,0,0,0,0,{"v":-371,"d":"(371)"},0,0,{"v":-371,"d":"(371)"},0,{"$nulls":16},0,0,0,0,0,0,0,0,0,0,0]
[2020,"City of Tacoma, Department of Public Utilities, Light Division","TPWR",{"v":830.6,"d":"831"},{"v":2139091.422,"d":"2,139,091"},{"v":887957.39,"d":"887,957"},{"v":25662085.434,"d":"25,662,085"},{"v":10764034.367,"d":"10,764,034"},{"v":2992781.002,"d":"2,992,781"},{"v":1261095,"d":"1,261,095"},{"v":178.289,"d":"178"},{"v":74.661,"d":"75"},{"v":403.74,"d":"404"},{"v":5946.252,"d":"5,946"},{"v":59013.859,"d":"59,014"},{"v":12782.385,"d":"12,782"},{"v":8588.5,"d":"8,589"},"--",0.119,0.118,{"v":0.27,"d":"0.270"},3.974,{"v":0.02,"d":"0.020"},0.004,5.739,"--",0.167,0.168,0.377,{"v":5.56,"d":"5.560"},{"v":0.0275882827601746,"d":"0.028"},{"v":5.97561416428325E-3,"d":"0.006"},{"v":8.03004482339512,"d":"8.030"},"--",1.145,1.138,2.592,{"v":38.18,"d":"38.180"},0.189,0.041,55.145,"--",{"v":0,"d":"0.000"},{"v":0,"d":"0.000"},0,{"v":0,"d":"0.000"},{"v":0,"d":"0.000"},{"v":0,"d":"0.000"},{"v":0,"d":"0.000"},{"v":0,"d":"0.000"},{"v":0,"d":"0.000"},{"v":0,"d":"0.000"},{"v":0,"d":"0.000"},{"v":0,"d":"0.000"},{"v":0,"d":"0.000"},{"v":0,"d":"0.000"},{"v":0,"d":"0.000"},{"v":0,"d":"0.000"},{"v":0,"d":"0.000"},{"v":0,"d":"0.000"},{"v":0,"d":"0.000"},{"v":0,"d":"0.0000"},{"v":0,"d":"0.0000"},{"v":0,"d":"0.0000"},{"v":0,"d":"0.0000"},{"v":0,"d":"0.0000"},{"v":0,"d":"0.0000"},{"v":0,"d":"0.0000"},{"v":0,"d":"0.0000"},{"v":0,"d":"0.000"},"--","--",{"v":0,"d":"0.000"},{"v":0,"d":"0.000"},{"v":0,"d":"0.000"},{"v":0,"d":"0.000"},{"v":0,"d":"0.000"},{"v":0,"d":"0.000"},{"v":0,"d":"0.000"},{"v":0,"d":"0.000"},{"v":0,"d":"0.000"},{"v":0,"d":"0.000"},{"v":0,"d":"0.000"},{"v":0,"d":"0.000"},{"v":0,"d":"0.000"},{"v":0,"d":"0.000"},{"v":0,"d":"0.000"},{"v":0,"d":"0.000"},{"v":0,"d":"0.0000"},{"v":0,"d":"0.0000"},{"v":0,"d":"0.0000"},{"v":0,"d":"0.0000"},{"v":0,"d":"0.0000"},{"v":0,"d":"0.0000"},{"v":0,"d":"0.0000"},{"v":0,"d":"0.0000"},{"v":0,"d":"0.000"},{"v":0,"d":"0.000"},{"v":0,"d":"0.000"},{"v":0,"d":"0.000"},"--","--",1.145,1.103,2.592,{"v":38.18,"d":"38.180"},0.189,0.041,55.145,"--",0,{"v":1243.644,"d":"1,244"},{"v":12874.528,"d":"12,875"},0,{"v":2681294,"d":"2,681,294"},{"v":297368.83,"d":"297,369"},0,0,0,0,0,{"v":14118.172,"d":"14,118"},{"v":2978662.83,"d":"2,978,663"},{"v":297368.83,"d":"297,369"},{"v":311487.002,"d":"311,487"},{"v":2681294,"d":"2,681,294"},{"v":0,"d":"0.0%"},{"v":4.15547946598466E-4,"d":"0.0%"},{"v":0.00430186104208637,"d":"0.4%"},{"v":0,"d":"0.0%"},{"v":0.895920549551791,"d":"89.6%"},{"v":0.0993620414595241,"d":"9.9%"},{"v":0,"d":"0.0%"},{"v":0,"d":"0.0%"},{"v":0,"d":"0.0%"},{"v":0,"d":"0.0%"},{"v":0,"d":"0.0%"},{"v":0.00471740898868483,"d":"0.5%"},{"v":0.995282591011315,"d":"99.5%"},{"v":0.0993620414595241,"d":"9.9%"},{"v":0.104079450448209,"d":"10.4%"},{"v":0.895920549551791,"d":"89.6%"},0,0,0,0,0,{"v":126883.282721532,"d":"126,883"},0,0,0,0,0,{"v":0,"d":"0.0%"},{"v":0,"d":"0.0%"},{"v":0,"d":"0.0%"},{"v":0,"d":"0.0%"},{"v":0,"d":"0.0%"},{"v":1,"d":"100.0%"},{"v":0,"d":"0.0%"},{"v":0,"d":"0.0%"},{"v":0,"d":"0.0%"},{"v":0,"d":"0.0%"},{"v":0,"d":"0.0%"}]
[2020,"City of Tallahassee","TAL",{"v":1544.6,"d":"1,545"},{"v":17817934.656,"d":"17,817,935"},{"v":7913798.516,"d":"7,913,799"},{"v":18805135.656,"d":"18,805,136"},{"v":8361291.516,"d":"8,361,292"},{"v":2782225,"d":"2,782,225"},{"v":1259211,"d":"1,259,211"},{"v":339.99,"d":"340"},{"v":152.611,"d":"153"},{"v":6.676,"d":"7"},{"v":1058844.704,"d":"1,058,845"},{"v":46883.28,"d":"46,883"},{"v":4689.64,"d":"4,690"},{"v":1060129.502,"d":"1,060,130"},"--",0.244,0.242,0.005,{"v":761.15,"d":"761.150"},0.017,{"v":2E-3,"d":"0.002"},762.073,"--",0.038,0.039,{"v":1E-3,"d":"0.001"},118.852,{"v":2.63124098865255E-3,"d":"0.003"},{"v":0.000263197732539715,"d":"0.000"},{"v":118.995778407237,"d":"118.996"},"--",0.255,0.253,0.005,793.232,0.018,{"v":2E-3,"d":"0.002"},794.194,"--",{"v":0,"d":"0.000"},{"v":0,"d":"0.000"},0.255,0.255,{"v":0,"d":"0.000"},{"v":0,"d":"0.000"},0.253,0.253,{"v":0,"d":"0.000"},{"v":0,"d":"0.000"},0.005,0.005,{"v":0,"d":"0.000"},{"v":0,"d":"0.000"},793.232,793.232,{"v":0,"d":"0.000"},{"v":0,"d":"0.000"},{"v":0.0176,"d":"0.018"},0.0176,{"v":0,"d":"0.0000"},{"v":0,"d":"0.0000"},{"v":1.8E-3,"d":"0.0018"},{"v":1.8E-3,"d":"0.0018"},{"v":0,"d":"0.0000"},{"v":0,"d":"0.0000"},{"v":794.194,"d":"794.1940"},794.194,"--","--",{"v":0,"d":"0.000"},{"v":0,"d":"0.000"},0.038,0.038,{"v":0,"d":"0.000"},{"v":0,"d":"0.000"},0.039,0.039,{"v":0,"d":"0.000"},{"v":0,"d":"0.000"},{"v":1E-3,"d":"0.001"},{"v":1E-3,"d":"0.001"},{"v":0,"d":"0.000"},{"v":0,"d":"0.000"},118.852,118.852,{"v":0,"d":"0.0000"},{"v":0,"d":"0.0000"},0.0026,0.0026,{"v":0,"d":"0.0000"},{"v":0,"d":"0.0000"},0.0003,0.0003,{"v":0,"d":"0.000"},{"v":0,"d":"0.000"},118.996,118.996,"--","--",0.262,0.259,0.005,796.013,0.018,{"v":2E-3,"d":"0.002"},796.978,"--",0,{"v":222.569,"d":"223"},{"v":2669475.433,"d":"2,669,475"},0,0,0,0,{"v":112527,"d":"112,527"},0,0,0,{"v":2669698.002,"d":"2,669,698"},{"v":112527,"d":"112,527"},{"v":112527,"d":"112,527"},{"v":2669698.002,"d":"2,669,698"},{"v":112527,"d":"112,527"},{"v":0,"d":"0.0%"},{"v":7.99967651214429e-05,"d":"0.0%"},{"v":0.959475035657091,"d":"95.9%"},{"v":0,"d":"0.0%"},{"v":0,"d":"0.0%"},{"v":0,"d":"0.0%"},{"v":0,"d":"0.0%"},{"v":0.0404449675777876,"d":"4.0%"},{"v":0,"d":"0.0%"},{"v":0,"d":"0.0%"},{"v":0,"d":"0.0%"},{"v":0.959555032422212,"d":"96.0%"},{"v":0.0404449675777876,"d":"4.0%"},{"v":0.0404449675777876,"d":"4.0%"},{"v":0.959555032422212,"d":"96.0%"},{"v":0.0404449675777876,"d":"4.0%"},0,0,{"v":2433372.90360006,"d":"2,433,373"},0,0,0,0,0,0,0,0,{"v":0,"d":"0.0%"},{"v":0,"d":"0.0%"},{"v":1,"d":"100.0%"},{"v":0,"d":"0.0%"},{"v":0,"d":"0.0%"},{"v":0,"d":"0.0%"},{"v":0,"d":"0.0%"},{"v":0,"d":"0.0%"},{"v":0,"d":"0.0%"},{"v":0,"d":"0.0%"},{"v":0,"d":"0.0%"}]
[2020,"Constellation Energy Control and Dispatch, LLC","CSTO",{"v":689.4,"d":"689"},{"v":28981098,"d":"28,981,098"},{"v":8644566,"d":"8,644,566"},{"v":28981098,"d":"28,981,098"},{"v":8644566,"d":"8,644,566"},{"v":3956218,"d":"3,956,218"},{"v":1179856,"d":"1,179,856"},{"v":222.036,"d":"222"},{"v":67.433,"d":"67"},{"v":8.7,"d":"9"},{"v":1722304.812,"d":"1,722,305"},{"v":62668.237,"d":"62,668"},{"v":6266.824,"d":"6,267"},{"v":1724021.922,"d":"1,724,022"},"--",0.112,0.114,0.004,870.682,0.016,{"v":2E-3,"d":"0.002"},871.551,"--",0.015,0.016,{"v":1E-3,"d":"0.001"},118.857,{"v":0.00216238311605723,"d":"0.002"},{"v":0.000216238321957298,"d":"0.000"},{"v":118.97561106898,"d":"118.976"},"--",0.112,0.114,0.004,870.682,0.016,{"v":2E-3,"d":"0.002"},871.551,"--",{"v":0,"d":"0.000"},{"v":0,"d":"0.000"},0.112,0.112,{"v":0,"d":"0.000"},{"v":0,"d":"0.000"},0.114,0.114,{"v":0,"d":"0.000"},{"v":0,"d":"0.000"},0.004,0.004,{"v":0,"d":"0.000"},{"v":0,"d":"0.000"},870.682,870.682,{"v":0,"d":"0.000"},{"v":0,"d":"0.000"},{"v":0.0158,"d":"0.016"},0.0158,{"v":0,"d":"0.0000"},{"v":0,"d":"0.0000"},0.0016,0.0016,{"v":0,"d":"0.0000"},{"v":0,"d":"0.0000"},{"v":871.551,"d":"871.5510"},871.551,"--","--",{"v":0,"d":"0.000"},{"v":0,"d":"0.000"},0.015,0.015,{"v":0,"d":"0.000"},{"v":0,"d":"0.000"},0.016,0.016,{"v":0,"d":"0.000"},{"v":0,"d":"0.000"},{"v":1E-3,"d":"0.001"},{"v":1E-3,"d":"0.001"},{"v":0,"d":"0.000"},{"v":0,"d":"0.000"},118.857,118.857,{"v":0,"d":"0.0000"},{"v":0,"d":"0.0000"},0.0022,0.0022,{"v":0,"d":"0.0000"},{"v":0,"d":"0.0000"},0.0002,0.0002,{"v":0,"d":"0.000"},{"v":0,"d":"0.000"},118.976,118.976,"--","--",0.112,0.114,0.004,870.682,0.016,{"v":2E-3,"d":"0.002"},871.551,"--",0,0,{"v":3956218,"d":"3,956,218"},0,0,0,0,0,0,0,0,{"v":3956218,"d":"3,956,218"},0,0,{"v":3956218,"d":"3,956,218"},0,{"v":0,"d":"0.0%"},{"v":0,"d":"0.0%"},{"v":1,"d":"100.0%"},{"v":0,"d":"0.0%"},{"v":0,"d":"0.0%"},{"v":0,"d":"0.0%"},{"v":0,"d":"0.0%"},{"v":0,"d":"0.0%"},{"v":0,"d":"0.0%"},{"v":0,"d":"0.0%"},{"v":0,"d":"0.0%"},{"v":1,"d":"100.0%"},{"v":0,"d":"0.0%"},{"v":0,"d":"0.0%"},{"v":1,"d":"100.0%"},{"v":0,"d":"0.0%"},0,0,{"v":955454.19858333,"d":"955,454"},0,0,0,0,0,0,0,0,{"v":0,"d":"0.0%"},{"v":0,"d":"0.0%"},{"v":1,"d":"100.0%"},{"v":0,"d":"0.0%"},{"v":0,"d":"0.0%"},{"v":0,"d":"0.0%"},{"v":0,"d":"0.0%"},{"v":0,"d":"0.0%"},{"v":0,"d":"0.0%"},{"v":0,"d":"0.0%"},{"v":0,"d":"0.0%"}]
[2020,"Duke Energy Carolinas","DUK",{"v":39347.7,"d":"39,348"},{"v":388344344.12,"d":"388,344,344"},{"v":189484194.613,"d":"189,484,195"},{"v":1075518684.899,"d":"1,075,518,685"},{"v":477280582.676,"d":"477,280,583"},{"v":113505471.448,"d":"113,505,471"},{"v":49919473.02,"d":"49,919,473"},{"v":15844.399,"d":"15,844"},{"v":8702.021,"d":"8,702"},{"v":6254.876,"d":"6,255"},{"v":29058033.8,"d":"29,058,034"},{"v":3991135.126,"d":"3,991,135"},{"v":560538.354,"d":"560,538"},{"v":29191443.202,"d":"29,191,443"},"--",0.279,0.349,{"v":0.11,"d":"0.110"},512.011,0.035,0.005,514.362,"--",0.082,0.092,0.032,149.651,{"v":0.0102773097804322,"d":"0.010"},{"v":0.00144340547889321,"d":"0.001"},{"v":150.337934073167,"d":"150.338"},"--",0.672,0.839,0.265,{"v":1231.863,"d":"1,231.863"},0.085,0.012,{"v":1237.518,"d":"1,237.518"},"--",1.561,56.899,0.155,0.677,1.628,{"v":46.47,"d":"46.470"},0.159,0.789,0.708,5.291,0.005,0.265,{"v":1872.823,"d":"1,872.823"},{"v":2981.101,"d":"2,981.101"},874.205,{"v":1243.388,"d":"1,243.388"},{"v":0.2077,"d":"0.208"},{"v":0.1207,"d":"0.121"},{"v":0.0132,"d":"0.013"},0.0851,0.0301,0.0241,0.0013,{"v":0.012,"d":"0.0120"},{"v":1886.98,"d":"1,886.9800"},{"v":2991.311,"d":"2,991.3110"},{"v":874.93,"d":"874.9300"},{"v":1249.078,"d":"1,249.078"},"--","--",0.161,3.117,0.021,0.082,0.167,3.122,0.021,0.093,0.073,{"v":0.29,"d":"0.290"},{"v":1E-3,"d":"0.001"},0.032,193.002,163.326,118.898,151.226,0.0214,{"v":6.6E-3,"d":"0.0066"},{"v":1.8E-3,"d":"0.0018"},0.0103,0.0031,0.0013,0.0002,{"v":1.5E-3,"d":"0.0015"},194.461,163.885,118.996,151.918,"--","--",0.789,{"v":0.91,"d":"0.910"},{"v":0.31,"d":"0.310"},{"v":1318.897,"d":"1,318.897"},0.098,0.014,{"v":1325.497,"d":"1,325.497"},"--",{"v":14691871.826,"d":"14,691,872"},{"v":73984.104,"d":"73,984"},{"v":31974085.318,"d":"31,974,085"},{"v":59945886,"d":"59,945,886"},{"v":2876886,"d":"2,876,886"},{"v":437446.667,"d":"437,447"},0,{"v":3505311,"d":"3,505,311"},0,0,0,{"v":106685827.248,"d":"106,685,827"},{"v":6819643.667,"d":"6,819,644"},{"v":3942757.667,"d":"3,942,758"},{"v":47177387.915,"d":"47,177,388"},{"v":66328083,"d":"66,328,083"},{"v":0.129437565498514,"d":"12.9%"},{"v":0.000651810907470741,"d":"0.1%"},{"v":0.281696424500491,"d":"28.2%"},{"v":0.528132128934043,"d":"52.8%"},{"v":0.0253457915006968,"d":"2.5%"},{"v":0.0038539698877386,"d":"0.4%"},{"v":0,"d":"0.0%"},{"v":0.0308823087710459,"d":"3.1%"},{"v":0,"d":"0.0%"},{"v":0,"d":"0.0%"},{"v":0,"d":"0.0%"},{"v":0.939917929840519,"d":"94.0%"},{"v":0.0600820701594814,"d":"6.0%"},{"v":0.0347362786587845,"d":"3.5%"},{"v":0.415639770794215,"d":"41.6%"},{"v":0.584360229205785,"d":"58.4%"},{"v":15255278.8879672,"d":"15,255,279"},{"v":3155.001,"d":"3,155"},{"v":19082001.4694373,"d":"19,082,001"},0,0,{"v":144615.891676157,"d":"144,616"},0,0,0,0,0,{"v":0.4423736759832,"d":"44.2%"},{"v":9.14889462428337e-05,"d":"0.0%"},{"v":0.553341253027503,"d":"55.3%"},{"v":0,"d":"0.0%"},{"v":0,"d":"0.0%"},{"v":0.00419358204305463,"d":"0.4%"},{"v":0,"d":"0.0%"},{"v":0,"d":"0.0%"},{"v":0,"d":"0.0%"},{"v":0,"d":"0.0%"},{"v":0,"d":"0.0%"}]
[2020,"Duke Energy Florida Inc","FPC",{"v":23505.3,"d":"23,505"},{"v":348241699.309,"d":"348,241,699"},{"v":166744555.325,"d":"166,744,555"},{"v":355667524.309,"d":"355,667,524"},{"v":170580754.325,"d":"170,580,754"},{"v":44288412.038,"d":"44,288,412"},{"v":20935279.391,"d":"20,935,279"},{"v":9955.247,"d":"9,955"},{"v":5029.83,"d":"5,030"},{"v":3390.288,"d":"3,390"},{"v":21974616.934,"d":"21,974,617"},{"v":2669178.256,"d":"2,669,178"},{"v":345370.949,"d":"345,371"},{"v":22059441.935,"d":"22,059,442"},"--",{"v":0.45,"d":"0.450"},0.481,0.153,992.342,{"v":0.06,"d":"0.060"},0.008,996.172,"--",0.057,{"v":0.06,"d":"0.060"},0.019,126.203,{"v":0.00766472901233921,"d":"0.008"},{"v":0.000991756442968501,"d":"0.001"},{"v":126.690410589953,"d":"126.690"},"--",0.458,0.49,0.156,{"v":1011.677,"d":"1,011.677"},0.061,0.008,{"v":1015.582,"d":"1,015.582"},"--",0.397,13.937,0.313,0.344,0.406,13.929,{"v":0.31,"d":"0.310"},0.347,0.356,7.867,0.006,0.131,{"v":1144.95,"d":"1,144.950"},{"v":2518.045,"d":"2,518.045"},933.476,{"v":1008.916,"d":"1,008.916"},{"v":0.0678,"d":"0.068"},{"v":0.1034,"d":"0.103"},{"v":0.0178,"d":"0.018"},0.0356,0.0093,0.0206,{"v":1.8E-3,"d":"0.0018"},0.0045,{"v":1149.423,"d":"1,149.4230"},{"v":2526.783,"d":"2,526.7830"},{"v":934.455,"d":"934.4550"},{"v":1011.139,"d":"1,011.139"},"--","--",0.051,0.884,{"v":0.04,"d":"0.040"},0.044,0.049,0.883,{"v":0.04,"d":"0.040"},0.043,0.045,0.499,{"v":1E-3,"d":"0.001"},0.017,146.439,159.789,{"v":118.96,"d":"118.960"},128.727,0.0087,{"v":6.6E-3,"d":"0.0066"},{"v":2.3E-3,"d":"0.0023"},0.0045,0.0012,0.0013,0.0002,0.0006,147.011,160.344,119.085,129.011,"--","--",0.412,0.422,0.156,{"v":1022.603,"d":"1,022.603"},0.048,0.006,{"v":1025.677,"d":"1,025.677"},"--",{"v":3266095.5,"d":"3,266,096"},{"v":62349.243,"d":"62,349"},{"v":38746784.259,"d":"38,746,784"},0,0,{"v":1261052.372,"d":"1,261,052"},0,{"v":846441,"d":"846,441"},0,0,{"v":105689.25,"d":"105,689"},{"v":42180918.252,"d":"42,180,918"},{"v":2107493.372,"d":"2,107,493"},{"v":2107493.372,"d":"2,107,493"},{"v":43441970.624,"d":"43,441,971"},{"v":846441,"d":"846,441"},{"v":0.0737460518505047,"d":"7.4%"},{"v":1.40780038646075E-3,"d":"0.1%"},{"v":0.87487409997795,"d":"87.5%"},{"v":0,"d":"0.0%"},{"v":0,"d":"0.0%"},{"v":0.0284736418796431,"d":"2.8%"},{"v":0,"d":"0.0%"},{"v":0.0191120198029706,"d":"1.9%"},{"v":0,"d":"0.0%"},{"v":0,"d":"0.0%"},{"v":0.00238638610247035,"d":"0.2%"},{"v":0.952414338317386,"d":"95.2%"},{"v":0.0475856616826137,"d":"4.8%"},{"v":0.0475856616826137,"d":"4.8%"},{"v":0.980887980197029,"d":"98.1%"},{"v":0.0191120198029706,"d":"1.9%"},{"v":11915071.5388137,"d":"11,915,072"},{"v":4187,"d":"4,187"},{"v":19084597.9679106,"d":"19,084,598"},0,0,{"v":592613.838107734,"d":"592,614"},0,0,0,0,0,{"v":0.377101347358647,"d":"37.7%"},{"v":0.000132514801631469,"d":"0.0%"},{"v":0.604010440395034,"d":"60.4%"},{"v":0,"d":"0.0%"},{"v":0,"d":"0.0%"},{"v":0.0187556974446883,"d":"1.9%"},{"v":0,"d":"0.0%"},{"v":0,"d":"0.0%"},{"v":0,"d":"0.0%"},{"v":0,"d":"0.0%"},{"v":0,"d":"0.0%"}]
[2020,"Duke Energy Progress East","CPLE",{"v":23243.9,"d":"23,244"},{"v":204280512.866,"d":"204,280,513"},{"v":103961067.396,"d":"103,961,067"},{"v":543152812.809,"d":"543,152,813"},{"v":246618010.231,"d":"246,618,010"},{"v":57648811.742,"d":"57,648,812"},{"v":26086856.195,"d":"26,086,856"},{"v":7553.645,"d":"7,554"},{"v":4000.001,"d":"4,000"},{"v":9049.638,"d":"9,050"},{"v":14157585.346,"d":"14,157,585"},{"v":2853817.387,"d":"2,853,817"},{"v":408026.159,"d":"408,026"},{"v":14251930.883,"d":"14,251,931"},"--",0.262,0.307,0.314,491.167,{"v":0.05,"d":"0.050"},0.007,494.44,"--",0.074,0.077,0.089,138.609,{"v":0.0139700911602468,"d":"0.014"},{"v":0.00199738170457624,"d":"0.002"},{"v":139.532945977561,"d":"139.533"},"--",0.608,0.712,0.729,{"v":1140.469,"d":"1,140.469"},0.115,0.016,{"v":1148.069,"d":"1,148.069"},"--",1.373,{"v":38.57,"d":"38.570"},0.205,0.544,1.304,34.539,{"v":0.2,"d":"0.200"},0.614,1.559,{"v":8.85,"d":"8.850"},0.006,0.453,{"v":2049.223,"d":"2,049.223"},{"v":3352.715,"d":"3,352.715"},869.526,{"v":1208.761,"d":"1,208.761"},{"v":0.2597,"d":"0.260"},{"v":0.1097,"d":"0.110"},{"v":0.0172,"d":"0.017"},0.0869,0.0386,0.0219,{"v":2E-3,"d":"0.0020"},0.0125,{"v":2066.825,"d":"2,066.8250"},{"v":3361.993,"d":"3,361.9930"},{"v":870.447,"d":"870.4470"},{"v":1214.476,"d":"1,214.476"},"--","--",0.132,1.869,0.028,0.066,0.124,1.967,0.027,0.072,{"v":0.15,"d":"0.150"},0.429,{"v":1E-3,"d":"0.001"},0.055,197.685,162.466,118.914,147.574,0.0251,{"v":5.3E-3,"d":"0.0053"},{"v":2.3E-3,"d":"0.0023"},0.0106,0.0037,0.0011,0.0003,{"v":1.5E-3,"d":"0.0015"},199.383,162.916,{"v":119.04,"d":"119.040"},148.271,"--","--",0.656,0.711,0.607,{"v":1246.008,"d":"1,246.008"},0.121,0.017,{"v":1254.024,"d":"1,254.024"},"--",{"v":6087000.643,"d":"6,087,001"},{"v":43223.705,"d":"43,224"},{"v":16202895.278,"d":"16,202,895"},{"v":29406439,"d":"29,406,439"},{"v":890612,"d":"890,612"},{"v":2009614.474,"d":"2,009,614"},0,{"v":2524101.32,"d":"2,524,101"},0,{"v":287359.2,"d":"287,359"},{"v":197567,"d":"197,567"},{"v":52224484.826,"d":"52,224,485"},{"v":5424327.794,"d":"5,424,328"},{"v":4533715.794,"d":"4,533,716"},{"v":24827660.3,"d":"24,827,660"},{"v":32821152.32,"d":"32,821,152"},{"v":0.105587615188595,"d":"10.6%"},{"v":7.49776153845786E-4,"d":"0.1%"},{"v":0.28106208162176,"d":"28.1%"},{"v":0.510096178282744,"d":"51.0%"},{"v":0.0154489218341857,"d":"1.5%"},{"v":0.0348595987092856,"d":"3.5%"},{"v":0,"d":"0.0%"},{"v":0.0437840990175801,"d":"4.4%"},{"v":0,"d":"0.0%"},{"v":0.00498465080094827,"d":"0.5%"},{"v":0.00342707839105533,"d":"0.3%"},{"v":0.905907380438949,"d":"90.6%"},{"v":0.0940926195610514,"d":"9.4%"},{"v":0.0786436977268657,"d":"7.9%"},{"v":0.430670800865491,"d":"43.1%"},{"v":0.569329199134509,"d":"56.9%"},{"v":5901788.18644343,"d":"5,901,788"},{"v":1766.996,"d":"1,767"},{"v":11890552.7090388,"d":"11,890,553"},0,0,{"v":823326.851151121,"d":"823,327"},0,0,0,0,0,{"v":0.317003296535183,"d":"31.7%"},{"v":9.49108201224753E-5,"d":"0.0%"},{"v":0.638678361085366,"d":"63.9%"},{"v":0,"d":"0.0%"},{"v":0,"d":"0.0%"},{"v":0.0442234315593289,"d":"4.4%"},{"v":0,"d":"0.0%"},{"v":0,"d":"0.0%"},{"v":0,"d":"0.0%"},{"v":0,"d":"0.0%"},{"v":0,"d":"0.0%"}]
[2020,"Duke Energy Progress West","CPLW",{"v":42.4,"d":"42"},0,0,{"v":356804,"d":"356,804"},{"v":176463,"d":"176,463"},{"v":40617,"d":"40,617"},{"v":20110,"d":"20,110"},0,0,0,0,0,0,0,"--",{"v":0,"d":"0.000"},{"v":0,"d":"0.000"},{"v":0,"d":"0.000"},{"v":0,"d":"0.000"},{"v":0,"d":"0.000"},{"v":0,"d":"0.000"},0,"--",{"$nulls":7},"--",{"v":0,"d":"0.000"},0,{"v":0,"d":"0.000"},{"v":0,"d":"0.000"},{"v":0,"d":"0.000"},{"v":0,"d":"0.000"},{"v":0,"d":"0.000"},"--",{"v":0,"d":"0.000"},{"v":0,"d":"0.000"},0,{"v":0,"d":"0.000"},{"v":0,"d":"0.000"},{"v":0,"d":"0.000"},{"v":0,"d":"0.000"},{"v":0,"d":"0.000"},{"v":0,"d":"0.000"},{"v":0,"d":"0.000"},{"v":0,"d":"0.000"},{"v":0,"d":"0.000"},{"v":0,"d":"0.000"},{"v":0,"d":"0.000"},{"v":0,"d":"0.000"},{"v":0,"d":"0.000"},{"v":0,"d":"0.000"},{"v":0,"d":"0.000"},{"v":0,"d":"0.000"},{"v":0,"d":"0.0000"},{"v":0,"d":"0.0000"},{"v":0,"d":"0.0000"},{"v":0,"d":"0.0000"},{"v":0,"d":"0.0000"},{"v":0,"d":"0.0000"},{"v":0,"d":"0.0000"},{"v":0,"d":"0.0000"},{"v":0,"d":"0.000"},"--","--",{"v":0,"d":"0.000"},{"v":0,"d":"0.000"},{"v":0,"d":"0.000"},{"v":0,"d":"0.000"},{"v":0,"d":"0.000"},{"v":0,"d":"0.000"},{"v":0,"d":"0.000"},{"v":0,"d":"0.000"},{"v":0,"d":"0.000"},{"v":0,"d":"0.000"},{"v":0,"d":"0.000"},{"v":0,"d":"0.000"},{"v":0,"d":"0.000"},{"v":0,"d":"0.000"},{"v":0,"d":"0.000"},{"v":0,"d":"0.000"},{"v":0,"d":"0.0000"},{"v":0,"d":"0.0000"},{"v":0,"d":"0.0000"},{"v":0,"d":"0.0000"},{"v":0,"d":"0.0000"},{"v":0,"d":"0.0000"},{"v":0,"d":"0.0000"},{"v":0,"d":"0.0000"},{"v":0,"d":"0.000"},{"v":0,"d":"0.000"},{"v":0,"d":"0.000"},{"v":0,"d":"0.000"},"--","--",{"v":0,"d":"0.000"},{"v":0,"d":"0.000"},{"v":0,"d":"0.000"},{"v":0,"d":"0.000"},{"v":0,"d":"0.000"},{"v":0,"d":"0.000"},{"v":0,"d":"0.000"},"--",0,0,0,0,0,0,0,{"v":40671,"d":"40,671"},0,0,{"v":-54,"d":"(54)"},{"v":-54,"d":"(54)"},{"v":40671,"d":"40,671"},{"v":40671,"d":"40,671"},{"v":-54,"d":"(54)"},{"v":40671,"d":"40,671"},{"v":0,"d":"0.0%"},{"v":0,"d":"0.0%"},{"v":0,"d":"0.0%"},{"v":0,"d":"0.0%"},{"v":0,"d":"0.0%"},{"v":0,"d":"0.0%"},{"v":0,"d":"0.0%"},{"v":1,"d":"100.0%"},{"v":0,"d":"0.0%"},{"v":0,"d":"0.0%"},{"v":0,"d":"0.0%"},{"v":0,"d":"0.0%"},{"v":1,"d":"100.0%"},{"v":1,"d":"100.0%"},{"v":0,"d":"0.0%"},{"v":1,"d":"100.0%"},0,0,0,0,0,0,0,0,0,0,0]
[2020,"El Paso Electric Company","EPE",{"v":2705.7,"d":"2,706"},{"v":49049015.191,"d":"49,049,015"},{"v":25571132.296,"d":"25,571,132"},{"v":52965258.192,"d":"52,965,258"},{"v":27418831.296,"d":"27,418,831"},{"v":5327525.999,"d":"5,327,526"},{"v":2744849.999,"d":"2,744,850"},{"v":2373.287,"d":"2,373"},{"v":1263.041,"d":"1,263"},{"v":18.907,"d":"19"},{"v":2901156.176,"d":"2,901,156"},{"v":106746.793,"d":"106,747"},{"v":10675.266,"d":"10,675"},{"v":2904081.125,"d":"2,904,081"},"--",0.891,{"v":0.92,"d":"0.920"},0.007,{"v":1089.119,"d":"1,089.119"},{"v":0.02,"d":"0.020"},{"v":2E-3,"d":"0.002"},1090.218,"--",0.097,0.099,{"v":1E-3,"d":"0.001"},118.296,{"v":0.00217632897590953,"d":"0.002"},{"v":0.000217644859095128,"d":"0.000"},{"v":118.415471286888,"d":"118.415"},"--",0.972,1.004,0.008,{"v":1188.724,"d":"1,188.724"},0.022,{"v":2E-3,"d":"0.002"},{"v":1189.922,"d":"1,189.922"},"--",{"v":0,"d":"0.000"},20.058,0.976,0.976,{"v":0,"d":"0.000"},18.182,{"v":1,"d":"1.000"},{"v":1,"d":"1.000"},{"v":0,"d":"0.000"},{"v":1.87,"d":"1.870"},0.006,0.006,{"v":0,"d":"0.000"},902.043,{"v":1193.359,"d":"1,193.359"},{"v":1193.35,"d":"1,193.350"},{"v":0,"d":"0.000"},{"v":0.0426,"d":"0.043"},0.022,{"v":0.022,"d":"0.0220"},{"v":0,"d":"0.0000"},0.0085,0.0022,0.0022,{"v":0,"d":"0.0000"},{"v":905.652,"d":"905.6520"},{"v":1194.562,"d":"1,194.5620"},{"v":1194.554,"d":"1,194.554"},"--","--",{"v":0,"d":"0.000"},3.115,0.097,0.097,{"v":0,"d":"0.000"},3.221,0.099,0.099,{"v":0,"d":"0.000"},{"v":0.29,"d":"0.290"},{"v":1E-3,"d":"0.001"},{"v":1E-3,"d":"0.001"},{"v":0,"d":"0.000"},140.108,118.815,118.815,{"v":0,"d":"0.0000"},{"v":6.6E-3,"d":"0.0066"},0.0022,0.0022,{"v":0,"d":"0.0000"},0.0013,0.0002,0.0002,{"v":0,"d":"0.000"},140.668,118.935,118.935,"--","--",0.957,{"v":0.98,"d":"0.980"},0.007,{"v":1197.307,"d":"1,197.307"},0.022,{"v":2E-3,"d":"0.002"},{"v":1198.516,"d":"1,198.516"},"--",0,138,{"v":4862065.48,"d":"4,862,065"},0,0,{"v":18925,"d":"18,925"},{"v":129086,"d":"129,086"},{"v":317312,"d":"317,312"},0,0,0,{"v":4862203.48,"d":"4,862,203"},{"v":465323,"d":"465,323"},{"v":465323,"d":"465,323"},{"v":4881128.48,"d":"4,881,128"},{"v":446398,"d":"446,398"},{"v":0,"d":"0.0%"},{"v":2.59032030188989e-05,"d":"0.0%"},{"v":0.91263093637406,"d":"91.3%"},{"v":0,"d":"0.0%"},{"v":0,"d":"0.0%"},{"v":0.00355230519661349,"d":"0.4%"},{"v":0.0242300062673738,"d":"2.4%"},{"v":0.0595608489589337,"d":"6.0%"},{"v":0,"d":"0.0%"},{"v":0,"d":"0.0%"},{"v":0,"d":"0.0%"},{"v":0.912656839577079,"d":"91.3%"},{"v":0.0873431604229211,"d":"8.7%"},{"v":0.0873431604229211,"d":"8.7%"},{"v":0.916209144773692,"d":"91.6%"},{"v":0.0837908552263076,"d":"8.4%"},0,138,{"v":4195362.26570496,"d":"4,195,362"},0,0,{"v":3938.88264602359,"d":"3,939"},0,0,0,0,0,{"v":0,"d":"0.0%"},{"v":3.28615310580674e-05,"d":"0.0%"},{"v":0.999029184016722,"d":"99.9%"},{"v":0,"d":"0.0%"},{"v":0,"d":"0.0%"},{"v":0.000937954452220195,"d":"0.1%"},{"v":0,"d":"0.0%"},{"v":0,"d":"0.0%"},{"v":0,"d":"0.0%"},{"v":0,"d":"0.0%"},{"v":0,"d":"0.0%"}]
[2020,"Electric Energy, Inc.","EEI",{"v":1401.3,"d":"1,401"},{"v":45044949.869,"d":"45,044,950"},{"v":19100980.512,"d":"19,100,981"},{"v":45044949.869,"d":"45,044,950"},{"v":19100980.512,"d":"19,100,981"},{"v":4128427,"d":"4,128,427"},{"v":1724163.999,"d":"1,724,164"},{"v":2533.909,"d":"2,534"},{"v":1107.663,"d":"1,108"},{"v":8242.9,"d":"8,243"},{"v":4467376.2,"d":"4,467,376"},{"v":986436.952,"d":"986,437"},{"v":142778.549,"d":"142,779"},{"v":4500980.666,"d":"4,500,981"},"--",1.228,1.285,3.993,{"v":2164.203,"d":"2,164.203"},0.239,0.035,2180.482,"--",0.113,0.116,0.366,198.352,{"v":0.0218989466048638,"d":"0.022"},{"v":3.16969048506502E-3,"d":"0.003"},{"v":199.84396382235,"d":"199.844"},"--",1.228,1.285,3.993,{"v":2164.203,"d":"2,164.203"},0.239,0.035,{"v":2180.482,"d":"2,180.482"},"--",1.222,{"v":0,"d":"0.000"},2.299,1.228,1.266,{"v":0,"d":"0.000"},5.029,1.285,4.012,{"v":0,"d":"0.000"},{"v":0,"d":"0.000"},3.993,{"v":2164.428,"d":"2,164.428"},{"v":0,"d":"0.000"},{"v":2116.417,"d":"2,116.417"},{"v":2164.203,"d":"2,164.203"},{"v":0.2399,"d":"0.240"},{"v":0,"d":"0.000"},{"v":0.0341,"d":"0.034"},0.2389,0.0347,{"v":0,"d":"0.0000"},0.0034,0.0346,{"v":2180.776,"d":"2,180.7760"},{"v":0,"d":"0.0000"},{"v":2118.288,"d":"2,118.2880"},{"v":2180.482,"d":"2,180.482"},"--","--",0.112,{"v":0,"d":"0.000"},0.129,0.113,0.116,{"v":0,"d":"0.000"},0.129,0.116,0.369,{"v":0,"d":"0.000"},{"v":0,"d":"0.000"},0.366,198.966,{"v":0,"d":"0.000"},118.862,198.352,0.0221,{"v":0,"d":"0.0000"},{"v":1.9E-3,"d":"0.0019"},0.0219,0.0032,{"v":0,"d":"0.0000"},0.0002,0.0032,200.468,{"v":0,"d":"0.000"},118.967,199.844,"--","--",1.231,1.296,3.982,{"v":2164.067,"d":"2,164.067"},0.238,0.034,{"v":2180.306,"d":"2,180.306"},"--",{"v":3545500.2,"d":"3,545,500"},0,{"v":582926.78,"d":"582,927"},0,0,0,0,0,0,0,0,{"v":4128426.98,"d":"4,128,427"},0,0,{"v":4128426.98,"d":"4,128,427"},0,{"v":0.858801722102882,"d":"85.9%"},{"v":0,"d":"0.0%"},{"v":0.141198277897118,"d":"14.1%"},{"v":0,"d":"0.0%"},{"v":0,"d":"0.0%"},{"v":0,"d":"0.0%"},{"v":0,"d":"0.0%"},{"v":0,"d":"0.0%"},{"v":0,"d":"0.0%"},{"v":0,"d":"0.0%"},{"v":0,"d":"0.0%"},{"v":1,"d":"100.0%"},{"v":0,"d":"0.0%"},{"v":0,"d":"0.0%"},{"v":1,"d":"100.0%"},{"v":0,"d":"0.0%"},{"v":2557853.33851052,"d":"2,557,853"},0,{"v":19382,"d":"19,382"},0,0,0,0,0,0,0,0,{"v":0.992479538166196,"d":"99.2%"},{"v":0,"d":"0.0%"},{"v":7.52046183380426E-3,"d":"0.8%"},{"v":0,"d":"0.0%"},{"v":0,"d":"0.0%"},{"v":0,"d":"0.0%"},{"v":0,"d":"0.0%"},{"v":0,"d":"0.0%"},{"v":0,"d":"0.0%"},{"v":0,"d":"0.0%"},{"v":0,"d":"0.0%"}]
[2020,"Electric Reliability Council of Texas, Inc.","ERCO",{"v":183655.2,"d":"183,655"},{"v":2246375766.393,"d":"2,246,375,766"},{"v":1111874938.661,"d":"1,111,874,939"},{"v":3484766318.919,"d":"3,484,766,319"},{"v":1631879258.584,"d":"1,631,879,259"},{"v":409198312.764,"d":"409,198,313"},{"v":192063612.029,"d":"192,063,612"},{"v":91383.073,"d":"91,383"},{"v":42371.638,"d":"42,372"},{"v":107755.25,"d":"107,755"},{"v":166966646.159,"d":"166,966,646"},{"v":21173488.169,"d":"21,173,488"},{"v":2929789.639,"d":"2,929,790"},{"v":167665808.549,"d":"167,665,809"},"--",0.447,0.441,0.527,816.067,0.052,0.007,819.484,"--",0.081,0.076,0.096,148.654,{"v":0.00942562169952458,"d":"0.009"},{"v":0.00130422954290695,"d":"0.001"},{"v":149.276724809243,"d":"149.277"},"--",0.665,0.657,0.785,{"v":1215.583,"d":"1,215.583"},0.077,0.011,{"v":1220.673,"d":"1,220.673"},"--",1.161,3.865,0.511,0.668,1.135,3.737,0.476,0.627,3.101,10.501,0.007,0.787,{"v":2281.551,"d":"2,281.551"},{"v":2197.918,"d":"2,197.918"},871.889,{"v":1220.468,"d":"1,220.468"},{"v":0.2608,"d":"0.261"},{"v":0.0544,"d":"0.054"},0.016,0.0771,0.0379,0.0094,0.0016,0.0107,{"v":2299.372,"d":"2,299.3720"},{"v":2202.07,"d":"2,202.0700"},{"v":872.764,"d":"872.7640"},{"v":1225.578,"d":"1,225.578"},"--","--",0.107,0.301,0.069,0.081,0.104,0.298,0.064,0.076,0.286,0.819,{"v":1E-3,"d":"0.001"},0.096,210.622,171.412,118.399,148.938,0.0241,0.0042,0.0022,0.0094,0.0035,0.0007,0.0002,0.0013,212.267,171.736,118.517,149.562,"--","--",0.748,{"v":0.69,"d":"0.690"},{"v":0.91,"d":"0.910"},{"v":1295.214,"d":"1,295.214"},0.086,0.012,{"v":1300.918,"d":"1,300.918"},"--",{"v":67160153.354,"d":"67,160,153"},{"v":122287.44,"d":"122,287"},{"v":204597812.947,"d":"204,597,813"},{"v":41438705,"d":"41,438,705"},{"v":625685.61,"d":"625,686"},{"v":306410.012,"d":"306,410"},{"v":83928252.42,"d":"83,928,252"},{"v":8495307.24,"d":"8,495,307"},0,{"v":2090077.271,"d":"2,090,077"},{"v":433621,"d":"433,621"},{"v":315842657.012,"d":"315,842,657"},{"v":93355655.282,"d":"93,355,655"},{"v":92729969.672,"d":"92,729,970"},{"v":274710362.024,"d":"274,710,362"},{"v":134487950.27,"d":"134,487,950"},{"v":0.164126173877635,"d":"16.4%"},{"v":0.000298846393853499,"d":"0.0%"},{"v":0.499996717484018,"d":"50.0%"},{"v":0.101268025197101,"d":"10.1%"},{"v":0.00152905227417081,"d":"0.2%"},{"v":0.000748805659246833,"d":"0.1%"},{"v":0.205104102090478,"d":"20.5%"},{"v":0.0207608560073833,"d":"2.1%"},{"v":0,"d":"0.0%"},{"v":0.00510773678239984,"d":"0.5%"},{"v":0.00105968423371319,"d":"0.1%"},{"v":0.771857183968721,"d":"77.2%"},{"v":0.228142816031279,"d":"22.8%"},{"v":0.226613763757108,"d":"22.7%"},{"v":0.671337964430867,"d":"67.1%"},{"v":0.328662035569133,"d":"32.9%"},{"v":40839735.4110219,"d":"40,839,735"},{"v":148870.86524336,"d":"148,871"},{"v":100667763.428921,"d":"100,667,763"},0,0,{"v":122778.369241538,"d":"122,778"},0,0,0,{"v":1783436.3499349,"d":"1,783,436"},0,{"v":0.284473392386849,"d":"28.4%"},{"v":1.03697537795298E-3,"d":"0.1%"},{"v":0.701211696853777,"d":"70.1%"},{"v":0,"d":"0.0%"},{"v":0,"d":"0.0%"},{"v":0.000855225403846253,"d":"0.1%"},{"v":0,"d":"0.0%"},{"v":0,"d":"0.0%"},{"v":0,"d":"0.0%"},{"v":0.0124227099775744,"d":"1.2%"},{"v":0,"d":"0.0%"}]
[2020,"Florida Municipal Power Pool","FMPP",{"v":5705,"d":"5,705"},{"v":120716135.046,"d":"120,716,135"},{"v":57031095.324,"d":"57,031,095"},{"v":122636401.046,"d":"122,636,401"},{"v":58197994.324,"d":"58,197,994"},{"v":14543256,"d":"14,543,256"},{"v":6855341,"d":"6,855,341"},{"v":1106.872,"d":"1,107"},{"v":399.7,"d":"400"},{"v":2839.688,"d":"2,840"},{"v":9073151.356,"d":"9,073,151"},{"v":1247509.563,"d":"1,247,510"},{"v":173782.855,"d":"173,783"},{"v":9114638.871,"d":"9,114,639"},"--",0.152,0.117,0.391,{"v":1247.747,"d":"1,247.747"},0.086,0.012,1253.452,"--",0.018,0.014,0.047,150.322,{"v":0.0103342404271361,"d":"0.010"},{"v":1.43959922949636E-3,"d":"0.001"},{"v":151.009454826014,"d":"151.009"},"--",0.155,0.118,0.396,{"v":1266.813,"d":"1,266.813"},0.087,0.012,{"v":1272.606,"d":"1,272.606"},"--",{"v":0,"d":"0.000"},{"v":0,"d":"0.000"},0.259,0.155,{"v":0,"d":"0.000"},{"v":0,"d":"0.000"},0.203,0.119,0.775,{"v":0,"d":"0.000"},{"v":0.14,"d":"0.140"},0.396,{"v":1682.247,"d":"1,682.247"},{"v":0,"d":"0.000"},985.059,{"v":1266.813,"d":"1,266.813"},{"v":0.1641,"d":"0.164"},{"v":0,"d":"0.000"},{"v":0.0349,"d":"0.035"},0.0871,0.0236,{"v":0,"d":"0.0000"},0.0044,0.0121,{"v":1693.371,"d":"1,693.3710"},{"v":0,"d":"0.0000"},{"v":987.235,"d":"987.2350"},{"v":1272.606,"d":"1,272.606"},"--","--",{"v":0,"d":"0.000"},{"v":0,"d":"0.000"},0.034,0.018,{"v":0,"d":"0.000"},{"v":0,"d":"0.000"},0.027,0.014,0.082,{"v":0,"d":"0.000"},0.018,0.047,{"v":177.7,"d":"177.700"},{"v":0,"d":"0.000"},127.559,150.322,0.0173,{"v":0,"d":"0.0000"},0.0045,0.0103,0.0025,{"v":0,"d":"0.0000"},0.0006,{"v":1.4E-3,"d":"0.0014"},178.875,{"v":0,"d":"0.000"},127.841,151.009,"--","--",0.269,0.199,0.442,{"v":1301.452,"d":"1,301.452"},0.092,0.013,{"v":1307.559,"d":"1,307.559"},"--",{"v":4134830.23,"d":"4,134,830"},{"v":2765.083,"d":"2,765"},{"v":10115153.792,"d":"10,115,154"},0,0,{"v":71622.888,"d":"71,623"},0,{"v":218884,"d":"218,884"},0,0,0,{"v":14252749.105,"d":"14,252,749"},{"v":290506.888,"d":"290,507"},{"v":290506.888,"d":"290,507"},{"v":14324371.993,"d":"14,324,372"},{"v":218884,"d":"218,884"},{"v":0.284312552291604,"d":"28.4%"},{"v":0.000190128194218055,"d":"0.0%"},{"v":0.695521951677716,"d":"69.6%"},{"v":0,"d":"0.0%"},{"v":0,"d":"0.0%"},{"v":0.00492481793860149,"d":"0.5%"},{"v":0,"d":"0.0%"},{"v":0.0150505498978601,"d":"1.5%"},{"v":0,"d":"0.0%"},{"v":0,"d":"0.0%"},{"v":0,"d":"0.0%"},{"v":0.980024632163538,"d":"98.0%"},{"v":0.0199753678364616,"d":"2.0%"},{"v":0.0199753678364616,"d":"2.0%"},{"v":0.98494945010214,"d":"98.5%"},{"v":0.0150505498978601,"d":"1.5%"},{"v":2666369.16604976,"d":"2,666,369"},0,{"v":4677035.77653494,"d":"4,677,036"},0,0,0,0,0,0,0,0,{"v":0.363097117331413,"d":"36.3%"},{"v":0,"d":"0.0%"},{"v":0.636902882668587,"d":"63.7%"},{"v":0,"d":"0.0%"},{"v":0,"d":"0.0%"},{"v":0,"d":"0.0%"},{"v":0,"d":"0.0%"},{"v":0,"d":"0.0%"},{"v":0,"d":"0.0%"},{"v":0,"d":"0.0%"},{"v":0,"d":"0.0%"}]
[2020,"Florida Power & Light Company","FPL",{"v":46703.5,"d":"46,704"},{"v":692930326.21,"d":"692,930,326"},{"v":326465035.314,"d":"326,465,035"},{"v":1035168639.148,"d":"1,035,168,639"},{"v":478527872.33,"d":"478,527,872"},{"v":131484305.193,"d":"131,484,305"},{"v":61144317.001,"d":"61,144,317"},{"v":11329.673,"d":"11,330"},{"v":5039.705,"d":"5,040"},{"v":2498.734,"d":"2,499"},{"v":40808695.705,"d":"40,808,696"},{"v":4099269.921,"d":"4,099,270"},{"v":495547.634,"d":"495,548"},{"v":40933773.176,"d":"40,933,773"},"--",0.172,0.165,0.038,620.739,0.031,0.004,622.641,"--",0.033,0.031,0.007,117.786,{"v":0.00591584718686085,"d":"0.006"},{"v":0.000715147851459194,"d":"0.001"},{"v":118.146865933515,"d":"118.147"},"--",0.231,0.221,0.051,832.369,0.042,0.005,{"v":834.92,"d":"834.920"},"--",{"v":0,"d":"0.000"},2.522,0.106,0.106,{"v":0,"d":"0.000"},{"v":2.47,"d":"2.470"},0.109,0.109,{"v":0,"d":"0.000"},0.145,0.009,0.009,{"v":0,"d":"0.000"},994.854,{"v":808.91,"d":"808.910"},808.917,{"v":0,"d":"0.000"},{"v":0.0972,"d":"0.097"},{"v":0.0156,"d":"0.016"},0.0156,{"v":0,"d":"0.0000"},0.0194,0.0016,0.0016,{"v":0,"d":"0.0000"},{"v":1003.074,"d":"1,003.0740"},{"v":809.769,"d":"809.7690"},809.776,"--","--",{"v":0,"d":"0.000"},0.411,0.016,0.016,{"v":0,"d":"0.000"},0.429,0.016,0.016,{"v":0,"d":"0.000"},0.024,{"v":1E-3,"d":"0.001"},{"v":1E-3,"d":"0.001"},{"v":0,"d":"0.000"},162.352,118.928,118.929,{"v":0,"d":"0.0000"},0.0159,{"v":2.3E-3,"d":"0.0023"},{"v":2.3E-3,"d":"0.0023"},{"v":0,"d":"0.0000"},0.0032,0.0002,0.0002,{"v":0,"d":"0.000"},163.693,119.054,119.055,"--","--",0.186,{"v":0.18,"d":"0.180"},{"v":0.04,"d":"0.040"},830.132,0.031,0.004,831.964,"--",0,{"v":121531.053,"d":"121,531"},{"v":95696546.591,"d":"95,696,547"},{"v":29419352,"d":"29,419,352"},{"v":231680,"d":"231,680"},{"v":2238300.699,"d":"2,238,301"},0,{"v":3778930,"d":"3,778,930"},0,0,{"v":-2035,"d":"(2,035)"},{"v":125235394.644,"d":"125,235,395"},{"v":6248910.699,"d":"6,248,911"},{"v":6017230.699,"d":"6,017,231"},{"v":98054343.343,"d":"98,054,343"},{"v":33429962,"d":"33,429,962"},{"v":0,"d":"0.0%"},{"v":0.000924286528037587,"d":"0.1%"},{"v":0.727805993697616,"d":"72.8%"},{"v":0.223744549610672,"d":"22.4%"},{"v":1.76200812491724E-3,"d":"0.2%"},{"v":0.0170230663745077,"d":"1.7%"},{"v":0,"d":"0.0%"},{"v":0.0287400956642503,"d":"2.9%"},{"v":0,"d":"0.0%"},{"v":0,"d":"0.0%"},{"v":0,"d":"0.0%"},{"v":0.952474094282975,"d":"95.2%"},{"v":0.0475259057170254,"d":"4.8%"},{"v":0.0457631620387581,"d":"4.6%"},{"v":0.745749411591048,"d":"74.6%"},{"v":0.254250588408952,"d":"25.4%"},0,{"v":3230.001,"d":"3,230"},{"v":58613271.1328742,"d":"58,613,271"},0,0,{"v":955384.381470641,"d":"955,384"},0,0,0,0,0,{"v":0,"d":"0.0%"},{"v":5.42202243903796e-05,"d":"0.0%"},{"v":0.983908275284929,"d":"98.4%"},{"v":0,"d":"0.0%"},{"v":0,"d":"0.0%"},{"v":0.0160375044906804,"d":"1.6%"},{"v":0,"d":"0.0%"},{"v":0,"d":"0.0%"},{"v":0,"d":"0.0%"},{"v":0,"d":"0.0%"},{"v":0,"d":"0.0%"}]
[2020,"Gainesville Regional Utilities","GVL",{"v":885.6,"d":"886"},{"v":21757227.563,"d":"21,757,228"},{"v":10501322.048,"d":"10,501,322"},{"v":21783680.563,"d":"21,783,681"},{"v":10513395.048,"d":"10,513,395"},{"v":1867678,"d":"1,867,678"},{"v":892087,"d":"892,087"},{"v":1505.346,"d":"1,505"},{"v":755.851,"d":"756"},{"v":379.677,"d":"380"},{"v":1201818.544,"d":"1,201,819"},{"v":445428.661,"d":"445,429"},{"v":58583.241,"d":"58,583"},{"v":1216115.303,"d":"1,216,115"},"--",1.612,1.695,0.407,{"v":1286.965,"d":"1,286.965"},0.238,0.031,1302.275,"--",0.138,0.144,0.035,110.475,{"v":0.0204726755608095,"d":"0.020"},{"v":0.00269258759326605,"d":"0.003"},{"v":111.789546667068,"d":"111.790"},"--",1.615,1.697,0.407,{"v":1289.046,"d":"1,289.046"},0.239,0.031,{"v":1304.381,"d":"1,304.381"},"--",2.832,{"v":0,"d":"0.000"},0.887,{"v":1.72,"d":"1.720"},2.883,{"v":0,"d":"0.000"},0.915,1.842,1.128,{"v":0,"d":"0.000"},0.006,0.486,{"v":1925.489,"d":"1,925.489"},{"v":0,"d":"0.000"},983.902,{"v":1387.055,"d":"1,387.055"},{"v":0.1286,"d":"0.129"},{"v":0,"d":"0.000"},{"v":0.0185,"d":"0.019"},0.0657,0.0178,{"v":0,"d":"0.0000"},{"v":1.9E-3,"d":"0.0019"},0.0087,{"v":1934.023,"d":"1,934.0230"},{"v":0,"d":"0.0000"},{"v":984.918,"d":"984.9180"},{"v":1391.29,"d":"1,391.290"},"--","--",0.222,{"v":0,"d":"0.000"},0.107,0.169,0.223,{"v":0,"d":"0.000"},0.112,0.177,0.088,{"v":0,"d":"0.000"},{"v":1E-3,"d":"0.001"},0.048,150.729,{"v":0,"d":"0.000"},118.787,135.905,0.0101,{"v":0,"d":"0.0000"},0.0022,0.0064,{"v":1.4E-3,"d":"0.0014"},{"v":0,"d":"0.0000"},0.0002,0.0009,151.397,{"v":0,"d":"0.000"},{"v":118.91,"d":"118.910"},{"v":136.32,"d":"136.320"},"--","--",1.646,1.737,0.475,{"v":1352.79,"d":"1,352.790"},0.225,{"v":0.03,"d":"0.030"},{"v":1367.266,"d":"1,367.266"},"--",{"v":221088.68,"d":"221,089"},{"v":14.103,"d":"14"},{"v":1289194.73,"d":"1,289,195"},0,0,{"v":354365.49,"d":"354,365"},0,{"v":3015,"d":"3,015"},0,0,0,{"v":1510297.513,"d":"1,510,298"},{"v":357380.49,"d":"357,380"},{"v":357380.49,"d":"357,380"},{"v":1864663.003,"d":"1,864,663"},{"v":3015,"d":"3,015"},{"v":0.118376229545388,"d":"11.8%"},{"v":7.55108748796459e-06,"d":"0.0%"},{"v":0.690266056530731,"d":"69.0%"},{"v":0,"d":"0.0%"},{"v":0,"d":"0.0%"},{"v":0.189735858874384,"d":"19.0%"},{"v":0,"d":"0.0%"},{"v":0.00161430396200902,"d":"0.2%"},{"v":0,"d":"0.0%"},{"v":0,"d":"0.0%"},{"v":0,"d":"0.0%"},{"v":0.808649837163607,"d":"80.9%"},{"v":0.191350162836393,"d":"19.1%"},{"v":0.191350162836393,"d":"19.1%"},{"v":0.998385696037991,"d":"99.8%"},{"v":0.00161430396200902,"d":"0.2%"},{"v":646488,"d":"646,488"},0,{"v":668261.479166699,"d":"668,261"},0,0,{"v":266767.781660957,"d":"266,768"},0,0,0,0,0,{"v":0.408777075035952,"d":"40.9%"},{"v":0,"d":"0.0%"},{"v":0.422544537273641,"d":"42.3%"},{"v":0,"d":"0.0%"},{"v":0,"d":"0.0%"},{"v":0.168678387690407,"d":"16.9%"},{"v":0,"d":"0.0%"},{"v":0,"d":"0.0%"},{"v":0,"d":"0.0%"},{"v":0,"d":"0.0%"},{"v":0,"d":"0.0%"}]
[2020,"Gridforce South","GRIS",{"v":324.3,"d":"324"},0,0,{"v":10729829,"d":"10,729,829"},{"v":4496173,"d":"4,496,173"},{"v":1223051,"d":"1,223,051"},{"v":512501,"d":"512,501"},0,0,0,0,0,0,0,"--",{"v":0,"d":"0.000"},{"v":0,"d":"0.000"},{"v":0,"d":"0.000"},{"v":0,"d":"0.000"},{"v":0,"d":"0.000"},{"v":0,"d":"0.000"},0,"--",0,{"v":0,"d":"0.000"},{"v":0,"d":"0.000"},{"v":0,"d":"0.000"},{"v":0,"d":"0.000"},{"v":0,"d":"0.000"},{"v":0,"d":"0.000"},"--",{"$nulls":7},"--",{"v":0,"d":"0.000"},{"v":0,"d":"0.000"},0,{"v":0,"d":"0.000"},{"v":0,"d":"0.000"},{"v":0,"d":"0.000"},{"v":0,"d":"0.000"},{"v":0,"d":"0.000"},{"v":0,"d":"0.000"},{"v":0,"d":"0.000"},{"v":0,"d":"0.000"},{"v":0,"d":"0.000"},{"v":0,"d":"0.000"},{"v":0,"d":"0.000"},{"v":0,"d":"0.000"},{"v":0,"d":"0.000"},{"v":0,"d":"0.000"},{"v":0,"d":"0.000"},{"v":0,"d":"0.000"},{"v":0,"d":"0.0000"},{"v":0,"d":"0.0000"},{"v":0,"d":"0.0000"},{"v":0,"d":"0.0000"},{"v":0,"d":"0.0000"},{"v":0,"d":"0.0000"},{"v":0,"d":"0.0000"},{"v":0,"d":"0.0000"},{"v":0,"d":"0.000"},"--","--",{"v":0,"d":"0.000"},{"v":0,"d":"0.000"},{"v":0,"d":"0.000"},{"v":0,"d":"0.000"},{"v":0,"d":"0.000"},{"v":0,"d":"0.000"},{"v":0,"d":"0.000"},{"v":0,"d":"0.000"},{"v":0,"d":"0.000"},{"v":0,"d":"0.000"},{"v":0,"d":"0.000"},{"v":0,"d":"0.000"},{"v":0,"d":"0.000"},{"v":0,"d":"0.000"},{"v":0,"d":"0.000"},{"v":0,"d":"0.000"},{"v":0,"d":"0.0000"},{"v":0,"d":"0.0000"},{"v":0,"d":"0.0000"},{"v":0,"d":"0.0000"},{"v":0,"d":"0.0000"},{"v":0,"d":"0.0000"},{"v":0,"d":"0.0000"},{"v":0,"d":"0.0000"},{"v":0,"d":"0.000"},{"v":0,"d":"0.000"},{"v":0,"d":"0.000"},{"v":0,"d":"0.000"},"--","--",{"v":0,"d":"0.000"},{"v":0,"d":"0.000"},{"v":0,"d":"0.000"},{"v":0,"d":"0.000"},{"v":0,"d":"0.000"},{"v":0,"d":"0.000"},{"v":0,"d":"0.000"},"--",0,0,0,0,0,0,{"v":1223051,"d":"1,223,051"},0,0,0,0,0,{"v":1223051,"d":"1,223,051"},{"v":1223051,"d":"1,223,051"},0,{"v":1223051,"d":"1,223,051"},{"v":0,"d":"0.0%"},{"v":0,"d":"0.0%"},{"v":0,"d":"0.0%"},{"v":0,"d":"0.0%"},{"v":0,"d":"0.0%"},{"v":0,"d":"0.0%"},{"v":1,"d":"100.0%"},{"v":0,"d":"0.0%"},{"v":0,"d":"0.0%"},{"v":0,"d":"0.0%"},{"v":0,"d":"0.0%"},{"v":0,"d":"0.0%"},{"v":1,"d":"100.0%"},{"v":1,"d":"100.0%"},{"v":0,"d":"0.0%"},{"v":1,"d":"100.0%"},0,0,0,0,0,0,0,0,0,0,0,{"v":0,"d":"0.0%"},{"v":0,"d":"0.0%"},{"v":0,"d":"0.0%"},{"v":0,"d":"0.0%"},{"v":0,"d":"0.0%"},{"v":0,"d":"0.0%"},{"v":0,"d":"0.0%"},{"v":0,"d":"0.0%"},{"v":0,"d":"0.0%"},{"v":0,"d":"0.0%"},{"v":0,"d":"0.0%"}]
[2020,"Griffith Energy, LLC","GRIF",655,{"v":17111808,"d":"17,111,808"},{"v":7856022.5,"d":"7,856,023"},{"v":17111808,"d":"17,111,808"},{"v":7856022.5,"d":"7,856,023"},{"v":2368014,"d":"2,368,014"},{"v":1064777,"d":"1,064,777"},{"v":83.438,"d":"83"},{"v":40.449,"d":"40"},{"v":5.2,"d":"5"},{"v":1016928.438,"d":"1,016,928"},{"v":37921.734,"d":"37,922"},{"v":3792.173,"d":"3,792"},{"v":1017967.493,"d":"1,017,967"},"--",{"v":0.07,"d":"0.070"},0.076,0.004,858.887,0.016,{"v":2E-3,"d":"0.002"},859.765,"--",0.01,{"v":0.01,"d":"0.010"},{"v":1E-3,"d":"0.001"},118.857,{"v":0.00221611497744715,"d":"0.002"},{"v":0.000221611474369044,"d":"0.000"},{"v":118.978367803098,"d":"118.978"},"--",{"v":0.07,"d":"0.070"},0.076,0.004,858.887,0.016,{"v":2E-3,"d":"0.002"},859.765,"--",{"v":0,"d":"0.000"},{"v":0,"d":"0.000"},0.07,{"v":0.07,"d":"0.070"},{"v":0,"d":"0.000"},{"v":0,"d":"0.000"},0.076,0.076,{"v":0,"d":"0.000"},{"v":0,"d":"0.000"},0.004,0.004,{"v":0,"d":"0.000"},{"v":0,"d":"0.000"},858.887,858.887,{"v":0,"d":"0.000"},{"v":0,"d":"0.000"},0.016,{"v":0.016,"d":"0.0160"},{"v":0,"d":"0.0000"},{"v":0,"d":"0.0000"},0.0016,0.0016,{"v":0,"d":"0.0000"},{"v":0,"d":"0.0000"},{"v":859.765,"d":"859.7650"},859.765,"--","--",{"v":0,"d":"0.000"},{"v":0,"d":"0.000"},{"v":0.01,"d":"0.010"},{"v":0.01,"d":"0.010"},{"v":0,"d":"0.000"},{"v":0,"d":"0.000"},{"v":0.01,"d":"0.010"},{"v":0.01,"d":"0.010"},{"v":0,"d":"0.000"},{"v":0,"d":"0.000"},{"v":1E-3,"d":"0.001"},{"v":1E-3,"d":"0.001"},{"v":0,"d":"0.000"},{"v":0,"d":"0.000"},118.857,118.857,{"v":0,"d":"0.0000"},{"v":0,"d":"0.0000"},0.0022,0.0022,{"v":0,"d":"0.0000"},{"v":0,"d":"0.0000"},0.0002,0.0002,{"v":0,"d":"0.000"},{"v":0,"d":"0.000"},118.978,118.978,"--","--",{"v":0.07,"d":"0.070"},0.076,0.004,858.887,0.016,{"v":2E-3,"d":"0.002"},859.765,"--",0,0,{"v":2368014,"d":"2,368,014"},0,0,0,0,0,0,0,0,{"v":2368014,"d":"2,368,014"},0,0,{"v":2368014,"d":"2,368,014"},0,{"v":0,"d":"0.0%"},{"v":0,"d":"0.0%"},{"v":1,"d":"100.0%"},{"v":0,"d":"0.0%"},{"v":0,"d":"0.0%"},{"v":0,"d":"0.0%"},{"v":0,"d":"0.0%"},{"v":0,"d":"0.0%"},{"v":0,"d":"0.0%"},{"v":0,"d":"0.0%"},{"v":0,"d":"0.0%"},{"v":1,"d":"100.0%"},{"v":0,"d":"0.0%"},{"v":0,"d":"0.0%"},{"v":1,"d":"100.0%"},{"v":0,"d":"0.0%"},0,0,{"v":1528536.57010352,"d":"1,528,537"},0,0,0,0,0,0,0,0,{"v":0,"d":"0.0%"},{"v":0,"d":"0.0%"},{"v":1,"d":"100.0%"},{"v":0,"d":"0.0%"},{"v":0,"d":"0.0%"},{"v":0,"d":"0.0%"},{"v":0,"d":"0.0%"},{"v":0,"d":"0.0%"},{"v":0,"d":"0.0%"},{"v":0,"d":"0.0%"},{"v":0,"d":"0.0%"}]
[2020,"Hawaiian Electric Co Inc","HECO",{"v":3024,"d":"3,024"},{"v":64708194.344,"d":"64,708,194"},{"v":26848466.173,"d":"26,848,466"},{"v":69598059.342,"d":"69,598,059"},{"v":29219369.17,"d":"29,219,369"},{"v":6473265.999,"d":"6,473,266"},{"v":2734381,"d":"2,734,381"},{"v":12554.702,"d":"12,555"},{"v":5185.946,"d":"5,186"},{"v":22387.675,"d":"22,388"},{"v":5400152.532,"d":"5,400,153"},{"v":1145920.326,"d":"1,145,920"},{"v":175081.907,"d":"175,082"},{"v":5440563.738,"d":"5,440,564"},"--",3.879,3.793,6.917,{"v":1668.448,"d":"1,668.448"},0.177,0.027,1680.933,"--",0.388,0.386,0.692,166.908,{"v":0.0177090450076244,"d":"0.018"},{"v":0.00270571461273103,"d":"0.003"},{"v":168.156870799918,"d":"168.157"},"--",4.244,4.151,7.569,{"v":1825.643,"d":"1,825.643"},0.194,{"v":0.03,"d":"0.030"},{"v":1839.305,"d":"1,839.305"},"--",2.806,4.421,0,4.075,2.796,4.397,{"v":0,"d":"0.000"},4.065,5.961,8.672,{"v":0,"d":"0.000"},8.091,{"v":2378.89,"d":"2,378.890"},{"v":1652.395,"d":"1,652.395"},{"v":0,"d":"0.000"},{"v":1808.212,"d":"1,808.212"},{"v":0.2808,"d":"0.281"},{"v":0.0687,"d":"0.069"},{"v":0,"d":"0.000"},0.1142,0.0407,0.0136,{"v":0,"d":"0.0000"},0.0194,{"v":2398.048,"d":"2,398.0480"},{"v":1658.171,"d":"1,658.1710"},{"v":0,"d":"0.0000"},{"v":1816.859,"d":"1,816.859"},"--","--",0.252,0.437,{"v":0,"d":"0.000"},0.394,0.252,0.436,{"v":0,"d":"0.000"},0.395,0.536,0.857,{"v":0,"d":"0.000"},0.783,213.892,163.205,{"v":0,"d":"0.000"},{"v":174.9,"d":"174.900"},0.0252,0.0068,{"v":0,"d":"0.0000"},{"v":0.011,"d":"0.0110"},0.0037,0.0013,{"v":0,"d":"0.0000"},{"v":1.9E-3,"d":"0.0019"},215.615,163.776,{"v":0,"d":"0.000"},175.737,"--","--",4.547,4.499,7.887,{"v":1753.514,"d":"1,753.514"},0.175,0.027,{"v":1766.006,"d":"1,766.006"},"--",{"v":1165146.704,"d":"1,165,147"},{"v":4358080.486,"d":"4,358,080"},0,0,{"v":1250,"d":"1,250"},{"v":389789.09,"d":"389,789"},{"v":186242,"d":"186,242"},{"v":369884,"d":"369,884"},0,{"v":2874.045,"d":"2,874"},0,{"v":5526101.235,"d":"5,526,101"},{"v":947165.09,"d":"947,165"},{"v":945915.09,"d":"945,915"},{"v":5915890.325,"d":"5,915,890"},{"v":557376,"d":"557,376"},{"v":0.179993630031899,"d":"18.0%"},{"v":0.673242883452659,"d":"67.3%"},{"v":0,"d":"0.0%"},{"v":0,"d":"0.0%"},{"v":1.93101895896428E-4,"d":"0.0%"},{"v":0.0602152098229946,"d":"6.0%"},{"v":0.028770946636434,"d":"2.9%"},{"v":0.0571402413294034,"d":"5.7%"},{"v":0,"d":"0.0%"},{"v":0.000443986830713318,"d":"0.0%"},{"v":0,"d":"0.0%"},{"v":0.853680500315272,"d":"85.4%"},{"v":0.146319499684728,"d":"14.6%"},{"v":0.146126397788832,"d":"14.6%"},{"v":0.913895710138266,"d":"91.4%"},{"v":0.0861042898617338,"d":"8.6%"},{"v":264789.860178562,"d":"264,790"},{"v":2947914.03044939,"d":"2,947,914"},0,0,0,{"v":259795.224122513,"d":"259,795"},0,0,0,0,0,{"v":0.0762533989004601,"d":"7.6%"},{"v":0.848931542682691,"d":"84.9%"},{"v":0,"d":"0.0%"},{"v":0,"d":"0.0%"},{"v":0,"d":"0.0%"},{"v":0.0748150584168491,"d":"7.5%"},{"v":0,"d":"0.0%"},{"v":0,"d":"0.0%"},{"v":0,"d":"0.0%"},{"v":0,"d":"0.0%"},{"v":0,"d":"0.0%"}]
[2020,"Idaho Power Company","IPCO",{"v":4155,"d":"4,155"},{"v":18531725.513,"d":"18,531,726"},{"v":7908575.267,"d":"7,908,575"},{"v":111050688.829,"d":"111,050,689"},{"v":50111527.733,"d":"50,111,528"},{"v":12869052.418,"d":"12,869,052"},{"v":5703613.562,"d":"5,703,614"},{"v":1216.027,"d":"1,216"},{"v":531.094,"d":"531"},55,{"v":1043867.038,"d":"1,043,867"},{"v":51538.99,"d":"51,539"},{"v":5573.642,"d":"5,574"},{"v":1045341.749,"d":"1,045,342"},"--",0.189,0.186,0.009,162.229,0.004,{"v":0,"d":"0.000"},162.458,"--",0.131,0.134,0.006,112.657,{"v":2.78112202578467E-3,"d":"0.003"},{"v":0.000300762171125948,"d":"0.000"},{"v":112.816450714931,"d":"112.816"},"--",1.024,1.009,0.046,878.682,0.022,{"v":2E-3,"d":"0.002"},879.923,"--",{"v":0,"d":"0.000"},32.353,0.262,0.262,{"v":0,"d":"0.000"},{"v":0,"d":"0.000"},0.308,0.308,{"v":0,"d":"0.000"},2.941,0.039,0.039,{"v":0,"d":"0.000"},{"v":1666.941,"d":"1,666.941"},947.465,947.476,{"v":0,"d":"0.000"},{"v":0.0675,"d":"0.068"},{"v":0.0187,"d":"0.019"},0.0187,{"v":0,"d":"0.0000"},0.0135,{"v":1.9E-3,"d":"0.0019"},{"v":1.9E-3,"d":"0.0019"},{"v":0,"d":"0.0000"},{"v":1672.647,"d":"1,672.6470"},{"v":948.508,"d":"948.5080"},948.519,"--","--",{"v":0,"d":"0.000"},{"v":3.17,"d":"3.170"},0.033,0.033,{"v":0,"d":"0.000"},null,0.034,0.034,{"v":0,"d":"0.000"},0.288,0.005,0.005,{"v":0,"d":"0.000"},163.331,119.381,119.382,{"v":0,"d":"0.0000"},{"v":6.6E-3,"d":"0.0066"},0.0024,0.0024,{"v":0,"d":"0.0000"},0.0013,0.0002,0.0002,{"v":0,"d":"0.000"},{"v":163.89,"d":"163.890"},119.512,119.513,"--","--",0.996,1.204,0.037,983.668,0.024,0.003,{"v":985.02,"d":"985.020"},"--",{"v":20043.969,"d":"20,044"},34,{"v":2183390.45,"d":"2,183,390"},0,{"v":7634751,"d":"7,634,751"},{"v":119706,"d":"119,706"},{"v":1938572.18,"d":"1,938,572"},{"v":727643,"d":"727,643"},{"v":192101,"d":"192,101"},0,{"v":52810,"d":"52,810"},{"v":2256278.419,"d":"2,256,278"},{"v":10612773.18,"d":"10,612,773"},{"v":2978022.18,"d":"2,978,022"},{"v":2375984.419,"d":"2,375,984"},{"v":10493067.18,"d":"10,493,067"},{"v":0.00155753272459934,"d":"0.2%"},{"v":2.64199733278263E-6,"d":"0.0%"},{"v":0.169662110156561,"d":"17.0%"},{"v":0,"d":"0.0%"},{"v":0.593264464072338,"d":"59.3%"},{"v":0.00930185096229639,"d":"0.9%"},{"v":0.150638309675488,"d":"15.1%"},{"v":0.0565420842711161,"d":"5.7%"},{"v":0.0149273626360257,"d":"1.5%"},{"v":0,"d":"0.0%"},{"v":0.00410364350424266,"d":"0.4%"},{"v":0.175325928382735,"d":"17.5%"},{"v":0.824674071617265,"d":"82.5%"},{"v":0.231409607544927,"d":"23.1%"},{"v":0.184627779345032,"d":"18.5%"},{"v":0.815372220654968,"d":"81.5%"},0,34,{"v":1262709.96261992,"d":"1,262,710"},0,0,{"v":39952.5455381012,"d":"39,953"},0,0,0,0,0,{"v":0,"d":"0.0%"},{"v":2.60997091702312e-05,"d":"0.0%"},{"v":0.969304787962746,"d":"96.9%"},{"v":0,"d":"0.0%"},{"v":0,"d":"0.0%"},{"v":0.0306691123280841,"d":"3.1%"},{"v":0,"d":"0.0%"},{"v":0,"d":"0.0%"},{"v":0,"d":"0.0%"},{"v":0,"d":"0.0%"},{"v":0,"d":"0.0%"}]
[2020,"Imperial Irrigation District","IID",{"v":2296.3,"d":"2,296"},{"v":11804995.986,"d":"11,804,996"},{"v":6741066.657,"d":"6,741,067"},{"v":51652638.017,"d":"51,652,638"},{"v":24858858.651,"d":"24,858,859"},{"v":5824807.489,"d":"5,824,807"},{"v":2717373.947,"d":"2,717,374"},{"v":319.423,"d":"319"},{"v":148.642,"d":"149"},{"v":1308.674,"d":"1,309"},{"v":617137.594,"d":"617,138"},{"v":374060.188,"d":"374,060"},{"v":48635.197,"d":"48,635"},{"v":629059.99,"d":"629,060"},"--",{"v":0.11,"d":"0.110"},0.109,0.449,{"v":211.9,"d":"211.900"},0.064,0.008,215.993,"--",0.054,0.044,0.222,104.555,{"v":0.0316866001855157,"d":"0.032"},{"v":0.00411988255291898,"d":"0.004"},{"v":106.575214552555,"d":"106.575"},"--",0.585,0.584,2.397,{"v":1130.433,"d":"1,130.433"},0.343,0.045,{"v":1152.272,"d":"1,152.272"},"--",{"v":0,"d":"0.000"},{"v":0,"d":"0.000"},0.229,0.229,{"v":0,"d":"0.000"},{"v":0,"d":"0.000"},0.217,0.217,{"v":0,"d":"0.000"},{"v":0,"d":"0.000"},0.009,0.009,{"v":0,"d":"0.000"},{"v":0,"d":"0.000"},{"v":1027.587,"d":"1,027.587"},{"v":1027.587,"d":"1,027.587"},{"v":0,"d":"0.000"},{"v":0,"d":"0.000"},{"v":0.0191,"d":"0.019"},0.0191,{"v":0,"d":"0.0000"},{"v":0,"d":"0.0000"},{"v":1.9E-3,"d":"0.0019"},{"v":1.9E-3,"d":"0.0019"},{"v":0,"d":"0.0000"},{"v":0,"d":"0.0000"},{"v":1028.635,"d":"1,028.6350"},{"v":1028.635,"d":"1,028.635"},"--","--",{"v":0,"d":"0.000"},{"v":0,"d":"0.000"},0.027,0.027,{"v":0,"d":"0.000"},{"v":0,"d":"0.000"},0.024,0.024,{"v":0,"d":"0.000"},{"v":0,"d":"0.000"},{"v":1E-3,"d":"0.001"},{"v":1E-3,"d":"0.001"},{"v":0,"d":"0.000"},{"v":0,"d":"0.000"},118.837,118.837,{"v":0,"d":"0.0000"},{"v":0,"d":"0.0000"},0.0022,0.0022,{"v":0,"d":"0.0000"},{"v":0,"d":"0.0000"},0.0002,0.0002,{"v":0,"d":"0.000"},{"v":0,"d":"0.000"},118.958,118.958,"--","--",0.335,0.282,0.026,938.584,0.118,0.015,945.974,"--",0,{"v":337.515,"d":"338"},{"v":777242.703,"d":"777,243"},0,{"v":205143,"d":"205,143"},{"v":317685.27,"d":"317,685"},0,{"v":885348.31,"d":"885,348"},{"v":3642456,"d":"3,642,456"},0,{"v":-3405,"d":"(3,405)"},{"v":774175.218,"d":"774,175"},{"v":5050632.58,"d":"5,050,633"},{"v":4845489.58,"d":"4,845,490"},{"v":1091860.488,"d":"1,091,860"},{"v":4732947.31,"d":"4,732,947"},{"v":0,"d":"0.0%"},{"v":5.79105485159741e-05,"d":"0.0%"},{"v":0.133358669276235,"d":"13.3%"},{"v":0,"d":"0.0%"},{"v":0.0351982686820214,"d":"3.5%"},{"v":0.0545081796102257,"d":"5.5%"},{"v":0,"d":"0.0%"},{"v":0.151907341184216,"d":"15.2%"},{"v":0.624969630698786,"d":"62.5%"},{"v":0,"d":"0.0%"},{"v":0,"d":"0.0%"},{"v":0.132910002329316,"d":"13.3%"},{"v":0.867089997670684,"d":"86.7%"},{"v":0.831385151493228,"d":"83.1%"},{"v":0.187450045712221,"d":"18.7%"},{"v":0.812549954287779,"d":"81.3%"},0,0,{"v":768123.295321514,"d":"768,123"},0,0,{"v":75443.7785696655,"d":"75,444"},0,0,0,0,0,{"v":0,"d":"0.0%"},{"v":0,"d":"0.0%"},{"v":0.910565761864482,"d":"91.1%"},{"v":0,"d":"0.0%"},{"v":0,"d":"0.0%"},{"v":0.0894342381355176,"d":"8.9%"},{"v":0,"d":"0.0%"},{"v":0,"d":"0.0%"},{"v":0,"d":"0.0%"},{"v":0,"d":"0.0%"},{"v":0,"d":"0.0%"}]
[2020,"ISO New England Inc.","ISNE",{"v":46364.4,"d":"46,364"},{"v":472746067.607,"d":"472,746,068"},{"v":223157952.346,"d":"223,157,952"},{"v":850284342.713,"d":"850,284,343"},{"v":376632774.432,"d":"376,632,774"},{"v":96190979.447,"d":"96,190,979"},{"v":43035180.829,"d":"43,035,181"},{"v":17380.595,"d":"17,381"},{"v":7572.135,"d":"7,572"},{"v":4052.158,"d":"4,052"},{"v":25539227.13,"d":"25,539,227"},{"v":7145941.961,"d":"7,145,942"},{"v":928906.006,"d":"928,906"},{"v":25766958.026,"d":"25,766,958"},"--",0.361,0.352,0.084,531.011,0.074,{"v":0.01,"d":"0.010"},535.746,"--",0.074,0.068,0.017,108.046,{"v":0.0151158147061321,"d":"0.015"},{"v":0.00196491535234136,"d":"0.002"},{"v":109.009719134969,"d":"109.010"},"--",0.592,0.576,0.138,869.902,0.122,0.016,877.659,"--",2.864,12.466,0.213,0.237,6.251,7.538,0.217,0.232,1.494,5.644,0.009,{"v":0.02,"d":"0.020"},{"v":2277.021,"d":"2,277.021"},{"v":3374.747,"d":"3,374.747"},850.537,857.596,{"v":0.2834,"d":"0.283"},{"v":0.1026,"d":"0.103"},{"v":0.0159,"d":"0.016"},0.0167,0.0413,0.0189,0.0016,0.0017,{"v":2296.408,"d":"2,296.4080"},{"v":3382.939,"d":"3,382.9390"},{"v":851.413,"d":"851.4130"},858.528,"--","--",0.257,{"v":0.55,"d":"0.550"},{"v":0.03,"d":"0.030"},0.033,0.438,0.322,{"v":0.03,"d":"0.030"},0.032,0.134,0.249,{"v":1E-3,"d":"0.001"},0.003,{"v":204.47,"d":"204.470"},{"v":148.88,"d":"148.880"},118.915,119.377,0.0255,0.0045,0.0022,{"v":2.3E-3,"d":"0.0023"},0.0037,0.0008,0.0002,0.0002,{"v":206.21,"d":"206.210"},149.241,119.037,119.506,"--","--",0.402,0.349,{"v":0.11,"d":"0.110"},{"v":885.31,"d":"885.310"},{"v":0.07,"d":"0.070"},0.009,889.715,"--",{"v":164880.666,"d":"164,881"},{"v":149799.875,"d":"149,800"},{"v":51449547.192,"d":"51,449,547"},{"v":25580051,"d":"25,580,051"},{"v":6239691.06,"d":"6,239,691"},{"v":6817948.595,"d":"6,817,949"},{"v":3625983.04,"d":"3,625,983"},{"v":2027779.24,"d":"2,027,779"},0,{"v":142158.725,"d":"142,159"},{"v":-6859,"d":"(6,859)"},{"v":77479578.458,"d":"77,479,578"},{"v":18711401.935,"d":"18,711,402"},{"v":12471710.875,"d":"12,471,711"},{"v":58717476.053,"d":"58,717,476"},{"v":37473504.34,"d":"37,473,504"},{"v":0.00171397473207696,"d":"0.2%"},{"v":1.5572062319198E-3,"d":"0.2%"},{"v":0.534830589924287,"d":"53.5%"},{"v":0.265910868283611,"d":"26.6%"},{"v":0.0648631102254677,"d":"6.5%"},{"v":0.0708742383199109,"d":"7.1%"},{"v":0.0376929779595845,"d":"3.8%"},{"v":0.021079259708899,"d":"2.1%"},{"v":0,"d":"0.0%"},{"v":0.00147777461424299,"d":"0.1%"},{"v":0,"d":"0.0%"},{"v":0.805476544073547,"d":"80.5%"},{"v":0.194523455926453,"d":"19.5%"},{"v":0.129646475988394,"d":"13.0%"},{"v":0.610426006815843,"d":"61.0%"},{"v":0.389573993184157,"d":"39.0%"},{"v":128661,"d":"128,661"},{"v":78045.013,"d":"78,045"},{"v":27612862.1608909,"d":"27,612,862"},0,0,{"v":1960116.37747778,"d":"1,960,116"},0,0,0,0,0,{"v":0.00432042857197044,"d":"0.4%"},{"v":0.00262074680023476,"d":"0.3%"},{"v":0.92723823562536,"d":"92.7%"},{"v":0,"d":"0.0%"},{"v":0,"d":"0.0%"},{"v":0.0658205890024344,"d":"6.6%"},{"v":0,"d":"0.0%"},{"v":0,"d":"0.0%"},{"v":0,"d":"0.0%"},{"v":0,"d":"0.0%"},{"v":0,"d":"0.0%"}]
[2020,"JEA","JEA",{"v":5216,"d":"5,216"},{"v":107341696.401,"d":"107,341,696"},{"v":50640179.352,"d":"50,640,179"},{"v":107867706.401,"d":"107,867,706"},{"v":50880240.352,"d":"50,880,240"},{"v":11959527.218,"d":"11,959,527"},{"v":5374043.708,"d":"5,374,044"},{"v":4288.966,"d":"4,289"},{"v":2014.413,"d":"2,014"},{"v":3026.033,"d":"3,026"},{"v":7455678.642,"d":"7,455,679"},{"v":555772.519,"d":"555,773"},{"v":85241.884,"d":"85,242"},{"v":7475326.837,"d":"7,475,327"},"--",0.717,{"v":0.75,"d":"0.750"},0.506,{"v":1246.818,"d":"1,246.818"},0.046,0.007,1250.104,"--",0.08,{"v":0.08,"d":"0.080"},0.056,138.915,{"v":0.00517760141337604,"d":"0.005"},{"v":0.000794117168425949,"d":"0.001"},{"v":139.280952092916,"d":"139.281"},"--",0.721,0.753,0.509,{"v":1253.101,"d":"1,253.101"},0.047,0.007,{"v":1256.403,"d":"1,256.403"},"--",{"v":0,"d":"0.000"},{"v":0,"d":"0.000"},0.712,0.712,{"v":0,"d":"0.000"},{"v":0,"d":"0.000"},0.748,0.748,{"v":0,"d":"0.000"},{"v":0,"d":"0.000"},0.424,0.424,{"v":0,"d":"0.000"},{"v":0,"d":"0.000"},{"v":1339.601,"d":"1,339.601"},{"v":1339.601,"d":"1,339.601"},{"v":0,"d":"0.000"},{"v":0,"d":"0.000"},{"v":0.0421,"d":"0.042"},0.0421,{"v":0,"d":"0.0000"},{"v":0,"d":"0.0000"},{"v":0.006,"d":"0.0060"},{"v":0.006,"d":"0.0060"},{"v":0,"d":"0.0000"},{"v":0,"d":"0.0000"},{"v":1342.432,"d":"1,342.4320"},{"v":1342.432,"d":"1,342.432"},"--","--",{"v":0,"d":"0.000"},{"v":0,"d":"0.000"},0.077,0.077,{"v":0,"d":"0.000"},{"v":0,"d":"0.000"},0.077,0.077,{"v":0,"d":"0.000"},{"v":0,"d":"0.000"},0.046,0.046,{"v":0,"d":"0.000"},{"v":0,"d":"0.000"},144.551,144.551,{"v":0,"d":"0.0000"},{"v":0,"d":"0.0000"},0.0045,0.0045,{"v":0,"d":"0.0000"},{"v":0,"d":"0.0000"},0.0006,0.0006,{"v":0,"d":"0.000"},{"v":0,"d":"0.000"},144.857,144.857,"--","--",1.104,1.111,0.784,{"v":1675.206,"d":"1,675.206"},0.067,{"v":0.01,"d":"0.010"},{"v":1679.952,"d":"1,679.952"},"--",{"v":831388.656,"d":"831,389"},{"v":1482264.01,"d":"1,482,264"},{"v":8905242.831,"d":"8,905,243"},0,0,{"v":679294.542,"d":"679,295"},0,{"v":59958,"d":"59,958"},0,{"v":1379.216,"d":"1,379"},0,{"v":11220274.713,"d":"11,220,275"},{"v":739252.542,"d":"739,253"},{"v":739252.542,"d":"739,253"},{"v":11899569.255,"d":"11,899,569"},{"v":59958,"d":"59,958"},{"v":0.0695168494768399,"d":"7.0%"},{"v":0.123940016891579,"d":"12.4%"},{"v":0.744614953511388,"d":"74.5%"},{"v":0,"d":"0.0%"},{"v":0,"d":"0.0%"},{"v":0.0567994476300058,"d":"5.7%"},{"v":0,"d":"0.0%"},{"v":0.00501340886822537,"d":"0.5%"},{"v":0,"d":"0.0%"},{"v":1.15323621962012E-4,"d":"0.0%"},{"v":0,"d":"0.0%"},{"v":0.938187143501769,"d":"93.8%"},{"v":0.0618128564982312,"d":"6.2%"},{"v":0.0618128564982312,"d":"6.2%"},{"v":0.994986591131775,"d":"99.5%"},{"v":0.00501340886822537,"d":"0.5%"},0,0,{"v":4322139.2198155,"d":"4,322,139"},0,0,{"v":289272.592857657,"d":"289,273"},0,0,0,0,0,{"v":0,"d":"0.0%"},{"v":0,"d":"0.0%"},{"v":0.937270275436543,"d":"93.7%"},{"v":0,"d":"0.0%"},{"v":0,"d":"0.0%"},{"v":0.0627297245634566,"d":"6.3%"},{"v":0,"d":"0.0%"},{"v":0,"d":"0.0%"},{"v":0,"d":"0.0%"},{"v":0,"d":"0.0%"},{"v":0,"d":"0.0%"}]
[2020,"LG&E and KU Services Company as agent for Louisville Gas and Electric Company and Kentucky Utilities","LGEE",{"v":13434.6,"d":"13,435"},{"v":309197819.35,"d":"309,197,819"},{"v":136027766.655,"d":"136,027,767"},{"v":312564978.381,"d":"312,564,978"},{"v":137573544.639,"d":"137,573,545"},{"v":32411141.154,"d":"32,411,141"},{"v":14211950.82,"d":"14,211,951"},{"v":14483.084,"d":"14,483"},{"v":4747.152,"d":"4,747"},{"v":16068.511,"d":"16,069"},{"v":30014525.389,"d":"30,014,525"},{"v":6795079.736,"d":"6,795,080"},{"v":984239.69,"d":"984,240"},{"v":30246115.598,"d":"30,246,116"},"--",0.894,0.668,0.992,{"v":1852.112,"d":"1,852.112"},{"v":0.21,"d":"0.210"},{"v":0.03,"d":"0.030"},1866.402,"--",0.094,{"v":0.07,"d":"0.070"},0.104,194.144,{"v":0.0219764801391055,"d":"0.022"},{"v":3.18320385334244E-3,"d":"0.003"},{"v":195.642489727669,"d":"195.642"},"--",0.904,0.676,1.003,{"v":1874.307,"d":"1,874.307"},0.212,0.031,{"v":1888.769,"d":"1,888.769"},"--",1.026,37.999,0.2,0.904,0.773,37.494,0.197,0.676,1.176,3.547,0.004,1.003,{"v":2054.092,"d":"2,054.092"},{"v":2000,"d":"2,000.000"},832.531,{"v":1873.48,"d":"1,873.480"},{"v":0.2462,"d":"0.246"},0.081,{"v":0.0155,"d":"0.016"},0.2121,0.0358,0.0162,0.0016,0.0307,{"v":2070.907,"d":"2,070.9070"},{"v":2006.851,"d":"2,006.8510"},{"v":833.386,"d":"833.3860"},{"v":1887.936,"d":"1,887.936"},"--","--",0.101,3.103,0.029,0.094,0.076,3.093,0.028,{"v":0.07,"d":"0.070"},0.116,{"v":0.29,"d":"0.290"},{"v":1E-3,"d":"0.001"},0.104,203.194,163.329,119.047,194.176,0.0244,{"v":6.6E-3,"d":"0.0066"},0.0022,{"v":0.022,"d":"0.0220"},0.0035,0.0013,0.0002,0.0032,204.857,163.889,119.169,195.674,"--","--",{"v":0.87,"d":"0.870"},0.648,{"v":0.92,"d":"0.920"},{"v":1839.64,"d":"1,839.640"},0.204,{"v":0.03,"d":"0.030"},{"v":1853.554,"d":"1,853.554"},"--",{"v":26482513.423,"d":"26,482,513"},{"v":31047.076,"d":"31,047"},{"v":5511302.6,"d":"5,511,303"},0,{"v":367204,"d":"367,204"},{"v":2469,"d":"2,469"},0,{"v":16605,"d":"16,605"},0,0,0,{"v":32024863.099,"d":"32,024,863"},{"v":386278,"d":"386,278"},{"v":19074,"d":"19,074"},{"v":32027332.099,"d":"32,027,332"},{"v":383809,"d":"383,809"},{"v":0.817080563196125,"d":"81.7%"},{"v":0.000957913697181057,"d":"0.1%"},{"v":0.170043460770656,"d":"17.0%"},{"v":0,"d":"0.0%"},{"v":0.011329560995041,"d":"1.1%"},{"v":7.61775092230917e-05,"d":"0.0%"},{"v":0,"d":"0.0%"},{"v":0.00051232383177377,"d":"0.1%"},{"v":0,"d":"0.0%"},{"v":0,"d":"0.0%"},{"v":0,"d":"0.0%"},{"v":0.988081937663962,"d":"98.8%"},{"v":0.0119180623360378,"d":"1.2%"},{"v":5.88501340996862E-4,"d":"0.1%"},{"v":0.988158115173185,"d":"98.8%"},{"v":0.0118418848268147,"d":"1.2%"},{"v":16578114.5419451,"d":"16,578,115"},{"v":41.159,"d":"41"},{"v":3537520.80631303,"d":"3,537,521"},0,0,{"v":2469,"d":"2,469"},0,0,0,0,0,{"v":0.824037908263668,"d":"82.4%"},{"v":2.04586451495496e-06,"d":"0.0%"},{"v":0.17583732084236,"d":"17.6%"},{"v":0,"d":"0.0%"},{"v":0,"d":"0.0%"},{"v":0.000122725029457076,"d":"0.0%"},{"v":0,"d":"0.0%"},{"v":0,"d":"0.0%"},{"v":0,"d":"0.0%"},{"v":0,"d":"0.0%"},{"v":0,"d":"0.0%"}]
[2020,"Los Angeles Department of Water and Power","LDWP",{"v":15307,"d":"15,307"},{"v":137110847.186,"d":"137,110,847"},{"v":62614999.286,"d":"62,614,999"},{"v":170686124.264,"d":"170,686,124"},{"v":79198230.366,"d":"79,198,230"},{"v":20020627.883,"d":"20,020,628"},{"v":9355847.702,"d":"9,355,848"},{"v":10024.986,"d":"10,025"},{"v":4598.178,"d":"4,598"},{"v":2235.76,"d":"2,236"},{"v":10922697.989,"d":"10,922,698"},{"v":1800482.881,"d":"1,800,483"},{"v":254951.799,"d":"254,952"},{"v":10983191.843,"d":"10,983,192"},"--",1.001,0.983,0.223,{"v":1091.144,"d":"1,091.144"},{"v":0.09,"d":"0.090"},0.013,1097.188,"--",0.146,0.147,0.033,159.327,{"v":0.0131315859974049,"d":"0.013"},{"v":0.00185945754280215,"d":"0.002"},{"v":160.208941428253,"d":"160.209"},"--",1.244,1.221,0.277,{"v":1355.049,"d":"1,355.049"},0.112,0.016,{"v":1362.554,"d":"1,362.554"},"--",2.551,{"v":0,"d":"0.000"},0.189,1.247,2.617,{"v":0,"d":"0.000"},0.188,1.262,0.653,{"v":0,"d":"0.000"},0.006,0.295,{"v":2038.597,"d":"2,038.597"},{"v":0,"d":"0.000"},906.693,{"v":1413.393,"d":"1,413.393"},{"v":0.2435,"d":"0.244"},{"v":0,"d":"0.000"},0.017,0.1184,0.0354,{"v":0,"d":"0.0000"},0.0017,0.0168,{"v":2055.241,"d":"2,055.2410"},{"v":0,"d":"0.0000"},{"v":907.627,"d":"907.6270"},{"v":1421.36,"d":"1,421.360"},"--","--",0.257,{"v":0,"d":"0.000"},0.024,0.143,0.267,{"v":0,"d":"0.000"},0.024,0.144,0.066,{"v":0,"d":"0.000"},{"v":1E-3,"d":"0.001"},0.034,{"v":205.2,"d":"205.200"},{"v":0,"d":"0.000"},117.122,162.026,0.0245,{"v":0,"d":"0.0000"},0.0022,0.0136,0.0036,{"v":0,"d":"0.0000"},0.0002,{"v":1.9E-3,"d":"0.0019"},206.875,{"v":0,"d":"0.000"},117.242,162.939,"--","--",1.134,1.144,0.272,{"v":1363.293,"d":"1,363.293"},{"v":0.11,"d":"0.110"},0.016,{"v":1370.686,"d":"1,370.686"},"--",{"v":6742780.1,"d":"6,742,780"},{"v":19158.946,"d":"19,159"},{"v":8617985.975,"d":"8,617,986"},0,{"v":578353,"d":"578,353"},{"v":113390.87,"d":"113,391"},{"v":850856,"d":"850,856"},{"v":2469940.7,"d":"2,469,941"},0,{"v":463963.89,"d":"463,964"},{"v":164199,"d":"164,199"},{"v":16008087.911,"d":"16,008,088"},{"v":4012540.57,"d":"4,012,541"},{"v":3434187.57,"d":"3,434,188"},{"v":16121478.781,"d":"16,121,479"},{"v":3899149.7,"d":"3,899,150"},{"v":0.336791630012966,"d":"33.7%"},{"v":0.000956960268164521,"d":"0.1%"},{"v":0.430455316783819,"d":"43.0%"},{"v":0,"d":"0.0%"},{"v":0.0288878543722476,"d":"2.9%"},{"v":5.66370182172904E-3,"d":"0.6%"},{"v":0.0424989655448369,"d":"4.2%"},{"v":0.123369788433167,"d":"12.3%"},{"v":0,"d":"0.0%"},{"v":0.0231742919779123,"d":"2.3%"},{"v":0.00820149078515833,"d":"0.8%"},{"v":0.79957968982802,"d":"80.0%"},{"v":0.20042031017198,"d":"20.0%"},{"v":0.171532455799733,"d":"17.2%"},{"v":0.805243391649749,"d":"80.5%"},{"v":0.194756608350251,"d":"19.5%"},{"v":5508113.52847429,"d":"5,508,114"},0,{"v":7438561.2641452,"d":"7,438,561"},0,0,{"v":71143.5553492689,"d":"71,144"},0,0,0,0,0,{"v":0.423121093046574,"d":"42.3%"},{"v":0,"d":"0.0%"},{"v":0.57141381645611,"d":"57.1%"},{"v":0,"d":"0.0%"},{"v":0,"d":"0.0%"},{"v":0.00546509049731592,"d":"0.5%"},{"v":0,"d":"0.0%"},{"v":0,"d":"0.0%"},{"v":0,"d":"0.0%"},{"v":0,"d":"0.0%"},{"v":0,"d":"0.0%"}]
[2020,"Midcontinent Independent Transmission System Operator, Inc..","MISO",{"v":256311.2,"d":"256,311"},{"v":3953050342.038,"d":"3,953,050,342"},{"v":1831710226.7,"d":"1,831,710,227"},{"v":5713982969.499,"d":"5,713,982,969"},{"v":2534237609.712,"d":"2,534,237,610"},{"v":618987278.54,"d":"618,987,279"},{"v":269122348.239,"d":"269,122,348"},{"v":224866.583,"d":"224,867"},{"v":103297.126,"d":"103,297"},{"v":277842.405,"d":"277,842"},{"v":331835878.256,"d":"331,835,878"},{"v":58136608.338,"d":"58,136,608"},{"v":8358228.555,"d":"8,358,229"},{"v":333804428.313,"d":"333,804,428"},"--",0.727,0.768,0.898,{"v":1072.19,"d":"1,072.190"},0.094,0.014,1078.55,"--",0.114,0.113,0.141,167.889,{"v":0.0147067715580945,"d":"0.015"},{"v":0.00211437442779717,"d":"0.002"},{"v":168.884481314704,"d":"168.884"},"--",1.026,1.084,1.268,{"v":1514.703,"d":"1,514.703"},0.133,0.019,{"v":1523.689,"d":"1,523.689"},"--",1.367,1.211,0.656,1.011,1.348,1.114,0.732,1.038,{"v":2.44,"d":"2.440"},4.437,0.035,{"v":1.28,"d":"1.280"},{"v":2216.213,"d":"2,216.213"},{"v":2020.706,"d":"2,020.706"},905.763,{"v":1562.216,"d":"1,562.216"},{"v":0.2482,"d":"0.248"},{"v":0.1441,"d":"0.144"},{"v":0.0182,"d":"0.018"},{"v":0.132,"d":"0.1320"},0.0361,0.0228,{"v":1.9E-3,"d":"0.0019"},0.0189,{"v":2233.183,"d":"2,233.1830"},{"v":2031.092,"d":"2,031.0920"},{"v":906.787,"d":"906.7870"},{"v":1571.142,"d":"1,571.142"},"--","--",0.129,0.121,0.086,0.111,0.125,0.117,0.092,0.111,{"v":0.23,"d":"0.230"},0.444,0.005,0.141,209.206,202.125,119.036,171.781,0.0234,0.0144,0.0024,0.0145,0.0034,{"v":2.3E-3,"d":"0.0023"},0.0003,0.0021,210.808,203.164,{"v":119.17,"d":"119.170"},172.762,"--","--",1.121,1.159,1.289,{"v":1577.85,"d":"1,577.850"},0.136,0.019,{"v":1587.026,"d":"1,587.026"},"--",{"v":204455678.758,"d":"204,455,679"},{"v":4780702.357,"d":"4,780,702"},{"v":212647590.022,"d":"212,647,590"},{"v":95107556,"d":"95,107,556"},{"v":10396757.13,"d":"10,396,757"},{"v":9452702.504,"d":"9,452,703"},{"v":72766921,"d":"72,766,921"},{"v":2562960.53,"d":"2,562,961"},0,{"v":5383916.375,"d":"5,383,916"},{"v":1432493.016,"d":"1,432,493"},{"v":523807936.528,"d":"523,807,937"},{"v":95179341.164,"d":"95,179,341"},{"v":84782584.034,"d":"84,782,584"},{"v":438153083.032,"d":"438,153,083"},{"v":180834194.66,"d":"180,834,195"},{"v":0.330306754478619,"d":"33.0%"},{"v":0.00772342587528723,"d":"0.8%"},{"v":0.343541131919371,"d":"34.4%"},{"v":0.153650259751097,"d":"15.4%"},{"v":0.0167963987382198,"d":"1.7%"},{"v":0.0152712387550937,"d":"1.5%"},{"v":0.11755802360159,"d":"11.8%"},{"v":0.00414057061003974,"d":"0.4%"},{"v":0,"d":"0.0%"},{"v":0.0086979435103656,"d":"0.9%"},{"v":0.0023142527603173,"d":"0.2%"},{"v":0.846233768295057,"d":"84.6%"},{"v":0.153766231704943,"d":"15.4%"},{"v":0.136969832966723,"d":"13.7%"},{"v":0.707854747299054,"d":"70.8%"},{"v":0.292145252700946,"d":"29.2%"},{"v":111673051.280382,"d":"111,673,051"},{"v":6366331.05328736,"d":"6,366,331"},{"v":115167751.391763,"d":"115,167,751"},0,0,{"v":3931168.80786227,"d":"3,931,169"},0,0,0,{"v":61670.6012491218,"d":"61,671"},0,{"v":0.470797065466104,"d":"47.1%"},{"v":0.0268395100098778,"d":"2.7%"},{"v":0.48553020419795,"d":"48.6%"},{"v":0,"d":"0.0%"},{"v":0,"d":"0.0%"},{"v":0.0165732261935478,"d":"1.7%"},{"v":0,"d":"0.0%"},{"v":0,"d":"0.0%"},{"v":0,"d":"0.0%"},{"v":0.000259994132521006,"d":"0.0%"},{"v":0,"d":"0.0%"}]
[2020,"NaturEner Power Watch, LLC (GWA)","GWA",210,0,0,{"v":5456157,"d":"5,456,157"},{"v":1859105,"d":"1,859,105"},{"v":621926,"d":"621,926"},{"v":211912,"d":"211,912"},0,0,0,0,0,0,0,"--",{"v":0,"d":"0.000"},{"v":0,"d":"0.000"},{"v":0,"d":"0.000"},{"v":0,"d":"0.000"},{"v":0,"d":"0.000"},{"v":0,"d":"0.000"},0,"--",0,{"v":0,"d":"0.000"},{"v":0,"d":"0.000"},{"v":0,"d":"0.000"},{"v":0,"d":"0.000"},{"v":0,"d":"0.000"},{"v":0,"d":"0.000"},"--",{"$nulls":7},"--",{"v":0,"d":"0.000"},{"v":0,"d":"0.000"},0,{"v":0,"d":"0.000"},{"v":0,"d":"0.000"},{"v":0,"d":"0.000"},{"v":0,"d":"0.000"},{"v":0,"d":"0.000"},{"v":0,"d":"0.000"},{"v":0,"d":"0.000"},{"v":0,"d":"0.000"},{"v":0,"d":"0.000"},{"v":0,"d":"0.000"},{"v":0,"d":"0.000"},{"v":0,"d":"0.000"},{"v":0,"d":"0.000"},{"v":0,"d":"0.000"},{"v":0,"d":"0.000"},{"v":0,"d":"0.000"},{"v":0,"d":"0.0000"},{"v":0,"d":"0.0000"},{"v":0,"d":"0.0000"},{"v":0,"d":"0.0000"},{"v":0,"d":"0.0000"},{"v":0,"d":"0.0000"},{"v":0,"d":"0.0000"},{"v":0,"d":"0.0000"},{"v":0,"d":"0.000"},"--","--",{"v":0,"d":"0.000"},{"v":0,"d":"0.000"},{"v":0,"d":"0.000"},{"v":0,"d":"0.000"},{"v":0,"d":"0.000"},{"v":0,"d":"0.000"},{"v":0,"d":"0.000"},{"v":0,"d":"0.000"},{"v":0,"d":"0.000"},{"v":0,"d":"0.000"},{"v":0,"d":"0.000"},{"v":0,"d":"0.000"},{"v":0,"d":"0.000"},{"v":0,"d":"0.000"},{"v":0,"d":"0.000"},{"v":0,"d":"0.000"},{"v":0,"d":"0.0000"},{"v":0,"d":"0.0000"},{"v":0,"d":"0.0000"},{"v":0,"d":"0.0000"},{"v":0,"d":"0.0000"},{"v":0,"d":"0.0000"},{"v":0,"d":"0.0000"},{"v":0,"d":"0.0000"},{"v":0,"d":"0.000"},{"v":0,"d":"0.000"},{"v":0,"d":"0.000"},{"v":0,"d":"0.000"},"--","--",{"v":0,"d":"0.000"},{"v":0,"d":"0.000"},{"v":0,"d":"0.000"},{"v":0,"d":"0.000"},{"v":0,"d":"0.000"},{"v":0,"d":"0.000"},{"v":0,"d":"0.000"},"--",0,0,0,0,0,0,{"v":621926,"d":"621,926"},0,0,0,0,0,{"v":621926,"d":"621,926"},{"v":621926,"d":"621,926"},0,{"v":621926,"d":"621,926"},{"v":0,"d":"0.0%"},{"v":0,"d":"0.0%"},{"v":0,"d":"0.0%"},{"v":0,"d":"0.0%"},{"v":0,"d":"0.0%"},{"v":0,"d":"0.0%"},{"v":1,"d":"100.0%"},{"v":0,"d":"0.0%"},{"v":0,"d":"0.0%"},{"v":0,"d":"0.0%"},{"v":0,"d":"0.0%"},{"v":0,"d":"0.0%"},{"v":1,"d":"100.0%"},{"v":1,"d":"100.0%"},{"v":0,"d":"0.0%"},{"v":1,"d":"100.0%"},0,0,0,0,0,0,0,0,0,0,0,{"v":0,"d":"0.0%"},{"v":0,"d":"0.0%"},{"v":0,"d":"0.0%"},{"v":0,"d":"0.0%"},{"v":0,"d":"0.0%"},{"v":0,"d":"0.0%"},{"v":0,"d":"0.0%"},{"v":0,"d":"0.0%"},{"v":0,"d":"0.0%"},{"v":0,"d":"0.0%"},{"v":0,"d":"0.0%"}]
[2020,"NaturEner Wind Watch, LLC","WWA",189,0,0,{"v":6190099,"d":"6,190,099"},{"v":2118382,"d":"2,118,382"},{"v":705585,"d":"705,585"},{"v":241466,"d":"241,466"},0,0,0,0,0,0,0,"--",{"v":0,"d":"0.000"},{"v":0,"d":"0.000"},{"v":0,"d":"0.000"},{"v":0,"d":"0.000"},{"v":0,"d":"0.000"},{"v":0,"d":"0.000"},0,"--",0,{"v":0,"d":"0.000"},{"v":0,"d":"0.000"},{"v":0,"d":"0.000"},{"v":0,"d":"0.000"},{"v":0,"d":"0.000"},{"v":0,"d":"0.000"},"--",{"$nulls":7},"--",{"v":0,"d":"0.000"},{"v":0,"d":"0.000"},0,{"v":0,"d":"0.000"},{"v":0,"d":"0.000"},{"v":0,"d":"0.000"},{"v":0,"d":"0.000"},{"v":0,"d":"0.000"},{"v":0,"d":"0.000"},{"v":0,"d":"0.000"},{"v":0,"d":"0.000"},{"v":0,"d":"0.000"},{"v":0,"d":"0.000"},{"v":0,"d":"0.000"},{"v":0,"d":"0.000"},{"v":0,"d":"0.000"},{"v":0,"d":"0.000"},{"v":0,"d":"0.000"},{"v":0,"d":"0.000"},{"v":0,"d":"0.0000"},{"v":0,"d":"0.0000"},{"v":0,"d":"0.0000"},{"v":0,"d":"0.0000"},{"v":0,"d":"0.0000"},{"v":0,"d":"0.0000"},{"v":0,"d":"0.0000"},{"v":0,"d":"0.0000"},{"v":0,"d":"0.000"},"--","--",{"v":0,"d":"0.000"},{"v":0,"d":"0.000"},{"v":0,"d":"0.000"},{"v":0,"d":"0.000"},{"v":0,"d":"0.000"},{"v":0,"d":"0.000"},{"v":0,"d":"0.000"},{"v":0,"d":"0.000"},{"v":0,"d":"0.000"},{"v":0,"d":"0.000"},{"v":0,"d":"0.000"},{"v":0,"d":"0.000"},{"v":0,"d":"0.000"},{"v":0,"d":"0.000"},{"v":0,"d":"0.000"},{"v":0,"d":"0.000"},{"v":0,"d":"0.0000"},{"v":0,"d":"0.0000"},{"v":0,"d":"0.0000"},{"v":0,"d":"0.0000"},{"v":0,"d":"0.0000"},{"v":0,"d":"0.0000"},{"v":0,"d":"0.0000"},{"v":0,"d":"0.0000"},{"v":0,"d":"0.000"},{"v":0,"d":"0.000"},{"v":0,"d":"0.000"},{"v":0,"d":"0.000"},"--","--",{"v":0,"d":"0.000"},{"v":0,"d":"0.000"},{"v":0,"d":"0.000"},{"v":0,"d":"0.000"},{"v":0,"d":"0.000"},{"v":0,"d":"0.000"},{"v":0,"d":"0.000"},"--",0,0,0,0,0,0,{"v":705585,"d":"705,585"},0,0,0,0,0,{"v":705585,"d":"705,585"},{"v":705585,"d":"705,585"},0,{"v":705585,"d":"705,585"},{"v":0,"d":"0.0%"},{"v":0,"d":"0.0%"},{"v":0,"d":"0.0%"},{"v":0,"d":"0.0%"},{"v":0,"d":"0.0%"},{"v":0,"d":"0.0%"},{"v":1,"d":"100.0%"},{"v":0,"d":"0.0%"},{"v":0,"d":"0.0%"},{"v":0,"d":"0.0%"},{"v":0,"d":"0.0%"},{"v":0,"d":"0.0%"},{"v":1,"d":"100.0%"},{"v":1,"d":"100.0%"},{"v":0,"d":"0.0%"},{"v":1,"d":"100.0%"},0,0,0,0,0,0,0,0,0,0,0,{"v":0,"d":"0.0%"},{"v":0,"d":"0.0%"},{"v":0,"d":"0.0%"},{"v":0,"d":"0.0%"},{"v":0,"d":"0.0%"},{"v":0,"d":"0.0%"},{"v":0,"d":"0.0%"},{"v":0,"d":"0.0%"},{"v":0,"d":"0.0%"},{"v":0,"d":"0.0%"},{"v":0,"d":"0.0%"}]
[2020,"Nevada Power Company","NEVP",{"v":18404,"d":"18,404"},{"v":217481909.455,"d":"217,481,909"},{"v":105310279.186,"d":"105,310,279"},{"v":276377300.501,"d":"276,377,301"},{"v":130869756.138,"d":"130,869,756"},{"v":34681704.993,"d":"34,681,705"},{"v":16424426.996,"d":"16,424,427"},{"v":9675.091,"d":"9,675"},{"v":5262.6,"d":"5,263"},{"v":2326.531,"d":"2,327"},{"v":13905977.332,"d":"13,905,977"},{"v":972336.344,"d":"972,336"},{"v":121401.674,"d":"121,402"},{"v":13936220.385,"d":"13,936,220"},"--",0.558,0.641,0.134,{"v":801.92,"d":"801.920"},0.028,0.004,803.664,"--",0.089,{"v":0.1,"d":"0.100"},0.021,127.882,{"v":0.00447088379183644,"d":"0.004"},{"v":0.000558215045583457,"d":"0.001"},{"v":128.159812647622,"d":"128.160"},"--",0.697,0.801,0.168,{"v":1001.805,"d":"1,001.805"},0.035,0.004,{"v":1003.983,"d":"1,003.983"},"--",{"v":1.96,"d":"1.960"},110.378,0.6,0.696,2.316,{"v":119.94,"d":"119.940"},0.639,{"v":0.78,"d":"0.780"},2.079,9.998,0.006,0.152,{"v":2388.592,"d":"2,388.592"},{"v":5584.883,"d":"5,584.883"},892.853,998.313,0.271,{"v":0.2262,"d":"0.226"},{"v":0.0171,"d":"0.017"},{"v":0.035,"d":"0.0350"},0.0394,0.0452,0.0017,0.0044,{"v":2407.12,"d":"2,407.1200"},{"v":5604.079,"d":"5,604.0790"},{"v":893.789,"d":"893.7890"},{"v":1000.489,"d":"1,000.489"},"--","--",0.172,3.228,{"v":0.08,"d":"0.080"},0.089,0.213,3.179,0.085,{"v":0.1,"d":"0.100"},0.182,0.292,{"v":1E-3,"d":"0.001"},{"v":0.02,"d":"0.020"},209.622,163.333,118.677,128.049,0.0238,{"v":6.6E-3,"d":"0.0066"},{"v":2.3E-3,"d":"0.0023"},0.0045,0.0035,0.0013,0.0002,0.0006,211.248,163.895,118.802,128.328,"--","--",0.796,0.911,0.257,{"v":1063.849,"d":"1,063.849"},0.046,0.006,{"v":1066.804,"d":"1,066.804"},"--",{"v":1953201.18,"d":"1,953,201"},{"v":6274.776,"d":"6,275"},{"v":25722328.18,"d":"25,722,328"},0,{"v":56296,"d":"56,296"},{"v":54244,"d":"54,244"},{"v":292991,"d":"292,991"},{"v":3273699,"d":"3,273,699"},{"v":3296866,"d":"3,296,866"},0,{"v":25805,"d":"25,805"},{"v":27707609.136,"d":"27,707,609"},{"v":6974096,"d":"6,974,096"},{"v":6917800,"d":"6,917,800"},{"v":27761853.136,"d":"27,761,853"},{"v":6919852,"d":"6,919,852"},{"v":0.0563179109083814,"d":"5.6%"},{"v":0.000180924668363169,"d":"0.0%"},{"v":0.741668498683473,"d":"74.2%"},{"v":0,"d":"0.0%"},{"v":1.62321892130858E-3,"d":"0.2%"},{"v":1.5640522802235E-3,"d":"0.2%"},{"v":0.00844799870280519,"d":"0.8%"},{"v":0.0943926772678159,"d":"9.4%"},{"v":0.0950606663389747,"d":"9.5%"},{"v":0,"d":"0.0%"},{"v":0.000744052228655105,"d":"0.1%"},{"v":0.798911386488872,"d":"79.9%"},{"v":0.201088613511128,"d":"20.1%"},{"v":0.199465394589819,"d":"19.9%"},{"v":0.800475438769096,"d":"80.0%"},{"v":0.199524561230904,"d":"20.0%"},{"v":1811710.61003004,"d":"1,811,711"},{"v":10.002,"d":"10"},{"v":14173963.4087203,"d":"14,173,963"},0,0,{"v":25847.5022196854,"d":"25,848"},0,0,0,0,0,{"v":0.113150363375981,"d":"11.3%"},{"v":6.24674784273523e-07,"d":"0.0%"},{"v":0.88523470652301,"d":"88.5%"},{"v":0,"d":"0.0%"},{"v":0,"d":"0.0%"},{"v":1.6143054262239E-3,"d":"0.2%"},{"v":0,"d":"0.0%"},{"v":0,"d":"0.0%"},{"v":0,"d":"0.0%"},{"v":0,"d":"0.0%"},{"v":0,"d":"0.0%"}]
[2020,"New Brunswick System Operator","NBSO",{"v":167.2,"d":"167"},{"v":2848637.689,"d":"2,848,638"},{"v":1066562.359,"d":"1,066,562"},{"v":4498345.695,"d":"4,498,346"},{"v":1581270.359,"d":"1,581,270"},{"v":604908,"d":"604,908"},{"v":225692,"d":"225,692"},{"v":184.226,"d":"184"},{"v":70.836,"d":"71"},{"v":17.817,"d":"18"},{"v":26426.201,"d":"26,426"},{"v":32171.112,"d":"32,171"},{"v":8568.513,"d":"8,569"},{"v":28105.048,"d":"28,105"},"--",0.609,0.628,0.059,87.373,0.053,0.014,92.923,"--",0.129,0.133,0.013,18.554,{"v":0.0112935078140083,"d":"0.011"},{"v":0.00300793359334087,"d":"0.003"},{"v":19.7322728043145,"d":"19.732"},"--",0.884,0.911,0.085,126.786,0.077,0.021,{"v":134.84,"d":"134.840"},"--",{"v":0,"d":"0.000"},{"v":0,"d":"0.000"},0,{"v":0,"d":"0.000"},{"v":0,"d":"0.000"},{"v":0,"d":"0.000"},{"v":0,"d":"0.000"},{"v":0,"d":"0.000"},{"v":0,"d":"0.000"},{"v":0,"d":"0.000"},{"v":0,"d":"0.000"},{"v":0,"d":"0.000"},{"v":0,"d":"0.000"},{"v":0,"d":"0.000"},{"v":0,"d":"0.000"},{"v":0,"d":"0.000"},{"v":0,"d":"0.000"},{"v":0,"d":"0.000"},{"v":0,"d":"0.000"},{"v":0,"d":"0.0000"},{"v":0,"d":"0.0000"},{"v":0,"d":"0.0000"},{"v":0,"d":"0.0000"},{"v":0,"d":"0.0000"},{"v":0,"d":"0.0000"},{"v":0,"d":"0.0000"},{"v":0,"d":"0.0000"},{"v":0,"d":"0.000"},"--","--",{"v":0,"d":"0.000"},{"v":0,"d":"0.000"},{"v":0,"d":"0.000"},{"v":0,"d":"0.000"},{"v":0,"d":"0.000"},{"v":0,"d":"0.000"},{"v":0,"d":"0.000"},{"v":0,"d":"0.000"},{"v":0,"d":"0.000"},{"v":0,"d":"0.000"},{"v":0,"d":"0.000"},{"v":0,"d":"0.000"},{"v":0,"d":"0.000"},{"v":0,"d":"0.000"},{"v":0,"d":"0.000"},{"v":0,"d":"0.000"},{"v":0,"d":"0.0000"},{"v":0,"d":"0.0000"},{"v":0,"d":"0.0000"},{"v":0,"d":"0.0000"},{"v":0,"d":"0.0000"},{"v":0,"d":"0.0000"},{"v":0,"d":"0.0000"},{"v":0,"d":"0.0000"},{"v":0,"d":"0.000"},{"v":0,"d":"0.000"},{"v":0,"d":"0.000"},{"v":0,"d":"0.000"},"--","--",0.998,0.989,0.097,{"v":143.2,"d":"143.200"},0.087,0.023,152.297,"--",0,0,{"v":74798.166,"d":"74,798"},0,{"v":55634,"d":"55,634"},{"v":239604.838,"d":"239,605"},{"v":132410,"d":"132,410"},0,0,0,{"v":102461,"d":"102,461"},{"v":177259.166,"d":"177,259"},{"v":427648.838,"d":"427,649"},{"v":372014.838,"d":"372,015"},{"v":416864.004,"d":"416,864"},{"v":188044,"d":"188,044"},{"v":0,"d":"0.0%"},{"v":0,"d":"0.0%"},{"v":0.123652134713694,"d":"12.4%"},{"v":0,"d":"0.0%"},{"v":0.0919710098595422,"d":"9.2%"},{"v":0.396101285510515,"d":"39.6%"},{"v":0.218892788861164,"d":"21.9%"},{"v":0,"d":"0.0%"},{"v":0,"d":"0.0%"},{"v":0,"d":"0.0%"},{"v":0.169382781055084,"d":"16.9%"},{"v":0.293034915768779,"d":"29.3%"},{"v":0.706965084231221,"d":"70.7%"},{"v":0.614994074371679,"d":"61.5%"},{"v":0.689136201279294,"d":"68.9%"},{"v":0.310863798720706,"d":"31.1%"},0,0,0,0,0,{"v":112646.851335767,"d":"112,647"},0,0,0,0,0,{"v":0,"d":"0.0%"},{"v":0,"d":"0.0%"},{"v":0,"d":"0.0%"},{"v":0,"d":"0.0%"},{"v":0,"d":"0.0%"},{"v":1,"d":"100.0%"},{"v":0,"d":"0.0%"},{"v":0,"d":"0.0%"},{"v":0,"d":"0.0%"},{"v":0,"d":"0.0%"},{"v":0,"d":"0.0%"}]
[2020,"New Harquahala Generating Company, LLC - HGBA","HGMA",{"v":1325.1,"d":"1,325"},0,0,null,null,0,0,0,0,0,0,0,0,0,"--",{"$nulls":7},"--",0,{"v":0,"d":"0.000"},{"v":0,"d":"0.000"},{"v":0,"d":"0.000"},{"v":0,"d":"0.000"},{"v":0,"d":"0.000"},{"v":0,"d":"0.000"},"--",{"$nulls":7},"--",{"v":0,"d":"0.000"},{"v":0,"d":"0.000"},0,{"v":0,"d":"0.000"},{"v":0,"d":"0.000"},{"v":0,"d":"0.000"},{"v":0,"d":"0.000"},{"v":0,"d":"0.000"},{"v":0,"d":"0.000"},{"v":0,"d":"0.000"},{"v":0,"d":"0.000"},{"v":0,"d":"0.000"},{"v":0,"d":"0.000"},{"v":0,"d":"0.000"},{"v":0,"d":"0.000"},{"v":0,"d":"0.000"},{"v":0,"d":"0.000"},{"v":0,"d":"0.000"},{"v":0,"d":"0.000"},{"v":0,"d":"0.0000"},{"v":0,"d":"0.0000"},{"v":0,"d":"0.0000"},{"v":0,"d":"0.0000"},{"v":0,"d":"0.0000"},{"v":0,"d":"0.0000"},{"v":0,"d":"0.0000"},{"v":0,"d":"0.0000"},{"v":0,"d":"0.000"},"--","--",{"v":0,"d":"0.000"},{"v":0,"d":"0.000"},{"v":0,"d":"0.000"},{"v":0,"d":"0.000"},{"v":0,"d":"0.000"},{"v":0,"d":"0.000"},{"v":0,"d":"0.000"},{"v":0,"d":"0.000"},{"v":0,"d":"0.000"},{"v":0,"d":"0.000"},{"v":0,"d":"0.000"},{"v":0,"d":"0.000"},{"v":0,"d":"0.000"},{"v":0,"d":"0.000"},{"v":0,"d":"0.000"},{"v":0,"d":"0.000"},{"v":0,"d":"0.0000"},{"v":0,"d":"0.0000"},{"v":0,"d":"0.0000"},{"v":0,"d":"0.0000"},{"v":0,"d":"0.0000"},{"v":0,"d":"0.0000"},{"v":0,"d":"0.0000"},{"v":0,"d":"0.0000"},{"v":0,"d":"0.000"},{"v":0,"d":"0.000"},{"v":0,"d":"0.000"},{"v":0,"d":"0.000"},"--","--",{"v":0,"d":"0.000"},{"v":0,"d":"0.000"},{"v":0,"d":"0.000"},{"v":0,"d":"0.000"},{"v":0,"d":"0.000"},{"v":0,"d":"0.000"},{"v":0,"d":"0.000"},"--",0,0,0,0,0,0,0,0,0,0,0,0,0,0,0,0,{"$nulls":16},0,0,0,0,0,0,0,0,0,0,0,{"v":0,"d":"0.0%"},{"v":0,"d":"0.0%"},{"v":0,"d":"0.0%"},{"v":0,"d":"0.0%"},{"v":0,"d":"0.0%"},{"v":0,"d":"0.0%"},{"v":0,"d":"0.0%"},{"v":0,"d":"0.0%"},{"v":0,"d":"0.0%"},{"v":0,"d":"0.0%"},{"v":0,"d":"0.0%"}]
[2020,"New Smyrna Beach, Utilities Commission of","NSB",{"v":65.6,"d":"66"},72,30,72,30,{"v":-125,"d":"(125)"},{"v":-54,"d":"(54)"},{"v":0.03,"d":"0"},{"v":0.012,"d":"0"},{"v":0.018,"d":"0"},{"v":5.88,"d":"6"},{"v":0.476,"d":"0"},{"v":0.095,"d":"0"},{"v":5.9,"d":"6"},"--",{"v":-0.48,"d":"(0.480)"},{"v":-0.444,"d":"(0.444)"},{"v":-0.288,"d":"(0.288)"},{"v":-94.08,"d":"(94.080)"},{"v":-0.004,"d":"(0.004)"},{"v":-1E-3,"d":"(0.001)"},-94.4,"--",0.833,{"v":0.8,"d":"0.800"},{"v":0.5,"d":"0.500"},163.333,{"v":0.00661111111111111,"d":"0.007"},{"v":0.00131944444444444,"d":"0.001"},{"v":163.888888888889,"d":"163.889"},"--",{"v":-0.48,"d":"(0.480)"},-0.444,{"v":-0.288,"d":"(0.288)"},{"v":-94.08,"d":"(94.080)"},{"v":-0.004,"d":"(0.004)"},{"v":-1E-3,"d":"(0.001)"},{"v":-94.4,"d":"(94.400)"},"--",{"v":0,"d":"0.000"},{"v":-0.48,"d":"(0.480)"},0,{"v":-0.48,"d":"(0.480)"},{"v":0,"d":"0.000"},{"v":-0.444,"d":"(0.444)"},{"v":0,"d":"0.000"},{"v":-0.444,"d":"(0.444)"},{"v":0,"d":"0.000"},{"v":-0.288,"d":"(0.288)"},{"v":0,"d":"0.000"},{"v":-0.288,"d":"(0.288)"},{"v":0,"d":"0.000"},{"v":-94.08,"d":"(94.080)"},{"v":0,"d":"0.000"},{"v":-94.08,"d":"(94.080)"},{"v":0,"d":"0.000"},{"v":-3.8E-3,"d":"(0.004)"},{"v":0,"d":"0.000"},{"v":-3.8E-3,"d":"(0.0038)"},{"v":0,"d":"0.0000"},{"v":-0.0008,"d":"(0.0008)"},{"v":0,"d":"0.0000"},{"v":-0.0008,"d":"(0.0008)"},{"v":0,"d":"0.0000"},{"v":-94.4,"d":"(94.4000)"},{"v":0,"d":"0.0000"},{"v":-94.4,"d":"(94.400)"},"--","--",{"v":0,"d":"0.000"},0.833,{"v":0,"d":"0.000"},0.833,{"v":0,"d":"0.000"},{"v":0.8,"d":"0.800"},{"v":0,"d":"0.000"},{"v":0.8,"d":"0.800"},{"v":0,"d":"0.000"},{"v":0.5,"d":"0.500"},{"v":0,"d":"0.000"},{"v":0.5,"d":"0.500"},{"v":0,"d":"0.000"},163.333,{"v":0,"d":"0.000"},163.333,{"v":0,"d":"0.0000"},{"v":6.6E-3,"d":"0.0066"},{"v":0,"d":"0.0000"},{"v":6.6E-3,"d":"0.0066"},{"v":0,"d":"0.0000"},0.0013,{"v":0,"d":"0.0000"},0.0013,{"v":0,"d":"0.000"},163.889,{"v":0,"d":"0.000"},163.889,"--","--",{"v":0,"d":"0.000"},{"v":0,"d":"0.000"},{"v":0,"d":"0.000"},{"v":0,"d":"0.000"},{"v":0,"d":"0.000"},{"v":0,"d":"0.000"},{"v":0,"d":"0.000"},"--",0,{"v":-125,"d":"(125)"},0,0,0,0,0,0,0,0,0,{"v":-125,"d":"(125)"},0,0,{"v":-125,"d":"(125)"},0,{"$nulls":16},0,0,0,0,0,0,0,0,0,0,0]
[2020,"New York Independent System Operator","NYIS",{"v":58171.5,"d":"58,172"},{"v":499960561.882,"d":"499,960,562"},{"v":254206287.593,"d":"254,206,288"},{"v":1208054535.993,"d":"1,208,054,536"},{"v":536726176.647,"d":"536,726,177"},{"v":134939673.19,"d":"134,939,673"},{"v":60184159.065,"d":"60,184,159"},{"v":13442.942,"d":"13,443"},{"v":6402.373,"d":"6,402"},{"v":1942.384,"d":"1,942"},{"v":28845962.375,"d":"28,845,962"},{"v":3729956.937,"d":"3,729,957"},{"v":463769.523,"d":"463,770"},{"v":28960622.121,"d":"28,960,622"},"--",0.199,0.213,0.029,427.539,0.028,0.003,429.238,"--",0.054,{"v":0.05,"d":"0.050"},0.008,115.393,{"v":0.00746050233034249,"d":"0.007"},{"v":0.000927612212559794,"d":"0.001"},{"v":115.851626424227,"d":"115.852"},"--",0.434,0.463,0.063,931.227,{"v":0.06,"d":"0.060"},0.007,934.929,"--",{"v":3.4,"d":"3.400"},3.642,0.268,0.306,{"v":0,"d":"0.000"},4.214,0.273,0.305,6.325,1.127,0.013,0.039,{"v":2395.285,"d":"2,395.285"},{"v":1477.253,"d":"1,477.253"},907.113,916.001,{"v":0.2754,"d":"0.275"},{"v":0.0603,"d":"0.060"},{"v":0.0174,"d":"0.017"},0.0184,0.0401,0.0128,{"v":1.8E-3,"d":"0.0018"},{"v":2E-3,"d":"0.0020"},{"v":2414.126,"d":"2,414.1260"},{"v":1482.57,"d":"1,482.5700"},{"v":908.08,"d":"908.0800"},917.052,"--","--",0.291,{"v":0.34,"d":"0.340"},0.035,{"v":0.04,"d":"0.040"},null,0.279,0.035,0.039,0.542,0.105,{"v":2E-3,"d":"0.002"},0.005,205.201,137.836,118.784,119.351,0.0236,0.0056,{"v":2.3E-3,"d":"0.0023"},0.0024,0.0034,0.0012,0.0002,0.0003,206.815,138.332,{"v":118.91,"d":"118.910"},119.488,"--","--",0.454,0.443,0.068,992.384,0.032,0.004,994.264,"--",{"v":143691.53,"d":"143,692"},{"v":350172.173,"d":"350,172"},{"v":58501069.509,"d":"58,501,070"},{"v":38430076,"d":"38,430,076"},{"v":29208021,"d":"29,208,021"},{"v":2965825.85,"d":"2,965,826"},{"v":4521726,"d":"4,521,726"},{"v":827276.4,"d":"827,276"},0,{"v":5999.223,"d":"5,999"},{"v":-14184,"d":"(14,184)"},{"v":97416824.435,"d":"97,416,824"},{"v":37522849.25,"d":"37,522,849"},{"v":8314828.25,"d":"8,314,828"},{"v":61952574.285,"d":"61,952,574"},{"v":72987099.4,"d":"72,987,099"},{"v":1.06474562835688E-3,"d":"0.1%"},{"v":0.00259475482218039,"d":"0.3%"},{"v":0.433489420106457,"d":"43.3%"},{"v":0.284764560711564,"d":"28.5%"},{"v":0.216429685679496,"d":"21.6%"},{"v":0.0219765918579566,"d":"2.2%"},{"v":0.0335057187513254,"d":"3.4%"},{"v":0.0061300685596626,"d":"0.6%"},{"v":0,"d":"0.0%"},{"v":4.44538830005362e-05,"d":"0.0%"},{"v":0,"d":"0.0%"},{"v":0.72192870913863,"d":"72.2%"},{"v":0.27807129086137,"d":"27.8%"},{"v":0.0616123791689445,"d":"6.2%"},{"v":0.459113117685616,"d":"45.9%"},{"v":0.540886882314384,"d":"54.1%"},{"v":145586,"d":"145,586"},{"v":475044.384317957,"d":"475,044"},{"v":34631029.4440949,"d":"34,631,029"},0,0,{"v":512679.072642155,"d":"512,679"},0,0,0,0,0,{"v":0.0040707029536538,"d":"0.4%"},{"v":0.0132826273017993,"d":"1.3%"},{"v":0.968311745951868,"d":"96.8%"},{"v":0,"d":"0.0%"},{"v":0,"d":"0.0%"},{"v":0.0143349237926786,"d":"1.4%"},{"v":0,"d":"0.0%"},{"v":0,"d":"0.0%"},{"v":0,"d":"0.0%"},{"v":0,"d":"0.0%"},{"v":0,"d":"0.0%"}]
[2020,"No balancing authority","NA",{"v":20282.1,"d":"20,282"},{"v":229961875.425,"d":"229,961,875"},{"v":99696372.079,"d":"99,696,372"},{"v":252277023.399,"d":"252,277,023"},{"v":109826163.055,"d":"109,826,163"},{"v":25356989.979,"d":"25,356,990"},{"v":11177645.412,"d":"11,177,645"},{"v":63444.589,"d":"63,445"},{"v":27006.919,"d":"27,007"},{"v":45716.414,"d":"45,716"},{"v":18377419.353,"d":"18,377,419"},{"v":2329577.936,"d":"2,329,578"},{"v":371140.16,"d":"371,140"},{"v":18461796.628,"d":"18,461,797"},"--",5.004,4.832,3.606,{"v":1449.495,"d":"1,449.495"},0.092,0.015,1456.15,"--",0.552,0.542,0.398,{"v":159.83,"d":"159.830"},{"v":0.0101302789068607,"d":"0.010"},{"v":0.00161392039143047,"d":"0.002"},{"v":160.563976910348,"d":"160.564"},"--",5.562,5.371,4.008,{"v":1611.086,"d":"1,611.086"},0.102,0.016,{"v":1618.483,"d":"1,618.483"},"--",2.218,6.721,5.183,5.578,2.186,6.294,4.824,5.398,1.826,6.367,0.034,4.011,{"v":2201.383,"d":"2,201.383"},{"v":1702.02,"d":"1,702.020"},{"v":1056.684,"d":"1,056.684"},{"v":1623.513,"d":"1,623.513"},{"v":0.2568,"d":"0.257"},{"v":0.0909,"d":"0.091"},{"v":0.0197,"d":"0.020"},0.1008,0.0374,0.0161,{"v":2E-3,"d":"0.0020"},0.0161,{"v":2218.94,"d":"2,218.9400"},{"v":1709.088,"d":"1,709.0880"},{"v":1057.764,"d":"1,057.7640"},{"v":1630.836,"d":"1,630.836"},"--","--",0.209,0.645,0.582,0.554,0.209,0.612,0.544,0.542,0.172,0.611,0.004,0.398,207.275,163.359,118.677,161.197,0.0242,0.0087,0.0022,{"v":0.01,"d":"0.0100"},0.0035,{"v":1.5E-3,"d":"0.0015"},0.0002,0.0016,208.928,164.037,118.798,161.924,"--","--",6.486,6.211,4.894,{"v":1639.585,"d":"1,639.585"},{"v":0.09,"d":"0.090"},0.015,{"v":1646.31,"d":"1,646.310"},"--",{"v":3787645.941,"d":"3,787,646"},{"v":11870756.129,"d":"11,870,756"},{"v":6974263.764,"d":"6,974,264"},0,{"v":1512952,"d":"1,512,952"},{"v":65380.194,"d":"65,380"},{"v":619783,"d":"619,783"},{"v":400904.65,"d":"400,905"},{"v":9640,"d":"9,640"},0,{"v":115664.4,"d":"115,664"},{"v":22748330.234,"d":"22,748,330"},{"v":2608659.844,"d":"2,608,660"},{"v":1095707.844,"d":"1,095,708"},{"v":22813710.428,"d":"22,813,710"},{"v":2543279.65,"d":"2,543,280"},{"v":0.149372852588139,"d":"14.9%"},{"v":0.468145315847215,"d":"46.8%"},{"v":0.27504304503597,"d":"27.5%"},{"v":0,"d":"0.0%"},{"v":0.0596660721696876,"d":"6.0%"},{"v":2.57838938292304E-3,"d":"0.3%"},{"v":0.0244422937459652,"d":"2.4%"},{"v":0.0158104194845992,"d":"1.6%"},{"v":0.000380171304651958,"d":"0.0%"},{"v":0,"d":"0.0%"},{"v":0.00456144044084916,"d":"0.5%"},{"v":0.897122653912173,"d":"89.7%"},{"v":0.102877346087827,"d":"10.3%"},{"v":0.0432112739181394,"d":"4.3%"},{"v":0.899701043295096,"d":"90.0%"},{"v":0.100298956704904,"d":"10.0%"},{"v":993254.405126441,"d":"993,254"},{"v":9786720.82609834,"d":"9,786,721"},{"v":2417693.82095605,"d":"2,417,694"},0,0,{"v":21078.7738433007,"d":"21,079"},0,0,0,0,0,{"v":0.0751398255113841,"d":"7.5%"},{"v":0.740366709078975,"d":"74.0%"},{"v":0.182898853414562,"d":"18.3%"},{"v":0,"d":"0.0%"},{"v":0,"d":"0.0%"},{"v":0.00159461199507886,"d":"0.2%"},{"v":0,"d":"0.0%"},{"v":0,"d":"0.0%"},{"v":0,"d":"0.0%"},{"v":0,"d":"0.0%"},{"v":0,"d":"0.0%"}]
[2020,"NorthWestern Energy (NWMT)","NWMT",{"v":5596.8,"d":"5,597"},{"v":98262328.101,"d":"98,262,328"},{"v":34262435.868,"d":"34,262,436"},{"v":144489362.258,"d":"144,489,362"},{"v":53664400.955,"d":"53,664,401"},{"v":14238917.001,"d":"14,238,917"},{"v":5245076.315,"d":"5,245,076"},{"v":7782.197,"d":"7,782"},{"v":2545.408,"d":"2,545"},{"v":11490.197,"d":"11,490"},{"v":10200645.316,"d":"10,200,645"},{"v":2270289.863,"d":"2,270,290"},{"v":331245.764,"d":"331,246"},{"v":10278379.558,"d":"10,278,380"},"--",1.093,0.971,1.614,{"v":1432.784,"d":"1,432.784"},0.159,0.023,1443.702,"--",0.158,0.149,0.234,207.621,{"v":0.0231043768947389,"d":"0.023"},{"v":0.00337103517086961,"d":"0.003"},{"v":209.202850301598,"d":"209.203"},"--",1.735,1.541,2.562,{"v":2274.473,"d":"2,274.473"},0.253,0.037,{"v":2291.806,"d":"2,291.806"},"--",{"v":1.63,"d":"1.630"},1.369,6.133,1.735,1.591,1.391,4.912,1.678,1.796,17.658,0.012,2.562,{"v":2323.763,"d":"2,323.763"},{"v":1815.458,"d":"1,815.458"},{"v":1441.882,"d":"1,441.882"},{"v":2274.473,"d":"2,274.473"},{"v":0.2707,"d":"0.271"},{"v":0.0523,"d":"0.052"},{"v":0.0273,"d":"0.027"},0.2531,0.0394,0.0104,0.0027,0.0369,{"v":2342.266,"d":"2,342.2660"},{"v":1819.869,"d":"1,819.8690"},{"v":1443.379,"d":"1,443.3790"},{"v":2291.806,"d":"2,291.806"},"--","--",0.147,{"v":0.17,"d":"0.170"},0.504,0.158,0.139,0.171,0.391,0.149,0.162,2.196,{"v":1E-3,"d":"0.001"},0.234,209.687,225.731,{"v":118.49,"d":"118.490"},207.621,0.0244,0.0065,0.0022,0.0231,0.0036,0.0013,0.0002,0.0034,211.357,226.279,118.613,209.203,"--","--",1.777,1.701,1.191,{"v":2273.623,"d":"2,273.623"},0.259,0.038,{"v":2291.288,"d":"2,291.288"},"--",{"v":8258303.473,"d":"8,258,303"},{"v":457438.056,"d":"457,438"},{"v":242257.75,"d":"242,258"},0,{"v":3604010,"d":"3,604,010"},0,{"v":1632528,"d":"1,632,528"},{"v":32701,"d":"32,701"},0,{"v":11678.753,"d":"11,679"},0,{"v":8969678.032,"d":"8,969,678"},{"v":5269239,"d":"5,269,239"},{"v":1665229,"d":"1,665,229"},{"v":8969678.032,"d":"8,969,678"},{"v":5269239,"d":"5,269,239"},{"v":0.57998114986137,"d":"58.0%"},{"v":0.0321259021997229,"d":"3.2%"},{"v":0.0170137763606291,"d":"1.7%"},{"v":0,"d":"0.0%"},{"v":0.253109839175303,"d":"25.3%"},{"v":0,"d":"0.0%"},{"v":0.114652539679185,"d":"11.5%"},{"v":0.00229659319781898,"d":"0.2%"},{"v":0,"d":"0.0%"},{"v":0.000820199525971927,"d":"0.1%"},{"v":0,"d":"0.0%"},{"v":0.629941027947693,"d":"63.0%"},{"v":0.370058972052307,"d":"37.0%"},{"v":0.116949132877004,"d":"11.7%"},{"v":0.629941027947693,"d":"63.0%"},{"v":0.370058972052307,"d":"37.0%"},{"v":5631849.12459003,"d":"5,631,849"},{"v":22296.7811996373,"d":"22,297"},{"v":236370.003,"d":"236,370"},0,0,0,0,0,0,65,0,{"v":0.95607703413197,"d":"95.6%"},{"v":0.00378515829675933,"d":"0.4%"},{"v":0.0401267730059185,"d":"4.0%"},{"v":0,"d":"0.0%"},{"v":0,"d":"0.0%"},{"v":0,"d":"0.0%"},{"v":0,"d":"0.0%"},{"v":0,"d":"0.0%"},{"v":0,"d":"0.0%"},{"v":1.10345653521217E-5,"d":"0.0%"},{"v":0,"d":"0.0%"}]
[2020,"Ohio Valley Electric Corporation","OVEC",{"v":2390.3,"d":"2,390"},{"v":100479588.5,"d":"100,479,589"},{"v":42554740.25,"d":"42,554,740"},{"v":100479588.5,"d":"100,479,589"},{"v":42554740.25,"d":"42,554,740"},{"v":9027074,"d":"9,027,074"},{"v":3753198,"d":"3,753,198"},{"v":9980.913,"d":"9,981"},{"v":2113.732,"d":"2,114"},{"v":5857.2,"d":"5,857"},{"v":10309185.813,"d":"10,309,186"},{"v":2414745.048,"d":"2,414,745"},{"v":351293.707,"d":"351,294"},{"v":10391712.888,"d":"10,391,713"},"--",2.211,1.126,1.298,{"v":2284.059,"d":"2,284.059"},0.268,0.039,2302.344,"--",0.199,0.099,0.117,{"v":205.2,"d":"205.200"},{"v":0.0240321948372629,"d":"0.024"},{"v":0.0034961698414997,"d":"0.003"},{"v":206.842266038938,"d":"206.842"},"--",2.211,1.126,1.298,{"v":2284.059,"d":"2,284.059"},0.268,0.039,{"v":2302.344,"d":"2,302.344"},"--",2.211,{"v":0,"d":"0.000"},0,2.211,1.126,{"v":0,"d":"0.000"},{"v":0,"d":"0.000"},1.126,1.298,{"v":0,"d":"0.000"},{"v":0,"d":"0.000"},1.298,{"v":2284.059,"d":"2,284.059"},{"v":0,"d":"0.000"},{"v":0,"d":"0.000"},{"v":2284.059,"d":"2,284.059"},{"v":0.2675,"d":"0.268"},{"v":0,"d":"0.000"},{"v":0,"d":"0.000"},0.2675,0.0389,{"v":0,"d":"0.0000"},{"v":0,"d":"0.0000"},0.0389,{"v":2302.344,"d":"2,302.3440"},{"v":0,"d":"0.0000"},{"v":0,"d":"0.0000"},{"v":2302.344,"d":"2,302.344"},"--","--",0.199,{"v":0,"d":"0.000"},{"v":0,"d":"0.000"},0.199,0.099,{"v":0,"d":"0.000"},{"v":0,"d":"0.000"},0.099,0.117,{"v":0,"d":"0.000"},{"v":0,"d":"0.000"},0.117,{"v":205.2,"d":"205.200"},{"v":0,"d":"0.000"},{"v":0,"d":"0.000"},{"v":205.2,"d":"205.200"},{"v":0.024,"d":"0.0240"},{"v":0,"d":"0.0000"},{"v":0,"d":"0.0000"},{"v":0.024,"d":"0.0240"},0.0035,{"v":0,"d":"0.0000"},{"v":0,"d":"0.0000"},0.0035,206.842,{"v":0,"d":"0.000"},{"v":0,"d":"0.000"},206.842,"--","--",2.241,1.157,1.278,{"v":2285.639,"d":"2,285.639"},0.268,0.039,{"v":2303.935,"d":"2,303.935"},"--",{"v":9012747.324,"d":"9,012,747"},{"v":14326.681,"d":"14,327"},0,0,0,0,0,0,0,0,0,{"v":9027074.005,"d":"9,027,074"},0,0,{"v":9027074.005,"d":"9,027,074"},0,{"v":0.998412920843225,"d":"99.8%"},{"v":0.0015870791567749,"d":"0.2%"},{"v":0,"d":"0.0%"},{"v":0,"d":"0.0%"},{"v":0,"d":"0.0%"},{"v":0,"d":"0.0%"},{"v":0,"d":"0.0%"},{"v":0,"d":"0.0%"},{"v":0,"d":"0.0%"},{"v":0,"d":"0.0%"},{"v":0,"d":"0.0%"},{"v":1,"d":"100.0%"},{"v":0,"d":"0.0%"},{"v":0,"d":"0.0%"},{"v":1,"d":"100.0%"},{"v":0,"d":"0.0%"},{"v":5453359.20743405,"d":"5,453,359"},0,0,0,0,0,0,0,0,0,0,{"v":1,"d":"100.0%"},{"v":0,"d":"0.0%"},{"v":0,"d":"0.0%"},{"v":0,"d":"0.0%"},{"v":0,"d":"0.0%"},{"v":0,"d":"0.0%"},{"v":0,"d":"0.0%"},{"v":0,"d":"0.0%"},{"v":0,"d":"0.0%"},{"v":0,"d":"0.0%"},{"v":0,"d":"0.0%"}]
[2020,"PacifiCorp - East","PACE",{"v":22266.2,"d":"22,266"},{"v":475179982.818,"d":"475,179,983"},{"v":201622317.373,"d":"201,622,317"},{"v":564008380.848,"d":"564,008,381"},{"v":233874057.325,"d":"233,874,057"},{"v":56375798.641,"d":"56,375,799"},{"v":23373036.568,"d":"23,373,037"},{"v":39820.45,"d":"39,820"},{"v":16704.348,"d":"16,704"},{"v":28388.736,"d":"28,389"},{"v":45573553.26,"d":"45,573,553"},{"v":9505939.158,"d":"9,505,939"},{"v":1374524.959,"d":"1,374,525"},{"v":45897181.715,"d":"45,897,182"},"--",1.413,1.429,1.007,{"v":1616.777,"d":"1,616.777"},0.169,0.024,1628.258,"--",0.168,0.166,0.119,191.816,{"v":0.0200049234010787,"d":"0.020"},{"v":0.00289264070184215,"d":"0.003"},{"v":193.178094088947,"d":"193.178"},"--",1.716,1.736,1.223,{"v":1963.794,"d":"1,963.794"},0.205,{"v":0.03,"d":"0.030"},{"v":1977.739,"d":"1,977.739"},"--",2.095,{"v":25.41,"d":"25.410"},0.438,1.722,2.101,25.175,0.437,1.697,{"v":1.58,"d":"1.580"},{"v":2.18,"d":"2.180"},0.006,1.224,{"v":2292.506,"d":"2,292.506"},{"v":1229.059,"d":"1,229.059"},892.518,{"v":1976.055,"d":"1,976.055"},{"v":0.2615,"d":"0.262"},{"v":0.0498,"d":"0.050"},{"v":0.0168,"d":"0.017"},0.2062,{"v":0.038,"d":"0.0380"},{"v":0.01,"d":"0.0100"},0.0017,0.0298,{"v":2310.378,"d":"2,310.3780"},{"v":1233.275,"d":"1,233.2750"},{"v":893.436,"d":"893.4360"},{"v":1990.096,"d":"1,990.096"},"--","--",0.189,3.377,0.058,0.168,0.191,3.383,0.056,0.166,0.143,{"v":0.29,"d":"0.290"},{"v":1E-3,"d":"0.001"},0.119,207.039,163.325,118.593,192.401,0.0236,{"v":6.6E-3,"d":"0.0066"},0.0022,0.0201,0.0034,0.0013,0.0002,0.0029,208.654,163.885,118.715,193.769,"--","--",1.633,1.599,1.153,{"v":1931.671,"d":"1,931.671"},0.197,0.028,{"v":1945.057,"d":"1,945.057"},"--",{"v":35321905.57,"d":"35,321,906"},{"v":37698.358,"d":"37,698"},{"v":10368810.011,"d":"10,368,810"},0,{"v":825939.43,"d":"825,939"},{"v":79013,"d":"79,013"},{"v":6025118,"d":"6,025,118"},{"v":2734299.04,"d":"2,734,299"},{"v":376662,"d":"376,662"},{"v":398070.841,"d":"398,071"},{"v":208281.973,"d":"208,282"},{"v":46334766.753,"d":"46,334,767"},{"v":10041031.47,"d":"10,041,031"},{"v":9215092.04,"d":"9,215,092"},{"v":46413779.753,"d":"46,413,780"},{"v":9962018.47,"d":"9,962,018"},{"v":0.62654377735426,"d":"62.7%"},{"v":0.000668697547321289,"d":"0.1%"},{"v":0.1839230722727,"d":"18.4%"},{"v":0,"d":"0.0%"},{"v":0.0146506028479263,"d":"1.5%"},{"v":0.00140154113095581,"d":"0.1%"},{"v":0.106874194067586,"d":"10.7%"},{"v":0.0485012917987292,"d":"4.9%"},{"v":0.0066812712524278,"d":"0.7%"},{"v":0.007061023587203,"d":"0.7%"},{"v":0.00369452814088982,"d":"0.4%"},{"v":0.821891098902374,"d":"82.2%"},{"v":0.178108901097626,"d":"17.8%"},{"v":0.163458298249699,"d":"16.3%"},{"v":0.82329264003333,"d":"82.3%"},{"v":0.17670735996667,"d":"17.7%"},{"v":16578782.9418127,"d":"16,578,783"},{"v":277.998,"d":"278"},{"v":5974951.66666511,"d":"5,974,952"},0,0,{"v":5791.82655019522,"d":"5,792"},0,0,0,{"v":17637.1611903805,"d":"17,637"},0,{"v":0.734307422416638,"d":"73.4%"},{"v":1.23130868854153e-05,"d":"0.0%"},{"v":0.264642547816187,"d":"26.5%"},{"v":0,"d":"0.0%"},{"v":0,"d":"0.0%"},{"v":0.000256531570507014,"d":"0.0%"},{"v":0,"d":"0.0%"},{"v":0,"d":"0.0%"},{"v":0,"d":"0.0%"},{"v":0.000781185109782193,"d":"0.1%"},{"v":0,"d":"0.0%"}]
[2020,"PacifiCorp - West","PACW",{"v":3225,"d":"3,225"},{"v":22919876.51,"d":"22,919,877"},{"v":8031793.051,"d":"8,031,793"},{"v":73048945.783,"d":"73,048,946"},{"v":30370806.98,"d":"30,370,807"},{"v":8575263.001,"d":"8,575,263"},{"v":3555414.949,"d":"3,555,415"},{"v":684.738,"d":"685"},{"v":244.845,"d":"245"},{"v":74.127,"d":"74"},{"v":1048070.072,"d":"1,048,070"},{"v":368148.103,"d":"368,148"},{"v":47102.605,"d":"47,103"},{"v":1059690.066,"d":"1,059,690"},"--",{"v":0.16,"d":"0.160"},0.138,0.017,{"v":244.44,"d":"244.440"},0.043,0.005,247.15,"--",0.06,0.061,0.006,91.455,{"v":0.0160623947009215,"d":"0.016"},{"v":0.00205509855079058,"d":"0.002"},{"v":92.4690903581138,"d":"92.469"},"--",0.479,0.413,0.052,732.597,0.129,0.016,740.719,"--",{"v":0,"d":"0.000"},{"v":0,"d":"0.000"},0.108,0.108,{"v":0,"d":"0.000"},{"v":0,"d":"0.000"},0.111,0.111,{"v":0,"d":"0.000"},{"v":0,"d":"0.000"},0.004,0.004,{"v":0,"d":"0.000"},{"v":0,"d":"0.000"},881.994,881.994,{"v":0,"d":"0.000"},{"v":0,"d":"0.000"},{"v":0.0164,"d":"0.016"},0.0164,{"v":0,"d":"0.0000"},{"v":0,"d":"0.0000"},0.0016,0.0016,{"v":0,"d":"0.0000"},{"v":0,"d":"0.0000"},{"v":882.893,"d":"882.8930"},882.893,"--","--",{"v":0,"d":"0.000"},{"v":0,"d":"0.000"},0.015,0.015,{"v":0,"d":"0.000"},{"v":0,"d":"0.000"},0.015,0.015,{"v":0,"d":"0.000"},{"v":0,"d":"0.000"},{"v":1E-3,"d":"0.001"},{"v":1E-3,"d":"0.001"},{"v":0,"d":"0.000"},{"v":0,"d":"0.000"},118.858,118.858,{"v":0,"d":"0.0000"},{"v":0,"d":"0.0000"},0.0022,0.0022,{"v":0,"d":"0.0000"},{"v":0,"d":"0.0000"},0.0002,0.0002,{"v":0,"d":"0.000"},{"v":0,"d":"0.000"},118.979,118.979,"--","--",0.499,0.506,0.047,733.422,0.131,0.017,741.679,"--",0,0,{"v":2385629.196,"d":"2,385,629"},0,{"v":3141538,"d":"3,141,538"},{"v":475617.8,"d":"475,618"},{"v":1939807,"d":"1,939,807"},{"v":632671,"d":"632,671"},0,0,0,{"v":2385629.196,"d":"2,385,629"},{"v":6189633.8,"d":"6,189,634"},{"v":3048095.8,"d":"3,048,096"},{"v":2861246.996,"d":"2,861,247"},{"v":5714016,"d":"5,714,016"},{"v":0,"d":"0.0%"},{"v":0,"d":"0.0%"},{"v":0.278198954027742,"d":"27.8%"},{"v":0,"d":"0.0%"},{"v":0.366348880665864,"d":"36.6%"},{"v":0.0554639315694289,"d":"5.5%"},{"v":0.226209621897875,"d":"22.6%"},{"v":0.0737786118390905,"d":"7.4%"},{"v":0,"d":"0.0%"},{"v":0,"d":"0.0%"},{"v":0,"d":"0.0%"},{"v":0.278198954027742,"d":"27.8%"},{"v":0.721801045972258,"d":"72.2%"},{"v":0.355452165306395,"d":"35.5%"},{"v":0.333662885597171,"d":"33.4%"},{"v":0.666337114402829,"d":"66.6%"},0,0,{"v":1442556.77244392,"d":"1,442,557"},0,0,{"v":296107.800591786,"d":"296,108"},0,0,0,0,0,{"v":0,"d":"0.0%"},{"v":0,"d":"0.0%"},{"v":0.829692394275462,"d":"83.0%"},{"v":0,"d":"0.0%"},{"v":0,"d":"0.0%"},{"v":0.170307605724538,"d":"17.0%"},{"v":0,"d":"0.0%"},{"v":0,"d":"0.0%"},{"v":0,"d":"0.0%"},{"v":0,"d":"0.0%"},{"v":0,"d":"0.0%"}]
[2020,"PJM Interconnection, LLC","PJM",{"v":293782.8,"d":"293,783"},{"v":4057683852.846,"d":"4,057,683,853"},{"v":1912371172.673,"d":"1,912,371,173"},{"v":7311029339.805,"d":"7,311,029,340"},{"v":3262546629.513,"d":"3,262,546,630"},{"v":794716072.751,"d":"794,716,073"},{"v":349902195.374,"d":"349,902,195"},{"v":139220.563,"d":"139,221"},{"v":62726.893,"d":"62,727"},{"v":171783.388,"d":"171,783"},{"v":302167905.558,"d":"302,167,906"},{"v":47438768.194,"d":"47,438,768"},{"v":6612768.553,"d":"6,612,769"},{"v":303719716.479,"d":"303,719,716"},"--",{"v":0.35,"d":"0.350"},0.359,0.432,760.442,{"v":0.06,"d":"0.060"},0.008,764.348,"--",0.069,0.066,0.085,148.936,{"v":0.0116910951947937,"d":"0.012"},{"v":0.00162969043247711,"d":"0.002"},{"v":149.70102526148,"d":"149.701"},"--",0.582,0.595,0.718,{"v":1262.905,"d":"1,262.905"},0.099,0.014,{"v":1269.391,"d":"1,269.391"},"--",1.322,1.856,0.163,{"v":0.54,"d":"0.540"},1.213,1.538,0.185,0.531,2.193,1.498,{"v":0.01,"d":"0.010"},0.707,{"v":2120.256,"d":"2,120.256"},{"v":1662.801,"d":"1,662.801"},881.161,{"v":1276.068,"d":"1,276.068"},{"v":0.2429,"d":"0.243"},{"v":0.0412,"d":"0.041"},{"v":0.0165,"d":"0.017"},0.0878,0.0353,0.0068,0.0017,0.0123,{"v":2136.847,"d":"2,136.8470"},{"v":1665.868,"d":"1,665.8680"},{"v":882.058,"d":"882.0580"},{"v":1281.91,"d":"1,281.910"},"--","--",0.126,0.172,0.022,0.064,0.115,0.146,0.024,0.061,{"v":0.21,"d":"0.210"},0.139,{"v":1E-3,"d":"0.001"},0.084,202.636,154.362,118.757,151.869,0.0232,{"v":3.8E-3,"d":"0.0038"},0.0022,0.0104,0.0034,0.0006,0.0002,{"v":1.5E-3,"d":"0.0015"},204.222,154.647,118.878,152.565,"--","--",0.836,0.816,0.999,{"v":1498.013,"d":"1,498.013"},{"v":0.13,"d":"0.130"},0.018,{"v":1506.61,"d":"1,506.610"},"--",{"v":139666144.45,"d":"139,666,144"},{"v":1804786.793,"d":"1,804,787"},{"v":324519413.567,"d":"324,519,414"},{"v":275749520,"d":"275,749,520"},{"v":8155003.36,"d":"8,155,003"},{"v":10601253.544,"d":"10,601,254"},{"v":26241696.52,"d":"26,241,697"},{"v":6041683.99,"d":"6,041,684"},0,{"v":1966388.758,"d":"1,966,389"},{"v":-29817.414,"d":"(29,817)"},{"v":743676436.154,"d":"743,676,436"},{"v":51039637.414,"d":"51,039,637"},{"v":42884634.054,"d":"42,884,634"},{"v":478528169.698,"d":"478,528,170"},{"v":316187903.87,"d":"316,187,904"},{"v":0.175736856314446,"d":"17.6%"},{"v":0.00227089792281905,"d":"0.2%"},{"v":0.40833103668648,"d":"40.8%"},{"v":0.34696564414983,"d":"34.7%"},{"v":0.0102611456725162,"d":"1.0%"},{"v":0.0133391737715069,"d":"1.3%"},{"v":0.0330189772828839,"d":"3.3%"},{"v":0.00760203237104479,"d":"0.8%"},{"v":0,"d":"0.0%"},{"v":2.4742358284738E-3,"d":"0.2%"},{"v":0,"d":"0.0%"},{"v":0.935776261344697,"d":"93.6%"},{"v":0.0642237386553032,"d":"6.4%"},{"v":0.0539601834254357,"d":"5.4%"},{"v":0.602137273441034,"d":"60.2%"},{"v":0.397862726558966,"d":"39.8%"},{"v":88230340.3025938,"d":"88,230,340"},{"v":3543689.12,"d":"3,543,689"},{"v":99356221.8849929,"d":"99,356,222"},0,0,{"v":4126296.65071756,"d":"4,126,297"},0,0,0,{"v":76597,"d":"76,597"},0,{"v":0.451691597559787,"d":"45.2%"},{"v":0.0181417706695729,"d":"1.8%"},{"v":0.508650090624412,"d":"50.9%"},{"v":0,"d":"0.0%"},{"v":0,"d":"0.0%"},{"v":0.0211244059557755,"d":"2.1%"},{"v":0,"d":"0.0%"},{"v":0,"d":"0.0%"},{"v":0,"d":"0.0%"},{"v":0.000392135190452958,"d":"0.0%"},{"v":0,"d":"0.0%"}]
[2020,"Portland General Electric Company","PGE",{"v":4380.1,"d":"4,380"},{"v":89134418.668,"d":"89,134,419"},{"v":32357907.054,"d":"32,357,907"},{"v":123456758.668,"d":"123,456,759"},{"v":48131788.12,"d":"48,131,788"},{"v":13698622.992,"d":"13,698,623"},{"v":5233487.994,"d":"5,233,488"},{"v":8059.588,"d":"8,060"},{"v":3025.522,"d":"3,026"},{"v":2632.377,"d":"2,632"},{"v":6078528.075,"d":"6,078,528"},{"v":657273.876,"d":"657,274"},{"v":88140.863,"d":"88,141"},{"v":6099876.988,"d":"6,099,877"},"--",1.177,1.156,0.384,887.466,0.048,0.006,890.583,"--",0.181,0.187,0.059,{"v":136.39,"d":"136.390"},{"v":0.00737396267145866,"d":"0.007"},{"v":0.000988853288293709,"d":"0.001"},{"v":136.869170835573,"d":"136.869"},"--",1.647,1.618,0.538,{"v":1242.219,"d":"1,242.219"},0.067,0.009,{"v":1246.582,"d":"1,246.582"},"--",2.092,{"v":0,"d":"0.000"},1.438,1.548,2.133,{"v":0,"d":"0.000"},1.478,{"v":1.65,"d":"1.650"},3.157,{"v":0,"d":"0.000"},0.012,0.541,{"v":2276.497,"d":"2,276.497"},{"v":0,"d":"0.000"},{"v":1024.575,"d":"1,024.575"},{"v":1235.432,"d":"1,235.432"},{"v":0.2523,"d":"0.252"},{"v":0,"d":"0.000"},{"v":0.0158,"d":"0.016"},0.0556,0.0367,{"v":0,"d":"0.0000"},0.0016,0.0075,{"v":2293.742,"d":"2,293.7420"},{"v":0,"d":"0.0000"},{"v":1025.44,"d":"1,025.4400"},{"v":1239.056,"d":"1,239.056"},"--","--",0.193,{"v":0,"d":"0.000"},0.167,0.172,0.192,{"v":0,"d":"0.000"},{"v":0.17,"d":"0.170"},0.177,0.291,{"v":0,"d":"0.000"},{"v":1E-3,"d":"0.001"},{"v":0.06,"d":"0.060"},{"v":209.76,"d":"209.760"},{"v":0,"d":"0.000"},118.639,137.127,0.0232,{"v":0,"d":"0.0000"},{"v":1.8E-3,"d":"0.0018"},0.0062,0.0034,{"v":0,"d":"0.0000"},0.0002,0.0008,211.349,{"v":0,"d":"0.000"},118.739,137.529,"--","--",{"v":3.38,"d":"3.380"},3.157,1.092,{"v":1481.313,"d":"1,481.313"},0.102,0.014,{"v":1488.126,"d":"1,488.126"},"--",{"v":1630144.8,"d":"1,630,145"},{"v":2338.583,"d":"2,339"},{"v":8059083.186,"d":"8,059,083"},0,{"v":1689290,"d":"1,689,290"},{"v":95381.459,"d":"95,381"},{"v":2093820,"d":"2,093,820"},{"v":128950,"d":"128,950"},0,0,{"v":-385,"d":"(385)"},{"v":9691181.569,"d":"9,691,182"},{"v":4007441.459,"d":"4,007,441"},{"v":2318151.459,"d":"2,318,151"},{"v":9786563.028,"d":"9,786,563"},{"v":3912060,"d":"3,912,060"},{"v":0.118997287735585,"d":"11.9%"},{"v":0.000170711849735402,"d":"0.0%"},{"v":0.588296843795382,"d":"58.8%"},{"v":0,"d":"0.0%"},{"v":0.123314768233378,"d":"12.3%"},{"v":0.0069626544349084,"d":"0.7%"},{"v":0.152844643620936,"d":"15.3%"},{"v":0.00941309033007598,"d":"0.9%"},{"v":0,"d":"0.0%"},{"v":0,"d":"0.0%"},{"v":0,"d":"0.0%"},{"v":0.707456621675859,"d":"70.7%"},{"v":0.292543378324141,"d":"29.3%"},{"v":0.16922038838592,"d":"16.9%"},{"v":0.714419471796271,"d":"71.4%"},{"v":0.285580528203729,"d":"28.6%"},{"v":1387048.0661489,"d":"1,387,048"},0,{"v":2650530.86672084,"d":"2,650,531"},0,0,{"v":15366.7448702755,"d":"15,367"},0,0,0,0,0,{"v":0.342232089062279,"d":"34.2%"},{"v":0,"d":"0.0%"},{"v":0.653976410608794,"d":"65.4%"},{"v":0,"d":"0.0%"},{"v":0,"d":"0.0%"},{"v":0.00379150032892724,"d":"0.4%"},{"v":0,"d":"0.0%"},{"v":0,"d":"0.0%"},{"v":0,"d":"0.0%"},{"v":0,"d":"0.0%"},{"v":0,"d":"0.0%"}]
[2020,"PowerSouth Energy Cooperative","AEC",{"v":2698.7,"d":"2,699"},{"v":38415622.514,"d":"38,415,623"},{"v":20229906.213,"d":"20,229,906"},{"v":38519381.514,"d":"38,519,382"},{"v":20277122.214,"d":"20,277,122"},{"v":4897566.999,"d":"4,897,567"},{"v":2460403.001,"d":"2,460,403"},{"v":1161.287,"d":"1,161"},{"v":813.991,"d":"814"},{"v":282.808,"d":"283"},{"v":2428794.27,"d":"2,428,794"},{"v":177926.8,"d":"177,927"},{"v":22367.754,"d":"22,368"},{"v":2434351.151,"d":"2,434,351"},"--",0.474,0.662,0.115,991.837,0.036,0.005,994.106,"--",0.06,{"v":0.08,"d":"0.080"},0.015,126.448,{"v":0.00463162610303028,"d":"0.005"},{"v":0.000582256710583003,"d":"0.001"},{"v":126.737561007261,"d":"126.738"},"--",0.475,0.663,0.116,994.238,0.036,0.005,996.513,"--",5.404,{"v":0,"d":"0.000"},0.134,0.479,5.346,{"v":0,"d":"0.000"},0.142,0.667,1.668,{"v":0,"d":"0.000"},0.004,0.113,{"v":2615.229,"d":"2,615.229"},{"v":0,"d":"0.000"},889.515,{"v":1002.52,"d":"1,002.520"},{"v":0.3164,"d":"0.316"},{"v":0,"d":"0.000"},{"v":0.0171,"d":"0.017"},0.0367,0.0461,{"v":0,"d":"0.0000"},0.0017,0.0046,{"v":2636.864,"d":"2,636.8640"},{"v":0,"d":"0.0000"},{"v":890.453,"d":"890.4530"},{"v":1004.814,"d":"1,004.814"},"--","--",0.424,{"v":0,"d":"0.000"},0.018,0.061,0.425,{"v":0,"d":"0.000"},0.018,0.081,0.131,{"v":0,"d":"0.000"},{"v":1E-3,"d":"0.001"},0.014,{"v":205.2,"d":"205.200"},{"v":0,"d":"0.000"},118.857,128.062,0.0248,{"v":0,"d":"0.0000"},{"v":2.3E-3,"d":"0.0023"},0.0047,0.0036,{"v":0,"d":"0.0000"},0.0002,0.0006,206.897,{"v":0,"d":"0.000"},118.982,128.355,"--","--",1.613,2.131,0.444,{"v":1451.995,"d":"1,451.995"},0.098,0.014,{"v":1458.516,"d":"1,458.516"},"--",{"v":314886.57,"d":"314,887"},{"v":2444.604,"d":"2,445"},{"v":4528046.83,"d":"4,528,047"},0,{"v":11827,"d":"11,827"},{"v":40362,"d":"40,362"},0,0,0,0,0,{"v":4845378.004,"d":"4,845,378"},{"v":52189,"d":"52,189"},{"v":40362,"d":"40,362"},{"v":4885740.004,"d":"4,885,740"},{"v":11827,"d":"11,827"},{"v":0.0642944894358407,"d":"6.4%"},{"v":0.000499146616677917,"d":"0.0%"},{"v":0.924550256546118,"d":"92.5%"},{"v":0,"d":"0.0%"},{"v":0.00241487252555004,"d":"0.2%"},{"v":0.00824123487581386,"d":"0.8%"},{"v":0,"d":"0.0%"},{"v":0,"d":"0.0%"},{"v":0,"d":"0.0%"},{"v":0,"d":"0.0%"},{"v":0,"d":"0.0%"},{"v":0.989343892598636,"d":"98.9%"},{"v":0.0106561074013639,"d":"1.1%"},{"v":0.00824123487581386,"d":"0.8%"},{"v":0.99758512747445,"d":"99.8%"},{"v":0.00241487252555004,"d":"0.2%"},{"v":317291,"d":"317,291"},0,{"v":884223.286805176,"d":"884,223"},0,0,0,0,0,0,0,0,{"v":0.264075927755862,"d":"26.4%"},{"v":0,"d":"0.0%"},{"v":0.735924072244138,"d":"73.6%"},{"v":0,"d":"0.0%"},{"v":0,"d":"0.0%"},{"v":0,"d":"0.0%"},{"v":0,"d":"0.0%"},{"v":0,"d":"0.0%"},{"v":0,"d":"0.0%"},{"v":0,"d":"0.0%"},{"v":0,"d":"0.0%"}]
[2020,"Public Service Company of Colorado","PSCO",{"v":15895.3,"d":"15,895"},{"v":202291009.996,"d":"202,291,010"},{"v":90944982.029,"d":"90,944,982"},{"v":323000611.116,"d":"323,000,611"},{"v":141628425.015,"d":"141,628,425"},{"v":34125000.808,"d":"34,125,001"},{"v":15035907.922,"d":"15,035,908"},{"v":5214.813,"d":"5,215"},{"v":2358.973,"d":"2,359"},{"v":3911.426,"d":"3,911"},{"v":15480114.182,"d":"15,480,114"},{"v":2185117.261,"d":"2,185,117"},{"v":304729.158,"d":"304,729"},{"v":15552832.749,"d":"15,552,833"},"--",0.306,0.314,0.229,907.259,0.064,0.009,911.521,"--",0.052,0.052,0.039,153.048,{"v":0.0108018505668799,"d":"0.011"},{"v":0.00150639001706515,"d":"0.002"},{"v":153.766919739118,"d":"153.767"},"--",0.511,0.524,0.383,{"v":1515.598,"d":"1,515.598"},0.107,0.015,{"v":1522.718,"d":"1,522.718"},"--",0.765,{"v":-0.035,"d":"(0.035)"},0.349,0.499,0.754,{"v":-0.025,"d":"(0.025)"},0.362,{"v":0.5,"d":"0.500"},{"v":1.08,"d":"1.080"},{"v":-0.003,"d":"(0.003)"},0.006,0.384,{"v":2359.452,"d":"2,359.452"},{"v":-1.725,"d":"(1.725)"},{"v":1058.893,"d":"1,058.893"},{"v":1526.634,"d":"1,526.634"},{"v":0.2573,"d":"0.257"},{"v":-1E-4,"d":"(0.000)"},0.019,{"v":0.103,"d":"0.1030"},0.0374,{"v":0,"d":"0.0000"},{"v":1.9E-3,"d":"0.0019"},0.0144,{"v":2377.026,"d":"2,377.0260"},{"v":-1.73,"d":"(1.7300)"},{"v":1059.937,"d":"1,059.9370"},{"v":1533.502,"d":"1,533.502"},"--","--",0.067,3.299,0.039,{"v":0.05,"d":"0.050"},0.066,3.301,0.041,0.051,0.094,{"v":0.29,"d":"0.290"},{"v":1E-3,"d":"0.001"},0.039,206.439,163.323,118.825,154.458,0.0225,{"v":6.6E-3,"d":"0.0066"},0.0021,0.0104,{"v":3.3E-3,"d":"0.0033"},0.0013,0.0002,{"v":1.5E-3,"d":"0.0015"},207.977,163.882,118.942,155.153,"--","--",0.523,0.523,0.269,{"v":1384.022,"d":"1,384.022"},{"v":0.08,"d":"0.080"},0.011,{"v":1389.258,"d":"1,389.258"},"--",{"v":6974669.1,"d":"6,974,669"},{"v":-194364.507,"d":"(194,365)"},{"v":13500806.016,"d":"13,500,806"},0,{"v":75526,"d":"75,526"},{"v":146513.149,"d":"146,513"},{"v":12463262,"d":"12,463,262"},{"v":1158486,"d":"1,158,486"},0,0,103,{"v":20281213.609,"d":"20,281,214"},{"v":13843787.149,"d":"13,843,787"},{"v":13768261.149,"d":"13,768,261"},{"v":20427726.758,"d":"20,427,727"},{"v":13697274,"d":"13,697,274"},{"v":0.203228382755464,"d":"20.3%"},{"v":0,"d":"0.0%"},{"v":0.393387404217774,"d":"39.3%"},{"v":0,"d":"0.0%"},{"v":0.00220068172639031,"d":"0.2%"},{"v":0.00426911010354317,"d":"0.4%"},{"v":0.363155376090549,"d":"36.3%"},{"v":0.0337560438852714,"d":"3.4%"},{"v":0,"d":"0.0%"},{"v":0,"d":"0.0%"},{"v":3.00122100757623E-6,"d":"0.0%"},{"v":0.59432126471808,"d":"59.4%"},{"v":0.40567873528192,"d":"40.6%"},{"v":0.401180530079364,"d":"40.1%"},{"v":0.598614690234434,"d":"59.9%"},{"v":0.401385309765566,"d":"40.1%"},{"v":3597584.1364333,"d":"3,597,584"},0,{"v":10162694.314116,"d":"10,162,694"},0,0,{"v":32847.203771087,"d":"32,847"},0,0,0,0,0,{"v":0.260824429980193,"d":"26.1%"},{"v":0,"d":"0.0%"},{"v":0.73679415158034,"d":"73.7%"},{"v":0,"d":"0.0%"},{"v":0,"d":"0.0%"},{"v":0.00238141843946722,"d":"0.2%"},{"v":0,"d":"0.0%"},{"v":0,"d":"0.0%"},{"v":0,"d":"0.0%"},{"v":0,"d":"0.0%"},{"v":0,"d":"0.0%"}]
[2020,"Public Service Company of New Mexico","PNM",{"v":9045.2,"d":"9,045"},{"v":97202929.062,"d":"97,202,929"},{"v":45109108.193,"d":"45,109,108"},{"v":136070164.07,"d":"136,070,164"},{"v":60844095.197,"d":"60,844,095"},{"v":14049953,"d":"14,049,953"},{"v":6237575.701,"d":"6,237,576"},{"v":7644.159,"d":"7,644"},{"v":3540.979,"d":"3,541"},{"v":1387.679,"d":"1,388"},{"v":8405498.946,"d":"8,405,499"},{"v":1405477.05,"d":"1,405,477"},{"v":200852.836,"d":"200,853"},{"v":8452994.481,"d":"8,452,994"},"--",1.088,1.135,0.198,{"v":1196.516,"d":"1,196.516"},{"v":0.1,"d":"0.100"},0.014,1203.277,"--",0.157,0.157,0.029,172.947,{"v":0.0144592047128902,"d":"0.014"},{"v":0.00206632493421971,"d":"0.002"},{"v":173.924686479526,"d":"173.925"},"--",1.589,1.658,0.289,{"v":1747.572,"d":"1,747.572"},0.146,0.021,{"v":1757.447,"d":"1,757.447"},"--",2.851,{"v":0,"d":"0.000"},0.364,1.603,2.829,{"v":0,"d":"0.000"},{"v":0.37,"d":"0.370"},1.607,{"v":0.57,"d":"0.570"},{"v":0,"d":"0.000"},0.005,0.287,{"v":2630.517,"d":"2,630.517"},{"v":0,"d":"0.000"},901.459,{"v":1763.133,"d":"1,763.133"},{"v":0.2787,"d":"0.279"},{"v":0,"d":"0.000"},0.017,0.1474,0.0406,{"v":0,"d":"0.0000"},0.0017,0.0211,{"v":2649.57,"d":"2,649.5700"},{"v":0,"d":"0.0000"},{"v":902.391,"d":"902.3910"},{"v":1773.096,"d":"1,773.096"},"--","--",0.227,{"v":0,"d":"0.000"},0.048,0.159,0.228,{"v":0,"d":"0.000"},0.048,0.159,0.045,{"v":0,"d":"0.000"},{"v":1E-3,"d":"0.001"},0.028,209.639,{"v":0,"d":"0.000"},118.587,175.147,0.0222,{"v":0,"d":"0.0000"},0.0022,0.0146,0.0032,{"v":0,"d":"0.0000"},0.0002,0.0021,211.157,{"v":0,"d":"0.000"},{"v":118.71,"d":"118.710"},176.137,"--","--",1.952,1.939,0.349,{"v":1976.761,"d":"1,976.761"},0.176,0.025,{"v":1988.719,"d":"1,988.719"},"--",{"v":4720666.1,"d":"4,720,666"},{"v":32270.67,"d":"32,271"},{"v":4775743.854,"d":"4,775,744"},0,0,{"v":91709.906,"d":"91,710"},{"v":3517085,"d":"3,517,085"},{"v":859960,"d":"859,960"},{"v":53279,"d":"53,279"},0,{"v":-762,"d":"(762)"},{"v":9527918.624,"d":"9,527,919"},{"v":4522033.906,"d":"4,522,034"},{"v":4522033.906,"d":"4,522,034"},{"v":9619628.53,"d":"9,619,629"},{"v":4430324,"d":"4,430,324"},{"v":0.335973383411982,"d":"33.6%"},{"v":0.00229672803693351,"d":"0.2%"},{"v":0.339893308899217,"d":"34.0%"},{"v":0,"d":"0.0%"},{"v":0,"d":"0.0%"},{"v":0.00652706350301176,"d":"0.7%"},{"v":0.250313604513891,"d":"25.0%"},{"v":0.0612040048329129,"d":"6.1%"},{"v":0.00379190680205215,"d":"0.4%"},{"v":0,"d":"0.0%"},{"v":0,"d":"0.0%"},{"v":0.678145965522348,"d":"67.8%"},{"v":0.321854034477652,"d":"32.2%"},{"v":0.321836579651868,"d":"32.2%"},{"v":0.684673383021032,"d":"68.5%"},{"v":0.315326616978969,"d":"31.5%"},{"v":4011012.9742779,"d":"4,011,013"},0,{"v":2594257.76839891,"d":"2,594,258"},0,0,{"v":1624.81895652278,"d":"1,625"},0,0,0,0,0,{"v":0.607094956604144,"d":"60.7%"},{"v":0,"d":"0.0%"},{"v":0.392659115646376,"d":"39.3%"},{"v":0,"d":"0.0%"},{"v":0,"d":"0.0%"},{"v":0.000245927749480135,"d":"0.0%"},{"v":0,"d":"0.0%"},{"v":0,"d":"0.0%"},{"v":0,"d":"0.0%"},{"v":0,"d":"0.0%"},{"v":0,"d":"0.0%"}]
[2020,"Public Utility District No. 1 of Chelan County","CHPD",{"v":1988.2,"d":"1,988"},0,0,{"v":76975442.234,"d":"76,975,442"},{"v":35203117.127,"d":"35,203,117"},{"v":8774130.004,"d":"8,774,130"},{"v":4012666.002,"d":"4,012,666"},0,0,0,0,0,0,0,"--",{"v":0,"d":"0.000"},{"v":0,"d":"0.000"},{"v":0,"d":"0.000"},{"v":0,"d":"0.000"},{"v":0,"d":"0.000"},{"v":0,"d":"0.000"},0,"--",0,{"v":0,"d":"0.000"},{"v":0,"d":"0.000"},{"v":0,"d":"0.000"},{"v":0,"d":"0.000"},{"v":0,"d":"0.000"},{"v":0,"d":"0.000"},"--",{"$nulls":7},"--",{"v":0,"d":"0.000"},{"v":0,"d":"0.000"},0,{"v":0,"d":"0.000"},{"v":0,"d":"0.000"},{"v":0,"d":"0.000"},{"v":0,"d":"0.000"},{"v":0,"d":"0.000"},{"v":0,"d":"0.000"},{"v":0,"d":"0.000"},{"v":0,"d":"0.000"},{"v":0,"d":"0.000"},{"v":0,"d":"0.000"},{"v":0,"d":"0.000"},{"v":0,"d":"0.000"},{"v":0,"d":"0.000"},{"v":0,"d":"0.000"},{"v":0,"d":"0.000"},{"v":0,"d":"0.000"},{"v":0,"d":"0.0000"},{"v":0,"d":"0.0000"},{"v":0,"d":"0.0000"},{"v":0,"d":"0.0000"},{"v":0,"d":"0.0000"},{"v":0,"d":"0.0000"},{"v":0,"d":"0.0000"},{"v":0,"d":"0.0000"},{"v":0,"d":"0.000"},"--","--",{"v":0,"d":"0.000"},{"v":0,"d":"0.000"},{"v":0,"d":"0.000"},{"v":0,"d":"0.000"},{"v":0,"d":"0.000"},{"v":0,"d":"0.000"},{"v":0,"d":"0.000"},{"v":0,"d":"0.000"},{"v":0,"d":"0.000"},{"v":0,"d":"0.000"},{"v":0,"d":"0.000"},{"v":0,"d":"0.000"},{"v":0,"d":"0.000"},{"v":0,"d":"0.000"},{"v":0,"d":"0.000"},{"v":0,"d":"0.000"},{"v":0,"d":"0.0000"},{"v":0,"d":"0.0000"},{"v":0,"d":"0.0000"},{"v":0,"d":"0.0000"},{"v":0,"d":"0.0000"},{"v":0,"d":"0.0000"},{"v":0,"d":"0.0000"},{"v":0,"d":"0.0000"},{"v":0,"d":"0.000"},{"v":0,"d":"0.000"},{"v":0,"d":"0.000"},{"v":0,"d":"0.000"},"--","--",{"v":0,"d":"0.000"},{"v":0,"d":"0.000"},{"v":0,"d":"0.000"},{"v":0,"d":"0.000"},{"v":0,"d":"0.000"},{"v":0,"d":"0.000"},{"v":0,"d":"0.000"},"--",0,0,0,0,{"v":8774130,"d":"8,774,130"},0,0,0,0,0,0,0,{"v":8774130,"d":"8,774,130"},0,0,{"v":8774130,"d":"8,774,130"},{"v":0,"d":"0.0%"},{"v":0,"d":"0.0%"},{"v":0,"d":"0.0%"},{"v":0,"d":"0.0%"},{"v":1,"d":"100.0%"},{"v":0,"d":"0.0%"},{"v":0,"d":"0.0%"},{"v":0,"d":"0.0%"},{"v":0,"d":"0.0%"},{"v":0,"d":"0.0%"},{"v":0,"d":"0.0%"},{"v":0,"d":"0.0%"},{"v":1,"d":"100.0%"},{"v":0,"d":"0.0%"},{"v":0,"d":"0.0%"},{"v":1,"d":"100.0%"},0,0,0,0,0,0,0,0,0,0,0,{"v":0,"d":"0.0%"},{"v":0,"d":"0.0%"},{"v":0,"d":"0.0%"},{"v":0,"d":"0.0%"},{"v":0,"d":"0.0%"},{"v":0,"d":"0.0%"},{"v":0,"d":"0.0%"},{"v":0,"d":"0.0%"},{"v":0,"d":"0.0%"},{"v":0,"d":"0.0%"},{"v":0,"d":"0.0%"}]
[2020,"Public Utility District No. 2 of Grant County, Washington","GCPD",{"v":2306,"d":"2,306"},0,0,{"v":45481287,"d":"45,481,287"},{"v":20463341,"d":"20,463,341"},{"v":5184234,"d":"5,184,234"},{"v":2332537,"d":"2,332,537"},0,0,0,0,0,0,0,"--",{"v":0,"d":"0.000"},{"v":0,"d":"0.000"},{"v":0,"d":"0.000"},{"v":0,"d":"0.000"},{"v":0,"d":"0.000"},{"v":0,"d":"0.000"},0,"--",0,{"v":0,"d":"0.000"},{"v":0,"d":"0.000"},{"v":0,"d":"0.000"},{"v":0,"d":"0.000"},{"v":0,"d":"0.000"},{"v":0,"d":"0.000"},"--",{"$nulls":7},"--",{"v":0,"d":"0.000"},{"v":0,"d":"0.000"},0,{"v":0,"d":"0.000"},{"v":0,"d":"0.000"},{"v":0,"d":"0.000"},{"v":0,"d":"0.000"},{"v":0,"d":"0.000"},{"v":0,"d":"0.000"},{"v":0,"d":"0.000"},{"v":0,"d":"0.000"},{"v":0,"d":"0.000"},{"v":0,"d":"0.000"},{"v":0,"d":"0.000"},{"v":0,"d":"0.000"},{"v":0,"d":"0.000"},{"v":0,"d":"0.000"},{"v":0,"d":"0.000"},{"v":0,"d":"0.000"},{"v":0,"d":"0.0000"},{"v":0,"d":"0.0000"},{"v":0,"d":"0.0000"},{"v":0,"d":"0.0000"},{"v":0,"d":"0.0000"},{"v":0,"d":"0.0000"},{"v":0,"d":"0.0000"},{"v":0,"d":"0.0000"},{"v":0,"d":"0.000"},"--","--",{"v":0,"d":"0.000"},{"v":0,"d":"0.000"},{"v":0,"d":"0.000"},{"v":0,"d":"0.000"},{"v":0,"d":"0.000"},{"v":0,"d":"0.000"},{"v":0,"d":"0.000"},{"v":0,"d":"0.000"},{"v":0,"d":"0.000"},{"v":0,"d":"0.000"},{"v":0,"d":"0.000"},{"v":0,"d":"0.000"},{"v":0,"d":"0.000"},{"v":0,"d":"0.000"},{"v":0,"d":"0.000"},{"v":0,"d":"0.000"},{"v":0,"d":"0.0000"},{"v":0,"d":"0.0000"},{"v":0,"d":"0.0000"},{"v":0,"d":"0.0000"},{"v":0,"d":"0.0000"},{"v":0,"d":"0.0000"},{"v":0,"d":"0.0000"},{"v":0,"d":"0.0000"},{"v":0,"d":"0.000"},{"v":0,"d":"0.000"},{"v":0,"d":"0.000"},{"v":0,"d":"0.000"},"--","--",{"v":0,"d":"0.000"},{"v":0,"d":"0.000"},{"v":0,"d":"0.000"},{"v":0,"d":"0.000"},{"v":0,"d":"0.000"},{"v":0,"d":"0.000"},{"v":0,"d":"0.000"},"--",0,0,0,0,{"v":5184234,"d":"5,184,234"},0,0,0,0,0,0,0,{"v":5184234,"d":"5,184,234"},0,0,{"v":5184234,"d":"5,184,234"},{"v":0,"d":"0.0%"},{"v":0,"d":"0.0%"},{"v":0,"d":"0.0%"},{"v":0,"d":"0.0%"},{"v":1,"d":"100.0%"},{"v":0,"d":"0.0%"},{"v":0,"d":"0.0%"},{"v":0,"d":"0.0%"},{"v":0,"d":"0.0%"},{"v":0,"d":"0.0%"},{"v":0,"d":"0.0%"},{"v":0,"d":"0.0%"},{"v":1,"d":"100.0%"},{"v":0,"d":"0.0%"},{"v":0,"d":"0.0%"},{"v":1,"d":"100.0%"},0,0,0,0,0,0,0,0,0,0,0,{"v":0,"d":"0.0%"},{"v":0,"d":"0.0%"},{"v":0,"d":"0.0%"},{"v":0,"d":"0.0%"},{"v":0,"d":"0.0%"},{"v":0,"d":"0.0%"},{"v":0,"d":"0.0%"},{"v":0,"d":"0.0%"},{"v":0,"d":"0.0%"},{"v":0,"d":"0.0%"},{"v":0,"d":"0.0%"}]
[2020,"PUD No. 1 of Douglas County","DOPD",774,0,0,{"v":38399657.5,"d":"38,399,658"},{"v":17990352.5,"d":"17,990,353"},{"v":4377027,"d":"4,377,027"},{"v":2050650,"d":"2,050,650"},0,0,0,0,0,0,0,"--",{"v":0,"d":"0.000"},{"v":0,"d":"0.000"},{"v":0,"d":"0.000"},{"v":0,"d":"0.000"},{"v":0,"d":"0.000"},{"v":0,"d":"0.000"},0,"--",0,{"v":0,"d":"0.000"},{"v":0,"d":"0.000"},{"v":0,"d":"0.000"},{"v":0,"d":"0.000"},{"v":0,"d":"0.000"},{"v":0,"d":"0.000"},"--",{"$nulls":7},"--",{"v":0,"d":"0.000"},{"v":0,"d":"0.000"},0,{"v":0,"d":"0.000"},{"v":0,"d":"0.000"},{"v":0,"d":"0.000"},{"v":0,"d":"0.000"},{"v":0,"d":"0.000"},{"v":0,"d":"0.000"},{"v":0,"d":"0.000"},{"v":0,"d":"0.000"},{"v":0,"d":"0.000"},{"v":0,"d":"0.000"},{"v":0,"d":"0.000"},{"v":0,"d":"0.000"},{"v":0,"d":"0.000"},{"v":0,"d":"0.000"},{"v":0,"d":"0.000"},{"v":0,"d":"0.000"},{"v":0,"d":"0.0000"},{"v":0,"d":"0.0000"},{"v":0,"d":"0.0000"},{"v":0,"d":"0.0000"},{"v":0,"d":"0.0000"},{"v":0,"d":"0.0000"},{"v":0,"d":"0.0000"},{"v":0,"d":"0.0000"},{"v":0,"d":"0.000"},"--","--",{"v":0,"d":"0.000"},{"v":0,"d":"0.000"},{"v":0,"d":"0.000"},{"v":0,"d":"0.000"},{"v":0,"d":"0.000"},{"v":0,"d":"0.000"},{"v":0,"d":"0.000"},{"v":0,"d":"0.000"},{"v":0,"d":"0.000"},{"v":0,"d":"0.000"},{"v":0,"d":"0.000"},{"v":0,"d":"0.000"},{"v":0,"d":"0.000"},{"v":0,"d":"0.000"},{"v":0,"d":"0.000"},{"v":0,"d":"0.000"},{"v":0,"d":"0.0000"},{"v":0,"d":"0.0000"},{"v":0,"d":"0.0000"},{"v":0,"d":"0.0000"},{"v":0,"d":"0.0000"},{"v":0,"d":"0.0000"},{"v":0,"d":"0.0000"},{"v":0,"d":"0.0000"},{"v":0,"d":"0.000"},{"v":0,"d":"0.000"},{"v":0,"d":"0.000"},{"v":0,"d":"0.000"},"--","--",{"v":0,"d":"0.000"},{"v":0,"d":"0.000"},{"v":0,"d":"0.000"},{"v":0,"d":"0.000"},{"v":0,"d":"0.000"},{"v":0,"d":"0.000"},{"v":0,"d":"0.000"},"--",0,0,0,0,{"v":4377027,"d":"4,377,027"},0,0,0,0,0,0,0,{"v":4377027,"d":"4,377,027"},0,0,{"v":4377027,"d":"4,377,027"},{"v":0,"d":"0.0%"},{"v":0,"d":"0.0%"},{"v":0,"d":"0.0%"},{"v":0,"d":"0.0%"},{"v":1,"d":"100.0%"},{"v":0,"d":"0.0%"},{"v":0,"d":"0.0%"},{"v":0,"d":"0.0%"},{"v":0,"d":"0.0%"},{"v":0,"d":"0.0%"},{"v":0,"d":"0.0%"},{"v":0,"d":"0.0%"},{"v":1,"d":"100.0%"},{"v":0,"d":"0.0%"},{"v":0,"d":"0.0%"},{"v":1,"d":"100.0%"},0,0,0,0,0,0,0,0,0,0,0,{"v":0,"d":"0.0%"},{"v":0,"d":"0.0%"},{"v":0,"d":"0.0%"},{"v":0,"d":"0.0%"},{"v":0,"d":"0.0%"},{"v":0,"d":"0.0%"},{"v":0,"d":"0.0%"},{"v":0,"d":"0.0%"},{"v":0,"d":"0.0%"},{"v":0,"d":"0.0%"},{"v":0,"d":"0.0%"}]
[2020,"Puget Sound Energy","PSEI",{"v":3033.2,"d":"3,033"},{"v":41892833.769,"d":"41,892,834"},{"v":12905834.332,"d":"12,905,834"},{"v":62998429.589,"d":"62,998,430"},{"v":21734904.238,"d":"21,734,904"},{"v":9328391.998,"d":"9,328,392"},{"v":3392220,"d":"3,392,220"},{"v":915.487,"d":"915"},{"v":352.873,"d":"353"},{"v":43.541,"d":"44"},{"v":2430918.338,"d":"2,430,918"},{"v":150274.618,"d":"150,275"},{"v":16295.595,"d":"16,296"},{"v":2435224.813,"d":"2,435,225"},"--",0.196,0.208,0.009,521.187,0.016,{"v":2E-3,"d":"0.002"},522.11,"--",0.044,0.055,{"v":2E-3,"d":"0.002"},116.054,{"v":3.58711990763443E-3,"d":"0.004"},{"v":0.000388982876877106,"d":"0.000"},{"v":116.259731983183,"d":"116.260"},"--",0.264,0.28,0.013,702.309,0.022,{"v":2E-3,"d":"0.002"},703.553,"--",{"v":0,"d":"0.000"},41.566,0.257,{"v":0.26,"d":"0.260"},{"v":0,"d":"0.000"},48.742,{"v":0.29,"d":"0.290"},0.294,{"v":0,"d":"0.000"},3.746,0.009,0.009,{"v":0,"d":"0.000"},{"v":2109.802,"d":"2,109.802"},716.102,716.212,{"v":0,"d":"0.000"},{"v":0.0854,"d":"0.085"},{"v":0.0163,"d":"0.016"},0.0163,{"v":0,"d":"0.0000"},0.0171,0.0016,0.0016,{"v":0,"d":"0.0000"},{"v":2117.028,"d":"2,117.0280"},{"v":716.997,"d":"716.9970"},717.108,"--","--",{"v":0,"d":"0.000"},3.218,0.042,0.043,{"v":0,"d":"0.000"},3.218,0.054,0.055,{"v":0,"d":"0.000"},{"v":0.29,"d":"0.290"},{"v":1E-3,"d":"0.001"},{"v":2E-3,"d":"0.002"},{"v":0,"d":"0.000"},163.326,118.608,118.616,{"v":0,"d":"0.0000"},{"v":6.6E-3,"d":"0.0066"},0.0027,0.0027,{"v":0,"d":"0.0000"},0.0013,0.0003,0.0003,{"v":0,"d":"0.000"},163.885,118.756,118.764,"--","--",{"v":0.32,"d":"0.320"},0.334,0.016,733.696,0.027,0.003,735.277,"--",0,{"v":4090.818,"d":"4,091"},{"v":6491698.042,"d":"6,491,698"},0,{"v":1241097,"d":"1,241,097"},{"v":134392,"d":"134,392"},{"v":1164552,"d":"1,164,552"},95,0,{"v":292477.15,"d":"292,477"},{"v":-10,"d":"(10)"},{"v":6788256.01,"d":"6,788,256"},{"v":2540136,"d":"2,540,136"},{"v":1299039,"d":"1,299,039"},{"v":6922648.01,"d":"6,922,648"},{"v":2405744,"d":"2,405,744"},{"v":0,"d":"0.0%"},{"v":0.000438533630477617,"d":"0.0%"},{"v":0.695906762491682,"d":"69.6%"},{"v":0,"d":"0.0%"},{"v":0.133044973691051,"d":"13.3%"},{"v":0.0144067547534864,"d":"1.4%"},{"v":0.124839388220148,"d":"12.5%"},{"v":1.01839521815377E-5,"d":"0.0%"},{"v":0,"d":"0.0%"},{"v":0.0313534032609729,"d":"3.1%"},{"v":0,"d":"0.0%"},{"v":0.727698407477196,"d":"72.8%"},{"v":0.272301592522804,"d":"27.2%"},{"v":0.139256326925816,"d":"13.9%"},{"v":0.742105177674668,"d":"74.2%"},{"v":0.257894822325332,"d":"25.8%"},0,535,{"v":2500554.15289319,"d":"2,500,554"},0,0,{"v":65701.8053856817,"d":"65,702"},0,0,0,0,0,{"v":0,"d":"0.0%"},{"v":0.000208431465084612,"d":"0.0%"},{"v":0.97419470207652,"d":"97.4%"},{"v":0,"d":"0.0%"},{"v":0,"d":"0.0%"},{"v":0.0255968664583956,"d":"2.6%"},{"v":0,"d":"0.0%"},{"v":0,"d":"0.0%"},{"v":0,"d":"0.0%"},{"v":0,"d":"0.0%"},{"v":0,"d":"0.0%"}]
[2020,"Salt River Project","SRP",{"v":16999.7,"d":"17,000"},{"v":213541419.376,"d":"213,541,419"},{"v":112921788.813,"d":"112,921,789"},{"v":548705655.377,"d":"548,705,655"},{"v":265182691.814,"d":"265,182,692"},{"v":60730348.002,"d":"60,730,348"},{"v":29638688.997,"d":"29,638,689"},{"v":6952.648,"d":"6,953"},{"v":4010.482,"d":"4,010"},{"v":138.984,"d":"139"},{"v":14170536.172,"d":"14,170,536"},{"v":1072410.913,"d":"1,072,411"},{"v":139484.585,"d":"139,485"},{"v":14204724.515,"d":"14,204,725"},"--",0.229,0.271,0.005,466.671,0.018,{"v":2E-3,"d":"0.002"},467.797,"--",0.065,0.071,{"v":1E-3,"d":"0.001"},132.719,{"v":0.00502202765221729,"d":"0.005"},{"v":0.000653196861796624,"d":"0.001"},{"v":133.039525132954,"d":"133.040"},"--",0.488,0.577,{"v":0.01,"d":"0.010"},995.474,0.038,0.005,997.876,"--",2.027,{"v":0,"d":"0.000"},0.334,0.488,1.944,{"v":0,"d":"0.000"},0.371,0.536,0.046,{"v":0,"d":"0.000"},0.006,{"v":0.01,"d":"0.010"},{"v":2666.375,"d":"2,666.375"},{"v":0,"d":"0.000"},827.759,995.393,{"v":0.2729,"d":"0.273"},{"v":0,"d":"0.000"},{"v":0.0141,"d":"0.014"},0.0377,0.0397,{"v":0,"d":"0.0000"},{"v":1.4E-3,"d":"0.0014"},0.0049,{"v":2685.03,"d":"2,685.0300"},{"v":0,"d":"0.0000"},{"v":828.53,"d":"828.5300"},997.795,"--","--",0.159,{"v":0,"d":"0.000"},0.048,0.065,0.156,{"v":0,"d":"0.000"},0.053,0.071,0.004,{"v":0,"d":"0.000"},{"v":1E-3,"d":"0.001"},{"v":1E-3,"d":"0.001"},{"v":209.76,"d":"209.760"},{"v":0,"d":"0.000"},118.638,132.719,0.0215,{"v":0,"d":"0.0000"},{"v":2E-3,"d":"0.0020"},{"v":0.005,"d":"0.0050"},0.0031,{"v":0,"d":"0.0000"},0.0002,0.0007,211.228,{"v":0,"d":"0.000"},118.749,{"v":133.04,"d":"133.040"},"--","--",0.618,0.682,0.012,{"v":1085.847,"d":"1,085.847"},0.049,0.007,{"v":1089.036,"d":"1,089.036"},"--",{"v":2582192.8,"d":"2,582,193"},{"v":13790.047,"d":"13,790"},{"v":25876258.167,"d":"25,876,258"},{"v":31552433,"d":"31,552,433"},{"v":166077,"d":"166,077"},0,{"v":111125,"d":"111,125"},{"v":430791,"d":"430,791"},0,0,{"v":-2319,"d":"(2,319)"},{"v":60022355.014,"d":"60,022,355"},{"v":707993,"d":"707,993"},{"v":541916,"d":"541,916"},{"v":28469922.014,"d":"28,469,922"},{"v":32260426,"d":"32,260,426"},{"v":0.0425173621867249,"d":"4.3%"},{"v":0.000227061442844609,"d":"0.0%"},{"v":0.426068200842144,"d":"42.6%"},{"v":0.519529843679129,"d":"52.0%"},{"v":0.00273455799268154,"d":"0.3%"},{"v":0,"d":"0.0%"},{"v":1.82974016231468E-3,"d":"0.2%"},{"v":0.00709323369416157,"d":"0.7%"},{"v":0,"d":"0.0%"},{"v":0,"d":"0.0%"},{"v":0,"d":"0.0%"},{"v":0.98834202300575,"d":"98.8%"},{"v":0.0116579769942499,"d":"1.2%"},{"v":0.00892297385647626,"d":"0.9%"},{"v":0.468792340979783,"d":"46.9%"},{"v":0.531207659020217,"d":"53.1%"},{"v":1901096.01620899,"d":"1,901,096"},0,{"v":12442357.3215268,"d":"12,442,357"},0,0,0,0,0,0,0,0,{"v":0.132541025612532,"d":"13.3%"},{"v":0,"d":"0.0%"},{"v":0.867458974387468,"d":"86.7%"},{"v":0,"d":"0.0%"},{"v":0,"d":"0.0%"},{"v":0,"d":"0.0%"},{"v":0,"d":"0.0%"},{"v":0,"d":"0.0%"},{"v":0,"d":"0.0%"},{"v":0,"d":"0.0%"},{"v":0,"d":"0.0%"}]
[2020,"Seattle City Light","SCL",{"v":2027,"d":"2,027"},{"v":138072.738,"d":"138,073"},{"v":51093.214,"d":"51,093"},{"v":52831259.058,"d":"52,831,259"},{"v":25049274.246,"d":"25,049,274"},{"v":6029986.982,"d":"6,029,987"},{"v":2859540.831,"d":"2,859,541"},{"v":176.47,"d":"176"},{"v":73.869,"d":"74"},{"v":0.355,"d":"0"},{"v":3519.386,"d":"3,519"},{"v":314.145,"d":"314"},{"v":31.459,"d":"31"},{"v":3527.999,"d":"3,528"},"--",0.059,0.052,{"v":0,"d":"0.000"},1.167,{"v":0,"d":"0.000"},{"v":0,"d":"0.000"},1.17,"--",2.556,2.892,0.005,50.979,{"v":0.00227521380795679,"d":"0.002"},{"v":0.000227843674686889,"d":"0.000"},{"v":51.1034843098425,"d":"51.103"},"--",14.841,13.1,{"v":0.03,"d":"0.030"},295.971,0.013,{"v":1E-3,"d":"0.001"},296.695,"--",{"v":0,"d":"0.000"},{"v":0,"d":"0.000"},0.886,0.886,{"v":0,"d":"0.000"},{"v":0,"d":"0.000"},0.625,0.625,{"v":0,"d":"0.000"},{"v":0,"d":"0.000"},0.019,0.019,{"v":0,"d":"0.000"},{"v":0,"d":"0.000"},659.247,659.247,{"v":0,"d":"0.000"},{"v":0,"d":"0.000"},{"v":0.0125,"d":"0.013"},0.0125,{"v":0,"d":"0.0000"},{"v":0,"d":"0.0000"},0.0012,0.0012,{"v":0,"d":"0.0000"},{"v":0,"d":"0.0000"},{"v":659.931,"d":"659.9310"},659.931,"--","--",{"v":0,"d":"0.000"},{"v":0,"d":"0.000"},0.157,0.157,{"v":0,"d":"0.000"},{"v":0,"d":"0.000"},0.158,0.158,{"v":0,"d":"0.000"},{"v":0,"d":"0.000"},0.003,0.003,{"v":0,"d":"0.000"},{"v":0,"d":"0.000"},116.922,116.922,{"v":0,"d":"0.0000"},{"v":0,"d":"0.0000"},0.0022,0.0022,{"v":0,"d":"0.0000"},{"v":0,"d":"0.0000"},0.0002,0.0002,{"v":0,"d":"0.000"},{"v":0,"d":"0.000"},117.043,117.043,"--","--",13.363,13.083,0.029,334.431,0.013,{"v":1E-3,"d":"0.001"},335.151,"--",0,{"v":113.68,"d":"114"},{"v":10563.3,"d":"10,563"},0,{"v":6006205,"d":"6,006,205"},{"v":13105,"d":"13,105"},0,0,0,0,0,{"v":10676.98,"d":"10,677"},{"v":6019310,"d":"6,019,310"},{"v":13105,"d":"13,105"},{"v":23781.98,"d":"23,782"},{"v":6006205,"d":"6,006,205"},{"v":0,"d":"0.0%"},{"v":1.88524453497245e-05,"d":"0.0%"},{"v":0.00175179482725848,"d":"0.2%"},{"v":0,"d":"0.0%"},{"v":0.996056047868946,"d":"99.6%"},{"v":0.00217330485844598,"d":"0.2%"},{"v":0,"d":"0.0%"},{"v":0,"d":"0.0%"},{"v":0,"d":"0.0%"},{"v":0,"d":"0.0%"},{"v":0,"d":"0.0%"},{"v":0.00177064727260821,"d":"0.2%"},{"v":0.998229352727392,"d":"99.8%"},{"v":0.00217330485844598,"d":"0.2%"},{"v":0.00394395213105419,"d":"0.4%"},{"v":0.996056047868946,"d":"99.6%"},0,0,{"v":10676.98,"d":"10,677"},0,0,{"v":10370.0217970353,"d":"10,370"},0,0,0,0,0,{"v":0,"d":"0.0%"},{"v":0,"d":"0.0%"},{"v":0.507292207363425,"d":"50.7%"},{"v":0,"d":"0.0%"},{"v":0,"d":"0.0%"},{"v":0.492707792636575,"d":"49.3%"},{"v":0,"d":"0.0%"},{"v":0,"d":"0.0%"},{"v":0,"d":"0.0%"},{"v":0,"d":"0.0%"},{"v":0,"d":"0.0%"}]
[2020,"Seminole Electric Cooperative","SEC",{"v":6051.3,"d":"6,051"},{"v":99987274.488,"d":"99,987,274"},{"v":47219759.006,"d":"47,219,759"},{"v":99987274.488,"d":"99,987,274"},{"v":47219759.006,"d":"47,219,759"},{"v":11065575,"d":"11,065,575"},{"v":5129273,"d":"5,129,273"},{"v":2684.327,"d":"2,684"},{"v":1333.932,"d":"1,334"},{"v":4986.666,"d":"4,987"},{"v":8881202.476,"d":"8,881,202"},{"v":1688694.509,"d":"1,688,695"},{"v":242560.939,"d":"242,561"},{"v":8938452.737,"d":"8,938,453"},"--",0.485,{"v":0.52,"d":"0.520"},0.901,{"v":1605.195,"d":"1,605.195"},0.153,0.022,1615.542,"--",0.054,0.056,{"v":0.1,"d":"0.100"},177.647,{"v":0.0168890943137236,"d":"0.017"},{"v":0.00242591810049899,"d":"0.002"},{"v":178.791806912844,"d":"178.792"},"--",0.485,0.52,0.901,{"v":1605.195,"d":"1,605.195"},0.153,0.022,{"v":1615.542,"d":"1,615.542"},"--",0.657,{"v":0,"d":"0.000"},0.227,0.486,0.688,{"v":0,"d":"0.000"},{"v":0.23,"d":"0.230"},0.521,1.496,{"v":0,"d":"0.000"},0.004,0.902,{"v":2108.228,"d":"2,108.228"},{"v":0,"d":"0.000"},850.423,{"v":1607.165,"d":"1,607.165"},{"v":0.2436,"d":"0.244"},{"v":0,"d":"0.000"},{"v":0.0157,"d":"0.016"},0.1528,0.0354,{"v":0,"d":"0.0000"},0.0016,0.0219,{"v":2124.877,"d":"2,124.8770"},{"v":0,"d":"0.0000"},{"v":851.284,"d":"851.2840"},{"v":1617.525,"d":"1,617.525"},"--","--",0.064,{"v":0,"d":"0.000"},0.032,0.054,0.066,{"v":0,"d":"0.000"},0.032,0.057,0.146,{"v":0,"d":"0.000"},{"v":1E-3,"d":"0.001"},{"v":0.1,"d":"0.100"},{"v":205.2,"d":"205.200"},{"v":0,"d":"0.000"},118.858,177.951,0.0237,{"v":0,"d":"0.0000"},0.0022,0.0169,0.0034,{"v":0,"d":"0.0000"},0.0002,0.0024,{"v":206.82,"d":"206.820"},{"v":0,"d":"0.000"},118.979,179.098,"--","--",0.513,0.548,0.995,{"v":1686.064,"d":"1,686.064"},0.167,0.024,{"v":1697.415,"d":"1,697.415"},"--",{"v":6627915.5,"d":"6,627,916"},{"v":21413.861,"d":"21,414"},{"v":4402683.66,"d":"4,402,684"},0,0,{"v":13562,"d":"13,562"},0,0,0,0,0,{"v":11052013.021,"d":"11,052,013"},{"v":13562,"d":"13,562"},{"v":13562,"d":"13,562"},{"v":11065575.021,"d":"11,065,575"},0,{"v":0.598967110829911,"d":"59.9%"},{"v":1.93517833093728E-3,"d":"0.2%"},{"v":0.397872108014693,"d":"39.8%"},{"v":0,"d":"0.0%"},{"v":0,"d":"0.0%"},{"v":1.22560282445895E-3,"d":"0.1%"},{"v":0,"d":"0.0%"},{"v":0,"d":"0.0%"},{"v":0,"d":"0.0%"},{"v":0,"d":"0.0%"},{"v":0,"d":"0.0%"},{"v":0.998774397175541,"d":"99.9%"},{"v":1.22560282445895E-3,"d":"0.1%"},{"v":1.22560282445895E-3,"d":"0.1%"},{"v":1,"d":"100.0%"},{"v":0,"d":"0.0%"},{"v":6436219.54907466,"d":"6,436,220"},0,{"v":3251557.20291745,"d":"3,251,557"},0,0,0,0,0,0,0,0,{"v":0.664364973909124,"d":"66.4%"},{"v":0,"d":"0.0%"},{"v":0.335635026090876,"d":"33.6%"},{"v":0,"d":"0.0%"},{"v":0,"d":"0.0%"},{"v":0,"d":"0.0%"},{"v":0,"d":"0.0%"},{"v":0,"d":"0.0%"},{"v":0,"d":"0.0%"},{"v":0,"d":"0.0%"},{"v":0,"d":"0.0%"}]
[2020,"South Carolina Electric & Gas Company","SCEG",{"v":11138.7,"d":"11,139"},{"v":134458732.456,"d":"134,458,732"},{"v":65048438.23,"d":"65,048,438"},{"v":232717370.448,"d":"232,717,370"},{"v":106490199.209,"d":"106,490,199"},{"v":26276957,"d":"26,276,957"},{"v":12174467.998,"d":"12,174,468"},{"v":4509.112,"d":"4,509"},{"v":2076.496,"d":"2,076"},{"v":1442.117,"d":"1,442"},{"v":9355121.122,"d":"9,355,121"},{"v":1340582.1,"d":"1,340,582"},{"v":194247.889,"d":"194,248"},{"v":9400821.334,"d":"9,400,821"},"--",0.343,0.341,{"v":0.11,"d":"0.110"},{"v":712.04,"d":"712.040"},0.051,0.007,715.518,"--",0.067,0.064,0.021,139.152,{"v":0.00997021223919904,"d":"0.010"},{"v":1.44466547803851E-3,"d":"0.001"},{"v":139.832068357127,"d":"139.832"},"--",0.539,0.536,0.173,{"v":1119.052,"d":"1,119.052"},{"v":0.08,"d":"0.080"},0.012,{"v":1124.519,"d":"1,124.519"},"--",1.492,{"v":-1.256,"d":"(1.256)"},0.24,0.537,1.452,{"v":-1.251,"d":"(1.251)"},0.194,0.508,0.448,{"v":-0.116,"d":"(0.116)"},0.086,0.172,{"v":1854.042,"d":"1,854.042"},{"v":-66.088,"d":"(66.088)"},896.345,{"v":1123.201,"d":"1,123.201"},{"v":0.2536,"d":"0.254"},{"v":-0.0027,"d":"(0.003)"},{"v":0.0228,"d":"0.023"},0.0775,0.0365,{"v":-0.0005,"d":"(0.0005)"},0.0034,0.0113,{"v":1871.274,"d":"1,871.2740"},{"v":-66.314,"d":"(66.3140)"},{"v":897.934,"d":"897.9340"},{"v":1128.494,"d":"1,128.494"},"--","--",0.159,3.103,0.032,0.067,0.151,3.111,0.026,0.064,0.048,0.287,0.011,0.021,197.052,163.322,117.844,139.814,{"v":0.027,"d":"0.0270"},{"v":6.6E-3,"d":"0.0066"},{"v":0.003,"d":"0.0030"},0.0096,0.0039,0.0013,0.0004,{"v":1.4E-3,"d":"0.0014"},198.883,163.879,118.053,140.473,"--","--",0.648,0.623,0.185,{"v":1220.303,"d":"1,220.303"},0.094,0.013,{"v":1226.68,"d":"1,226.680"},"--",{"v":3964124.83,"d":"3,964,125"},{"v":25251.723,"d":"25,252"},{"v":11921215.702,"d":"11,921,216"},{"v":7727525,"d":"7,727,525"},{"v":273253,"d":"273,253"},{"v":800087.135,"d":"800,087"},0,{"v":1556453.53,"d":"1,556,454"},0,{"v":7302.561,"d":"7,303"},{"v":1744,"d":"1,744"},{"v":23647163.816,"d":"23,647,164"},{"v":2629793.665,"d":"2,629,794"},{"v":2356540.665,"d":"2,356,541"},{"v":16719725.951,"d":"16,719,726"},{"v":9557231.53,"d":"9,557,232"},{"v":0.150859353974536,"d":"15.1%"},{"v":0.000960983516385361,"d":"0.1%"},{"v":0.453675647594279,"d":"45.4%"},{"v":0.294079898922374,"d":"29.4%"},{"v":0.0103989588671969,"d":"1.0%"},{"v":0.0304482410331758,"d":"3.0%"},{"v":0,"d":"0.0%"},{"v":0.0592326387529995,"d":"5.9%"},{"v":0,"d":"0.0%"},{"v":2.77907402532437E-4,"d":"0.0%"},{"v":6.63699365217997E-5,"d":"0.0%"},{"v":0.899920161346628,"d":"90.0%"},{"v":0.100079838653372,"d":"10.0%"},{"v":0.0896808797861753,"d":"9.0%"},{"v":0.63628850345743,"d":"63.6%"},{"v":0.36371149654257,"d":"36.4%"},{"v":2715500.0752017,"d":"2,715,500"},0,{"v":6686464.5137742,"d":"6,686,465"},0,0,{"v":47539.242541491,"d":"47,539"},0,0,0,0,0,{"v":0.287369593538294,"d":"28.7%"},{"v":0,"d":"0.0%"},{"v":0.707599534641439,"d":"70.8%"},{"v":0,"d":"0.0%"},{"v":0,"d":"0.0%"},{"v":0.00503087182026755,"d":"0.5%"},{"v":0,"d":"0.0%"},{"v":0,"d":"0.0%"},{"v":0,"d":"0.0%"},{"v":0,"d":"0.0%"},{"v":0,"d":"0.0%"}]
[2020,"South Carolina Public Service Authority","SC",{"v":6959,"d":"6,959"},{"v":150975830.043,"d":"150,975,830"},{"v":73894895.889,"d":"73,894,896"},{"v":157883679.215,"d":"157,883,679"},{"v":76292577.897,"d":"76,292,578"},{"v":15617786.002,"d":"15,617,786"},{"v":7450560.003,"d":"7,450,560"},{"v":4516.394,"d":"4,516"},{"v":2142.573,"d":"2,143"},{"v":4574.442,"d":"4,574"},{"v":12680043.044,"d":"12,680,043"},{"v":2724661.143,"d":"2,724,661"},{"v":392495.352,"d":"392,495"},{"v":12772583.028,"d":"12,772,583"},"--",0.578,0.575,0.586,{"v":1623.795,"d":"1,623.795"},0.174,0.025,1635.646,"--",0.06,0.058,0.061,167.974,{"v":0.0180470022401863,"d":"0.018"},{"v":0.00259972309400923,"d":"0.003"},{"v":169.200368355149,"d":"169.200"},"--",0.609,0.606,0.617,{"v":1710.008,"d":"1,710.008"},0.184,0.026,{"v":1722.488,"d":"1,722.488"},"--",0.778,{"v":-28.236,"d":"(28.236)"},0.176,0.543,0.761,{"v":-26.769,"d":"(26.769)"},{"v":0.14,"d":"0.140"},{"v":0.54,"d":"0.540"},0.919,{"v":-11.6,"d":"(11.600)"},0.005,0.562,{"v":2345.794,"d":"2,345.794"},{"v":-3843.164,"d":"(3,843.164)"},974.963,{"v":1809.461,"d":"1,809.461"},{"v":0.2568,"d":"0.257"},{"v":-0.1546,"d":"(0.155)"},{"v":0.0183,"d":"0.018"},0.1635,0.0374,{"v":-0.0309,"d":"(0.0309)"},{"v":1.8E-3,"d":"0.0018"},0.0235,{"v":2363.347,"d":"2,363.3470"},{"v":-3856.24,"d":"(3,856.2400)"},{"v":975.965,"d":"975.9650"},{"v":1820.537,"d":"1,820.537"},"--","--",0.068,{"v":1.2,"d":"1.200"},0.021,0.053,0.067,{"v":1.2,"d":"1.200"},0.017,0.052,{"v":0.08,"d":"0.080"},0.493,{"v":1E-3,"d":"0.001"},0.055,{"v":205.2,"d":"205.200"},163.326,118.834,177.925,0.0225,{"v":6.6E-3,"d":"0.0066"},0.0022,0.0161,{"v":3.3E-3,"d":"0.0033"},0.0013,0.0002,{"v":2.3E-3,"d":"0.0023"},206.735,163.882,118.956,179.014,"--","--",0.584,0.578,0.642,{"v":1850.502,"d":"1,850.502"},0.176,0.026,{"v":1862.512,"d":"1,862.512"},"--",{"v":8478907.037,"d":"8,478,907"},{"v":31423.952,"d":"31,424"},{"v":5504881.494,"d":"5,504,881"},0,{"v":755155,"d":"755,155"},{"v":778518.72,"d":"778,519"},0,{"v":32244,"d":"32,244"},0,{"v":36655.815,"d":"36,656"},0,{"v":14051868.298,"d":"14,051,868"},{"v":1565917.72,"d":"1,565,918"},{"v":810762.72,"d":"810,763"},{"v":14830387.018,"d":"14,830,387"},{"v":787399,"d":"787,399"},{"v":0.542900704826394,"d":"54.3%"},{"v":0.0020120618866069,"d":"0.2%"},{"v":0.352475151577531,"d":"35.2%"},{"v":0,"d":"0.0%"},{"v":0.0483522439819357,"d":"4.8%"},{"v":0.0498482127430055,"d":"5.0%"},{"v":0,"d":"0.0%"},{"v":2.06456920096342E-3,"d":"0.2%"},{"v":0,"d":"0.0%"},{"v":0.00234705578356324,"d":"0.2%"},{"v":0,"d":"0.0%"},{"v":0.899734974074095,"d":"90.0%"},{"v":0.100265025925905,"d":"10.0%"},{"v":0.0519127819439689,"d":"5.2%"},{"v":0.949583186817101,"d":"95.0%"},{"v":0.0504168131828991,"d":"5.0%"},{"v":7471738.37920632,"d":"7,471,738"},{"v":74.001,"d":"74"},{"v":3805223.89040146,"d":"3,805,224"},0,0,{"v":214565.281134991,"d":"214,565"},0,0,0,0,0,{"v":0.650191215346584,"d":"65.0%"},{"v":6.4395723839535e-06,"d":"0.0%"},{"v":0.331130858763927,"d":"33.1%"},{"v":0,"d":"0.0%"},{"v":0,"d":"0.0%"},{"v":0.0186714863171053,"d":"1.9%"},{"v":0,"d":"0.0%"},{"v":0,"d":"0.0%"},{"v":0,"d":"0.0%"},{"v":0,"d":"0.0%"},{"v":0,"d":"0.0%"}]
[2020,"Southeastern Power Administration","SEPA",{"v":1437,"d":"1,437"},{"v":13527.707,"d":"13,528"},{"v":5415.572,"d":"5,416"},{"v":20793123.832,"d":"20,793,124"},{"v":7846889.572,"d":"7,846,890"},{"v":2556624.997,"d":"2,556,625"},{"v":889283.548,"d":"889,284"},{"v":0.789,"d":"1"},{"v":0.316,"d":"0"},{"v":0.169,"d":"0"},0,{"v":954.352,"d":"954"},{"v":125.259,"d":"125"},{"v":30.593,"d":"31"},"--",{"v":1E-3,"d":"0.001"},{"v":1E-3,"d":"0.001"},{"v":0,"d":"0.000"},{"v":0,"d":"0.000"},{"v":0,"d":"0.000"},{"v":0,"d":"0.000"},0.024,"--",0.117,0.117,0.025,{"v":0,"d":"0.000"},{"v":0.0705479502180229,"d":"0.071"},{"v":0.00925944064282291,"d":"0.009"},{"v":4.52301339761424,"d":"4.523"},"--",{"v":0.73,"d":"0.730"},0.84,0.156,{"v":0,"d":"0.000"},0.441,0.058,28.301,"--",{"v":0,"d":"0.000"},{"v":0,"d":"0.000"},0,{"v":0,"d":"0.000"},{"v":0,"d":"0.000"},{"v":0,"d":"0.000"},{"v":0,"d":"0.000"},{"v":0,"d":"0.000"},{"v":0,"d":"0.000"},{"v":0,"d":"0.000"},{"v":0,"d":"0.000"},{"v":0,"d":"0.000"},{"v":0,"d":"0.000"},{"v":0,"d":"0.000"},{"v":0,"d":"0.000"},{"v":0,"d":"0.000"},{"v":0,"d":"0.000"},{"v":0,"d":"0.000"},{"v":0,"d":"0.000"},{"v":0,"d":"0.0000"},{"v":0,"d":"0.0000"},{"v":0,"d":"0.0000"},{"v":0,"d":"0.0000"},{"v":0,"d":"0.0000"},{"v":0,"d":"0.0000"},{"v":0,"d":"0.0000"},{"v":0,"d":"0.0000"},{"v":0,"d":"0.000"},"--","--",{"v":0,"d":"0.000"},{"v":0,"d":"0.000"},{"v":0,"d":"0.000"},{"v":0,"d":"0.000"},{"v":0,"d":"0.000"},{"v":0,"d":"0.000"},{"v":0,"d":"0.000"},{"v":0,"d":"0.000"},{"v":0,"d":"0.000"},{"v":0,"d":"0.000"},{"v":0,"d":"0.000"},{"v":0,"d":"0.000"},{"v":0,"d":"0.000"},{"v":0,"d":"0.000"},{"v":0,"d":"0.000"},{"v":0,"d":"0.000"},{"v":0,"d":"0.0000"},{"v":0,"d":"0.0000"},{"v":0,"d":"0.0000"},{"v":0,"d":"0.0000"},{"v":0,"d":"0.0000"},{"v":0,"d":"0.0000"},{"v":0,"d":"0.0000"},{"v":0,"d":"0.0000"},{"v":0,"d":"0.000"},{"v":0,"d":"0.000"},{"v":0,"d":"0.000"},{"v":0,"d":"0.000"},"--","--",{"v":0.73,"d":"0.730"},{"v":0.73,"d":"0.730"},0.156,{"v":0,"d":"0.000"},0.441,0.058,28.301,"--",0,0,0,0,{"v":2504075,"d":"2,504,075"},{"v":2162,"d":"2,162"},0,{"v":50388,"d":"50,388"},0,0,0,0,{"v":2556625,"d":"2,556,625"},{"v":52550,"d":"52,550"},{"v":2162,"d":"2,162"},{"v":2554463,"d":"2,554,463"},{"v":0,"d":"0.0%"},{"v":0,"d":"0.0%"},{"v":0,"d":"0.0%"},{"v":0,"d":"0.0%"},{"v":0.979445558108835,"d":"97.9%"},{"v":0.000845646115484281,"d":"0.1%"},{"v":0,"d":"0.0%"},{"v":0.0197087957756808,"d":"2.0%"},{"v":0,"d":"0.0%"},{"v":0,"d":"0.0%"},{"v":0,"d":"0.0%"},{"v":0,"d":"0.0%"},{"v":1,"d":"100.0%"},{"v":0.0205544418911651,"d":"2.1%"},{"v":0.000845646115484281,"d":"0.1%"},{"v":0.999154353884516,"d":"99.9%"},0,0,0,0,0,{"v":2162,"d":"2,162"},0,0,0,0,0,{"v":0,"d":"0.0%"},{"v":0,"d":"0.0%"},{"v":0,"d":"0.0%"},{"v":0,"d":"0.0%"},{"v":0,"d":"0.0%"},{"v":1,"d":"100.0%"},{"v":0,"d":"0.0%"},{"v":0,"d":"0.0%"},{"v":0,"d":"0.0%"},{"v":0,"d":"0.0%"},{"v":0,"d":"0.0%"}]
[2020,"Southern Company Services, Inc. - Trans","SOCO",{"v":87090.3,"d":"87,090"},{"v":1464151938.24,"d":"1,464,151,938"},{"v":718786080.128,"d":"718,786,080"},{"v":2091309974.022,"d":"2,091,309,974"},{"v":991094836.068,"d":"991,094,836"},{"v":238930421.316,"d":"238,930,421"},{"v":111046183.025,"d":"111,046,183"},{"v":41871.023,"d":"41,871"},{"v":19020.477,"d":"19,020"},{"v":22548.717,"d":"22,549"},{"v":102407816.967,"d":"102,407,817"},{"v":14393788.232,"d":"14,393,788"},{"v":2098810.737,"d":"2,098,811"},{"v":102892093.729,"d":"102,892,094"},"--",{"v":0.35,"d":"0.350"},0.343,0.189,857.219,{"v":0.06,"d":"0.060"},0.009,861.272,"--",0.057,0.053,0.031,139.887,{"v":0.00983080229317062,"d":"0.010"},{"v":1.43346512215317E-3,"d":"0.001"},{"v":140.548383049211,"d":"140.548"},"--",0.473,0.462,0.255,{"v":1156.582,"d":"1,156.582"},0.081,0.012,{"v":1162.051,"d":"1,162.051"},"--",0.818,1.685,0.242,0.435,0.719,1.948,0.252,0.417,0.358,1.348,0.017,0.132,{"v":1894.658,"d":"1,894.658"},{"v":1332.635,"d":"1,332.635"},888.614,{"v":1224.142,"d":"1,224.142"},{"v":0.1748,"d":"0.175"},{"v":0.0634,"d":"0.063"},{"v":0.0194,"d":"0.019"},0.0712,0.0252,0.0109,0.0022,0.0098,{"v":1906.536,"d":"1,906.5360"},{"v":1337.458,"d":"1,337.4580"},{"v":889.642,"d":"889.6420"},{"v":1228.788,"d":"1,228.788"},"--","--",0.081,0.264,0.032,0.052,0.069,0.301,0.033,0.048,0.035,0.211,{"v":2E-3,"d":"0.002"},0.016,186.808,208.574,119.265,{"v":146.68,"d":"146.680"},0.0172,0.0099,0.0026,0.0085,0.0025,0.0017,0.0003,0.0012,187.979,209.329,119.403,147.236,"--","--",0.674,0.609,0.313,{"v":1338.707,"d":"1,338.707"},0.095,0.014,{"v":1345.117,"d":"1,345.117"},"--",{"v":38143801.379,"d":"38,143,801"},{"v":228362.791,"d":"228,363"},{"v":128510786.009,"d":"128,510,786"},{"v":47601494,"d":"47,601,494"},{"v":9649004.77,"d":"9,649,005"},{"v":10120354.476,"d":"10,120,354"},0,{"v":4592853.33,"d":"4,592,853"},0,{"v":83283.209,"d":"83,283"},{"v":480.917,"d":"481"},{"v":214568208.305,"d":"214,568,208"},{"v":24362212.576,"d":"24,362,213"},{"v":14713207.806,"d":"14,713,208"},{"v":177087068.781,"d":"177,087,069"},{"v":61843352.1,"d":"61,843,352"},{"v":0.159643971823904,"d":"16.0%"},{"v":0.000955771099209408,"d":"0.1%"},{"v":0.53785861814978,"d":"53.8%"},{"v":0.199227431251662,"d":"19.9%"},{"v":0.0403841617757235,"d":"4.0%"},{"v":0.0423569105963299,"d":"4.2%"},{"v":0,"d":"0.0%"},{"v":0.0192225557259094,"d":"1.9%"},{"v":0,"d":"0.0%"},{"v":0.000348566786485005,"d":"0.0%"},{"v":2.01279099675433e-06,"d":"0.0%"},{"v":0.898036371902037,"d":"89.8%"},{"v":0.101963628097963,"d":"10.2%"},{"v":0.0615794663222393,"d":"6.2%"},{"v":0.741165851246705,"d":"74.1%"},{"v":0.258834148753294,"d":"25.9%"},{"v":33051128.2417637,"d":"33,051,128"},{"v":201744.668,"d":"201,745"},{"v":42196425.3926437,"d":"42,196,425"},0,0,{"v":3356749.78068779,"d":"3,356,750"},0,0,0,520,0,{"v":0.419395604271385,"d":"41.9%"},{"v":0.00255999814364809,"d":"0.3%"},{"v":0.535443002011596,"d":"53.5%"},{"v":0,"d":"0.0%"},{"v":0,"d":"0.0%"},{"v":0.0425947971385883,"d":"4.3%"},{"v":0,"d":"0.0%"},{"v":0,"d":"0.0%"},{"v":0,"d":"0.0%"},{"v":6.59843478340158e-06,"d":"0.0%"},{"v":0,"d":"0.0%"}]
[2020,"Southwest Power Pool","SWPP",{"v":113763.7,"d":"113,764"},{"v":1479617749.061,"d":"1,479,617,749"},{"v":729581684.732,"d":"729,581,685"},{"v":2452047337.891,"d":"2,452,047,338"},{"v":1111845750.458,"d":"1,111,845,750"},{"v":258470609.887,"d":"258,470,610"},{"v":115797043.739,"d":"115,797,044"},{"v":85811.53,"d":"85,812"},{"v":42810.938,"d":"42,811"},{"v":95361.229,"d":"95,361"},{"v":126527172.31,"d":"126,527,172"},{"v":22097955.331,"d":"22,097,955"},{"v":3173256.658,"d":"3,173,257"},{"v":127276211.993,"d":"127,276,212"},"--",0.664,0.739,0.738,979.045,0.085,0.012,984.841,"--",0.116,0.117,0.129,171.027,{"v":0.0149349082525023,"d":"0.015"},{"v":0.00214464625070483,"d":"0.002"},{"v":172.039314983579,"d":"172.039"},"--",1.136,1.265,1.262,{"v":1674.743,"d":"1,674.743"},0.146,0.021,{"v":1684.657,"d":"1,684.657"},"--",1.516,36.567,0.646,1.134,1.548,{"v":53.24,"d":"53.240"},0.659,{"v":1.16,"d":"1.160"},2.248,3.708,0.013,1.252,{"v":2222.173,"d":"2,222.173"},{"v":3968.875,"d":"3,968.875"},{"v":1029.799,"d":"1,029.799"},{"v":1691.936,"d":"1,691.936"},{"v":0.25,"d":"0.250"},{"v":0.1361,"d":"0.136"},0.019,{"v":0.147,"d":"0.1470"},0.0363,{"v":0.027,"d":"0.0270"},{"v":1.9E-3,"d":"0.0019"},{"v":0.021,"d":"0.0210"},{"v":2239.243,"d":"2,239.2430"},{"v":3980.313,"d":"3,980.3130"},{"v":1030.847,"d":"1,030.8470"},{"v":1701.866,"d":"1,701.866"},"--","--",0.141,1.499,0.075,0.115,0.143,1.404,0.075,0.117,0.209,0.152,{"v":2E-3,"d":"0.002"},0.127,206.398,{"v":162.67,"d":"162.670"},118.899,172.133,0.0232,0.0056,0.0022,{"v":0.015,"d":"0.0150"},0.0034,0.0011,0.0002,0.0021,207.983,163.139,{"v":119.02,"d":"119.020"},173.143,"--","--",1.294,1.335,1.203,{"v":1716.311,"d":"1,716.311"},0.146,0.021,{"v":1726.179,"d":"1,726.179"},"--",{"v":77806192.667,"d":"77,806,193"},{"v":204237.617,"d":"204,238"},{"v":71166209.137,"d":"71,166,209"},{"v":16771033,"d":"16,771,033"},{"v":11211852,"d":"11,211,852"},{"v":1375923.191,"d":"1,375,923"},{"v":78551279,"d":"78,551,279"},{"v":836000,"d":"836,000"},0,{"v":312932.598,"d":"312,933"},{"v":234952,"d":"234,952"},{"v":166495557.019,"d":"166,495,557"},{"v":91975054.191,"d":"91,975,054"},{"v":80763202.191,"d":"80,763,202"},{"v":151100447.21,"d":"151,100,447"},{"v":107370164,"d":"107,370,164"},{"v":0.301025297625751,"d":"30.1%"},{"v":0.000790177328261366,"d":"0.1%"},{"v":0.275335786934707,"d":"27.5%"},{"v":0.0648856476234894,"d":"6.5%"},{"v":0.043377666604002,"d":"4.3%"},{"v":0.00532332548199107,"d":"0.5%"},{"v":0.303907970938248,"d":"30.4%"},{"v":3.23441027235694E-3,"d":"0.3%"},{"v":0,"d":"0.0%"},{"v":1.21070862383558E-3,"d":"0.1%"},{"v":0.000909008567357425,"d":"0.1%"},{"v":0.644156626703401,"d":"64.4%"},{"v":0.355843373296598,"d":"35.6%"},{"v":0.312465706692596,"d":"31.2%"},{"v":0.584594304561903,"d":"58.5%"},{"v":0.415405695438097,"d":"41.5%"},{"v":52084571.8077151,"d":"52,084,572"},{"v":24332.632,"d":"24,333"},{"v":41067312.5448391,"d":"41,067,313"},0,0,{"v":509517.837472766,"d":"509,518"},0,0,0,{"v":63898,"d":"63,898"},0,{"v":0.555570941878692,"d":"55.6%"},{"v":0.000259549091207565,"d":"0.0%"},{"v":0.438053049474879,"d":"43.8%"},{"v":0,"d":"0.0%"},{"v":0,"d":"0.0%"},{"v":0.0054348782190969,"d":"0.5%"},{"v":0,"d":"0.0%"},{"v":0,"d":"0.0%"},{"v":0,"d":"0.0%"},{"v":0.000681581336124304,"d":"0.1%"},{"v":0,"d":"0.0%"}]
[2020,"Southwestern Power Administration","SPA",{"v":2506.7,"d":"2,507"},{"v":16894768,"d":"16,894,768"},{"v":7278882.002,"d":"7,278,882"},{"v":79083763.907,"d":"79,083,764"},{"v":32527353.095,"d":"32,527,353"},{"v":8726263,"d":"8,726,263"},{"v":3596864.999,"d":"3,596,865"},{"v":944.806,"d":"945"},{"v":411.671,"d":"412"},{"v":4267.019,"d":"4,267"},{"v":1771490.144,"d":"1,771,490"},{"v":411653.068,"d":"411,653"},{"v":59884.797,"d":"59,885"},{"v":1785558.642,"d":"1,785,559"},"--",0.217,0.229,0.978,406.013,0.047,0.007,409.238,"--",0.112,0.113,0.505,209.709,{"v":0.0243657129828595,"d":"0.024"},{"v":0.00354457646296179,"d":"0.004"},{"v":211.374153465736,"d":"211.374"},"--",1.152,1.217,5.201,{"v":2159.109,"d":"2,159.109"},0.251,0.036,{"v":2176.255,"d":"2,176.255"},"--",1.125,30.802,27.012,1.152,1.116,30.807,27.015,1.143,5.204,2.789,0.029,5.201,{"v":2159.745,"d":"2,159.745"},{"v":1570.483,"d":"1,570.483"},{"v":1182.682,"d":"1,182.682"},{"v":2159.108,"d":"2,159.108"},0.251,{"v":0.0636,"d":"0.064"},{"v":0.0223,"d":"0.022"},0.2509,0.0365,0.0127,0.0022,0.0365,{"v":2176.904,"d":"2,176.9040"},{"v":1575.864,"d":"1,575.8640"},{"v":1183.902,"d":"1,183.9020"},{"v":2176.255,"d":"2,176.255"},"--","--",0.109,3.203,{"v":2.67,"d":"2.670"},0.112,{"v":0.11,"d":"0.110"},3.203,2.669,0.113,0.505,{"v":0.29,"d":"0.290"},0.003,0.505,{"v":209.76,"d":"209.760"},163.326,116.888,209.709,0.0244,{"v":6.6E-3,"d":"0.0066"},0.0022,0.0244,0.0035,0.0013,0.0002,0.0035,211.427,163.885,117.008,211.374,"--","--",1.314,1.314,5.183,{"v":2155.165,"d":"2,155.165"},{"v":0.25,"d":"0.250"},0.036,{"v":2172.239,"d":"2,172.239"},"--",{"v":1638212.6,"d":"1,638,213"},{"v":2318.233,"d":"2,318"},415,0,{"v":5454632,"d":"5,454,632"},0,{"v":1597235,"d":"1,597,235"},{"v":33449.86,"d":"33,450"},0,0,0,{"v":1640945.833,"d":"1,640,946"},{"v":7085316.86,"d":"7,085,317"},{"v":1630684.86,"d":"1,630,685"},{"v":1640945.833,"d":"1,640,946"},{"v":7085316.86,"d":"7,085,317"},{"v":0.187733587405538,"d":"18.8%"},{"v":0.000265661610423398,"d":"0.0%"},{"v":4.75575873200452e-05,"d":"0.0%"},{"v":0,"d":"0.0%"},{"v":0.625082259370392,"d":"62.5%"},{"v":0,"d":"0.0%"},{"v":0.183037693935259,"d":"18.3%"},{"v":0.00383324009106816,"d":"0.4%"},{"v":0,"d":"0.0%"},{"v":0,"d":"0.0%"},{"v":0,"d":"0.0%"},{"v":0.188046806603281,"d":"18.8%"},{"v":0.811953193396719,"d":"81.2%"},{"v":0.186870934026327,"d":"18.7%"},{"v":0.188046806603281,"d":"18.8%"},{"v":0.811953193396719,"d":"81.2%"},{"v":226639.591849052,"d":"226,640"},{"v":1085.001,"d":"1,085"},{"v":414.999,"d":"415"},0,0,0,0,0,0,0,0,{"v":0.993425078094325,"d":"99.3%"},{"v":4.75586456171924E-3,"d":"0.5%"},{"v":0.00181905734395537,"d":"0.2%"},{"v":0,"d":"0.0%"},{"v":0,"d":"0.0%"},{"v":0,"d":"0.0%"},{"v":0,"d":"0.0%"},{"v":0,"d":"0.0%"},{"v":0,"d":"0.0%"},{"v":0,"d":"0.0%"},{"v":0,"d":"0.0%"}]
[2020,"Tampa Electric Company","TEC",{"v":14386.6,"d":"14,387"},{"v":166890689.937,"d":"166,890,690"},{"v":76679762.805,"d":"76,679,763"},{"v":187358243.812,"d":"187,358,244"},{"v":81590758.805,"d":"81,590,759"},{"v":23412786.001,"d":"23,412,786"},{"v":10928738.999,"d":"10,928,739"},{"v":3577.924,"d":"3,578"},{"v":1510.786,"d":"1,511"},{"v":1228.024,"d":"1,228"},{"v":10341003.659,"d":"10,341,004"},{"v":1152548.556,"d":"1,152,549"},{"v":143763.154,"d":"143,763"},{"v":10376831.226,"d":"10,376,831"},"--",0.306,0.276,0.105,883.364,0.049,0.006,886.424,"--",0.043,0.039,0.015,123.925,{"v":6.90600869608172E-3,"d":"0.007"},{"v":0.000861421053830322,"d":"0.001"},{"v":124.354824465249,"d":"124.355"},"--",0.321,0.29,{"v":0.11,"d":"0.110"},927.999,0.052,0.006,931.214,"--",{"v":0,"d":"0.000"},{"v":0,"d":"0.000"},0.257,0.257,{"v":0,"d":"0.000"},{"v":0,"d":"0.000"},0.233,0.233,{"v":0,"d":"0.000"},{"v":0,"d":"0.000"},0.087,0.087,{"v":0,"d":"0.000"},{"v":0,"d":"0.000"},952.068,952.068,{"v":0,"d":"0.000"},{"v":0,"d":"0.000"},{"v":0.0277,"d":"0.028"},0.0277,{"v":0,"d":"0.0000"},{"v":0,"d":"0.0000"},{"v":3.3E-3,"d":"0.0033"},{"v":3.3E-3,"d":"0.0033"},{"v":0,"d":"0.0000"},{"v":0,"d":"0.0000"},{"v":953.734,"d":"953.7340"},953.734,"--","--",{"v":0,"d":"0.000"},{"v":0,"d":"0.000"},0.034,0.034,{"v":0,"d":"0.000"},{"v":0,"d":"0.000"},0.031,0.031,{"v":0,"d":"0.000"},{"v":0,"d":"0.000"},0.011,0.011,{"v":0,"d":"0.000"},{"v":0,"d":"0.000"},124.645,124.645,{"v":0,"d":"0.0000"},{"v":0,"d":"0.0000"},0.0036,0.0036,{"v":0,"d":"0.0000"},{"v":0,"d":"0.0000"},0.0004,0.0004,{"v":0,"d":"0.000"},{"v":0,"d":"0.000"},124.863,124.863,"--","--",0.307,{"v":0.28,"d":"0.280"},0.103,940.695,{"v":0.04,"d":"0.040"},0.005,943.133,"--",{"v":798008.09,"d":"798,008"},{"v":3640.086,"d":"3,640"},{"v":19937482.885,"d":"19,937,483"},0,0,{"v":340638.999,"d":"340,639"},0,{"v":1126115,"d":"1,126,115"},0,0,{"v":1206901,"d":"1,206,901"},{"v":21946032.061,"d":"21,946,032"},{"v":1466753.999,"d":"1,466,754"},{"v":1466753.999,"d":"1,466,754"},{"v":22286671.06,"d":"22,286,671"},{"v":1126115,"d":"1,126,115"},{"v":0.0340842857383544,"d":"3.4%"},{"v":0.000155474277630673,"d":"0.0%"},{"v":0.851563877699398,"d":"85.2%"},{"v":0,"d":"0.0%"},{"v":0,"d":"0.0%"},{"v":0.0145492722705894,"d":"1.5%"},{"v":0,"d":"0.0%"},{"v":0.0480982911266563,"d":"4.8%"},{"v":0,"d":"0.0%"},{"v":0,"d":"0.0%"},{"v":0.0515487988873717,"d":"5.2%"},{"v":0.937352436602754,"d":"93.7%"},{"v":0.0626475633972457,"d":"6.3%"},{"v":0.0626475633972457,"d":"6.3%"},{"v":0.951901708873344,"d":"95.2%"},{"v":0.0480982911266563,"d":"4.8%"},0,0,{"v":18162881.2666886,"d":"18,162,881"},0,0,{"v":126652.849031265,"d":"126,653"},0,0,0,0,0,{"v":0,"d":"0.0%"},{"v":0,"d":"0.0%"},{"v":0.993075118905166,"d":"99.3%"},{"v":0,"d":"0.0%"},{"v":0,"d":"0.0%"},{"v":0.00692488109483372,"d":"0.7%"},{"v":0,"d":"0.0%"},{"v":0,"d":"0.0%"},{"v":0,"d":"0.0%"},{"v":0,"d":"0.0%"},{"v":0,"d":"0.0%"}]
[2020,"Tennessee Valley Authority","TVA",{"v":53367.8,"d":"53,368"},{"v":622137324.188,"d":"622,137,324"},{"v":316736724.938,"d":"316,736,725"},{"v":1544029914.615,"d":"1,544,029,915"},{"v":699812095.004,"d":"699,812,095"},{"v":167094450.515,"d":"167,094,451"},{"v":74761081.185,"d":"74,761,081"},{"v":17730.3,"d":"17,730"},{"v":9270.51,"d":"9,271"},{"v":22459.799,"d":"22,460"},{"v":46814592.111,"d":"46,814,592"},{"v":6356595.012,"d":"6,356,595"},{"v":902040.018,"d":"902,040"},{"v":47024661.364,"d":"47,024,661"},"--",0.212,0.248,0.269,560.337,0.038,0.005,562.851,"--",0.057,0.059,0.072,150.496,{"v":0.010217350357972,"d":"0.010"},{"v":1.44990500156428E-3,"d":"0.001"},{"v":151.171323551036,"d":"151.171"},"--",0.471,0.551,0.597,{"v":1244.803,"d":"1,244.803"},0.085,0.012,{"v":1250.389,"d":"1,250.389"},"--",1.214,0.263,0.193,{"v":0.47,"d":"0.470"},1.206,0.438,0.158,0.508,2.083,0.006,0.019,0.578,{"v":2341.394,"d":"2,341.394"},{"v":1041.195,"d":"1,041.195"},861.017,{"v":1262.437,"d":"1,262.437"},{"v":0.2633,"d":"0.263"},0.019,{"v":0.0179,"d":"0.018"},0.0843,0.0383,{"v":1.9E-3,"d":"0.0019"},{"v":2E-3,"d":"0.0020"},0.0118,{"v":2359.396,"d":"2,359.3960"},{"v":1042.24,"d":"1,042.2400"},{"v":861.993,"d":"861.9930"},{"v":1268.021,"d":"1,268.021"},"--","--",0.108,{"v":0.03,"d":"0.030"},0.027,0.057,0.107,0.028,0.021,0.058,0.185,{"v":1E-3,"d":"0.001"},0.003,{"v":0.07,"d":"0.070"},207.532,118.925,119.571,151.878,0.0233,0.0022,0.0025,0.0101,0.0034,0.0002,0.0003,{"v":1.4E-3,"d":"0.0014"},209.127,119.045,119.707,{"v":152.55,"d":"152.550"},"--","--",0.535,{"v":0.58,"d":"0.580"},0.692,{"v":1318.783,"d":"1,318.783"},0.094,0.013,{"v":1325.085,"d":"1,325.085"},"--",{"v":20265730.588,"d":"20,265,731"},{"v":124340.523,"d":"124,341"},{"v":53618709.115,"d":"53,618,709"},{"v":65463045,"d":"65,463,045"},{"v":25863115,"d":"25,863,115"},{"v":1197891.895,"d":"1,197,892"},{"v":39185,"d":"39,185"},{"v":513060.2,"d":"513,060"},0,{"v":9414.86,"d":"9,415"},{"v":-42,"d":"(42)"},{"v":139481198.086,"d":"139,481,198"},{"v":27613252.095,"d":"27,613,252"},{"v":1750137.095,"d":"1,750,137"},{"v":75216044.981,"d":"75,216,045"},{"v":91878405.2,"d":"91,878,405"},{"v":0.121283055614112,"d":"12.1%"},{"v":0.000744132983541504,"d":"0.1%"},{"v":0.320888548839295,"d":"32.1%"},{"v":0.391772608094641,"d":"39.2%"},{"v":0.154781373475701,"d":"15.5%"},{"v":0.00716894901420461,"d":"0.7%"},{"v":2.34508028891545E-4,"d":"0.0%"},{"v":3.07047942336868E-3,"d":"0.3%"},{"v":0,"d":"0.0%"},{"v":5.63445262444775E-5,"d":"0.0%"},{"v":0,"d":"0.0%"},{"v":0.834744648520111,"d":"83.5%"},{"v":0.165255351479889,"d":"16.5%"},{"v":0.0104739364664648,"d":"1.0%"},{"v":0.45014089276768,"d":"45.0%"},{"v":0.54985910723232,"d":"55.0%"},{"v":15134871.7509073,"d":"15,134,872"},{"v":325101.003,"d":"325,101"},{"v":34083264.5191039,"d":"34,083,265"},0,0,{"v":420775.349804131,"d":"420,775"},0,0,0,0,0,{"v":0.302915457674754,"d":"30.3%"},{"v":6.50670324367718E-3,"d":"0.7%"},{"v":0.682156270682317,"d":"68.2%"},{"v":0,"d":"0.0%"},{"v":0,"d":"0.0%"},{"v":0.00842156839925203,"d":"0.8%"},{"v":0,"d":"0.0%"},{"v":0,"d":"0.0%"},{"v":0,"d":"0.0%"},{"v":0,"d":"0.0%"},{"v":0,"d":"0.0%"}]
[2020,"Tucson Electric Power Company","TEPC",{"v":5816.5,"d":"5,817"},{"v":179071610.217,"d":"179,071,610"},{"v":82491519.375,"d":"82,491,519"},{"v":186927562.227,"d":"186,927,562"},{"v":86350705.385,"d":"86,350,705"},{"v":18649693.849,"d":"18,649,694"},{"v":8559098.25,"d":"8,559,098"},{"v":6606.132,"d":"6,606"},{"v":2792.566,"d":"2,793"},{"v":6129.079,"d":"6,129"},{"v":14442924.594,"d":"14,442,925"},{"v":2045057.643,"d":"2,045,058"},{"v":293466.105,"d":"293,466"},{"v":14512214.265,"d":"14,512,214"},"--",0.708,0.653,0.657,{"v":1548.865,"d":"1,548.865"},{"v":0.11,"d":"0.110"},0.016,1556.295,"--",0.074,0.068,0.068,161.309,{"v":0.0114203342479681,"d":"0.011"},{"v":1.63881982545629E-3,"d":"0.002"},{"v":162.082803046379,"d":"162.083"},"--",0.744,0.685,{"v":0.69,"d":"0.690"},{"v":1626.985,"d":"1,626.985"},0.115,0.017,{"v":1634.79,"d":"1,634.790"},"--",1.381,{"v":0,"d":"0.000"},0.272,0.743,1.334,{"v":0,"d":"0.000"},{"v":0.26,"d":"0.260"},0.687,{"v":1.61,"d":"1.610"},{"v":0,"d":"0.000"},0.009,0.689,{"v":2323.323,"d":"2,323.323"},{"v":0,"d":"0.000"},{"v":1108.273,"d":"1,108.273"},{"v":1624.651,"d":"1,624.651"},{"v":0.2588,"d":"0.259"},{"v":0,"d":"0.000"},{"v":0.0087,"d":"0.009"},{"v":0.115,"d":"0.1150"},0.0377,{"v":0,"d":"0.0000"},0.0009,0.0165,{"v":2341.014,"d":"2,341.0140"},{"v":0,"d":"0.0000"},{"v":1108.752,"d":"1,108.7520"},{"v":1632.445,"d":"1,632.445"},"--","--",0.125,{"v":0,"d":"0.000"},0.029,0.074,0.121,{"v":0,"d":"0.000"},0.027,0.068,0.145,{"v":0,"d":"0.000"},{"v":1E-3,"d":"0.001"},0.068,209.659,{"v":0,"d":"0.000"},118.845,161.309,0.0234,{"v":0,"d":"0.0000"},0.0009,0.0114,0.0034,{"v":0,"d":"0.0000"},{"v":1E-4,"d":"0.0001"},0.0016,211.256,{"v":0,"d":"0.000"},118.896,162.083,"--","--",0.868,0.811,0.778,{"v":1674.657,"d":"1,674.657"},{"v":0.13,"d":"0.130"},0.019,{"v":1683.449,"d":"1,683.449"},"--",{"v":7512258.2,"d":"7,512,258"},{"v":18936.765,"d":"18,937"},{"v":10223602.61,"d":"10,223,603"},0,0,0,{"v":68847,"d":"68,847"},{"v":826622.13,"d":"826,622"},0,0,{"v":-573,"d":"(573)"},{"v":17754224.575,"d":"17,754,225"},{"v":895469.13,"d":"895,469"},{"v":895469.13,"d":"895,469"},{"v":17754224.575,"d":"17,754,225"},{"v":895469.13,"d":"895,469"},{"v":0.402796288054477,"d":"40.3%"},{"v":0.0010153616191946,"d":"0.1%"},{"v":0.548174606385609,"d":"54.8%"},{"v":0,"d":"0.0%"},{"v":0,"d":"0.0%"},{"v":0,"d":"0.0%"},{"v":0.00369147536005706,"d":"0.4%"},{"v":0.0443222685806626,"d":"4.4%"},{"v":0,"d":"0.0%"},{"v":0,"d":"0.0%"},{"v":0,"d":"0.0%"},{"v":0.951984780867478,"d":"95.2%"},{"v":0.0480152191325225,"d":"4.8%"},{"v":0.0480137439407197,"d":"4.8%"},{"v":0.951984780867478,"d":"95.2%"},{"v":0.0480152191325225,"d":"4.8%"},{"v":5090055.27204211,"d":"5,090,055"},0,{"v":5527582.97088138,"d":"5,527,583"},0,0,0,0,0,0,0,0,{"v":0.479396185440257,"d":"47.9%"},{"v":0,"d":"0.0%"},{"v":0.520603814559743,"d":"52.1%"},{"v":0,"d":"0.0%"},{"v":0,"d":"0.0%"},{"v":0,"d":"0.0%"},{"v":0,"d":"0.0%"},{"v":0,"d":"0.0%"},{"v":0,"d":"0.0%"},{"v":0,"d":"0.0%"},{"v":0,"d":"0.0%"}]
[2020,"Turlock Irrigation District","TIDC",{"v":761.9,"d":"762"},{"v":12854186.281,"d":"12,854,186"},{"v":6297878.969,"d":"6,297,879"},{"v":15217589.218,"d":"15,217,589"},{"v":7910597.969,"d":"7,910,598"},{"v":1770328.002,"d":"1,770,328"},{"v":918155,"d":"918,155"},{"v":46.96,"d":"47"},{"v":23.318,"d":"23"},{"v":3.814,"d":"4"},{"v":764503.441,"d":"764,503"},{"v":27449.736,"d":"27,450"},{"v":2746.066,"d":"2,746"},{"v":765255.726,"d":"765,256"},"--",0.053,0.051,0.004,863.686,0.016,{"v":2E-3,"d":"0.002"},864.536,"--",0.007,0.007,{"v":1E-3,"d":"0.001"},{"v":118.95,"d":"118.950"},{"v":2.13547053076195E-3,"d":"0.002"},{"v":0.00021363203706321,"d":"0.000"},{"v":119.067159798538,"d":"119.067"},"--",0.063,0.06,0.005,{"v":1018.625,"d":"1,018.625"},0.018,{"v":2E-3,"d":"0.002"},{"v":1019.627,"d":"1,019.627"},"--",{"v":0,"d":"0.000"},{"v":0,"d":"0.000"},0.063,0.063,{"v":0,"d":"0.000"},{"v":0,"d":"0.000"},0.064,0.064,{"v":0,"d":"0.000"},{"v":0,"d":"0.000"},0.005,0.005,{"v":0,"d":"0.000"},{"v":0,"d":"0.000"},{"v":1018.625,"d":"1,018.625"},{"v":1018.625,"d":"1,018.625"},{"v":0,"d":"0.000"},{"v":0,"d":"0.000"},{"v":0.0183,"d":"0.018"},0.0183,{"v":0,"d":"0.0000"},{"v":0,"d":"0.0000"},{"v":1.8E-3,"d":"0.0018"},{"v":1.8E-3,"d":"0.0018"},{"v":0,"d":"0.0000"},{"v":0,"d":"0.0000"},{"v":1019.627,"d":"1,019.6270"},{"v":1019.627,"d":"1,019.627"},"--","--",{"v":0,"d":"0.000"},{"v":0,"d":"0.000"},0.007,0.007,{"v":0,"d":"0.000"},{"v":0,"d":"0.000"},0.007,0.007,{"v":0,"d":"0.000"},{"v":0,"d":"0.000"},{"v":1E-3,"d":"0.001"},{"v":1E-3,"d":"0.001"},{"v":0,"d":"0.000"},{"v":0,"d":"0.000"},{"v":118.95,"d":"118.950"},{"v":118.95,"d":"118.950"},{"v":0,"d":"0.0000"},{"v":0,"d":"0.0000"},0.0021,0.0021,{"v":0,"d":"0.0000"},{"v":0,"d":"0.0000"},0.0002,0.0002,{"v":0,"d":"0.000"},{"v":0,"d":"0.000"},119.067,119.067,"--","--",0.065,0.067,0.005,{"v":1043.83,"d":"1,043.830"},0.019,{"v":2E-3,"d":"0.002"},{"v":1044.866,"d":"1,044.866"},"--",0,{"v":-3.417,"d":"(3)"},{"v":1501053.417,"d":"1,501,053"},0,{"v":269278,"d":"269,278"},0,0,0,0,0,0,{"v":1501050,"d":"1,501,050"},{"v":269278,"d":"269,278"},0,{"v":1501050,"d":"1,501,050"},{"v":269278,"d":"269,278"},{"v":0,"d":"0.0%"},{"v":0,"d":"0.0%"},{"v":0.847894017236435,"d":"84.8%"},{"v":0,"d":"0.0%"},{"v":0.152105982763565,"d":"15.2%"},{"v":0,"d":"0.0%"},{"v":0,"d":"0.0%"},{"v":0,"d":"0.0%"},{"v":0,"d":"0.0%"},{"v":0,"d":"0.0%"},{"v":0,"d":"0.0%"},{"v":0.847893723648951,"d":"84.8%"},{"v":0.152106276351049,"d":"15.2%"},{"v":0,"d":"0.0%"},{"v":0.847893723648951,"d":"84.8%"},{"v":0.152106276351049,"d":"15.2%"},0,0,{"v":925515.384468506,"d":"925,515"},0,0,0,0,0,0,0,0,{"v":0,"d":"0.0%"},{"v":0,"d":"0.0%"},{"v":1,"d":"100.0%"},{"v":0,"d":"0.0%"},{"v":0,"d":"0.0%"},{"v":0,"d":"0.0%"},{"v":0,"d":"0.0%"},{"v":0,"d":"0.0%"},{"v":0,"d":"0.0%"},{"v":0,"d":"0.0%"},{"v":0,"d":"0.0%"}]
[2020,"Western Area Power Administration - Desert Southwest Region","WALC",{"v":10500.3,"d":"10,500"},{"v":58936657.562,"d":"58,936,658"},{"v":30610039.125,"d":"30,610,039"},{"v":174481735.953,"d":"174,481,736"},{"v":89224572.877,"d":"89,224,573"},{"v":19706305.005,"d":"19,706,305"},{"v":10164292.997,"d":"10,164,293"},{"v":1469.55,"d":"1,470"},{"v":760.294,"d":"760"},{"v":105.545,"d":"106"},{"v":3749757.749,"d":"3,749,758"},{"v":256418.182,"d":"256,418"},{"v":31793.222,"d":"31,793"},{"v":3757700.166,"d":"3,757,700"},"--",0.149,{"v":0.15,"d":"0.150"},0.011,380.564,0.013,{"v":2E-3,"d":"0.002"},381.37,"--",0.05,{"v":0.05,"d":"0.050"},0.004,127.247,{"v":4.35074184059817E-3,"d":"0.004"},{"v":0.000539447320482236,"d":"0.001"},{"v":127.516568514154,"d":"127.517"},"--",0.446,0.447,0.032,{"v":1137.535,"d":"1,137.535"},0.039,0.005,{"v":1139.945,"d":"1,139.945"},"--",{"v":0,"d":"0.000"},{"v":0,"d":"0.000"},0.446,0.446,{"v":0,"d":"0.000"},{"v":0,"d":"0.000"},{"v":0.44,"d":"0.440"},{"v":0.44,"d":"0.440"},{"v":0,"d":"0.000"},{"v":0,"d":"0.000"},0.032,0.032,{"v":0,"d":"0.000"},{"v":0,"d":"0.000"},{"v":1137.535,"d":"1,137.535"},{"v":1137.535,"d":"1,137.535"},{"v":0,"d":"0.000"},{"v":0,"d":"0.000"},{"v":0.0389,"d":"0.039"},0.0389,{"v":0,"d":"0.0000"},{"v":0,"d":"0.0000"},0.0048,0.0048,{"v":0,"d":"0.0000"},{"v":0,"d":"0.0000"},{"v":1139.945,"d":"1,139.9450"},{"v":1139.945,"d":"1,139.945"},"--","--",{"v":0,"d":"0.000"},{"v":0,"d":"0.000"},{"v":0.05,"d":"0.050"},{"v":0.05,"d":"0.050"},{"v":0,"d":"0.000"},{"v":0,"d":"0.000"},{"v":0.05,"d":"0.050"},{"v":0.05,"d":"0.050"},{"v":0,"d":"0.000"},{"v":0,"d":"0.000"},0.004,0.004,{"v":0,"d":"0.000"},{"v":0,"d":"0.000"},127.247,127.247,{"v":0,"d":"0.0000"},{"v":0,"d":"0.0000"},0.0044,0.0044,{"v":0,"d":"0.0000"},{"v":0,"d":"0.0000"},0.0005,0.0005,{"v":0,"d":"0.000"},{"v":0,"d":"0.000"},127.517,127.517,"--","--",0.464,0.449,0.033,{"v":1157.417,"d":"1,157.417"},{"v":0.04,"d":"0.040"},0.005,{"v":1159.887,"d":"1,159.887"},"--",{"v":505936.826,"d":"505,937"},{"v":11.238,"d":"11"},{"v":6086827.962,"d":"6,086,828"},0,{"v":12640876,"d":"12,640,876"},0,{"v":111279,"d":"111,279"},{"v":361374,"d":"361,374"},0,0,0,{"v":6592776.026,"d":"6,592,776"},{"v":13113529,"d":"13,113,529"},{"v":472653,"d":"472,653"},{"v":6592776.026,"d":"6,592,776"},{"v":13113529,"d":"13,113,529"},{"v":0.0256738554149284,"d":"2.6%"},{"v":5.70274335303999E-7,"d":"0.0%"},{"v":0.308877181895297,"d":"30.9%"},{"v":0,"d":"0.0%"},{"v":0.641463530749268,"d":"64.1%"},{"v":0,"d":"0.0%"},{"v":0.00564687290961859,"d":"0.6%"},{"v":0.0183379887565534,"d":"1.8%"},{"v":0,"d":"0.0%"},{"v":0,"d":"0.0%"},{"v":0,"d":"0.0%"},{"v":0.33455160758456,"d":"33.5%"},{"v":0.66544839241544,"d":"66.5%"},{"v":0.023984861666172,"d":"2.4%"},{"v":0.33455160758456,"d":"33.5%"},{"v":0.66544839241544,"d":"66.5%"},0,0,{"v":4428586.73078205,"d":"4,428,587"},0,0,0,0,0,0,0,0,{"v":0,"d":"0.0%"},{"v":0,"d":"0.0%"},{"v":1,"d":"100.0%"},{"v":0,"d":"0.0%"},{"v":0,"d":"0.0%"},{"v":0,"d":"0.0%"},{"v":0,"d":"0.0%"},{"v":0,"d":"0.0%"},{"v":0,"d":"0.0%"},{"v":0,"d":"0.0%"},{"v":0,"d":"0.0%"}]
[2020,"Western Area Power Administration - Rocky Mountain Region","WACM",{"v":12393.9,"d":"12,394"},{"v":362014225.412,"d":"362,014,225"},{"v":150777589.226,"d":"150,777,589"},{"v":404026336.615,"d":"404,026,337"},{"v":169056792.204,"d":"169,056,792"},{"v":37268331.997,"d":"37,268,332"},{"v":15588800,"d":"15,588,800"},{"v":22509.38,"d":"22,509"},{"v":9083.103,"d":"9,083"},{"v":13055.203,"d":"13,055"},{"v":35894476.674,"d":"35,894,477"},{"v":7254208.447,"d":"7,254,208"},{"v":1050820.042,"d":"1,050,820"},{"v":36141726.469,"d":"36,141,726"},"--",1.208,1.165,0.701,{"v":1926.272,"d":"1,926.272"},0.195,0.028,1939.541,"--",0.124,{"v":0.12,"d":"0.120"},0.072,198.304,{"v":0.0200384624077801,"d":"0.020"},{"v":0.00290270372884957,"d":"0.003"},{"v":199.670200406451,"d":"199.670"},"--",{"v":1.38,"d":"1.380"},1.331,{"v":0.8,"d":"0.800"},{"v":2200.202,"d":"2,200.202"},0.222,0.032,{"v":2215.357,"d":"2,215.357"},"--",1.541,11.938,0.406,1.383,1.501,12.192,0.408,1.342,0.944,6.471,0.005,0.802,{"v":2422.901,"d":"2,422.901"},{"v":2092.823,"d":"2,092.823"},994.577,{"v":2205.556,"d":"2,205.556"},{"v":0.2597,"d":"0.260"},{"v":0.0847,"d":"0.085"},{"v":0.0177,"d":"0.018"},0.2229,0.0378,0.0169,{"v":1.8E-3,"d":"0.0018"},0.0323,{"v":2440.649,"d":"2,440.6490"},{"v":2099.993,"d":"2,099.9930"},{"v":995.545,"d":"995.5450"},{"v":2220.748,"d":"2,220.748"},"--","--",0.133,0.932,0.048,0.124,0.129,0.932,0.047,0.121,0.081,0.505,{"v":1E-3,"d":"0.001"},0.072,{"v":208.78,"d":"208.780"},163.326,{"v":118.82,"d":"118.820"},{"v":198.45,"d":"198.450"},0.0224,{"v":6.6E-3,"d":"0.0066"},0.0021,0.0201,{"v":3.3E-3,"d":"0.0033"},0.0013,0.0002,0.0029,{"v":210.31,"d":"210.310"},163.885,118.936,199.817,"--","--",1.495,1.465,0.807,{"v":2149.714,"d":"2,149.714"},0.215,0.031,{"v":2164.344,"d":"2,164.344"},"--",{"v":27197738.33,"d":"27,197,738"},{"v":32568.763,"d":"32,569"},{"v":5297853.893,"d":"5,297,854"},0,{"v":1648106,"d":"1,648,106"},{"v":19968,"d":"19,968"},{"v":2587622,"d":"2,587,622"},{"v":404251,"d":"404,251"},0,{"v":20987,"d":"20,987"},{"v":59237,"d":"59,237"},{"v":32608384.986,"d":"32,608,385"},{"v":4659947,"d":"4,659,947"},{"v":3011841,"d":"3,011,841"},{"v":32628352.986,"d":"32,628,353"},{"v":4639979,"d":"4,639,979"},{"v":0.729781476139499,"d":"73.0%"},{"v":8.73899132706948E-4,"d":"0.1%"},{"v":0.142154306637339,"d":"14.2%"},{"v":0,"d":"0.0%"},{"v":0.0442226928916249,"d":"4.4%"},{"v":0.000535790010873067,"d":"0.1%"},{"v":0.0694321924837433,"d":"6.9%"},{"v":0.0108470376445036,"d":"1.1%"},{"v":0,"d":"0.0%"},{"v":0.000563132259524892,"d":"0.1%"},{"v":1.58947280018469E-3,"d":"0.2%"},{"v":0.874962286969255,"d":"87.5%"},{"v":0.125037713030745,"d":"12.5%"},{"v":0.08081502013912,"d":"8.1%"},{"v":0.875498076980128,"d":"87.5%"},{"v":0.124501923019872,"d":"12.5%"},{"v":11857223.8362874,"d":"11,857,224"},{"v":3464,"d":"3,464"},{"v":2736484.27658345,"d":"2,736,484"},0,0,{"v":10819.799086758,"d":"10,820"},0,0,0,{"v":49.2451832825293,"d":"49"},0,{"v":0.811691568276504,"d":"81.2%"},{"v":0.000237129671441723,"d":"0.0%"},{"v":0.187327256758567,"d":"18.7%"},{"v":0,"d":"0.0%"},{"v":0,"d":"0.0%"},{"v":7.40674192410041E-4,"d":"0.1%"},{"v":0,"d":"0.0%"},{"v":0,"d":"0.0%"},{"v":0,"d":"0.0%"},{"v":3.37110107733072E-6,"d":"0.0%"},{"v":0,"d":"0.0%"}]
[2020,"Western Area Power Administration UGP West","WAUW",{"v":1125.7,"d":"1,126"},0,0,{"v":36029022.623,"d":"36,029,023"},{"v":16382017.914,"d":"16,382,018"},{"v":4106808.003,"d":"4,106,808"},{"v":1867319.003,"d":"1,867,319"},0,0,0,0,0,0,0,"--",{"v":0,"d":"0.000"},{"v":0,"d":"0.000"},{"v":0,"d":"0.000"},{"v":0,"d":"0.000"},{"v":0,"d":"0.000"},{"v":0,"d":"0.000"},0,"--",0,{"v":0,"d":"0.000"},{"v":0,"d":"0.000"},{"v":0,"d":"0.000"},{"v":0,"d":"0.000"},{"v":0,"d":"0.000"},{"v":0,"d":"0.000"},"--",{"$nulls":7},"--",{"v":0,"d":"0.000"},{"v":0,"d":"0.000"},0,{"v":0,"d":"0.000"},{"v":0,"d":"0.000"},{"v":0,"d":"0.000"},{"v":0,"d":"0.000"},{"v":0,"d":"0.000"},{"v":0,"d":"0.000"},{"v":0,"d":"0.000"},{"v":0,"d":"0.000"},{"v":0,"d":"0.000"},{"v":0,"d":"0.000"},{"v":0,"d":"0.000"},{"v":0,"d":"0.000"},{"v":0,"d":"0.000"},{"v":0,"d":"0.000"},{"v":0,"d":"0.000"},{"v":0,"d":"0.000"},{"v":0,"d":"0.0000"},{"v":0,"d":"0.0000"},{"v":0,"d":"0.0000"},{"v":0,"d":"0.0000"},{"v":0,"d":"0.0000"},{"v":0,"d":"0.0000"},{"v":0,"d":"0.0000"},{"v":0,"d":"0.0000"},{"v":0,"d":"0.000"},"--","--",{"v":0,"d":"0.000"},{"v":0,"d":"0.000"},{"v":0,"d":"0.000"},{"v":0,"d":"0.000"},{"v":0,"d":"0.000"},{"v":0,"d":"0.000"},{"v":0,"d":"0.000"},{"v":0,"d":"0.000"},{"v":0,"d":"0.000"},{"v":0,"d":"0.000"},{"v":0,"d":"0.000"},{"v":0,"d":"0.000"},{"v":0,"d":"0.000"},{"v":0,"d":"0.000"},{"v":0,"d":"0.000"},{"v":0,"d":"0.000"},{"v":0,"d":"0.0000"},{"v":0,"d":"0.0000"},{"v":0,"d":"0.0000"},{"v":0,"d":"0.0000"},{"v":0,"d":"0.0000"},{"v":0,"d":"0.0000"},{"v":0,"d":"0.0000"},{"v":0,"d":"0.0000"},{"v":0,"d":"0.000"},{"v":0,"d":"0.000"},{"v":0,"d":"0.000"},{"v":0,"d":"0.000"},"--","--",{"v":0,"d":"0.000"},{"v":0,"d":"0.000"},{"v":0,"d":"0.000"},{"v":0,"d":"0.000"},{"v":0,"d":"0.000"},{"v":0,"d":"0.000"},{"v":0,"d":"0.000"},"--",0,0,0,0,{"v":3878269,"d":"3,878,269"},0,{"v":228539,"d":"228,539"},0,0,0,0,0,{"v":4106808,"d":"4,106,808"},{"v":228539,"d":"228,539"},0,{"v":4106808,"d":"4,106,808"},{"v":0,"d":"0.0%"},{"v":0,"d":"0.0%"},{"v":0,"d":"0.0%"},{"v":0,"d":"0.0%"},{"v":0.944351184667021,"d":"94.4%"},{"v":0,"d":"0.0%"},{"v":0.0556488153329788,"d":"5.6%"},{"v":0,"d":"0.0%"},{"v":0,"d":"0.0%"},{"v":0,"d":"0.0%"},{"v":0,"d":"0.0%"},{"v":0,"d":"0.0%"},{"v":1,"d":"100.0%"},{"v":0.0556488153329788,"d":"5.6%"},{"v":0,"d":"0.0%"},{"v":1,"d":"100.0%"},0,0,0,0,0,0,0,0,0,0,0,{"v":0,"d":"0.0%"},{"v":0,"d":"0.0%"},{"v":0,"d":"0.0%"},{"v":0,"d":"0.0%"},{"v":0,"d":"0.0%"},{"v":0,"d":"0.0%"},{"v":0,"d":"0.0%"},{"v":0,"d":"0.0%"},{"v":0,"d":"0.0%"},{"v":0,"d":"0.0%"},{"v":0,"d":"0.0%"}]

{"sheet":"SRL20","index":6,"n_rows":29,"n_cols":164,"rows_kept":29}
["Data Year","eGRID subregion acronym","eGRID subregion name","eGRID subregion nameplate capacity (MW)","eGRID subregion annual heat input from combustion (MMBtu)","eGRID subregion ozone season heat input from combustion (MMBtu)","eGRID subregion total annual heat input (MMBtu)","eGRID subregion total ozone season heat input (MMBtu)","eGRID subregion annual net generation (MWh)","eGRID subregion ozone season net generation (MWh)","eGRID subregion annual NOx emissions (tons)","eGRID subregion ozone season NOx emissions (tons)","eGRID subregion annual SO2 emissions (tons)","eGRID subregion annual CO2 emissions (tons)","eGRID subregion annual CH4 emissions (lbs)","eGRID subregion annual N2O emissions (lbs)","eGRID subregion annual CO2 equivalent emissions (tons)","eGRID subregion annual Hg emissions (lbs)","eGRID subregion annual NOx total output emission rate (lb/MWh)","eGRID subregion ozone season NOx total output emission rate (lb/MWh)","eGRID subregion annual SO2 total output emission rate (lb/MWh)","eGRID subregion annual CO2 total output emission rate (lb/MWh)","eGRID subregion annual CH4 total output emission rate (lb/MWh)","eGRID subregion annual N2O total output emission rate (lb/MWh)","eGRID subregion annual CO2 equivalent total output emission rate (lb/MWh)","eGRID subregion annual Hg total output emission rate (lb/MWh)","eGRID subregion annual NOx input emission rate (lb/MMBtu)","eGRID subregion ozone season NOx input emission rate (lb/MMBtu)","eGRID subregion annual SO2 input emission rate (lb/MMBtu)","eGRID subregion annual CO2 input emission rate (lb/MMBtu)","eGRID subregion annual CH4 input emission rate (lb/MMBtu)","eGRID subregion annual N2O input emission rate (lb/MMBtu)","eGRID subregion annual CO2 equivalent input emission rate (lb/MMBtu)","eGRID subregion annual Hg input emission rate (lb/MMBtu)","eGRID subregion annual NOx combustion output emission rate (lb/MWh)","eGRID subregion ozone season NOx combustion output emission rate (lb/MWh)","eGRID subregion annual SO2 combustion output emission rate (lb/MWh)","eGRID subregion annual CO2 combustion output emission rate (lb/MWh)","eGRID subregion annual CH4 combustion output emission rate (lb/MWh)","eGRID subregion annual N2O combustion output emission rate (lb/MWh)","eGRID subregion annual CO2 equivalent combustion output emission rate (lb/MWh)","eGRID subregion annual Hg combustion output emission rate (lb/MWh)","eGRID subregion annual NOx coal output emission rate (lb/MWh)","eGRID subregion annual NOx oil output emission rate (lb/MWh)","eGRID subregion annual NOx gas output emission rate (lb/MWh)","eGRID subregion annual NOx fossil fuel output emission rate (lb/MWh)","eGRID subregion ozone season NOx coal output emission rate (lb/MWh)","eGRID subregion ozone season NOx oil output emission rate (lb/MWh)","eGRID subregion ozone season NOx gas output emission rate (lb/MWh)","eGRID subregion ozone season NOx fossil fuel output emission rate (lb/MWh)","eGRID subregion annual SO2 coal output emission rate (lb/MWh)","eGRID subregion annual SO2 oil output emission rate (lb/MWh)","eGRID subregion annual SO2 gas output emission rate (lb/MWh)","eGRID subregion annual SO2 fossil fuel output emission rate (lb/MWh)","eGRID subregion annual CO2 coal output emission rate (lb/MWh)","eGRID subregion annual CO2 oil output emission rate (lb/MWh)","eGRID subregion annual CO2 gas output emission rate (lb/MWh)","eGRID subregion annual CO2 fossil fuel output emission rate (lb/MWh)","eGRID subregion annual CH4 coal output emission rate (lb/MWh)","eGRID subregion annual CH4 oil output emission rate (lb/MWh)","eGRID subregion annual CH4 gas output emission rate (lb/MWh)","eGRID subregion annual CH4 fossil fuel output emission rate (lb/MWh)","eGRID subregion annual N2O coal output emission rate (lb/MWh)","eGRID subregion annual N2O oil output emission rate (lb/MWh)","eGRID subregion annual N2O gas output emission rate (lb/MWh)","eGRID subregion annual N2O fossil fuel output emission rate (lb/MWh)","eGRID subregion annual CO2 equivalent coal output emission rate (lb/MWh)","eGRID subregion annual CO2 equivalent oil output emission rate (lb/MWh)","eGRID subregion annual CO2 equivalent gas output emission rate (lb/MWh)","eGRID subregion annual CO2 equivalent fossil fuel output emission rate (lb/MWh)","eGRID subregion annual Hg coal output emission rate (lb/MWh)","eGRID subregion annual Hg fossil fuel output emission rate (lb/MWh)","eGRID subregion annual NOx coal input emission rate (lb/MMBtu)","eGRID subregion annual NOx oil input emission rate (lb/MMBtu)","eGRID subregion annual NOx gas input emission rate (lb/MMBtu)","eGRID subregion annual NOx fossil fuel input emission rate (lb/MMBtu)","eGRID subregion ozone season NOx coal input emission rate (lb/MMBtu)","eGRID subregion ozone season NOx oil input emission rate (lb/MMBtu)","eGRID subregion ozone season NOx gas input emission rate (lb/MMBtu)","eGRID subregion ozone season NOx fossil fuel input emission rate (lb/MMBtu)","eGRID subregion annual SO2 coal input emission rate (lb/MMBtu)","eGRID subregion annual SO2 oil input emission rate (lb/MMBtu)","eGRID subregion annual SO2 gas input emission rate (lb/MMBtu)","eGRID subregion annual SO2 fossil fuel input emission rate (lb/MMBtu)","eGRID subregion annual CO2 coal input emission rate (lb/MMBtu)","eGRID subregion annual CO2 oil input emission rate (lb/MMBtu)","eGRID subregion annual CO2 gas input emission rate (lb/MMBtu)","eGRID subregion annual CO2 fossil fuel input emission rate (lb/MMBtu)","eGRID subregion annual CH4 coal input emission rate (lb/MMBtu)","eGRID subregion annual CH4 oil input emission rate (lb/MMBtu)","eGRID subregion annual CH4 gas input emission rate (lb/MMBtu)","eGRID subregion annual CH4 fossil fuel input emission rate (lb/MMBtu)","eGRID subregion annual N2O coal input emission rate (lb/MMBtu)","eGRID subregion annual N2O oil input emission rate (lb/MMBtu)","eGRID subregion annual N2O gas input emission rate (lb/MMBtu)","eGRID subregion annual N2O fossil fuel input emission rate (lb/MMBtu)","eGRID subregion annual CO2 equivalent coal input emission rate (lb/MMBtu)","eGRID subregion annual CO2 equivalent oil input emission rate (lb/MMBtu)","eGRID subregion annual CO2 equivalent gas input emission rate (lb/MMBtu)","eGRID subregion annual CO2 equivalent fossil fuel input emission rate (lb/MMBtu)","eGRID subregion annual Hg coal input emission rate (lb/MMBtu)","eGRID subregion annual Hg fossil fuel input emission rate (lb/MMBtu)","eGRID subregion annual NOx non-baseload output emission rate (lb/MWh)","eGRID subregion ozone season NOx non-baseload output emission rate (lb/MWh)","eGRID subregion annual SO2 non-baseload output emission rate (lb/MWh) ","eGRID subregion annual CO2 non-baseload output emission rate (lb/MWh) ","eGRID subregion annual CH4 non-baseload output emission rate (lb/MWh)","eGRID subregion annual N2O non-baseload output emission rate (lb/MWh)","eGRID subregion annual CO2e non-baseload output emission rate (lb/MWh)","eGRID subregion annual Hg non-baseload output emission rate (lb/MWh)","eGRID subregion annual coal net generation (MWh)","eGRID subregion annual oil net generation (MWh)","eGRID subregion annual gas net generation (MWh)","eGRID subregion annual nuclear net generation (MWh)","eGRID subregion annual hydro net generation (MWh)","eGRID subregion annual biomass net generation (MWh)","eGRID subregion annual wind net generation (MWh)","eGRID subregion annual solar net generation (MWh)","eGRID subregion annual geothermal net generation (MWh)","eGRID subregion annual other fossil net generation (MWh)","eGRID subregion annual other unknown/ purchased fuel net generation (MWh)","eGRID subregion annual total nonrenewables net generation (MWh)","eGRID subregion annual total renewables net generation (MWh)","eGRID subregion annual total nonhydro renewables net generation (MWh)","eGRID subregion annual total combustion net generation (MWh)","eGRID subregion annual total noncombustion net generation (MWh)","eGRID subregion coal generation percent (resource mix)","eGRID subregion oil generation percent (resource mix)","eGRID subregion gas generation percent (resource mix)","eGRID subregion nuclear generation percent (resource mix)","eGRID subregion hydro generation percent (resource mix)","eGRID subregion biomass generation percent (resource mix)","eGRID subregion wind generation percent (resource mix)","eGRID subregion solar generation percent (resource mix)","eGRID subregion geothermal generation percent (resource mix)","eGRID subregion other fossil generation percent (resource mix)","eGRID subregion other unknown/ purchased fuel generation percent (resource mix)","eGRID subregion total nonrenewables generation percent (resource mix)","eGRID subregion total renewables generation percent (resource mix)","eGRID subregion total nonhydro renewables generation percent (resource mix)","eGRID subregion total combustion generation percent (resource mix)","eGRID subregion total noncombustion generation percent (resource mix)","eGRID subregion annual nonbaseload coal net generation (MWh)","eGRID subregion annual nonbaseload oil net generation (MWh)","eGRID subregion annual nonbaseload gas net generation (MWh)","eGRID subregion annual nonbaseload nuclear net generation (MWh)","eGRID subregion annual nonbaseload hydro net generation (MWh)","eGRID subregion annual nonbaseload biomass net generation (MWh)","eGRID subregion annual nonbaseload wind net generation (MWh)","eGRID subregion annual nonbaseload solar net generation (MWh)","eGRID subregion annual nonbaseload geothermal net generation (MWh)","eGRID subregion annual nonbaseload other fossil net generation (MWh)","eGRID subregion annual nonbaseload other unknown/ purchased fuel net generation (MWh)","eGRID subregion nonbaseload coal generation percent (resource mix)","eGRID subregion nonbaseload oil generation percent (resource mix)","eGRID subregion nonbaseload gas generation percent (resource mix)","eGRID subregion nonbaseload nuclear generation percent (resource mix)","eGRID subregion nonbaseload hydro generation percent (resource mix)","eGRID subregion nonbaseload biomass generation percent (resource mix)","eGRID subregion nonbaseload wind generation percent (resource mix)","eGRID subregion nonbaseload solar generation percent (resource mix)","eGRID subregion nonbaseload geothermal generation percent (resource mix)","eGRID subregion nonbaseload other fossil generation percent (resource mix)","eGRID subregion nonbaseload other unknown/ purchased fuel generation percent (resource mix)"]
["YEAR","SUBRGN","SRNAME","SRNAMEPCAP","SRHTIAN","SRHTIOZ","SRHTIANT","SRHTIOZT","SRNGENAN","SRNGENOZ","SRNOXAN","SRNOXOZ","SRSO2AN","SRCO2AN","SRCH4AN","SRN2OAN","SRCO2EQA","SRHGAN","SRNOXRTA","SRNOXRTO","SRSO2RTA","SRCO2RTA","SRCH4RTA","SRN2ORTA","SRC2ERTA","SRHGRTA","SRNOXRA","SRNOXRO","SRSO2RA","SRCO2RA","SRCH4RA","SRN2ORA","SRC2ERA","SRHGRA","SRNOXCRT","SRNOXCRO","SRSO2CRT","SRCO2CRT","SRCH4CRT","SRN2OCRT","SRC2ECRT","SRHGCRT","SRCNOXRT","SRONOXRT","SRGNOXRT","SRFSNXRT","SRCNXORT","SRONXORT","SRGNXORT","SRFSNORT","SRCSO2RT","SROSO2RT","SRGSO2RT","SRFSS2RT","SRCCO2RT","SROCO2RT","SRGCO2RT","SRFSC2RT","SRCCH4RT","SROCH4RT","SRGCH4RT","SRFCH4RT","SRCN2ORT","SRON2ORT","SRGN2ORT","SRFN2ORT","SRCC2ERT","SROC2ERT","SRGC2ERT","SRFSC2ERT","SRCHGRT","SRFSHGRT","SRCNOXR","SRONOXR","SRGNOXR","SRFSNXR","SRCNXOR","SRONXOR","SRGNXOR","SRFSNOR","SRCSO2R","SROSO2R","SRGSO2R","SRFSS2R","SRCCO2R","SROCO2R","SRGCO2R","SRFSC2R","SRCCH4R","SROCH4R","SRGCH4R","SRFCH4R","SRCN2OR","SRON2OR","SRGN2OR","SRFN2OR","SRCC2ER","SROC2ER","SRGC2ER","SRFSC2ER","SRCHGR","SRFSHGR","SRNBNOX","SRNBNXO","SRNBSO2","SRNBCO2","SRNBCH4","SRNBN2O","SRNBC2E","SRNBHG","SRGENACL","SRGENAOL","SRGENAGS","SRGENANC","SRGENAHY","SRGENABM","SRGENAWI","SRGENASO","SRGENAGT","SRGENAOF","SRGENAOP","SRGENATN","SRGENATR","SRGENATH","SRGENACY","SRGENACN","SRCLPR","SROLPR","SRGSPR","SRNCPR","SRHYPR","SRBMPR","SRWIPR","SRSOPR","SRGTPR","SROFPR","SROPPR","SRTNPR","SRTRPR","SRTHPR","SRCYPR","SRCNPR","SRNBGNCL","SRNBGNOL","SRNBGNGS","SRNBGNNC","SRNBGNHY","SRNBGNBM","SRNBGNWI","SRNBGNSO","SRNBGNGT","SRNBGNOF","SRNBGNOP","SRNBCLPR","SRNBOLPR","SRNBGSPR","SRNBNCPR","SRNBHYPR","SRNBBMPR","SRNBWIPR","SRNBSOPR","SRNBGTPR","SRNBOFPR","SRNBOPPR"]
[2020,"AKGD","ASCC Alaska Grid",{"v":2460.8,"d":"2,461"},{"v":35353231.616,"d":"35,353,232"},{"v":13385549.991,"d":"13,385,550"},{"v":42326085.616,"d":"42,326,086"},{"v":16491376.991,"d":"16,491,377"},{"v":4659917.001,"d":"4,659,917"},{"v":1811167.001,"d":"1,811,167"},{"v":13943.387,"d":"13,943"},{"v":5325.407,"d":"5,325"},{"v":1293.146,"d":"1,293"},{"v":2557432.358,"d":"2,557,432"},{"v":464138.504,"d":"464,139"},{"v":63655.878,"d":"63,656"},{"v":2572718.816,"d":"2,572,719"},"--",5.984,5.881,0.555,{"v":1097.63,"d":"1,097.630"},{"v":0.1,"d":"0.100"},0.014,{"v":1104.191,"d":"1,104.191"},"--",0.789,0.796,0.073,144.679,{"v":0.0131286019066484,"d":"0.013"},{"v":0.00180056744716913,"d":"0.002"},{"v":145.543629162074,"d":"145.544"},"--",7.215,{"v":7.09,"d":"7.090"},0.669,{"v":1323.343,"d":"1,323.343"},{"v":0.12,"d":"0.120"},0.016,{"v":1331.253,"d":"1,331.253"},"--",1.262,8.323,8.796,7.283,1.278,8.599,8.832,7.385,1.476,2.534,0.027,0.672,{"v":2306.088,"d":"2,306.088"},{"v":1578.166,"d":"1,578.166"},{"v":1001.399,"d":"1,001.399"},{"v":1335.832,"d":"1,335.832"},0.2589,0.4034,0.0189,0.1212,0.0377,0.0556,{"v":1.9E-3,"d":"0.0019"},0.0166,{"v":2323.807,"d":"2,323.807"},{"v":1604.811,"d":"1,604.811"},{"v":1002.438,"d":"1,002.438"},{"v":1343.817,"d":"1,343.817"},"--","--",0.116,0.883,1.027,0.798,{"v":0.12,"d":"0.120"},0.901,1.022,0.806,0.136,0.269,0.003,0.074,212.831,167.434,116.889,146.354,0.0239,0.0428,0.0022,0.0133,0.0035,0.0059,0.0002,{"v":1.8E-3,"d":"0.0018"},214.466,{"v":170.26,"d":"170.260"},117.011,147.229,"--","--",6.758,6.969,0.731,{"v":1315.096,"d":"1,315.096"},0.126,0.017,{"v":1323.405,"d":"1,323.405"},"--",{"v":721788.941,"d":"721,789"},{"v":576868.399,"d":"576,868"},{"v":2530316.365,"d":"2,530,316"},0,{"v":697670,"d":"697,670"},{"v":38945.273,"d":"38,945"},{"v":97138,"d":"97,138"},0,0,0,{"v":-2810,"d":"(2,810)"},{"v":3826163.705,"d":"3,826,164"},{"v":833753.273,"d":"833,753"},{"v":136083.273,"d":"136,083"},{"v":3865108.978,"d":"3,865,109"},{"v":794808,"d":"794,808"},{"v":0.154893090243377,"d":"15.5%"},{"v":0.123793707425145,"d":"12.4%"},{"v":0.542996018372411,"d":"54.3%"},{"v":0,"d":"0.0%"},{"v":0.149717259619384,"d":"15.0%"},{"v":0.00835750361731015,"d":"0.8%"},{"v":0.0208454357574608,"d":"2.1%"},{"v":0,"d":"0.0%"},{"v":0,"d":"0.0%"},{"v":0,"d":"0.0%"},{"v":0,"d":"0.0%"},{"v":0.821079801005845,"d":"82.1%"},{"v":0.178920198994155,"d":"17.9%"},{"v":0.029202939374771,"d":"2.9%"},{"v":0.829437304623155,"d":"82.9%"},{"v":0.170562695376845,"d":"17.1%"},{"v":411980.7,"d":"411,981"},{"v":429383.983,"d":"429,384"},{"v":1547155.547,"d":"1,547,156"},0,0,{"v":26834.735,"d":"26,835"},0,0,0,0,0,{"v":0.17056735195091,"d":"17.1%"},{"v":0.177772620956692,"d":"17.8%"},{"v":0.640549968617275,"d":"64.1%"},{"v":0,"d":"0.0%"},{"v":0,"d":"0.0%"},{"v":0.0111100584751227,"d":"1.1%"},{"v":0,"d":"0.0%"},{"v":0,"d":"0.0%"},{"v":0,"d":"0.0%"},{"v":0,"d":"0.0%"},{"v":0,"d":"0.0%"}]
[2020,"AKMS","ASCC Miscellaneous",{"v":1073,"d":"1,073"},{"v":5314494.602,"d":"5,314,495"},{"v":2167209.082,"d":"2,167,209"},{"v":13916226.58,"d":"13,916,227"},{"v":6059802.05,"d":"6,059,802"},{"v":1496129.988,"d":"1,496,130"},{"v":656048.996,"d":"656,049"},{"v":6215.309,"d":"6,215"},{"v":2617.664,"d":"2,618"},{"v":533.236,"d":"533"},{"v":399521.689,"d":"399,522"},{"v":40296.27,"d":"40,296"},{"v":6843.608,"d":"6,844"},{"v":401045.093,"d":"401,045"},"--",8.309,{"v":7.98,"d":"7.980"},0.713,534.073,0.027,0.005,{"v":536.11,"d":"536.110"},"--",2.339,2.416,0.201,150.352,{"v":0.00758233341413789,"d":"0.008"},{"v":0.00128772508253646,"d":"0.001"},{"v":150.925016594833,"d":"150.925"},"--",24.091,23.139,2.067,{"v":1548.568,"d":"1,548.568"},0.078,0.013,{"v":1554.473,"d":"1,554.473"},"--",{"v":0,"d":"0.000"},28.676,4.503,23.723,{"v":0,"d":"0.000"},28.716,4.503,24.288,{"v":0,"d":"0.000"},2.548,0.044,2.035,{"v":0,"d":"0.000"},{"v":1508.214,"d":"1,508.214"},{"v":1601.574,"d":"1,601.574"},{"v":1527.344,"d":"1,527.344"},{"v":0,"d":"0.0000"},0.0892,0.0302,0.0771,{"v":0,"d":"0.0000"},0.0157,{"v":0.003,"d":"0.0030"},0.0131,{"v":0,"d":"0.000"},{"v":1515.116,"d":"1,515.116"},{"v":1603.23,"d":"1,603.230"},{"v":1533.171,"d":"1,533.171"},"--","--",{"v":0,"d":"0.000"},{"v":3.1,"d":"3.100"},0.329,2.334,{"v":0,"d":"0.000"},{"v":3.1,"d":"3.100"},0.329,2.411,{"v":0,"d":"0.000"},0.275,0.003,{"v":0.2,"d":"0.200"},{"v":0,"d":"0.000"},163.025,116.889,{"v":150.28,"d":"150.280"},{"v":0,"d":"0.0000"},0.0096,0.0022,{"v":7.6E-3,"d":"0.0076"},{"v":0,"d":"0.0000"},0.0017,0.0002,0.0013,{"v":0,"d":"0.000"},163.771,{"v":117.01,"d":"117.010"},150.854,"--","--",{"v":24.22,"d":"24.220"},{"v":24.79,"d":"24.790"},2.068,{"v":1517.677,"d":"1,517.677"},0.066,0.012,{"v":1522.833,"d":"1,522.833"},"--",0,{"v":406069.66,"d":"406,070"},{"v":110443.415,"d":"110,443"},0,{"v":948747,"d":"948,747"},{"v":119.385,"d":"119"},{"v":31395,"d":"31,395"},0,0,0,{"v":-644,"d":"(644)"},{"v":515869.075,"d":"515,869"},{"v":980261.385,"d":"980,261"},{"v":31514.385,"d":"31,514"},{"v":515988.46,"d":"515,988"},{"v":980142,"d":"980,142"},{"v":0,"d":"0.0%"},{"v":0.27141326966901,"d":"27.1%"},{"v":0.0738193746820715,"d":"7.4%"},{"v":0,"d":"0.0%"},{"v":0.634133870919251,"d":"63.4%"},{"v":7.97958488192266e-05,"d":"0.0%"},{"v":0.0209841326270438,"d":"2.1%"},{"v":0,"d":"0.0%"},{"v":0,"d":"0.0%"},{"v":0,"d":"0.0%"},{"v":0,"d":"0.0%"},{"v":0.344802200604886,"d":"34.5%"},{"v":0.655197799395114,"d":"65.5%"},{"v":0.021063928475863,"d":"2.1%"},{"v":0.344881996453705,"d":"34.5%"},{"v":0.655118003546295,"d":"65.5%"},0,{"v":384477.653,"d":"384,478"},{"v":95102.361,"d":"95,102"},0,0,0,0,0,0,0,0,{"v":0,"d":"0.0%"},{"v":0.801696571456078,"d":"80.2%"},{"v":0.198303428543922,"d":"19.8%"},{"v":0,"d":"0.0%"},{"v":0,"d":"0.0%"},{"v":0,"d":"0.0%"},{"v":0,"d":"0.0%"},{"v":0,"d":"0.0%"},{"v":0,"d":"0.0%"},{"v":0,"d":"0.0%"},{"v":0,"d":"0.0%"}]
[2020,"AZNM","WECC Southwest",{"v":73364,"d":"73,364"},{"v":953249089.776,"d":"953,249,090"},{"v":473178764.394,"d":"473,178,764"},{"v":1494043359.108,"d":"1,494,043,359"},{"v":719524720.198,"d":"719,524,720"},{"v":165394893.329,"d":"165,394,893"},{"v":79793567.89,"d":"79,793,568"},{"v":39758.326,"d":"39,758"},{"v":19923.985,"d":"19,924"},{"v":12836.212,"d":"12,836"},{"v":70012955.642,"d":"70,012,956"},{"v":8862602.714,"d":"8,862,603"},{"v":1222490.592,"d":"1,222,491"},{"v":70305889.275,"d":"70,305,889"},"--",0.481,0.499,0.155,846.616,0.054,0.007,850.158,"--",0.083,0.084,0.027,146.893,{"v":0.00929725798750312,"d":"0.009"},{"v":1.28244611519878E-3,"d":"0.001"},{"v":147.507907490415,"d":"147.508"},"--",0.727,0.755,0.235,{"v":1279.542,"d":"1,279.542"},0.081,0.011,{"v":1284.895,"d":"1,284.895"},"--",1.633,31.826,0.431,0.721,1.598,31.778,0.453,0.729,0.847,18.261,0.008,0.211,{"v":2404.667,"d":"2,404.667"},{"v":5901.043,"d":"5,901.043"},924.801,{"v":1281.404,"d":"1,281.404"},{"v":0.261,"d":"0.2610"},{"v":0.239,"d":"0.2390"},0.0172,0.0759,{"v":0.038,"d":"0.0380"},0.0478,{"v":1.8E-3,"d":"0.0018"},0.0105,{"v":2422.504,"d":"2,422.504"},{"v":5921.217,"d":"5,921.217"},925.764,{"v":1286.432,"d":"1,286.432"},"--","--",0.141,0.881,0.056,0.083,0.139,{"v":0.88,"d":"0.880"},0.058,0.084,0.073,0.505,{"v":1E-3,"d":"0.001"},0.024,207.893,163.326,119.492,147.939,0.0226,{"v":6.6E-3,"d":"0.0066"},0.0022,0.0088,{"v":3.3E-3,"d":"0.0033"},0.0013,0.0002,0.0012,209.435,163.884,119.616,148.519,"--","--",0.842,0.848,0.248,{"v":1368.62,"d":"1,368.620"},{"v":0.09,"d":"0.090"},0.013,{"v":1374.611,"d":"1,374.611"},"--",{"v":26535437.306,"d":"26,535,437"},{"v":73013.157,"d":"73,013"},{"v":82187495.441,"d":"82,187,495"},{"v":31552433,"d":"31,552,433"},{"v":5604776,"d":"5,604,776"},{"v":619734.406,"d":"619,734"},{"v":4290331,"d":"4,290,331"},{"v":8585802.61,"d":"8,585,803"},{"v":5927125,"d":"5,927,125"},0,{"v":18746,"d":"18,746"},{"v":140367124.904,"d":"140,367,125"},{"v":25027769.016,"d":"25,027,769"},{"v":19422993.016,"d":"19,422,993"},{"v":109434426.31,"d":"109,434,426"},{"v":55960467.61,"d":"55,960,468"},{"v":0.160436859186445,"d":"16.0%"},{"v":0.000441447467146814,"d":"0.0%"},{"v":0.496916763831617,"d":"49.7%"},{"v":0.190770296785955,"d":"19.1%"},{"v":0.0338872371882954,"d":"3.4%"},{"v":0.00374699841882519,"d":"0.4%"},{"v":0.0259399241313652,"d":"2.6%"},{"v":0.0519109290892189,"d":"5.2%"},{"v":0.035836203038208,"d":"3.6%"},{"v":0,"d":"0.0%"},{"v":1.13340862923297E-4,"d":"0.0%"},{"v":0.848678708134087,"d":"84.9%"},{"v":0.151321291865913,"d":"15.1%"},{"v":0.117434054677617,"d":"11.7%"},{"v":0.661655409766957,"d":"66.2%"},{"v":0.338344590233043,"d":"33.8%"},{"v":19352852.112,"d":"19,352,852"},23,{"v":47586118.736,"d":"47,586,119"},0,0,{"v":106255.806,"d":"106,256"},0,0,0,0,0,{"v":0.288653591600334,"d":"28.9%"},{"v":3.43051895825232E-7,"d":"0.0%"},{"v":0.709761228139057,"d":"71.0%"},{"v":0,"d":"0.0%"},{"v":0,"d":"0.0%"},{"v":1.58483720871351E-3,"d":"0.2%"},{"v":0,"d":"0.0%"},{"v":0,"d":"0.0%"},{"v":0,"d":"0.0%"},{"v":0,"d":"0.0%"},{"v":0,"d":"0.0%"}]
[2020,"CAMX","WECC California",{"v":124782.2,"d":"124,782"},{"v":851051673.052,"d":"851,051,673"},{"v":381804634.043,"d":"381,804,634"},{"v":1671498971.076,"d":"1,671,498,971"},{"v":801556661.133,"d":"801,556,661"},{"v":196129977.916,"d":"196,129,978"},{"v":93303380.916,"d":"93,303,381"},{"v":46565.236,"d":"46,565"},{"v":21113.058,"d":"21,113"},{"v":4301.252,"d":"4,301"},{"v":50351935.371,"d":"50,351,935"},{"v":6314516.593,"d":"6,314,517"},{"v":805000.754,"d":"805,001"},{"v":50550811.93,"d":"50,550,812"},"--",0.475,0.453,0.044,513.455,0.032,0.004,515.483,"--",0.109,0.111,{"v":0.01,"d":"0.010"},118.329,{"v":0.00741966298045709,"d":"0.007"},{"v":0.000945889397189181,"d":"0.001"},{"v":118.796104938534,"d":"118.796"},"--",0.872,0.831,0.081,942.575,0.059,0.008,946.298,"--",2.491,8.703,0.641,{"v":0.76,"d":"0.760"},2.559,8.407,0.668,0.791,0.624,0.589,0.008,0.052,{"v":1997.692,"d":"1,997.692"},{"v":1858.889,"d":"1,858.889"},895.909,{"v":972.94,"d":"972.940"},0.2381,0.0189,0.0163,{"v":0.032,"d":"0.0320"},0.0346,0.0037,0.0016,{"v":0.004,"d":"0.0040"},{"v":2013.97,"d":"2,013.970"},{"v":1860.457,"d":"1,860.457"},896.801,974.921,"--","--",0.256,0.927,0.084,0.098,0.265,0.887,0.086,{"v":0.1,"d":"0.100"},0.064,0.063,{"v":1E-3,"d":"0.001"},0.007,205.134,198.006,117.987,125.859,0.0245,{"v":2E-3,"d":"0.0020"},0.0021,0.0041,0.0036,0.0004,0.0002,0.0005,206.806,198.173,118.105,126.115,"--","--",0.861,0.891,0.072,{"v":1006.543,"d":"1,006.543"},0.053,0.007,{"v":1009.918,"d":"1,009.918"},"--",{"v":7033070.954,"d":"7,033,071"},{"v":61649.797,"d":"61,650"},{"v":92280167.533,"d":"92,280,168"},{"v":16258698,"d":"16,258,698"},{"v":16759969,"d":"16,759,969"},{"v":5414116.008,"d":"5,414,116"},{"v":14173588,"d":"14,173,588"},{"v":33870478.07,"d":"33,870,478"},{"v":8228121,"d":"8,228,121"},{"v":1522717.247,"d":"1,522,717"},{"v":527403.27,"d":"527,403"},{"v":117683706.801,"d":"117,683,707"},{"v":78446272.078,"d":"78,446,272"},{"v":61686303.078,"d":"61,686,303"},{"v":106839124.809,"d":"106,839,125"},{"v":89290854.07,"d":"89,290,854"},{"v":0.0358592347493137,"d":"3.6%"},{"v":0.000314331329419222,"d":"0.0%"},{"v":0.470505162242082,"d":"47.1%"},{"v":0.0828975666694514,"d":"8.3%"},{"v":0.085453376866674,"d":"8.5%"},{"v":0.0276047345691103,"d":"2.8%"},{"v":0.0722663005472724,"d":"7.2%"},{"v":0.172694038227047,"d":"17.3%"},{"v":0.0419523881409085,"d":"4.2%"},{"v":0.00776381691214794,"d":"0.8%"},{"v":0.00268904974657329,"d":"0.3%"},{"v":0.600029161648988,"d":"60.0%"},{"v":0.399970838351012,"d":"40.0%"},{"v":0.314517461484338,"d":"31.5%"},{"v":0.544736329548646,"d":"54.5%"},{"v":0.455263670451354,"d":"45.5%"},{"v":5624870.447,"d":"5,624,870"},{"v":100456.077,"d":"100,456"},{"v":57608095.961,"d":"57,608,096"},0,0,{"v":1840768.929,"d":"1,840,769"},0,0,0,{"v":263215.061,"d":"263,215"},0,{"v":0.0859580284469174,"d":"8.6%"},{"v":1.53514758967574E-3,"d":"0.2%"},{"v":0.880354205089372,"d":"88.0%"},{"v":0,"d":"0.0%"},{"v":0,"d":"0.0%"},{"v":0.0281302244133164,"d":"2.8%"},{"v":0,"d":"0.0%"},{"v":0,"d":"0.0%"},{"v":0,"d":"0.0%"},{"v":0.00402239446071843,"d":"0.4%"},{"v":0,"d":"0.0%"}]
[2020,"ERCT","ERCOT All",{"v":186698.8,"d":"186,699"},{"v":2287894171.885,"d":"2,287,894,172"},{"v":1138180542.693,"d":"1,138,180,543"},{"v":3531948758.411,"d":"3,531,948,758"},{"v":1660465614.616,"d":"1,660,465,615"},{"v":414911395.764,"d":"414,911,396"},{"v":195285208.029,"d":"195,285,208"},{"v":93804.95,"d":"93,805"},{"v":44603.305,"d":"44,603"},{"v":108997.62,"d":"108,998"},{"v":169823315.541,"d":"169,823,316"},{"v":21579258.869,"d":"21,579,259"},{"v":2991116.22,"d":"2,991,116"},{"v":170536687.726,"d":"170,536,688"},"--",0.452,0.457,0.525,{"v":818.6,"d":"818.600"},0.052,0.007,822.039,"--",0.082,0.078,0.095,148.454,{"v":0.00943193052116603,"d":"0.009"},{"v":0.00130736651054783,"d":"0.001"},{"v":149.077426588743,"d":"149.077"},"--",0.671,0.677,0.779,{"v":1213.987,"d":"1,213.987"},0.077,0.011,{"v":1219.087,"d":"1,219.087"},"--",1.202,3.877,0.504,0.673,1.224,{"v":3.74,"d":"3.740"},{"v":0.47,"d":"0.470"},0.646,3.073,10.494,0.007,{"v":0.78,"d":"0.780"},{"v":2284.297,"d":"2,284.297"},{"v":2196.917,"d":"2,196.917"},871.729,{"v":1220.948,"d":"1,220.948"},{"v":0.261,"d":"0.2610"},0.0544,{"v":0.016,"d":"0.0160"},0.0772,0.0379,0.0094,0.0016,0.0107,{"v":2302.127,"d":"2,302.127"},{"v":2201.069,"d":"2,201.069"},872.605,{"v":1226.059,"d":"1,226.059"},"--","--",0.111,0.303,0.068,0.082,0.112,0.299,0.063,0.078,0.283,0.819,{"v":1E-3,"d":"0.001"},0.095,210.607,{"v":171.4,"d":"171.400"},118.406,148.954,0.0241,0.0042,0.0022,0.0094,0.0035,0.0007,0.0002,0.0013,212.251,171.724,118.525,149.578,"--","--",0.759,0.726,0.898,{"v":1296.564,"d":"1,296.564"},0.086,0.012,{"v":1302.281,"d":"1,302.281"},"--",{"v":68260811.254,"d":"68,260,811"},{"v":125394.537,"d":"125,395"},{"v":208098544.961,"d":"208,098,545"},{"v":41438705,"d":"41,438,705"},{"v":758916.61,"d":"758,917"},{"v":769375.002,"d":"769,375"},{"v":84435947.42,"d":"84,435,947"},{"v":8500002.24,"d":"8,500,002"},0,{"v":2090077.271,"d":"2,090,077"},{"v":433621,"d":"433,621"},{"v":320447154.023,"d":"320,447,154"},{"v":94464241.272,"d":"94,464,241"},{"v":93705324.662,"d":"93,705,325"},{"v":279777824.025,"d":"279,777,824"},{"v":135133571.27,"d":"135,133,571"},{"v":0.164519008222146,"d":"16.5%"},{"v":0.000302220036426922,"d":"0.0%"},{"v":0.501549360467776,"d":"50.2%"},{"v":0.0998736247543582,"d":"10.0%"},{"v":1.82910524658021E-3,"d":"0.2%"},{"v":0.00185431157284311,"d":"0.2%"},{"v":0.203503563357103,"d":"20.4%"},{"v":0.0204863070438365,"d":"2.0%"},{"v":0,"d":"0.0%"},{"v":5.03740628650116E-3,"d":"0.5%"},{"v":0.00104509301242907,"d":"0.1%"},{"v":0.772326712779637,"d":"77.2%"},{"v":0.227673287220363,"d":"22.8%"},{"v":0.225844181973783,"d":"22.6%"},{"v":0.674307399598122,"d":"67.4%"},{"v":0.325692600401878,"d":"32.6%"},{"v":41943362.411,"d":"41,943,362"},{"v":149008.865,"d":"149,009"},{"v":103160161.103,"d":"103,160,161"},0,0,{"v":124403.188,"d":"124,403"},0,0,0,{"v":1783436.35,"d":"1,783,436"},0,{"v":0.285018051153612,"d":"28.5%"},{"v":0.00101256108082344,"d":"0.1%"},{"v":0.701005031170978,"d":"70.1%"},{"v":0,"d":"0.0%"},{"v":0,"d":"0.0%"},{"v":0.000845357935542852,"d":"0.1%"},{"v":0,"d":"0.0%"},{"v":0,"d":"0.0%"},{"v":0,"d":"0.0%"},{"v":0.0121189986590437,"d":"1.2%"},{"v":0,"d":"0.0%"}]
[2020,"FRCC","FRCC All",{"v":105763.6,"d":"105,764"},{"v":1575690143.611,"d":"1,575,690,144"},{"v":743198801.689,"d":"743,198,802"},{"v":1949281765.424,"d":"1,949,281,765"},{"v":905875359.705,"d":"905,875,360"},{"v":241403268.452,"d":"241,403,268"},{"v":112518066.099,"d":"112,518,066"},{"v":34798.23,"d":"34,798"},{"v":16241.373,"d":"16,241"},{"v":18355.991,"d":"18,356"},{"v":100795432.618,"d":"100,795,433"},{"v":11905306.786,"d":"11,905,307"},{"v":1549543.308,"d":"1,549,543"},{"v":101175130.903,"d":"101,175,131"},"--",0.288,0.289,0.152,835.079,0.049,0.006,838.225,"--",0.044,0.044,0.023,127.938,{"v":0.0075556141759678,"d":"0.008"},{"v":0.000983406105751808,"d":"0.001"},{"v":128.420084765064,"d":"128.420"},"--",0.338,0.339,0.179,{"v":980.47,"d":"980.470"},0.058,0.008,984.163,"--",0.433,{"v":9.33,"d":"9.330"},0.217,0.249,0.451,9.364,0.212,0.249,{"v":0.73,"d":"0.730"},4.722,0.053,0.151,{"v":1502.397,"d":"1,502.397"},{"v":1915.391,"d":"1,915.391"},893.895,982.471,0.1307,0.1027,0.0203,0.0364,0.0187,0.0205,{"v":2.3E-3,"d":"0.0023"},0.0047,{"v":1511.225,"d":"1,511.225"},{"v":1924.068,"d":"1,924.068"},895.078,984.767,"--","--",0.049,0.781,{"v":0.03,"d":"0.030"},0.033,0.049,{"v":0.79,"d":"0.790"},0.029,0.033,0.082,0.395,0.007,{"v":0.02,"d":"0.020"},169.654,160.352,122.334,{"v":130.43,"d":"130.430"},0.0148,{"v":8.6E-3,"d":"0.0086"},{"v":2.8E-3,"d":"0.0028"},0.0048,0.0021,0.0017,0.0003,0.0006,{"v":170.65,"d":"170.650"},161.079,122.496,130.735,"--","--",0.333,0.329,0.195,{"v":1011.041,"d":"1,011.041"},0.052,0.007,{"v":1014.387,"d":"1,014.387"},"--",{"v":15879326.656,"d":"15,879,327"},{"v":1694010.685,"d":"1,694,011"},{"v":181762257.504,"d":"181,762,258"},{"v":29419352,"d":"29,419,352"},{"v":231680,"d":"231,680"},{"v":4958836.99,"d":"4,958,837"},0,{"v":6145870,"d":"6,145,870"},0,{"v":1379.216,"d":"1,379"},{"v":1310555.25,"d":"1,310,555"},{"v":230066881.311,"d":"230,066,881"},{"v":11336386.99,"d":"11,336,387"},{"v":11104706.99,"d":"11,104,707"},{"v":205606366.301,"d":"205,606,366"},{"v":35796902,"d":"35,796,902"},{"v":0.0657792529809516,"d":"6.6%"},{"v":0.00701734776385785,"d":"0.7%"},{"v":0.752940334168819,"d":"75.3%"},{"v":0.12186807662984,"d":"12.2%"},{"v":0.000959721886246891,"d":"0.1%"},{"v":0.0205417143889574,"d":"2.1%"},{"v":0,"d":"0.0%"},{"v":0.0254589345175595,"d":"2.5%"},{"v":0,"d":"0.0%"},{"v":5.71332778427957E-6,"d":"0.0%"},{"v":0.00542890433598397,"d":"0.5%"},{"v":0.953039629207236,"d":"95.3%"},{"v":0.0469603707927638,"d":"4.7%"},{"v":0.0460006489065169,"d":"4.6%"},{"v":0.851713266966354,"d":"85.2%"},{"v":0.148286733033646,"d":"14.8%"},{"v":21664148.254,"d":"21,664,148"},{"v":7417.001,"d":"7,417"},{"v":111213116.95,"d":"111,213,117"},0,0,{"v":2230691.443,"d":"2,230,691"},0,0,0,0,0,{"v":0.160338144128923,"d":"16.0%"},{"v":5.48938348003684e-05,"d":"0.0%"},{"v":0.823097431085738,"d":"82.3%"},{"v":0,"d":"0.0%"},{"v":0,"d":"0.0%"},{"v":0.0165095309505389,"d":"1.7%"},{"v":0,"d":"0.0%"},{"v":0,"d":"0.0%"},{"v":0,"d":"0.0%"},{"v":0,"d":"0.0%"},{"v":0,"d":"0.0%"}]
[2020,"HIMS","HICC Miscellaneous",{"v":1450.5,"d":"1,451"},{"v":19183039.94,"d":"19,183,040"},{"v":7241628.112,"d":"7,241,628"},{"v":24715758.935,"d":"24,715,759"},{"v":9704172.119,"d":"9,704,172"},{"v":2450534.999,"d":"2,450,535"},{"v":983730.411,"d":"983,730"},{"v":9245.226,"d":"9,245"},{"v":3580,"d":"3,580"},{"v":4803.912,"d":"4,804"},{"v":1400759.454,"d":"1,400,759"},{"v":268824.399,"d":"268,824"},{"v":42666.584,"d":"42,667"},{"v":1410434.745,"d":"1,410,435"},"--",7.545,7.278,3.921,{"v":1143.227,"d":"1,143.227"},{"v":0.11,"d":"0.110"},0.017,{"v":1151.124,"d":"1,151.124"},"--",0.964,0.989,0.501,146.041,{"v":0.0140136495488108,"d":"0.014"},{"v":0.00222418261826337,"d":"0.002"},{"v":147.050180723337,"d":"147.050"},"--",{"v":10.16,"d":"10.160"},9.801,5.279,{"v":1539.396,"d":"1,539.396"},0.148,0.023,{"v":1550.029,"d":"1,550.029"},"--",{"v":0,"d":"0.000"},11.178,{"v":0,"d":"0.000"},11.178,{"v":0,"d":"0.000"},11.173,{"v":0,"d":"0.000"},11.173,{"v":0,"d":"0.000"},5.493,{"v":0,"d":"0.000"},5.493,{"v":0,"d":"0.000"},{"v":1716.22,"d":"1,716.220"},{"v":0,"d":"0.000"},{"v":1716.22,"d":"1,716.220"},{"v":0,"d":"0.0000"},0.1355,{"v":0,"d":"0.0000"},0.1355,{"v":0,"d":"0.0000"},0.0223,{"v":0,"d":"0.0000"},0.0223,{"v":0,"d":"0.000"},{"v":1726.239,"d":"1,726.239"},{"v":0,"d":"0.000"},{"v":1726.239,"d":"1,726.239"},"--","--",{"v":0,"d":"0.000"},1.059,{"v":0,"d":"0.000"},1.059,{"v":0,"d":"0.000"},1.044,{"v":0,"d":"0.000"},1.044,{"v":0,"d":"0.000"},{"v":0.52,"d":"0.520"},{"v":0,"d":"0.000"},{"v":0.52,"d":"0.520"},{"v":0,"d":"0.000"},162.581,{"v":0,"d":"0.000"},162.581,{"v":0,"d":"0.0000"},0.0128,{"v":0,"d":"0.0000"},0.0128,{"v":0,"d":"0.0000"},0.0021,{"v":0,"d":"0.0000"},0.0021,{"v":0,"d":"0.000"},163.531,{"v":0,"d":"0.000"},163.531,"--","--",11.387,11.441,5.015,{"v":1542.053,"d":"1,542.053"},0.134,0.022,{"v":1551.844,"d":"1,551.844"},"--",0,{"v":1632605.932,"d":"1,632,606"},0,0,{"v":98820,"d":"98,820"},{"v":65260.809,"d":"65,261"},{"v":396217,"d":"396,217"},{"v":125976,"d":"125,976"},{"v":9640,"d":"9,640"},0,{"v":122015.4,"d":"122,015"},{"v":1754621.332,"d":"1,754,621"},{"v":695913.809,"d":"695,914"},{"v":597093.809,"d":"597,094"},{"v":1819882.141,"d":"1,819,882"},{"v":630653,"d":"630,653"},{"v":0,"d":"0.0%"},{"v":0.666224248199834,"d":"66.6%"},{"v":0,"d":"0.0%"},{"v":0,"d":"0.0%"},{"v":0.0403258857000819,"d":"4.0%"},{"v":0.0266312479703387,"d":"2.7%"},{"v":0.161685908261782,"d":"16.2%"},{"v":0.0514075468220352,"d":"5.1%"},{"v":3.93383463012335E-3,"d":"0.4%"},{"v":0,"d":"0.0%"},{"v":0.0497913284158042,"d":"5.0%"},{"v":0.716015576615639,"d":"71.6%"},{"v":0.283984423384362,"d":"28.4%"},{"v":0.24365853768428,"d":"24.4%"},{"v":0.742646824585977,"d":"74.3%"},{"v":0.257353175414023,"d":"25.7%"},0,{"v":1166896.851,"d":"1,166,897"},0,0,0,{"v":21078.774,"d":"21,079"},0,0,0,0,0,{"v":0,"d":"0.0%"},{"v":0.982256560311058,"d":"98.2%"},{"v":0,"d":"0.0%"},{"v":0,"d":"0.0%"},{"v":0,"d":"0.0%"},{"v":0.0177434396889421,"d":"1.8%"},{"v":0,"d":"0.0%"},{"v":0,"d":"0.0%"},{"v":0,"d":"0.0%"},{"v":0,"d":"0.0%"},{"v":0,"d":"0.0%"}]
[2020,"HIOA","HICC Oahu",{"v":2686.4,"d":"2,686"},{"v":65529876.632,"d":"65,529,877"},{"v":27153853.243,"d":"27,153,853"},{"v":70304989.631,"d":"70,304,990"},{"v":29467415.241,"d":"29,467,415"},{"v":6618704.998,"d":"6,618,705"},{"v":2787504.999,"d":"2,787,505"},{"v":12733.464,"d":"12,733"},{"v":5238.46,"d":"5,238"},{"v":22407.8,"d":"22,408"},{"v":5470199.209,"d":"5,470,199"},{"v":1177872.768,"d":"1,177,873"},{"v":179519.427,"d":"179,519"},{"v":5511671.011,"d":"5,511,671"},"--",3.848,3.759,6.771,{"v":1652.952,"d":"1,652.952"},0.178,0.027,{"v":1665.483,"d":"1,665.483"},"--",0.389,0.386,0.684,166.953,{"v":0.0179745915685856,"d":"0.018"},{"v":0.00273950503536178,"d":"0.003"},{"v":168.218568209802,"d":"168.219"},"--",4.192,4.095,7.378,{"v":1801.064,"d":"1,801.064"},0.194,{"v":0.03,"d":"0.030"},{"v":1814.718,"d":"1,814.718"},"--",2.806,4.345,{"v":0,"d":"0.000"},4.024,2.796,4.313,{"v":0,"d":"0.000"},4.007,5.961,8.376,{"v":0,"d":"0.000"},7.872,{"v":2378.89,"d":"2,378.890"},{"v":1625.289,"d":"1,625.289"},{"v":0,"d":"0.000"},{"v":1782.408,"d":"1,782.408"},0.2808,0.0734,{"v":0,"d":"0.0000"},0.1167,0.0407,0.0141,{"v":0,"d":"0.0000"},0.0197,{"v":2398.048,"d":"2,398.048"},{"v":1631.333,"d":"1,631.333"},{"v":0,"d":"0.000"},{"v":1791.186,"d":"1,791.186"},"--","--",0.252,0.437,{"v":0,"d":"0.000"},0.395,0.252,0.434,{"v":0,"d":"0.000"},0.394,0.536,0.842,{"v":0,"d":"0.000"},0.772,213.892,163.339,{"v":0,"d":"0.000"},174.838,0.0252,0.0074,{"v":0,"d":"0.0000"},0.0114,0.0037,{"v":1.4E-3,"d":"0.0014"},{"v":0,"d":"0.0000"},{"v":1.9E-3,"d":"0.0019"},215.615,163.947,{"v":0,"d":"0.000"},175.699,"--","--",4.547,4.499,7.887,{"v":1753.514,"d":"1,753.514"},0.175,0.027,{"v":1766.006,"d":"1,766.006"},"--",{"v":1165146.704,"d":"1,165,147"},{"v":4516599.406,"d":"4,516,599"},0,0,0,{"v":389789.09,"d":"389,789"},{"v":186242,"d":"186,242"},{"v":358054,"d":"358,054"},0,{"v":2874.045,"d":"2,874"},0,{"v":5684620.155,"d":"5,684,620"},{"v":934085.09,"d":"934,085"},{"v":934085.09,"d":"934,085"},{"v":6074409.245,"d":"6,074,409"},{"v":544296,"d":"544,296"},{"v":0.176038463849133,"d":"17.6%"},{"v":0.682399236529229,"d":"68.2%"},{"v":0,"d":"0.0%"},{"v":0,"d":"0.0%"},{"v":0,"d":"0.0%"},{"v":0.0588920454335779,"d":"5.9%"},{"v":0.0281387360678576,"d":"2.8%"},{"v":0.0540972874219601,"d":"5.4%"},{"v":0,"d":"0.0%"},{"v":4.34230698242855E-4,"d":"0.0%"},{"v":0,"d":"0.0%"},{"v":0.858871931076604,"d":"85.9%"},{"v":0.141128068923396,"d":"14.1%"},{"v":0.141128068923396,"d":"14.1%"},{"v":0.917763976510182,"d":"91.8%"},{"v":0.0822360234898178,"d":"8.2%"},{"v":264789.86,"d":"264,790"},{"v":2947914.03,"d":"2,947,914"},0,0,0,{"v":259795.224,"d":"259,795"},0,0,0,0,0,{"v":0.0762533989004601,"d":"7.6%"},{"v":0.848931542682691,"d":"84.9%"},{"v":0,"d":"0.0%"},{"v":0,"d":"0.0%"},{"v":0,"d":"0.0%"},{"v":0.0748150584168491,"d":"7.5%"},{"v":0,"d":"0.0%"},{"v":0,"d":"0.0%"},{"v":0,"d":"0.0%"},{"v":0,"d":"0.0%"},{"v":0,"d":"0.0%"}]
[2020,"MROE","MRO East",{"v":11037.1,"d":"11,037"},{"v":185111639.396,"d":"185,111,639"},{"v":88340945.159,"d":"88,340,945"},{"v":204994294.32,"d":"204,994,294"},{"v":95911949.151,"d":"95,911,949"},{"v":20714884.756,"d":"20,714,885"},{"v":9370049.633,"d":"9,370,050"},{"v":10099.528,"d":"10,100"},{"v":4732.251,"d":"4,732"},{"v":4032.195,"d":"4,032"},{"v":15809334.817,"d":"15,809,335"},{"v":2885248.454,"d":"2,885,248"},{"v":421153.223,"d":"421,153"},{"v":15907260.24,"d":"15,907,260"},"--",0.975,{"v":1.01,"d":"1.010"},0.389,{"v":1526.374,"d":"1,526.374"},0.139,{"v":0.02,"d":"0.020"},{"v":1535.829,"d":"1,535.829"},"--",0.109,0.107,0.044,170.809,{"v":0.0155865318000222,"d":"0.016"},{"v":2.27513096623302E-3,"d":"0.002"},{"v":171.866666968147,"d":"171.867"},"--",1.095,1.134,0.437,{"v":1713.885,"d":"1,713.885"},0.156,0.023,{"v":1724.501,"d":"1,724.501"},"--",0.784,0.823,1.402,1.032,0.763,0.835,1.503,1.063,{"v":0.49,"d":"0.490"},2.326,0.151,0.369,{"v":2222.122,"d":"2,222.122"},{"v":1417.165,"d":"1,417.165"},{"v":1152.649,"d":"1,152.649"},{"v":1787.248,"d":"1,787.248"},0.2494,0.2615,0.0227,0.1587,0.0363,0.0375,0.0027,0.0228,{"v":2239.169,"d":"2,239.169"},{"v":1434.883,"d":"1,434.883"},{"v":1154.028,"d":"1,154.028"},{"v":1798.024,"d":"1,798.024"},"--","--",0.074,0.086,0.145,0.101,0.072,0.093,0.143,0.101,0.046,0.244,0.016,0.036,209.635,148.496,118.988,174.779,0.0235,0.0274,{"v":2.3E-3,"d":"0.0023"},0.0155,0.0034,0.0039,0.0003,0.0022,211.243,150.353,119.131,175.832,"--","--",1.123,1.146,0.402,{"v":1628.85,"d":"1,628.850"},0.143,0.021,{"v":1638.466,"d":"1,638.466"},"--",{"v":10581044.326,"d":"10,581,044"},{"v":104120.321,"d":"104,120"},{"v":7021493.517,"d":"7,021,494"},0,{"v":1424752.85,"d":"1,424,753"},{"v":720829.839,"d":"720,830"},{"v":814850,"d":"814,850"},{"v":26743,"d":"26,743"},0,{"v":14774.758,"d":"14,775"},{"v":6275.9,"d":"6,276"},{"v":17727708.822,"d":"17,727,709"},{"v":2987175.689,"d":"2,987,176"},{"v":1562422.839,"d":"1,562,423"},{"v":18448538.661,"d":"18,448,539"},{"v":2266345.85,"d":"2,266,346"},{"v":0.510794270679195,"d":"51.1%"},{"v":0.00502635295623831,"d":"0.5%"},{"v":0.338958854116298,"d":"33.9%"},{"v":0,"d":"0.0%"},{"v":0.0687791838396892,"d":"6.9%"},{"v":0.0347976759714603,"d":"3.5%"},{"v":0.0393364490913429,"d":"3.9%"},{"v":0.00129100405970398,"d":"0.1%"},{"v":0,"d":"0.0%"},{"v":0.000713243561273746,"d":"0.1%"},{"v":0.00030296572479887,"d":"0.0%"},{"v":0.855795687037804,"d":"85.6%"},{"v":0.144204312962196,"d":"14.4%"},{"v":0.0754251291225072,"d":"7.5%"},{"v":0.890593363009264,"d":"89.1%"},{"v":0.109406636990736,"d":"10.9%"},{"v":6128766.526,"d":"6,128,767"},{"v":141203,"d":"141,203"},{"v":5447332.1,"d":"5,447,332"},0,0,{"v":554958.853,"d":"554,959"},0,0,0,0,0,{"v":0.499399970898375,"d":"49.9%"},{"v":0.0115058672566617,"d":"1.2%"},{"v":0.443873572386617,"d":"44.4%"},{"v":0,"d":"0.0%"},{"v":0,"d":"0.0%"},{"v":0.0452205894583464,"d":"4.5%"},{"v":0,"d":"0.0%"},{"v":0,"d":"0.0%"},{"v":0,"d":"0.0%"},{"v":0,"d":"0.0%"},{"v":0,"d":"0.0%"}]
[2020,"MROW","MRO West",{"v":87542.4,"d":"87,542"},{"v":1150386854.601,"d":"1,150,386,855"},{"v":508819922.4,"d":"508,819,922"},{"v":2184218956.726,"d":"2,184,218,957"},{"v":908770803.287,"d":"908,770,803"},{"v":227120021.472,"d":"227,120,021"},{"v":93979840.055,"d":"93,979,840"},{"v":82707.723,"d":"82,708"},{"v":35522.676,"d":"35,523"},{"v":106515.375,"d":"106,515"},{"v":111236072.081,"d":"111,236,072"},{"v":23689167.631,"d":"23,689,168"},{"v":3422709.139,"d":"3,422,709"},{"v":112042170.344,"d":"112,042,170"},"--",0.728,0.756,0.938,979.536,0.104,0.015,986.634,"--",0.144,{"v":0.14,"d":"0.140"},0.185,193.389,{"v":0.020592349031332,"d":"0.021"},{"v":2.97526795035148E-3,"d":"0.003"},{"v":194.790421840939,"d":"194.790"},"--",{"v":1.45,"d":"1.450"},1.505,1.867,{"v":1950.158,"d":"1,950.158"},0.208,{"v":0.03,"d":"0.030"},{"v":1964.291,"d":"1,964.291"},"--",1.703,4.174,0.334,1.415,1.651,5.492,0.361,1.378,2.392,0.664,0.013,{"v":1.88,"d":"1.880"},{"v":2265.355,"d":"2,265.355"},{"v":1214.006,"d":"1,214.006"},920.261,{"v":1975.993,"d":"1,975.993"},0.2529,0.0567,{"v":0.018,"d":"0.0180"},0.2023,0.0368,0.0097,{"v":1.8E-3,"d":"0.0018"},0.0293,{"v":2282.638,"d":"2,282.638"},{"v":1218.31,"d":"1,218.310"},921.259,{"v":1989.772,"d":"1,989.772"},"--","--",0.159,0.542,0.043,{"v":0.14,"d":"0.140"},0.155,{"v":0.58,"d":"0.580"},0.045,0.136,0.224,0.086,{"v":2E-3,"d":"0.002"},0.187,211.676,157.749,118.264,196.178,0.0236,0.0074,{"v":2.3E-3,"d":"0.0023"},0.0201,0.0034,0.0013,0.0002,0.0029,213.291,158.309,118.393,197.546,"--","--",1.333,1.297,1.639,{"v":1809.95,"d":"1,809.950"},0.185,0.027,{"v":1822.51,"d":"1,822.510"},"--",{"v":86817249.567,"d":"86,817,250"},{"v":223049.959,"d":"223,050"},{"v":24680872.136,"d":"24,680,872"},{"v":23770702,"d":"23,770,702"},{"v":13078772.28,"d":"13,078,772"},{"v":1965834.127,"d":"1,965,834"},{"v":74428970.71,"d":"74,428,971"},{"v":1762556.53,"d":"1,762,557"},0,{"v":52559.615,"d":"52,560"},{"v":339454.486,"d":"339,454"},{"v":135883887.763,"d":"135,883,888"},{"v":91236133.647,"d":"91,236,134"},{"v":78157361.367,"d":"78,157,361"},{"v":114079019.89,"d":"114,079,020"},{"v":113041001.52,"d":"113,041,002"},{"v":0.382252735923604,"d":"38.2%"},{"v":0.000982079684632238,"d":"0.1%"},{"v":0.108668852630327,"d":"10.9%"},{"v":0.104661411408943,"d":"10.5%"},{"v":0.057585289922063,"d":"5.8%"},{"v":0.0086554858298963,"d":"0.9%"},{"v":0.327707659800013,"d":"32.8%"},{"v":0.00776046303209091,"d":"0.8%"},{"v":0,"d":"0.0%"},{"v":0.000231417796959074,"d":"0.0%"},{"v":1.49460397147116E-3,"d":"0.1%"},{"v":0.598291101415936,"d":"59.8%"},{"v":0.401708898584064,"d":"40.2%"},{"v":0.344123608662,"d":"34.4%"},{"v":0.50228517583689,"d":"50.2%"},{"v":0.49771482416311,"d":"49.8%"},{"v":40772120.866,"d":"40,772,121"},{"v":191976.756,"d":"191,977"},{"v":18297262.82,"d":"18,297,263"},0,0,{"v":1056902.307,"d":"1,056,902"},0,0,0,0,0,{"v":0.67594985346712,"d":"67.6%"},{"v":0.00318273018880985,"d":"0.3%"},{"v":0.303345321728064,"d":"30.3%"},{"v":0,"d":"0.0%"},{"v":0,"d":"0.0%"},{"v":0.0175220946160062,"d":"1.8%"},{"v":0,"d":"0.0%"},{"v":0,"d":"0.0%"},{"v":0,"d":"0.0%"},{"v":0,"d":"0.0%"},{"v":0,"d":"0.0%"}]
[2020,"NEWE","NPCC New England",{"v":47293,"d":"47,293"},{"v":475594753.296,"d":"475,594,753"},{"v":224224562.705,"d":"224,224,563"},{"v":854782736.408,"d":"854,782,736"},{"v":378214092.791,"d":"378,214,093"},{"v":96795891.446,"d":"96,795,891"},{"v":43260876.828,"d":"43,260,877"},{"v":17564.896,"d":"17,565"},{"v":7643.046,"d":"7,643"},{"v":4069.982,"d":"4,070"},{"v":25565657.251,"d":"25,565,657"},{"v":7178113.39,"d":"7,178,113"},{"v":937474.582,"d":"937,475"},{"v":25795067.007,"d":"25,795,067"},"--",0.363,0.353,0.084,528.238,0.074,{"v":0.01,"d":"0.010"},532.979,"--",0.074,0.068,0.017,{"v":107.51,"d":"107.510"},{"v":0.0150929196343184,"d":"0.015"},{"v":0.00197116258222583,"d":"0.002"},{"v":108.474985597437,"d":"108.475"},"--",0.594,0.578,0.138,864.664,0.121,0.016,872.423,"--",2.864,12.468,0.213,0.237,6.251,7.541,0.217,0.232,1.494,5.644,0.009,{"v":0.02,"d":"0.020"},{"v":2277.021,"d":"2,277.021"},{"v":3374.668,"d":"3,374.668"},850.537,857.596,0.2834,0.1026,0.0159,0.0167,0.0413,0.0189,0.0016,0.0017,{"v":2296.408,"d":"2,296.408"},{"v":3382.86,"d":"3,382.860"},851.413,858.528,"--","--",0.257,{"v":0.55,"d":"0.550"},{"v":0.03,"d":"0.030"},0.033,0.438,0.322,{"v":0.03,"d":"0.030"},0.032,0.134,0.249,{"v":1E-3,"d":"0.001"},0.003,{"v":204.47,"d":"204.470"},{"v":148.88,"d":"148.880"},118.915,119.377,0.0255,0.0045,0.0022,{"v":2.3E-3,"d":"0.0023"},0.0037,0.0008,0.0002,0.0002,{"v":206.21,"d":"206.210"},149.241,119.037,119.506,"--","--",0.404,0.351,{"v":0.11,"d":"0.110"},882.514,{"v":0.07,"d":"0.070"},0.009,886.937,"--",{"v":164880.666,"d":"164,881"},{"v":149803.875,"d":"149,804"},{"v":51524345.358,"d":"51,524,345"},{"v":25580051,"d":"25,580,051"},{"v":6295325.06,"d":"6,295,325"},{"v":7057553.433,"d":"7,057,553"},{"v":3758393.04,"d":"3,758,393"},{"v":2027779.24,"d":"2,027,779"},0,{"v":142158.725,"d":"142,159"},{"v":95602,"d":"95,602"},{"v":77656841.624,"d":"77,656,842"},{"v":19139050.773,"d":"19,139,051"},{"v":12843725.713,"d":"12,843,726"},{"v":59134344.057,"d":"59,134,344"},{"v":37661548.34,"d":"37,661,548"},{"v":1.70338494658178E-3,"d":"0.2%"},{"v":0.00154762636399479,"d":"0.2%"},{"v":0.532298882546352,"d":"53.2%"},{"v":0.264267939129954,"d":"26.4%"},{"v":0.0650371095725867,"d":"6.5%"},{"v":0.0729117037741029,"d":"7.3%"},{"v":0.0388280220051619,"d":"3.9%"},{"v":0.0209490215936358,"d":"2.1%"},{"v":0,"d":"0.0%"},{"v":1.46864419015787E-3,"d":"0.1%"},{"v":0.000987665877472327,"d":"0.1%"},{"v":0.802274143054513,"d":"80.2%"},{"v":0.197725856945487,"d":"19.8%"},{"v":0.132688747372901,"d":"13.3%"},{"v":0.610917907698661,"d":"61.1%"},{"v":0.389082092301339,"d":"38.9%"},{"v":128661,"d":"128,661"},{"v":78049.012,"d":"78,049"},{"v":27612862.161,"d":"27,612,862"},0,0,{"v":2072763.229,"d":"2,072,763"},0,0,0,0,0,{"v":0.0043041468079026,"d":"0.4%"},{"v":0.00261100415712416,"d":"0.3%"},{"v":0.923743889188278,"d":"92.4%"},{"v":0,"d":"0.0%"},{"v":0,"d":"0.0%"},{"v":0.0693409598466957,"d":"6.9%"},{"v":0,"d":"0.0%"},{"v":0,"d":"0.0%"},{"v":0,"d":"0.0%"},{"v":0,"d":"0.0%"},{"v":0,"d":"0.0%"}]
[2020,"NWPP","WECC Northwest",{"v":96705,"d":"96,705"},{"v":1025563525.434,"d":"1,025,563,525"},{"v":398440262.271,"d":"398,440,262"},{"v":2586070922.692,"d":"2,586,070,923"},{"v":1096235973.475,"d":"1,096,235,973"},{"v":286004986.168,"d":"286,004,986"},{"v":120907138.88,"d":"120,907,139"},{"v":72110.628,"d":"72,111"},{"v":28569.121,"d":"28,569"},{"v":48381.601,"d":"48,382"},{"v":85796738.658,"d":"85,796,739"},{"v":16145980.066,"d":"16,145,980"},{"v":2311381.255,"d":"2,311,381"},{"v":86342959.063,"d":"86,342,959"},"--",0.504,0.473,0.338,599.967,0.056,0.008,603.786,"--",0.141,0.143,0.094,167.316,{"v":0.015743520187272,"d":"0.016"},{"v":0.0022537670243507,"d":"0.002"},{"v":168.381493533443,"d":"168.381"},"--",1.311,1.229,{"v":0.88,"d":"0.880"},{"v":1559.882,"d":"1,559.882"},0.147,0.021,{"v":1569.813,"d":"1,569.813"},"--",2.021,1.465,0.543,{"v":1.28,"d":"1.280"},2.045,1.497,0.537,1.328,1.586,17.619,0.009,0.867,{"v":2319.02,"d":"2,319.020"},{"v":1815.658,"d":"1,815.658"},899.335,{"v":1607.48,"d":"1,607.480"},0.2641,0.0523,0.0167,0.1396,0.0384,0.0104,0.0017,0.0199,{"v":2337.071,"d":"2,337.071"},{"v":1820.072,"d":"1,820.072"},900.252,{"v":1616.911,"d":"1,616.911"},"--","--",0.181,0.182,0.072,0.137,0.184,0.184,{"v":0.07,"d":"0.070"},{"v":0.14,"d":"0.140"},0.142,2.188,{"v":1E-3,"d":"0.001"},0.093,207.915,{"v":225.45,"d":"225.450"},{"v":118.7,"d":"118.700"},171.874,0.0237,0.0065,0.0022,0.0149,0.0034,0.0013,0.0002,0.0021,209.533,225.998,118.821,172.883,"--","--",1.484,1.489,0.837,{"v":1652.995,"d":"1,652.995"},0.159,0.023,{"v":1663.799,"d":"1,663.799"},"--",{"v":52353814.536,"d":"52,353,815"},{"v":522166.398,"d":"522,166"},{"v":53013060.048,"d":"53,013,060"},{"v":9427050,"d":"9,427,050"},{"v":131014142.53,"d":"131,014,143"},{"v":3152239.542,"d":"3,152,240"},{"v":28972475.18,"d":"28,972,475"},{"v":4862378.04,"d":"4,862,378"},{"v":1724811,"d":"1,724,811"},{"v":702226.744,"d":"702,227"},{"v":260620.973,"d":"260,621"},{"v":116278938.699,"d":"116,278,939"},{"v":169726046.292,"d":"169,726,046"},{"v":38711903.762,"d":"38,711,904"},{"v":110004128.241,"d":"110,004,128"},{"v":176000856.75,"d":"176,000,857"},{"v":0.183052104975189,"d":"18.3%"},{"v":0.00182572481390991,"d":"0.2%"},{"v":0.185357119036468,"d":"18.5%"},{"v":0.0329611387727967,"d":"3.3%"},{"v":0.45808342303587,"d":"45.8%"},{"v":0.0110216244730811,"d":"1.1%"},{"v":0.101300595095962,"d":"10.1%"},{"v":0.0170010254896536,"d":"1.7%"},{"v":0.00603070257692983,"d":"0.6%"},{"v":2.45529546983979E-3,"d":"0.2%"},{"v":9.11246260299278E-4,"d":"0.1%"},{"v":0.406562629328503,"d":"40.7%"},{"v":0.593437370671497,"d":"59.3%"},{"v":0.135353947635627,"d":"13.5%"},{"v":0.384623115028787,"d":"38.5%"},{"v":0.615376884971213,"d":"61.5%"},{"v":29443787.459,"d":"29,443,787"},{"v":23496.781,"d":"23,497"},{"v":24226991.517,"d":"24,226,992"},0,0,{"v":1646817.262,"d":"1,646,817"},0,0,0,{"v":17702.161,"d":"17,702"},0,{"v":0.531871897920532,"d":"53.2%"},{"v":0.000424445313942652,"d":"0.0%"},{"v":0.437635816279532,"d":"43.8%"},{"v":0,"d":"0.0%"},{"v":0,"d":"0.0%"},{"v":0.0297480690543197,"d":"3.0%"},{"v":0,"d":"0.0%"},{"v":0,"d":"0.0%"},{"v":0,"d":"0.0%"},{"v":0.000319771431672967,"d":"0.0%"},{"v":0,"d":"0.0%"}]
[2020,"NYCW","NPCC NYC/Westchester",{"v":18809.7,"d":"18,810"},{"v":212493114.537,"d":"212,493,115"},{"v":109391515.694,"d":"109,391,516"},{"v":336942849.537,"d":"336,942,850"},{"v":149162739.694,"d":"149,162,740"},{"v":39727442.059,"d":"39,727,442"},{"v":17850456.038,"d":"17,850,456"},{"v":4414.011,"d":"4,414"},{"v":2144.879,"d":"2,145"},{"v":208.346,"d":"208"},{"v":12605746.514,"d":"12,605,747"},{"v":892617.798,"d":"892,618"},{"v":104514.603,"d":"104,515"},{"v":12632476.914,"d":"12,632,477"},"--",0.222,{"v":0.24,"d":"0.240"},{"v":0.01,"d":"0.010"},634.612,0.022,0.003,635.957,"--",0.042,0.039,{"v":2E-3,"d":"0.002"},118.646,{"v":0.00420069045505272,"d":"0.004"},{"v":0.000491849362873363,"d":"0.000"},{"v":118.89775291331,"d":"118.898"},"--",0.317,0.343,0.015,905.231,0.032,0.004,{"v":907.15,"d":"907.150"},"--",{"v":0,"d":"0.000"},15.851,{"v":0.24,"d":"0.240"},0.251,{"v":0,"d":"0.000"},12.252,0.243,0.251,{"v":0,"d":"0.000"},1.405,0.005,0.006,{"v":0,"d":"0.000"},{"v":3560.859,"d":"3,560.859"},888.149,890.055,{"v":0,"d":"0.0000"},0.0508,0.0149,0.0149,{"v":0,"d":"0.0000"},0.0071,{"v":1.5E-3,"d":"0.0015"},{"v":1.5E-3,"d":"0.0015"},{"v":0,"d":"0.000"},{"v":3564.255,"d":"3,564.255"},888.968,890.876,"--","--",{"v":0,"d":"0.000"},0.727,0.032,0.034,{"v":0,"d":"0.000"},0.448,0.032,0.033,{"v":0,"d":"0.000"},0.064,{"v":1E-3,"d":"0.001"},{"v":1E-3,"d":"0.001"},{"v":0,"d":"0.000"},163.358,118.842,118.934,{"v":0,"d":"0.0000"},{"v":2.3E-3,"d":"0.0023"},{"v":2E-3,"d":"0.0020"},{"v":2E-3,"d":"0.0020"},{"v":0,"d":"0.0000"},0.0003,0.0002,0.0002,{"v":0,"d":"0.000"},163.514,118.951,119.044,"--","--",0.359,0.357,{"v":0.01,"d":"0.010"},{"v":970.21,"d":"970.210"},0.021,{"v":2E-3,"d":"0.002"},971.421,"--",0,{"v":30467.922,"d":"30,468"},{"v":27451281.522,"d":"27,451,282"},{"v":11867904,"d":"11,867,904"},0,{"v":369148,"d":"369,148"},0,{"v":8641,"d":"8,641"},0,0,0,{"v":39349653.444,"d":"39,349,653"},{"v":377789,"d":"377,789"},{"v":377789,"d":"377,789"},{"v":27850897.444,"d":"27,850,897"},{"v":11876545,"d":"11,876,545"},{"v":0,"d":"0.0%"},{"v":0.000766923822064502,"d":"0.1%"},{"v":0.690990404446384,"d":"69.1%"},{"v":0.298733149427604,"d":"29.9%"},{"v":0,"d":"0.0%"},{"v":0.00929201522399417,"d":"0.9%"},{"v":0,"d":"0.0%"},{"v":2.17507079953118E-4,"d":"0.0%"},{"v":0,"d":"0.0%"},{"v":0,"d":"0.0%"},{"v":0,"d":"0.0%"},{"v":0.990490477696053,"d":"99.0%"},{"v":0.00950952230394729,"d":"1.0%"},{"v":0.00950952230394729,"d":"1.0%"},{"v":0.701049343492443,"d":"70.1%"},{"v":0.298950656507557,"d":"29.9%"},0,{"v":19595,"d":"19,595"},{"v":15535274.763,"d":"15,535,275"},0,0,{"v":57915.811,"d":"57,916"},0,0,0,0,0,{"v":0,"d":"0.0%"},{"v":1.25506111053867E-3,"d":"0.1%"},{"v":0.995035427199238,"d":"99.5%"},{"v":0,"d":"0.0%"},{"v":0,"d":"0.0%"},{"v":3.7095116902238E-3,"d":"0.4%"},{"v":0,"d":"0.0%"},{"v":0,"d":"0.0%"},{"v":0,"d":"0.0%"},{"v":0,"d":"0.0%"},{"v":0,"d":"0.0%"}]
[2020,"NYLI","NPCC Long Island",{"v":6455,"d":"6,455"},{"v":107006755.554,"d":"107,006,756"},{"v":54520630.66,"d":"54,520,631"},{"v":109010920.554,"d":"109,010,921"},{"v":55567316.66,"d":"55,567,317"},{"v":10559287.47,"d":"10,559,287"},{"v":5307000.488,"d":"5,307,000"},{"v":4540.353,"d":"4,540"},{"v":2194.46,"d":"2,194"},{"v":600.053,"d":"600"},{"v":6356303.575,"d":"6,356,304"},{"v":1460308.832,"d":"1,460,309"},{"v":187237.06,"d":"187,237"},{"v":6402455.757,"d":"6,402,456"},"--",{"v":0.86,"d":"0.860"},0.827,0.114,{"v":1203.927,"d":"1,203.927"},0.138,0.018,{"v":1212.668,"d":"1,212.668"},"--",0.085,0.081,0.011,118.802,{"v":0.0136468844835041,"d":"0.014"},{"v":0.00174976859199803,"d":"0.002"},{"v":119.664515083238,"d":"119.665"},"--",0.877,0.843,0.116,{"v":1227.754,"d":"1,227.754"},0.141,0.018,{"v":1236.669,"d":"1,236.669"},"--",{"v":0,"d":"0.000"},4.418,0.496,0.586,{"v":0,"d":"0.000"},7.357,0.494,0.605,{"v":0,"d":"0.000"},{"v":1.24,"d":"1.240"},0.033,0.061,{"v":0,"d":"0.000"},{"v":2035.075,"d":"2,035.075"},{"v":1124.478,"d":"1,124.478"},{"v":1145.39,"d":"1,145.390"},{"v":0,"d":"0.0000"},{"v":0.083,"d":"0.0830"},0.0214,0.0228,{"v":0,"d":"0.0000"},0.0166,0.0022,0.0025,{"v":0,"d":"0.000"},{"v":2042.098,"d":"2,042.098"},{"v":1125.666,"d":"1,125.666"},{"v":1146.712,"d":"1,146.712"},"--","--",{"v":0,"d":"0.000"},0.353,0.053,0.062,{"v":0,"d":"0.000"},0.309,0.052,0.062,{"v":0,"d":"0.000"},0.099,0.004,0.006,{"v":0,"d":"0.000"},162.537,119.227,120.537,{"v":0,"d":"0.0000"},{"v":6.6E-3,"d":"0.0066"},{"v":2.3E-3,"d":"0.0023"},0.0024,{"v":0,"d":"0.0000"},0.0013,0.0002,0.0003,{"v":0,"d":"0.000"},163.098,119.353,120.677,"--","--",0.762,0.762,0.084,{"v":1260.578,"d":"1,260.578"},0.034,0.004,{"v":1262.647,"d":"1,262.647"},"--",0,{"v":280449.667,"d":"280,450"},{"v":9118920.39,"d":"9,118,920"},0,0,{"v":955824.479,"d":"955,824"},0,{"v":204930,"d":"204,930"},0,0,{"v":-837,"d":"(837)"},{"v":9398533.057,"d":"9,398,533"},{"v":1160754.479,"d":"1,160,754"},{"v":1160754.479,"d":"1,160,754"},{"v":10354357.536,"d":"10,354,358"},{"v":204930,"d":"204,930"},{"v":0,"d":"0.0%"},{"v":0.0265595255403224,"d":"2.7%"},{"v":0.863592392849487,"d":"86.4%"},{"v":0,"d":"0.0%"},{"v":0,"d":"0.0%"},{"v":0.0905197889290625,"d":"9.1%"},{"v":0,"d":"0.0%"},{"v":0.0194075593927458,"d":"1.9%"},{"v":0,"d":"0.0%"},{"v":0,"d":"0.0%"},{"v":0,"d":"0.0%"},{"v":0.890072651678192,"d":"89.0%"},{"v":0.109927348321808,"d":"11.0%"},{"v":0.109927348321808,"d":"11.0%"},{"v":0.980592440607254,"d":"98.1%"},{"v":0.0194075593927458,"d":"1.9%"},0,{"v":215805,"d":"215,805"},{"v":6681210.639,"d":"6,681,211"},0,0,{"v":34942.239,"d":"34,942"},0,0,0,0,0,{"v":0,"d":"0.0%"},{"v":0.0311318971918493,"d":"3.1%"},{"v":0.96382735673703,"d":"96.4%"},{"v":0,"d":"0.0%"},{"v":0,"d":"0.0%"},{"v":0.00504074607112044,"d":"0.5%"},{"v":0,"d":"0.0%"},{"v":0,"d":"0.0%"},{"v":0,"d":"0.0%"},{"v":0,"d":"0.0%"},{"v":0,"d":"0.0%"}]
[2020,"NYUP","NPCC Upstate NY",{"v":32907.8,"d":"32,908"},{"v":180460691.791,"d":"180,460,692"},{"v":90294141.239,"d":"90,294,141"},{"v":762113029.902,"d":"762,113,030"},{"v":332002795.293,"d":"332,002,795"},{"v":84654341.661,"d":"84,654,342"},{"v":37027463.539,"d":"37,027,464"},{"v":4488.578,"d":"4,489"},{"v":2063.034,"d":"2,063"},{"v":1133.985,"d":"1,134"},{"v":9883912.286,"d":"9,883,912"},{"v":1377030.307,"d":"1,377,030"},{"v":172017.86,"d":"172,018"},{"v":9925689.45,"d":"9,925,689"},"--",0.106,0.111,0.027,233.512,0.016,{"v":2E-3,"d":"0.002"},234.499,"--",{"v":0.05,"d":"0.050"},0.046,0.013,109.541,{"v":0.00763063852484176,"d":"0.008"},{"v":0.000953215120106167,"d":"0.001"},{"v":110.003894493493,"d":"110.004"},"--",0.378,0.397,0.096,832.423,0.058,0.007,835.942,"--",{"v":3.4,"d":"3.400"},2.316,0.207,0.257,{"v":0,"d":"0.000"},{"v":2.21,"d":"2.210"},0.216,0.245,6.325,{"v":1.03,"d":"1.030"},0.015,{"v":0.07,"d":"0.070"},{"v":2395.285,"d":"2,395.285"},952.033,{"v":839.57,"d":"839.570"},{"v":851.28,"d":"851.280"},0.2754,0.0449,0.0188,0.0209,0.0401,0.0105,{"v":2E-3,"d":"0.0020"},{"v":2.3E-3,"d":"0.0023"},{"v":2414.126,"d":"2,414.126"},956.273,840.629,852.499,"--","--",0.291,0.265,0.029,0.036,null,0.217,{"v":0.03,"d":"0.030"},0.034,0.542,0.118,{"v":2E-3,"d":"0.002"},{"v":0.01,"d":"0.010"},205.201,{"v":108.9,"d":"108.900"},118.459,119.224,0.0236,0.0051,0.0027,0.0029,0.0034,0.0012,0.0003,0.0003,206.815,109.385,118.609,119.395,"--","--",0.403,0.378,0.127,877.939,0.042,0.005,{"v":880.51,"d":"880.510"},"--",{"v":143691.53,"d":"143,692"},{"v":39254.584,"d":"39,255"},{"v":21930867.597,"d":"21,930,868"},{"v":26562172,"d":"26,562,172"},{"v":29208021,"d":"29,208,021"},{"v":1640853.371,"d":"1,640,853"},{"v":4521726,"d":"4,521,726"},{"v":615103.4,"d":"615,103"},0,{"v":5999.223,"d":"5,999"},{"v":-13347,"d":"(13,347)"},{"v":48668637.934,"d":"48,668,638"},{"v":35985703.771,"d":"35,985,704"},{"v":6777682.771,"d":"6,777,683"},{"v":23747319.305,"d":"23,747,319"},{"v":60907022.4,"d":"60,907,022"},{"v":1.69739114504877E-3,"d":"0.2%"},{"v":0.000463704320527266,"d":"0.0%"},{"v":0.259063707251115,"d":"25.9%"},{"v":0.313772116881645,"d":"31.4%"},{"v":0.345026851685681,"d":"34.5%"},{"v":0.0193829795135373,"d":"1.9%"},{"v":0.0534139880947527,"d":"5.3%"},{"v":7.26605851054264E-3,"d":"0.7%"},{"v":0,"d":"0.0%"},{"v":7.08672807462829e-05,"d":"0.0%"},{"v":0,"d":"0.0%"},{"v":0.574910122195486,"d":"57.5%"},{"v":0.425089877804514,"d":"42.5%"},{"v":0.0800630261188326,"d":"8.0%"},{"v":0.280520984827378,"d":"28.1%"},{"v":0.719479015172622,"d":"71.9%"},{"v":145586,"d":"145,586"},{"v":239644.384,"d":"239,644"},{"v":12414544.043,"d":"12,414,544"},0,0,{"v":419821.023,"d":"419,821"},0,0,0,0,0,{"v":0.0110128937419237,"d":"1.1%"},{"v":0.0181279665650708,"d":"1.8%"},{"v":0.939101660865743,"d":"93.9%"},{"v":0,"d":"0.0%"},{"v":0,"d":"0.0%"},{"v":0.0317574788272625,"d":"3.2%"},{"v":0,"d":"0.0%"},{"v":0,"d":"0.0%"},{"v":0,"d":"0.0%"},{"v":0,"d":"0.0%"},{"v":0,"d":"0.0%"}]
[2020,"PRMS","Puerto Rico Miscellaneous",{"v":6448.6,"d":"6,449"},{"v":180694810.736,"d":"180,694,811"},{"v":80651628.797,"d":"80,651,629"},{"v":184458370.736,"d":"184,458,371"},{"v":82455905.797,"d":"82,455,906"},{"v":18215877.993,"d":"18,215,878"},{"v":8266433.006,"d":"8,266,433"},{"v":35615.203,"d":"35,615"},{"v":16051.039,"d":"16,051"},{"v":39090.355,"d":"39,090"},{"v":14592589.954,"d":"14,592,590"},{"v":1548626.968,"d":"1,548,627"},{"v":255963.881,"d":"255,964"},{"v":14650086.408,"d":"14,650,086"},"--",{"v":3.91,"d":"3.910"},3.883,4.292,{"v":1602.184,"d":"1,602.184"},0.085,0.014,{"v":1608.496,"d":"1,608.496"},"--",0.394,0.398,0.433,161.516,{"v":0.00857040089691665,"d":"0.009"},{"v":0.00141655357980352,"d":"0.001"},{"v":162.15281831645,"d":"162.153"},"--",4.005,3.977,4.395,{"v":1640.826,"d":"1,640.826"},0.087,0.014,{"v":1647.291,"d":"1,647.291"},"--",2.447,5.126,2.356,3.987,2.423,4.865,2.394,3.964,{"v":1.91,"d":"1.910"},6.958,0.035,4.396,{"v":2176.33,"d":"2,176.330"},{"v":1726.721,"d":"1,726.721"},{"v":1056.883,"d":"1,056.883"},{"v":1640.553,"d":"1,640.553"},0.2563,0.0653,0.0196,0.0871,0.0373,0.0128,{"v":2E-3,"d":"0.0020"},0.0144,{"v":2193.847,"d":"2,193.847"},{"v":1732.176,"d":"1,732.176"},{"v":1057.957,"d":"1,057.957"},{"v":1647.017,"d":"1,647.017"},"--","--",0.231,0.485,0.266,0.393,0.232,0.469,0.272,0.396,0.181,0.658,0.004,0.433,205.912,163.242,119.242,161.515,0.0243,0.0062,0.0022,{"v":8.6E-3,"d":"0.0086"},0.0035,0.0012,0.0002,{"v":1.4E-3,"d":"0.0014"},207.569,163.758,119.363,162.152,"--","--",4.597,4.503,5.545,{"v":1673.322,"d":"1,673.322"},{"v":0.07,"d":"0.070"},0.013,{"v":1678.811,"d":"1,678.811"},"--",{"v":3065857,"d":"3,065,857"},{"v":9096815.719,"d":"9,096,816"},{"v":5627109.21,"d":"5,627,109"},0,0,0,{"v":142234,"d":"142,234"},{"v":286758.65,"d":"286,759"},0,0,{"v":-2897,"d":"(2,897)"},{"v":17786884.929,"d":"17,786,885"},{"v":428992.65,"d":"428,993"},{"v":428992.65,"d":"428,993"},{"v":17786884.929,"d":"17,786,885"},{"v":428992.65,"d":"428,993"},{"v":0.168306851355569,"d":"16.8%"},{"v":0.499389374986093,"d":"49.9%"},{"v":0.308912331321723,"d":"30.9%"},{"v":0,"d":"0.0%"},{"v":0,"d":"0.0%"},{"v":0,"d":"0.0%"},{"v":0.00780824307712592,"d":"0.8%"},{"v":0.015742236340597,"d":"1.6%"},{"v":0,"d":"0.0%"},{"v":0,"d":"0.0%"},{"v":0,"d":"0.0%"},{"v":0.976449520582277,"d":"97.6%"},{"v":0.0235504794177229,"d":"2.4%"},{"v":0.0235504794177229,"d":"2.4%"},{"v":0.976449520582277,"d":"97.6%"},{"v":0.0235504794177229,"d":"2.4%"},{"v":581273.705,"d":"581,274"},{"v":7805958.341,"d":"7,805,958"},{"v":1712360.813,"d":"1,712,361"},0,0,0,0,0,0,0,0,{"v":0.0575541720301452,"d":"5.8%"},{"v":0.772898318815578,"d":"77.3%"},{"v":0.169547509154276,"d":"17.0%"},{"v":0,"d":"0.0%"},{"v":0,"d":"0.0%"},{"v":0,"d":"0.0%"},{"v":0,"d":"0.0%"},{"v":0,"d":"0.0%"},{"v":0,"d":"0.0%"},{"v":0,"d":"0.0%"},{"v":0,"d":"0.0%"}]
[2020,"RFCE","RFC East",{"v":98447.3000000001,"d":"98,447"},{"v":1378367483.875,"d":"1,378,367,484"},{"v":644638681.175,"d":"644,638,681"},{"v":2537180199.516,"d":"2,537,180,200"},{"v":1145924898.057,"d":"1,145,924,898"},{"v":283765352.791,"d":"283,765,353"},{"v":127903369.314,"d":"127,903,369"},{"v":41272.278,"d":"41,272"},{"v":18306.903,"d":"18,307"},{"v":36235.714,"d":"36,236"},{"v":92572477.488,"d":"92,572,477"},{"v":12787766.456,"d":"12,787,766"},{"v":1703975.429,"d":"1,703,975"},{"v":92986216.829,"d":"92,986,217"},"--",0.291,0.286,0.255,652.458,0.045,0.006,655.374,"--",{"v":0.06,"d":"0.060"},0.057,0.053,134.322,{"v":0.00927747252136984,"d":"0.009"},{"v":0.00123622723905937,"d":"0.001"},{"v":134.922243765629,"d":"134.922"},"--",0.479,0.471,0.421,{"v":1074.596,"d":"1,074.596"},0.074,{"v":0.01,"d":"0.010"},{"v":1079.398,"d":"1,079.398"},"--",1.541,1.886,0.153,0.395,1.444,1.395,0.153,0.387,2.481,0.108,0.004,0.396,{"v":2219.632,"d":"2,219.632"},{"v":1152.124,"d":"1,152.124"},{"v":853.18,"d":"853.180"},{"v":1072.108,"d":"1,072.108"},0.2455,0.0223,0.0156,0.0519,0.0356,0.0024,0.0016,0.0069,{"v":2236.387,"d":"2,236.387"},{"v":1153.404,"d":"1,153.404"},854.038,{"v":1075.474,"d":"1,075.474"},"--","--",0.138,0.197,0.021,{"v":0.05,"d":"0.050"},0.129,0.143,0.021,0.049,0.223,0.011,{"v":1E-3,"d":"0.001"},0.051,199.302,120.343,{"v":118.84,"d":"118.840"},136.754,{"v":0.022,"d":"0.0220"},{"v":2.3E-3,"d":"0.0023"},0.0022,{"v":6.6E-3,"d":"0.0066"},0.0032,0.0003,0.0002,0.0009,200.807,120.476,{"v":118.96,"d":"118.960"},137.184,"--","--",0.708,0.674,0.669,{"v":1233.441,"d":"1,233.441"},0.085,0.012,{"v":1239.051,"d":"1,239.051"},"--",{"v":24332565.844,"d":"24,332,566"},{"v":213078.034,"d":"213,078"},{"v":142689620.594,"d":"142,689,621"},{"v":102946816,"d":"102,946,816"},{"v":3274026,"d":"3,274,026"},{"v":4679524.591,"d":"4,679,525"},{"v":3154115,"d":"3,154,115"},{"v":2097704.11,"d":"2,097,704"},0,{"v":369475.847,"d":"369,476"},{"v":8426,"d":"8,426"},{"v":270559982.319,"d":"270,559,982"},{"v":13205369.701,"d":"13,205,370"},{"v":9931343.701,"d":"9,931,344"},{"v":172292690.91,"d":"172,292,691"},{"v":111472661.11,"d":"111,472,661"},{"v":0.0857488966527704,"d":"8.6%"},{"v":0.000750895176184096,"d":"0.1%"},{"v":0.502843703708912,"d":"50.3%"},{"v":0.36278853379092,"d":"36.3%"},{"v":0.0115377933799657,"d":"1.2%"},{"v":0.0164908244001198,"d":"1.6%"},{"v":0.0111152224101612,"d":"1.1%"},{"v":7.39238985685663E-3,"d":"0.7%"},{"v":0,"d":"0.0%"},{"v":1.30204707646605E-3,"d":"0.1%"},{"v":2.96935476442738E-5,"d":"0.0%"},{"v":0.953463769952897,"d":"95.3%"},{"v":0.0465362300471034,"d":"4.7%"},{"v":0.0349984366671377,"d":"3.5%"},{"v":0.607166060562097,"d":"60.7%"},{"v":0.392833939437903,"d":"39.3%"},{"v":17581250.31,"d":"17,581,250"},{"v":2325192.153,"d":"2,325,192"},{"v":46090848.267,"d":"46,090,848"},0,0,{"v":1404913.06,"d":"1,404,913"},0,0,0,{"v":76597,"d":"76,597"},0,{"v":0.260544794867847,"d":"26.1%"},{"v":0.034458113152297,"d":"3.4%"},{"v":0.68304189949226,"d":"68.3%"},{"v":0,"d":"0.0%"},{"v":0,"d":"0.0%"},{"v":0.0208200656165886,"d":"2.1%"},{"v":0,"d":"0.0%"},{"v":0,"d":"0.0%"},{"v":0,"d":"0.0%"},{"v":1.13512687100768E-3,"d":"0.1%"},{"v":0,"d":"0.0%"}]
[2020,"RFCM","RFC Michigan",{"v":37358.1,"d":"37,358"},{"v":609601317.959,"d":"609,601,318"},{"v":273611256.396,"d":"273,611,256"},{"v":800624212.923,"d":"800,624,213"},{"v":332403362.357,"d":"332,403,362"},{"v":85325786.611,"d":"85,325,787"},{"v":34487800.599,"d":"34,487,801"},{"v":26383.31,"d":"26,383"},{"v":11718.074,"d":"11,718"},{"v":34673.182,"d":"34,673"},{"v":49192806.532,"d":"49,192,807"},{"v":8646357.402,"d":"8,646,357"},{"v":1224469.62,"d":"1,224,470"},{"v":49480809.944,"d":"49,480,810"},"--",0.618,{"v":0.68,"d":"0.680"},0.813,{"v":1153.058,"d":"1,153.058"},0.101,0.014,{"v":1159.809,"d":"1,159.809"},"--",0.087,0.086,0.114,161.393,{"v":0.0141836264904229,"d":"0.014"},{"v":0.00200864004707148,"d":"0.002"},{"v":162.338264325498,"d":"162.338"},"--",0.791,0.869,1.039,{"v":1474.245,"d":"1,474.245"},{"v":0.13,"d":"0.130"},0.018,{"v":1482.876,"d":"1,482.876"},"--",1.133,{"v":5.87,"d":"5.870"},0.433,0.763,1.152,6.774,0.453,0.785,2.254,1.416,0.035,1.036,{"v":2229.863,"d":"2,229.863"},{"v":1442.647,"d":"1,442.647"},899.772,{"v":1499.117,"d":"1,499.117"},0.2525,0.0421,0.0168,0.1228,0.0368,0.0083,0.0017,0.0175,{"v":2247.141,"d":"2,247.141"},{"v":1446.17,"d":"1,446.170"},900.702,{"v":1507.402,"d":"1,507.402"},"--","--",0.106,0.872,0.057,0.085,0.106,{"v":0.97,"d":"0.970"},0.056,0.084,{"v":0.21,"d":"0.210"},{"v":0.21,"d":"0.210"},0.005,0.115,{"v":208,"d":"208.000"},214.236,118.235,166.462,0.0236,0.0062,0.0022,0.0136,0.0034,0.0012,0.0002,{"v":1.9E-3,"d":"0.0019"},209.611,214.759,118.357,167.382,"--","--",1.062,1.085,{"v":1.6,"d":"1.600"},{"v":1725.7,"d":"1,725.700"},0.163,0.023,{"v":1736.543,"d":"1,736.543"},"--",{"v":27960123.094,"d":"27,960,123"},{"v":927905.589,"d":"927,906"},{"v":35351257.866,"d":"35,351,258"},{"v":12065901,"d":"12,065,901"},{"v":-289966,"d":"(289,966)"},{"v":1466673.407,"d":"1,466,673"},{"v":6663479,"d":"6,663,479"},{"v":150105,"d":"150,105"},0,{"v":1030379.109,"d":"1,030,379"},{"v":-71.37,"d":"(71)"},{"v":77335495.288,"d":"77,335,495"},{"v":7990291.407,"d":"7,990,291"},{"v":8280257.407,"d":"8,280,257"},{"v":66736267.695,"d":"66,736,268"},{"v":18589519,"d":"18,589,519"},{"v":0.326576853135964,"d":"32.7%"},{"v":0.0108380240760786,"d":"1.1%"},{"v":0.412905998641819,"d":"41.3%"},{"v":0.140930852327888,"d":"14.1%"},{"v":0,"d":"0.0%"},{"v":0.0171308825868169,"d":"1.7%"},{"v":0.0778300580237631,"d":"7.8%"},{"v":1.75324044086534E-3,"d":"0.2%"},{"v":0,"d":"0.0%"},{"v":0.0120349243750814,"d":"1.2%"},{"v":0,"d":"0.0%"},{"v":0.90635549091904,"d":"90.6%"},{"v":0.0936445090809602,"d":"9.4%"},{"v":0.0967141810514453,"d":"9.7%"},{"v":0.782134806838068,"d":"78.2%"},{"v":0.217865193161932,"d":"21.8%"},{"v":19214299.497,"d":"19,214,299"},{"v":110937.641,"d":"110,938"},{"v":13619514.176,"d":"13,619,514"},0,0,{"v":423358.931,"d":"423,359"},0,0,0,0,0,{"v":0.575828219107075,"d":"57.6%"},{"v":3.32466058345026E-3,"d":"0.3%"},{"v":0.408159589374041,"d":"40.8%"},{"v":0,"d":"0.0%"},{"v":0,"d":"0.0%"},{"v":0.0126875309354332,"d":"1.3%"},{"v":0,"d":"0.0%"},{"v":0,"d":"0.0%"},{"v":0,"d":"0.0%"},{"v":0,"d":"0.0%"},{"v":0,"d":"0.0%"}]
[2020,"RFCW","RFC West",{"v":195885.8,"d":"195,886"},{"v":2870838719.329,"d":"2,870,838,719"},{"v":1337920570.911,"d":"1,337,920,571"},{"v":4736003920.713,"d":"4,736,003,921"},{"v":2095140108.933,"d":"2,095,140,109"},{"v":496410170.986,"d":"496,410,171"},{"v":215410598.194,"d":"215,410,598"},{"v":145877.9,"d":"145,878"},{"v":59942.132,"d":"59,942"},{"v":164271.213,"d":"164,271"},{"v":244476327.94,"d":"244,476,328"},{"v":42898787.605,"d":"42,898,788"},{"v":6142981.44,"d":"6,142,981"},{"v":245926176.502,"d":"245,926,177"},"--",0.588,0.557,0.662,984.977,0.086,0.012,990.818,"--",0.102,{"v":0.09,"d":"0.090"},0.114,170.317,{"v":0.014942945877164,"d":"0.015"},{"v":0.0021397863274729,"d":"0.002"},{"v":171.327058428054,"d":"171.327"},"--",{"v":0.93,"d":"0.930"},0.881,1.047,{"v":1558.845,"d":"1,558.845"},0.137,{"v":0.02,"d":"0.020"},{"v":1568.089,"d":"1,568.089"},"--",{"v":1.44,"d":"1.440"},1.556,{"v":0.33,"d":"0.330"},0.921,{"v":1.24,"d":"1.240"},1.761,0.373,0.843,1.961,4.072,{"v":0.02,"d":"0.020"},1.061,{"v":2170.498,"d":"2,170.498"},{"v":2670.912,"d":"2,670.912"},{"v":912.76,"d":"912.760"},{"v":1583.823,"d":"1,583.823"},0.2467,0.0782,0.0173,0.1388,0.0359,0.0155,{"v":1.8E-3,"d":"0.0018"},0.0198,{"v":2187.354,"d":"2,187.354"},{"v":2677.478,"d":"2,677.478"},913.701,{"v":1593.197,"d":"1,593.197"},"--","--",0.137,0.119,0.043,{"v":0.1,"d":"0.100"},0.117,0.132,0.046,0.089,0.186,0.312,0.003,0.115,205.793,204.659,119.225,172.119,0.0234,{"v":0.006,"d":"0.0060"},{"v":2.3E-3,"d":"0.0023"},0.0151,0.0034,0.0012,0.0002,0.0022,207.391,205.163,119.348,173.138,"--","--",1.168,{"v":1.06,"d":"1.060"},{"v":1.28,"d":"1.280"},{"v":1810.416,"d":"1,810.416"},0.173,0.025,{"v":1822.171,"d":"1,822.171"},"--",{"v":159396263.442,"d":"159,396,263"},{"v":1440284.434,"d":"1,440,284"},{"v":145750389.658,"d":"145,750,390"},{"v":152433983,"d":"152,433,983"},{"v":5562599.36,"d":"5,562,599"},{"v":2862298.357,"d":"2,862,298"},{"v":24022272.52,"d":"24,022,273"},{"v":727803.88,"d":"727,804"},0,{"v":3779128.967,"d":"3,779,129"},{"v":435148.586,"d":"435,149"},{"v":463235198.087,"d":"463,235,198"},{"v":33174974.117,"d":"33,174,974"},{"v":27612374.757,"d":"27,612,375"},{"v":313663513.444,"d":"313,663,513"},{"v":182746658.76,"d":"182,746,659"},{"v":0.321097899211654,"d":"32.1%"},{"v":2.90139992016142E-3,"d":"0.3%"},{"v":0.293608789301972,"d":"29.4%"},{"v":0.307072641809921,"d":"30.7%"},{"v":0.0112056514380089,"d":"1.1%"},{"v":0.00576599456915185,"d":"0.6%"},{"v":0.0483919828099897,"d":"4.8%"},{"v":0.00146613409787443,"d":"0.1%"},{"v":0,"d":"0.0%"},{"v":7.61291604928467E-3,"d":"0.8%"},{"v":8.76590791981546E-4,"d":"0.1%"},{"v":0.933170237084975,"d":"93.3%"},{"v":0.0668297629150249,"d":"6.7%"},{"v":0.055624111477016,"d":"5.6%"},{"v":0.631863589844206,"d":"63.2%"},{"v":0.368136410155794,"d":"36.8%"},{"v":96472695.516,"d":"96,472,696"},{"v":1140394.355,"d":"1,140,394"},{"v":47020557.08,"d":"47,020,557"},0,0,{"v":860119.379,"d":"860,119"},0,0,0,{"v":45181.548,"d":"45,182"},0,{"v":0.66286514313037,"d":"66.3%"},{"v":0.00783566441580776,"d":"0.8%"},{"v":0.323078858032661,"d":"32.3%"},{"v":0,"d":"0.0%"},{"v":0,"d":"0.0%"},{"v":0.00590989141935014,"d":"0.6%"},{"v":0,"d":"0.0%"},{"v":0,"d":"0.0%"},{"v":0,"d":"0.0%"},{"v":0.000310443001810981,"d":"0.0%"},{"v":0,"d":"0.0%"}]
[2020,"RMPA","WECC Rockies",{"v":27483.4,"d":"27,483"},{"v":422735905.159,"d":"422,735,905"},{"v":181941683.005,"d":"181,941,683"},{"v":628320691.617,"d":"628,320,692"},{"v":269941547.583,"d":"269,941,548"},{"v":64065080.813,"d":"64,065,081"},{"v":27591048.926,"d":"27,591,049"},{"v":19832.903,"d":"19,833"},{"v":8192.713,"d":"8,193"},{"v":10276.943,"d":"10,277"},{"v":36670877.788,"d":"36,670,878"},{"v":6464437.69,"d":"6,464,438"},{"v":923111.146,"d":"923,111"},{"v":36889226.779,"d":"36,889,227"},"--",0.619,0.594,0.321,{"v":1144.801,"d":"1,144.801"},0.101,0.014,{"v":1151.617,"d":"1,151.617"},"--",0.094,{"v":0.09,"d":"0.090"},0.049,173.493,{"v":0.0152919059183501,"d":"0.015"},{"v":0.00218365919415527,"d":"0.002"},{"v":174.526111119542,"d":"174.526"},"--",0.971,0.932,0.503,{"v":1795.742,"d":"1,795.742"},0.158,0.023,{"v":1806.434,"d":"1,806.434"},"--",1.411,-0.254,0.364,0.969,1.372,-0.261,0.374,0.928,{"v":0.89,"d":"0.890"},-0.119,0.006,0.505,{"v":2385.917,"d":"2,385.917"},-39.423,{"v":1043.478,"d":"1,043.478"},{"v":1805.783,"d":"1,805.783"},0.2634,-0.0016,0.0187,0.1568,0.0383,-0.0003,{"v":1.9E-3,"d":"0.0019"},0.0224,{"v":2403.912,"d":"2,403.912"},-39.558,{"v":1044.503,"d":"1,044.503"},{"v":1816.384,"d":"1,816.384"},"--","--",0.123,1.053,0.041,0.094,0.119,1.013,0.043,{"v":0.09,"d":"0.090"},0.077,0.494,{"v":1E-3,"d":"0.001"},0.049,207.541,163.326,118.823,174.365,0.0229,{"v":6.6E-3,"d":"0.0066"},0.0021,0.0151,{"v":3.3E-3,"d":"0.0033"},0.0013,0.0002,0.0022,209.106,163.885,{"v":118.94,"d":"118.940"},175.389,"--","--",0.906,0.868,0.414,{"v":1651.93,"d":"1,651.930"},0.131,0.019,{"v":1660.762,"d":"1,660.762"},"--",{"v":22383378.91,"d":"22,383,379"},{"v":-189013.705,"d":"(189,014)"},{"v":18400858.391,"d":"18,400,858"},0,{"v":7426985,"d":"7,426,985"},{"v":166481.149,"d":"166,481"},{"v":14292370,"d":"14,292,370"},{"v":1503694,"d":"1,503,694"},0,{"v":20987,"d":"20,987"},{"v":59340,"d":"59,340"},{"v":40675550.596,"d":"40,675,551"},{"v":23389530.149,"d":"23,389,530"},{"v":15962545.149,"d":"15,962,545"},{"v":40842031.745,"d":"40,842,032"},{"v":23223049,"d":"23,223,049"},{"v":0.349385010519118,"d":"34.9%"},{"v":0,"d":"0.0%"},{"v":0.287221340814998,"d":"28.7%"},{"v":0,"d":"0.0%"},{"v":0.115928754223566,"d":"11.6%"},{"v":0.00259862544562536,"d":"0.3%"},{"v":0.223091422562758,"d":"22.3%"},{"v":0.0234713510466832,"d":"2.3%"},{"v":0,"d":"0.0%"},{"v":0.00032758875437206,"d":"0.0%"},{"v":0.000926245613209989,"d":"0.1%"},{"v":0.634909846721368,"d":"63.5%"},{"v":0.365090153278632,"d":"36.5%"},{"v":0.249161399055066,"d":"24.9%"},{"v":0.637508472166993,"d":"63.8%"},{"v":0.362491527833007,"d":"36.2%"},{"v":11152405.138,"d":"11,152,405"},{"v":3493,"d":"3,493"},{"v":12813160.45,"d":"12,813,160"},0,0,{"v":43667.003,"d":"43,667"},0,0,0,{"v":49.245,"d":"49"},0,{"v":0.464436334998241,"d":"46.4%"},{"v":0.000145464238260665,"d":"0.0%"},{"v":0.533597659474945,"d":"53.4%"},{"v":0,"d":"0.0%"},{"v":0,"d":"0.0%"},{"v":0.00181849049752153,"d":"0.2%"},{"v":0,"d":"0.0%"},{"v":0,"d":"0.0%"},{"v":0,"d":"0.0%"},{"v":2.05079103183509e-06,"d":"0.0%"},{"v":0,"d":"0.0%"}]
[2020,"SPNO","SPP North",{"v":31547.9,"d":"31,548"},{"v":349857991.724,"d":"349,857,992"},{"v":174634279.941,"d":"174,634,280"},{"v":679850235.727,"d":"679,850,236"},{"v":308116309.91,"d":"308,116,310"},{"v":70017393.471,"d":"70,017,393"},{"v":31291542.186,"d":"31,291,542"},{"v":16312.308,"d":"16,312"},{"v":8009.46,"d":"8,009"},{"v":5928.382,"d":"5,928"},{"v":33399417.698,"d":"33,399,418"},{"v":6991801.948,"d":"6,991,802"},{"v":1010529.228,"d":"1,010,529"},{"v":33637384.072,"d":"33,637,384"},"--",0.466,0.512,0.169,954.032,{"v":0.1,"d":"0.100"},0.014,960.829,"--",0.093,0.092,0.034,190.931,{"v":0.0199846855392567,"d":"0.020"},{"v":0.00288839829846505,"d":"0.003"},{"v":192.291643282148,"d":"192.292"},"--",0.949,1.043,0.345,{"v":1943.328,"d":"1,943.328"},0.203,0.029,{"v":1957.174,"d":"1,957.174"},"--",{"v":1,"d":"1.000"},38.969,0.706,0.951,0.992,56.967,0.684,0.948,0.443,2.616,0.008,0.345,{"v":2226.308,"d":"2,226.308"},{"v":4024.394,"d":"4,024.394"},{"v":1005.353,"d":"1,005.353"},{"v":1947.533,"d":"1,947.533"},0.2589,0.1452,0.0188,0.2038,0.0377,0.0287,{"v":1.9E-3,"d":"0.0019"},0.0295,{"v":2244.003,"d":"2,244.003"},{"v":4036.569,"d":"4,036.569"},{"v":1006.385,"d":"1,006.385"},{"v":1961.409,"d":"1,961.409"},"--","--",0.094,1.573,0.083,0.093,0.092,1.436,{"v":0.08,"d":"0.080"},0.092,0.042,0.106,{"v":1E-3,"d":"0.001"},0.034,208.578,{"v":162.41,"d":"162.410"},118.801,191.421,0.0243,0.0059,0.0022,{"v":0.02,"d":"0.0200"},0.0035,0.0012,0.0002,0.0029,210.236,162.901,118.923,192.785,"--","--",1.033,1.027,0.379,{"v":1969.947,"d":"1,969.947"},0.205,{"v":0.03,"d":"0.030"},{"v":1983.865,"d":"1,983.865"},"--",{"v":25942028.246,"d":"25,942,028"},{"v":127694.348,"d":"127,694"},{"v":8224830.767,"d":"8,224,831"},{"v":10582482,"d":"10,582,482"},{"v":188768,"d":"188,768"},{"v":73895,"d":"73,895"},{"v":24777672,"d":"24,777,672"},{"v":95052,"d":"95,052"},0,0,{"v":4971,"d":"4,971"},{"v":44882006.361,"d":"44,882,006"},{"v":25135387,"d":"25,135,387"},{"v":24946619,"d":"24,946,619"},{"v":34373419.361,"d":"34,373,419"},{"v":35643974,"d":"35,643,974"},{"v":0.370508340866768,"d":"37.1%"},{"v":0.00182375181180518,"d":"0.2%"},{"v":0.117468394240184,"d":"11.7%"},{"v":0.15114075934587,"d":"15.1%"},{"v":0.00269601581748036,"d":"0.3%"},{"v":0.00105538061976983,"d":"0.1%"},{"v":0.353878812258116,"d":"35.4%"},{"v":1.35754839529551E-3,"d":"0.1%"},{"v":0,"d":"0.0%"},{"v":0,"d":"0.0%"},{"v":7.09966447104109e-05,"d":"0.0%"},{"v":0.641012242909338,"d":"64.1%"},{"v":0.358987757090662,"d":"35.9%"},{"v":0.356291741273182,"d":"35.6%"},{"v":0.490926864183238,"d":"49.1%"},{"v":0.509073135816762,"d":"50.9%"},{"v":17941212.79,"d":"17,941,213"},{"v":16773.492,"d":"16,773"},{"v":5391758.364,"d":"5,391,758"},0,0,{"v":8876.303,"d":"8,876"},0,0,0,0,0,{"v":0.768076712624808,"d":"76.8%"},{"v":0.000718085713884676,"d":"0.1%"},{"v":0.230825200493096,"d":"23.1%"},{"v":0,"d":"0.0%"},{"v":0,"d":"0.0%"},{"v":0.000380001168210934,"d":"0.0%"},{"v":0,"d":"0.0%"},{"v":0,"d":"0.0%"},{"v":0,"d":"0.0%"},{"v":0,"d":"0.0%"},{"v":0,"d":"0.0%"}]
[2020,"SPSO","SPP South",{"v":67203.4,"d":"67,203"},{"v":950930639.05,"d":"950,930,639"},{"v":481196105.169,"d":"481,196,105"},{"v":1380996670.827,"d":"1,380,996,671"},{"v":646933168.174,"d":"646,933,168"},{"v":152288972.71,"d":"152,288,973"},{"v":69972692.536,"d":"69,972,693"},{"v":48345.912,"d":"48,346"},{"v":25411.185,"d":"25,411"},{"v":47715.474,"d":"47,715"},{"v":70948080.679,"d":"70,948,081"},{"v":9079369.874,"d":"9,079,370"},{"v":1300561.817,"d":"1,300,562"},{"v":71255356.511,"d":"71,255,357"},"--",0.635,0.726,0.627,931.756,{"v":0.06,"d":"0.060"},0.009,935.791,"--",0.102,0.106,{"v":0.1,"d":"0.100"},149.218,{"v":0.00954787815341662,"d":"0.010"},{"v":0.00136767263940437,"d":"0.001"},{"v":149.864466628577,"d":"149.864"},"--",0.934,1.069,0.922,{"v":1371.342,"d":"1,371.342"},0.088,0.013,{"v":1377.281,"d":"1,377.281"},"--",1.579,1.116,0.629,0.933,1.683,1.117,0.648,0.992,2.716,1.535,0.027,0.895,{"v":2137.745,"d":"2,137.745"},{"v":2303.588,"d":"2,303.588"},{"v":1003.478,"d":"1,003.478"},{"v":1402.633,"d":"1,402.633"},0.2305,0.1379,0.0195,0.0876,0.0334,0.0217,0.0021,0.0123,{"v":2153.461,"d":"2,153.461"},{"v":2313.496,"d":"2,313.496"},{"v":1004.586,"d":"1,004.586"},{"v":1408.483,"d":"1,408.483"},"--","--",0.147,0.096,0.074,0.101,0.154,0.096,0.075,0.105,0.253,0.132,0.003,0.096,199.329,198.366,118.529,151.086,0.0215,0.0119,{"v":2.3E-3,"d":"0.0023"},0.0094,0.0031,{"v":1.9E-3,"d":"0.0019"},0.0002,0.0013,200.794,199.219,{"v":118.66,"d":"118.660"},151.716,"--","--",1.188,1.248,1.111,{"v":1514.115,"d":"1,514.115"},{"v":0.1,"d":"0.100"},0.014,{"v":1520.847,"d":"1,520.847"},"--",{"v":27573930.189,"d":"27,573,930"},{"v":2311222.845,"d":"2,311,223"},{"v":70710234.727,"d":"70,710,235"},0,{"v":6754912,"d":"6,754,912"},{"v":2303176.096,"d":"2,303,176"},{"v":41414600.29,"d":"41,414,600"},{"v":646980,"d":"646,980"},0,{"v":298685.114,"d":"298,685"},{"v":275232,"d":"275,232"},{"v":101169304.875,"d":"101,169,305"},{"v":51119668.386,"d":"51,119,668"},{"v":44364756.386,"d":"44,364,756"},{"v":103472480.971,"d":"103,472,481"},{"v":48816492.29,"d":"48,816,492"},{"v":0.181063208967484,"d":"18.1%"},{"v":0.0151765606892557,"d":"1.5%"},{"v":0.464316182668153,"d":"46.4%"},{"v":0,"d":"0.0%"},{"v":0.0443558837869575,"d":"4.4%"},{"v":0.0151237220048277,"d":"1.5%"},{"v":0.271947465421687,"d":"27.2%"},{"v":4.2483706216285E-3,"d":"0.4%"},{"v":0,"d":"0.0%"},{"v":0.0019613049297279,"d":"0.2%"},{"v":1.80730091027861E-3,"d":"0.2%"},{"v":0.664324558164899,"d":"66.4%"},{"v":0.335675441835101,"d":"33.6%"},{"v":0.291319558048143,"d":"29.1%"},{"v":0.679448280169727,"d":"67.9%"},{"v":0.320551719830273,"d":"32.1%"},{"v":23183553.289,"d":"23,183,553"},{"v":3848453.799,"d":"3,848,454"},{"v":39034454.963,"d":"39,034,455"},0,0,{"v":702575.108,"d":"702,575"},0,0,0,{"v":63898,"d":"63,898"},0,{"v":0.346888150787649,"d":"34.7%"},{"v":0.0575831929194389,"d":"5.8%"},{"v":0.584060162410813,"d":"58.4%"},{"v":0,"d":"0.0%"},{"v":0,"d":"0.0%"},{"v":0.0105124083855082,"d":"1.1%"},{"v":0,"d":"0.0%"},{"v":0,"d":"0.0%"},{"v":0,"d":"0.0%"},{"v":0.0009560854965909,"d":"0.1%"},{"v":0,"d":"0.0%"}]
[2020,"SRMV","SERC Mississippi Valley",{"v":59192.4,"d":"59,192"},{"v":912213705.46,"d":"912,213,705"},{"v":441984115.196,"d":"441,984,115"},{"v":1343231447.475,"d":"1,343,231,447"},{"v":631215365.253,"d":"631,215,365"},{"v":159992962.123,"d":"159,992,962"},{"v":73531498.269,"d":"73,531,498"},{"v":45979.569,"d":"45,980"},{"v":24757.301,"d":"24,757"},{"v":37672.938,"d":"37,673"},{"v":59226139.341,"d":"59,226,139"},{"v":5048072.781,"d":"5,048,073"},{"v":689931.111,"d":"689,931"},{"v":59392039.987,"d":"59,392,040"},"--",0.575,0.673,0.471,740.359,0.032,0.004,742.433,"--",0.101,0.112,0.083,129.851,{"v":0.00553387079232099,"d":"0.006"},{"v":0.000756326184172041,"d":"0.001"},{"v":130.215188900392,"d":"130.215"},"--",0.777,{"v":0.91,"d":"0.910"},0.637,{"v":1000.839,"d":"1,000.839"},0.043,0.006,{"v":1003.643,"d":"1,003.643"},"--",1.604,0.796,0.704,0.786,{"v":1.74,"d":"1.740"},0.443,0.818,0.913,4.152,{"v":11.97,"d":"11.970"},0.026,0.619,{"v":2420.882,"d":"2,420.882"},{"v":1526.35,"d":"1,526.350"},884.796,{"v":1035.1,"d":"1,035.100"},0.2551,0.1674,0.0176,0.0418,0.0371,0.0267,{"v":1.8E-3,"d":"0.0018"},0.0054,{"v":2438.32,"d":"2,438.320"},{"v":1538.499,"d":"1,538.499"},885.774,{"v":1037.769,"d":"1,037.769"},"--","--",0.139,0.118,0.095,0.101,0.149,0.089,0.106,0.113,{"v":0.36,"d":"0.360"},1.771,0.004,{"v":0.08,"d":"0.080"},209.689,225.775,{"v":119.07,"d":"119.070"},132.889,0.0221,0.0248,0.0024,0.0054,0.0032,{"v":0.004,"d":"0.0040"},0.0002,0.0007,{"v":211.2,"d":"211.200"},227.572,119.202,133.232,"--","--",0.949,1.108,1.016,{"v":1137.434,"d":"1,137.434"},0.055,0.008,{"v":1141.035,"d":"1,141.035"},"--",{"v":11265932.45,"d":"11,265,932"},{"v":1203939.029,"d":"1,203,939"},{"v":101688993.728,"d":"101,688,994"},{"v":38483570,"d":"38,483,570"},{"v":2874710,"d":"2,874,710"},{"v":1908687.791,"d":"1,908,688"},0,{"v":281757.86,"d":"281,758"},0,{"v":1979972.825,"d":"1,979,973"},{"v":305397.78,"d":"305,398"},{"v":154927805.812,"d":"154,927,806"},{"v":5065155.651,"d":"5,065,156"},{"v":2190445.651,"d":"2,190,446"},{"v":118352923.603,"d":"118,352,924"},{"v":41640037.86,"d":"41,640,038"},{"v":0.0704151754363604,"d":"7.0%"},{"v":0.00752494996024199,"d":"0.8%"},{"v":0.635584170691888,"d":"63.6%"},{"v":0.240532893747952,"d":"24.1%"},{"v":0.0179677279157359,"d":"1.8%"},{"v":0.0119298234969005,"d":"1.2%"},{"v":0,"d":"0.0%"},{"v":0.00176106409571748,"d":"0.2%"},{"v":0,"d":"0.0%"},{"v":0.0123753745595733,"d":"1.2%"},{"v":0.00190882009563043,"d":"0.2%"},{"v":0.968341384491646,"d":"96.8%"},{"v":0.0316586155083539,"d":"3.2%"},{"v":0.013690887592618,"d":"1.4%"},{"v":0.739738314240594,"d":"74.0%"},{"v":0.260261685759406,"d":"26.0%"},{"v":8073440.896,"d":"8,073,441"},{"v":2077118,"d":"2,077,118"},{"v":54696174.216,"d":"54,696,174"},0,0,{"v":983453.302,"d":"983,453"},0,0,0,0,0,{"v":0.122640407623691,"d":"12.3%"},{"v":0.031552667752708,"d":"3.2%"},{"v":0.830867679342932,"d":"83.1%"},{"v":0,"d":"0.0%"},{"v":0,"d":"0.0%"},{"v":0.0149392452806691,"d":"1.5%"},{"v":0,"d":"0.0%"},{"v":0,"d":"0.0%"},{"v":0,"d":"0.0%"},{"v":0,"d":"0.0%"},{"v":0,"d":"0.0%"}]
[2020,"SRMW","SERC Midwest",{"v":41435.8,"d":"41,436"},{"v":823820332.654,"d":"823,820,333"},{"v":362858591.173,"d":"362,858,591"},{"v":1072917600.685,"d":"1,072,917,601"},{"v":472191891.236,"d":"472,191,891"},{"v":108641153.29,"d":"108,641,153"},{"v":46320699.064,"d":"46,320,699"},{"v":62270.349,"d":"62,270"},{"v":26699.804,"d":"26,700"},{"v":139265.755,"d":"139,266"},{"v":80432434.965,"d":"80,432,435"},{"v":17001493.669,"d":"17,001,494"},{"v":2456730.537,"d":"2,456,731"},{"v":81011006.486,"d":"81,011,006"},"--",1.146,1.153,2.564,{"v":1480.699,"d":"1,480.699"},0.156,0.023,{"v":1491.35,"d":"1,491.350"},"--",0.151,0.147,0.338,195.267,{"v":0.0206373805004647,"d":"0.021"},{"v":0.00298211932823442,"d":"0.003"},{"v":196.671539351346,"d":"196.672"},"--",1.491,1.499,3.334,{"v":1925.405,"d":"1,925.405"},0.203,0.029,{"v":1939.255,"d":"1,939.255"},"--",1.773,38.029,0.284,1.493,1.801,50.777,0.351,1.509,4.115,7.682,0.022,3.342,{"v":2160.008,"d":"2,160.008"},{"v":3080.317,"d":"3,080.317"},921.958,{"v":1930.894,"d":"1,930.894"},0.2464,0.1009,0.0222,0.2039,0.0358,0.0201,0.0022,0.0295,{"v":2176.842,"d":"2,176.842"},{"v":3088.841,"d":"3,088.841"},923.175,{"v":1944.771,"d":"1,944.771"},"--","--",0.171,2.016,0.037,0.151,0.169,1.731,0.041,0.147,0.396,0.407,0.003,0.339,208.091,163.326,118.546,195.697,0.0237,0.0054,0.0029,0.0207,0.0035,0.0011,0.0003,{"v":0.003,"d":"0.0030"},209.713,163.778,118.703,197.103,"--","--",1.566,1.582,2.875,{"v":1866.455,"d":"1,866.455"},0.194,0.028,{"v":1879.608,"d":"1,879.608"},"--",{"v":66855638.684,"d":"66,855,639"},{"v":47325.735,"d":"47,326"},{"v":16143771.009,"d":"16,143,771"},{"v":17204601,"d":"17,204,601"},{"v":1969489,"d":"1,969,489"},{"v":164963.421,"d":"164,963"},{"v":5840487.78,"d":"5,840,488"},{"v":77996,"d":"77,996"},0,{"v":74094.523,"d":"74,095"},{"v":262786.22,"d":"262,786"},{"v":100588217.171,"d":"100,588,217"},{"v":8052936.201,"d":"8,052,936"},{"v":6083447.201,"d":"6,083,447"},{"v":83548579.592,"d":"83,548,580"},{"v":25092573.78,"d":"25,092,574"},{"v":0.615380420852846,"d":"61.5%"},{"v":0.000435615174647043,"d":"0.0%"},{"v":0.14859719828012,"d":"14.9%"},{"v":0.158361730025909,"d":"15.8%"},{"v":0.0181283881740121,"d":"1.8%"},{"v":1.51842479465535E-3,"d":"0.2%"},{"v":0.0537594419676445,"d":"5.4%"},{"v":0.000717923158758565,"d":"0.1%"},{"v":0,"d":"0.0%"},{"v":6.82011564681127E-4,"d":"0.1%"},{"v":0.00241884600672628,"d":"0.2%"},{"v":0.925875821904929,"d":"92.6%"},{"v":0.0741241780950705,"d":"7.4%"},{"v":0.0559957899210584,"d":"5.6%"},{"v":0.769032516673676,"d":"76.9%"},{"v":0.230967483326324,"d":"23.1%"},{"v":23382207.628,"d":"23,382,208"},{"v":5051.998,"d":"5,052"},{"v":8293270.358,"d":"8,293,270"},0,0,{"v":177228.464,"d":"177,228"},0,0,0,{"v":16489.053,"d":"16,489"},0,{"v":0.733576773128709,"d":"73.4%"},{"v":0.000158497796687578,"d":"0.0%"},{"v":0.260187173277265,"d":"26.0%"},{"v":0,"d":"0.0%"},{"v":0,"d":"0.0%"},{"v":0.00556023994889472,"d":"0.6%"},{"v":0,"d":"0.0%"},{"v":0,"d":"0.0%"},{"v":0,"d":"0.0%"},{"v":0.000517315848443483,"d":"0.1%"},{"v":0,"d":"0.0%"}]
[2020,"SRSO","SERC South",{"v":92474.9,"d":"92,475"},{"v":1521612627.475,"d":"1,521,612,627"},{"v":746838569.662,"d":"746,838,570"},{"v":2149771197.257,"d":"2,149,771,197"},{"v":1019645130.603,"d":"1,019,645,131"},{"v":246150586.315,"d":"246,150,586"},{"v":114540031.026,"d":"114,540,031"},{"v":43852.916,"d":"43,853"},{"v":20269.728,"d":"20,270"},{"v":23231.053,"d":"23,231"},{"v":105866752.419,"d":"105,866,752"},{"v":14649165.317,"d":"14,649,165"},{"v":2134720.801,"d":"2,134,721"},{"v":106359571.994,"d":"106,359,572"},"--",0.356,0.354,0.189,860.179,{"v":0.06,"d":"0.060"},0.009,864.183,"--",0.058,0.054,0.031,139.151,{"v":0.00962739468146316,"d":"0.010"},{"v":1.40293315292895E-3,"d":"0.001"},{"v":139.798487569725,"d":"139.798"},"--",0.476,0.473,0.252,{"v":1149.519,"d":"1,149.519"},{"v":0.08,"d":"0.080"},0.012,{"v":1154.87,"d":"1,154.870"},"--",0.844,1.685,0.244,0.439,0.759,1.948,0.257,0.429,0.366,1.348,0.016,{"v":0.13,"d":"0.130"},{"v":1898.772,"d":"1,898.772"},{"v":1332.635,"d":"1,332.635"},892.346,{"v":1217.146,"d":"1,217.146"},0.1756,0.0634,0.0193,0.0697,0.0253,0.0109,0.0021,0.0096,{"v":1910.705,"d":"1,910.705"},{"v":1337.458,"d":"1,337.458"},893.371,{"v":1221.69,"d":"1,221.690"},"--","--",0.083,0.264,0.033,0.053,0.073,0.301,0.033,{"v":0.05,"d":"0.050"},0.036,0.211,{"v":2E-3,"d":"0.002"},0.016,{"v":186.94,"d":"186.940"},208.574,119.241,145.875,0.0173,0.0099,0.0026,0.0084,0.0025,0.0017,0.0003,0.0012,188.115,209.329,119.378,{"v":146.42,"d":"146.420"},"--","--",0.691,0.641,0.311,{"v":1336.891,"d":"1,336.891"},0.094,0.013,{"v":1343.223,"d":"1,343.223"},"--",{"v":38458687.949,"d":"38,458,688"},{"v":230807.395,"d":"230,807"},{"v":134938553.939,"d":"134,938,554"},{"v":47601494,"d":"47,601,494"},{"v":9660831.77,"d":"9,660,832"},{"v":10481373.373,"d":"10,481,373"},0,{"v":4695073.33,"d":"4,695,073"},0,{"v":83283.209,"d":"83,283"},{"v":480.917,"d":"481"},{"v":221313307.409,"d":"221,313,307"},{"v":24837278.473,"d":"24,837,278"},{"v":15176446.703,"d":"15,176,447"},{"v":184193186.782,"d":"184,193,187"},{"v":61957399.1,"d":"61,957,399"},{"v":0.156240489175339,"d":"15.6%"},{"v":0.000937667461456479,"d":"0.1%"},{"v":0.548195136141935,"d":"54.8%"},{"v":0.193383630713027,"d":"19.3%"},{"v":0.0392476488950192,"d":"3.9%"},{"v":0.0425811433088547,"d":"4.3%"},{"v":0,"d":"0.0%"},{"v":0.0190739880353189,"d":"1.9%"},{"v":0,"d":"0.0%"},{"v":0.000338342517859878,"d":"0.0%"},{"v":1.95375118964999e-06,"d":"0.0%"},{"v":0.899097219760807,"d":"89.9%"},{"v":0.100902780239193,"d":"10.1%"},{"v":0.0616551313441736,"d":"6.2%"},{"v":0.748294732356634,"d":"74.8%"},{"v":0.251705267643365,"d":"25.2%"},{"v":33368419.242,"d":"33,368,419"},{"v":201744.668,"d":"201,745"},{"v":44304724.132,"d":"44,304,724"},0,0,{"v":3398678.88,"d":"3,398,679"},0,0,0,520,0,{"v":0.410566522557548,"d":"41.1%"},{"v":0.0024822754169193,"d":"0.2%"},{"v":0.545127306993839,"d":"54.5%"},{"v":0,"d":"0.0%"},{"v":0,"d":"0.0%"},{"v":0.0418174969284402,"d":"4.2%"},{"v":0,"d":"0.0%"},{"v":0,"d":"0.0%"},{"v":0,"d":"0.0%"},{"v":6.39810325395086e-06,"d":"0.0%"},{"v":0,"d":"0.0%"}]
[2020,"SRTV","SERC Tennessee Valley",{"v":73576.6,"d":"73,577"},{"v":1046818078.372,"d":"1,046,818,078"},{"v":511075733.804,"d":"511,075,734"},{"v":1976403336.892,"d":"1,976,403,337"},{"v":898032287.916,"d":"898,032,288"},{"v":211540763.667,"d":"211,540,764"},{"v":95059567.005,"d":"95,059,567"},{"v":37826.434,"d":"37,826"},{"v":16965.023,"d":"16,965"},{"v":49123.681,"d":"49,124"},{"v":88231706.911,"d":"88,231,707"},{"v":15883086.257,"d":"15,883,086"},{"v":2287250.56,"d":"2,287,251"},{"v":88767253.674,"d":"88,767,254"},"--",0.358,0.357,0.464,834.182,0.075,0.011,839.245,"--",0.072,0.066,0.094,168.571,{"v":0.0151727282754815,"d":"0.015"},{"v":0.00218495515816569,"d":"0.002"},{"v":169.594422389132,"d":"169.594"},"--",0.637,0.636,0.827,{"v":1485.564,"d":"1,485.564"},0.134,0.019,{"v":1494.581,"d":"1,494.581"},"--",1.087,0.268,0.195,0.638,1.002,0.443,0.163,0.602,1.619,0.007,0.018,0.813,{"v":2153.081,"d":"2,153.081"},{"v":1041.316,"d":"1,041.316"},861.913,{"v":1503.277,"d":"1,503.277"},0.2527,{"v":0.019,"d":"0.0190"},0.0178,0.1344,0.0367,{"v":1.9E-3,"d":"0.0019"},{"v":1.9E-3,"d":"0.0019"},0.0192,{"v":2170.348,"d":"2,170.348"},{"v":1042.362,"d":"1,042.362"},862.882,{"v":1512.335,"d":"1,512.335"},"--","--",0.104,0.031,0.027,0.072,0.095,0.028,0.022,0.066,0.154,{"v":1E-3,"d":"0.001"},0.003,0.092,205.158,118.933,119.525,169.937,0.0241,0.0022,0.0025,0.0152,0.0035,0.0002,0.0003,0.0022,206.803,119.053,119.659,170.961,"--","--",0.672,0.649,0.857,{"v":1511.842,"d":"1,511.842"},0.135,0.019,{"v":1520.961,"d":"1,520.961"},"--",{"v":57525459.571,"d":"57,525,460"},{"v":167847.609,"d":"167,848"},{"v":59473451.07,"d":"59,473,451"},{"v":65463045,"d":"65,463,045"},{"v":26698592,"d":"26,698,592"},{"v":1545203.015,"d":"1,545,203"},{"v":39185,"d":"39,185"},{"v":554440.2,"d":"554,440"},0,{"v":73581.833,"d":"73,582"},{"v":-42,"d":"(42)"},{"v":182703343.083,"d":"182,703,343"},{"v":28837420.215,"d":"28,837,420"},{"v":2138828.215,"d":"2,138,828"},{"v":118785501.098,"d":"118,785,501"},{"v":92755262.2,"d":"92,755,262"},{"v":0.271935577210541,"d":"27.2%"},{"v":0.000793452790768042,"d":"0.1%"},{"v":0.281144164097673,"d":"28.1%"},{"v":0.309458300043011,"d":"30.9%"},{"v":0.126210152519821,"d":"12.6%"},{"v":0.00730451659013471,"d":"0.7%"},{"v":1.85236166255104E-4,"d":"0.0%"},{"v":2.62096151756318E-3,"d":"0.3%"},{"v":0,"d":"0.0%"},{"v":0.000347837607526945,"d":"0.0%"},{"v":0,"d":"0.0%"},{"v":0.863679133206226,"d":"86.4%"},{"v":0.136320866793774,"d":"13.6%"},{"v":0.010110714273953,"d":"1.0%"},{"v":0.56152534975335,"d":"56.2%"},{"v":0.43847465024665,"d":"43.8%"},{"v":37454392.431,"d":"37,454,392"},{"v":325142.162,"d":"325,142"},{"v":37935034.323,"d":"37,935,034"},0,0,{"v":657860.197,"d":"657,860"},0,0,0,0,0,{"v":0.490417718354416,"d":"49.0%"},{"v":0.00425732382446258,"d":"0.4%"},{"v":0.496711113727812,"d":"49.7%"},{"v":0,"d":"0.0%"},{"v":0,"d":"0.0%"},{"v":0.00861384409330905,"d":"0.9%"},{"v":0,"d":"0.0%"},{"v":0,"d":"0.0%"},{"v":0,"d":"0.0%"},{"v":0,"d":"0.0%"},{"v":0,"d":"0.0%"}]
[2020,"SRVC","SERC Virginia/Carolina",{"v":125469.2,"d":"125,469"},{"v":1463192882.299,"d":"1,463,192,882"},{"v":713217643.426,"d":"713,217,643"},{"v":3000201155.416,"d":"3,000,201,155"},{"v":1349924451.222,"d":"1,349,924,451"},{"v":326493675.153,"d":"326,493,675"},{"v":145070402.258,"d":"145,070,402"},{"v":46297.013,"d":"46,297"},{"v":24224.392,"d":"24,224"},{"v":28178.984,"d":"28,179"},{"v":101720863.988,"d":"101,720,864"},{"v":16295108.135,"d":"16,295,108"},{"v":2290311.879,"d":"2,290,312"},{"v":102238780.983,"d":"102,238,781"},"--",0.284,0.334,0.173,623.111,{"v":0.05,"d":"0.050"},0.007,626.283,"--",0.063,0.068,0.039,{"v":139.04,"d":"139.040"},{"v":0.0111366781045277,"d":"0.011"},{"v":0.00156528363875131,"d":"0.002"},{"v":139.747510010246,"d":"139.748"},"--",0.523,0.616,0.318,{"v":1148.922,"d":"1,148.922"},0.092,0.013,{"v":1154.772,"d":"1,154.772"},"--",1.279,8.455,0.157,{"v":0.47,"d":"0.470"},1.302,6.068,0.162,0.528,0.829,5.513,0.014,0.241,{"v":1964.896,"d":"1,964.896"},{"v":2260.165,"d":"2,260.165"},885.428,{"v":1182.734,"d":"1,182.734"},0.2261,0.0704,0.0165,0.0741,0.0331,0.0129,{"v":1.8E-3,"d":"0.0018"},0.0104,{"v":1980.303,"d":"1,980.303"},{"v":2265.776,"d":"2,265.776"},886.366,{"v":1187.651,"d":"1,187.651"},"--","--",0.127,0.607,0.021,0.057,0.128,0.464,0.021,0.062,0.083,0.396,{"v":2E-3,"d":"0.002"},0.029,195.588,162.263,118.789,144.778,0.0225,0.0051,0.0022,0.0091,{"v":3.3E-3,"d":"0.0033"},0.0009,0.0002,0.0013,197.122,162.666,118.914,{"v":145.38,"d":"145.380"},"--","--",0.684,{"v":0.75,"d":"0.750"},0.394,{"v":1323.895,"d":"1,323.895"},0.114,0.016,{"v":1331.259,"d":"1,331.259"},"--",{"v":40994163.173,"d":"40,994,163"},{"v":403528.925,"d":"403,529"},{"v":126857328.577,"d":"126,857,329"},{"v":127219904,"d":"127,219,904"},{"v":9492172,"d":"9,492,172"},{"v":8286265.599,"d":"8,286,266"},{"v":1522810,"d":"1,522,810"},{"v":11186922.85,"d":"11,186,923"},0,{"v":331317.576,"d":"331,318"},{"v":199264,"d":"199,264"},{"v":296005506.251,"d":"296,005,506"},{"v":30488170.449,"d":"30,488,170"},{"v":20995998.449,"d":"20,995,998"},{"v":177071867.85,"d":"177,071,868"},{"v":149421808.85,"d":"149,421,809"},{"v":0.125558827317405,"d":"12.6%"},{"v":0.00123594713710423,"d":"0.1%"},{"v":0.388544519021615,"d":"38.9%"},{"v":0.389655031870331,"d":"39.0%"},{"v":0.0290730653528764,"d":"2.9%"},{"v":0.0253795592084739,"d":"2.5%"},{"v":0.00466413320892349,"d":"0.5%"},{"v":0.0342638269845549,"d":"3.4%"},{"v":0,"d":"0.0%"},{"v":1.01477486286643E-3,"d":"0.1%"},{"v":0.000610315035850126,"d":"0.1%"},{"v":0.906619415245171,"d":"90.7%"},{"v":0.0933805847548287,"d":"9.3%"},{"v":0.0643075194019523,"d":"6.4%"},{"v":0.542343942583314,"d":"54.2%"},{"v":0.457656057416686,"d":"45.8%"},{"v":39945586.16,"d":"39,945,586"},{"v":83849.61,"d":"83,850"},{"v":59385466.466,"d":"59,385,466"},0,0,{"v":3359111.206,"d":"3,359,111"},0,0,0,0,0,{"v":0.388673992795238,"d":"38.9%"},{"v":0.000815863925056222,"d":"0.1%"},{"v":0.577825702018456,"d":"57.8%"},{"v":0,"d":"0.0%"},{"v":0,"d":"0.0%"},{"v":0.0326844412612494,"d":"3.3%"},{"v":0,"d":"0.0%"},{"v":0,"d":"0.0%"},{"v":0,"d":"0.0%"},{"v":0,"d":"0.0%"},{"v":0,"d":"0.0%"}]

{"sheet":"NRL20","index":7,"n_rows":11,"n_cols":164,"rows_kept":11}
["Data Year","NERC region acronym","NERC region name","NERC region nameplate capacity (MW)","NERC region annual heat input from combustion (MMBtu)","NERC region ozone season heat input from combustion (MMBtu)","NERC region total annual heat input (MMBtu)","NERC region total ozone season heat input (MMBtu)","NERC region annual net generation (MWh)","NERC region ozone season net generation (MWh)","NERC region annual NOx emissions (tons)","NERC region ozone season NOx emissions (tons)","NERC region annual SO2 emissions (tons)","NERC region annual CO2 emissions (tons)","NERC region annual CH4 emissions (lbs)","NERC region annual N2O emissions (lbs)","NERC region annual CO2 equivalent emissions (tons)","NERC region annual Hg emissions (lbs)","NERC region annual NOx total output emission rate (lb/MWh)","NERC region ozone season NOx total output emission rate (lb/MWh)","NERC region annual SO2 total output emission rate (lb/MWh)","NERC region annual CO2 total output emission rate (lb/MWh)","NERC region annual CH4 total output emission rate (lb/MWh)","NERC region annual N2O total output emission rate (lb/MWh)","NERC region annual CO2 equivalent total output emission rate (lb/MWh)","NERC region annual Hg total output emission rate (lb/MWh)","NERC region annual NOx input emission rate (lb/MMBtu)","NERC region ozone season NOx input emission rate (lb/MMBtu)","NERC region annual SO2 input emission rate (lb/MMBtu)","NERC region annual CO2 input emission rate (lb/MMBtu)","NERC region annual CH4 input emission rate (lb/MMBtu)","NERC region annual N2O input emission rate (lb/MMBtu)","NERC region annual CO2 equivalent input emission rate (lb/MMBtu)","NERC region annual Hg input emission rate (lb/MMBtu)","NERC region annual NOx combustion output emission rate (lb/MWh)","NERC region ozone season NOx combustion output emission rate (lb/MWh)","NERC region annual SO2 combustion output emission rate (lb/MWh)","NERC region annual CO2 combustion output emission rate (lb/MWh)","NERC region annual CH4 combustion output emission rate (lb/GWh)","NERC region annual N2O combustion output emission rate (lb/MWh)","NERC region annual CO2 equivalent combustion output emission rate (lb/MWh)","NERC region annual Hg combustion output emission rate (lb/MWh)","NERC region annual NOx coal output emission rate (lb/MWh)","NERC region annual NOx oil output emission rate (lb/MWh)","NERC region annual NOx gas output emission rate (lb/MWh)","NERC region annual NOx fossil fuel output emission rate (lb/MWh)","NERC region ozone season NOx coal output emission rate (lb/MWh)","NERC region ozone season NOx oil output emission rate (lb/MWh)","NERC region ozone season NOx gas output emission rate (lb/MWh)","NERC region ozone season NOx fossil fuel output emission rate (lb/MWh)","NERC region annual SO2 coal output emission rate (lb/MWh)","NERC region annual SO2 oil output emission rate (lb/MWh)","NERC region annual SO2 gas output emission rate (lb/MWh)","NERC region annual SO2 fossil fuel output emission rate (lb/MWh)","NERC region annual CO2 coal output emission rate (lb/MWh)","NERC region annual CO2 oil output emission rate (lb/MWh)","NERC region annual CO2 gas output emission rate (lb/MWh)","NERC region annual CO2 fossil fuel output emission rate (lb/MWh)","NERC region annual CH4 coal output emission rate (lb/MWh)","NERC region annual CH4 oil output emission rate (lb/MWh)","NERC region annual CH4 gas output emission rate (lb/MWh)","NERC region annual CH4 fossil fuel output emission rate (lb/MWh)","NERC region annual N2O coal output emission rate (lb/MWh)","NERC region annual N2O oil output emission rate (lb/MWh)","NERC region annual N2O gas output emission rate (lb/MWh)","NERC region annual N2O fossil fuel output emission rate (lb/MWh)","NERC region annual CO2 equivalent coal output emission rate (lb/MWh)","NERC region annual CO2 equivalent oil output emission rate (lb/MWh)","NERC region annual CO2 equivalent gas output emission rate (lb/MWh)","NERC region annual CO2 equivalent fossil fuel output emission rate (lb/MWh)","NERC region annual Hg coal output emission rate (lb/MWh)","NERC region annual Hg fossil fuel output emission rate (lb/MWh)","NERC region annual NOx coal input emission rate (lb/MMBtu)","NERC region annual NOx oil input emission rate (lb/MMBtu)","NERC region annual NOx gas input emission rate (lb/MMBtu)","NERC region annual NOx fossil fuel input emission rate (lb/MMBtu)","NERC region ozone season NOx coal input emission rate (lb/MMBtu)","NERC region ozone season NOx oil input emission rate (lb/MMBtu)","NERC region ozone season NOx gas input emission rate (lb/MMBtu)","NERC region ozone season NOx fossil fuel input emission rate (lb/MMBtu)","NERC region annual SO2 coal input emission rate (lb/MMBtu)","NERC region annual SO2 oil input emission rate (lb/MMBtu)","NERC region annual SO2 gas input emission rate (lb/MMBtu)","NERC region annual SO2 fossil fuel input emission rate (lb/MMBtu)","NERC region annual CO2 coal input emission rate (lb/MMBtu)","NERC region annual CO2 oil input emission rate (lb/MMBtu)","NERC region annual CO2 gas input emission rate (lb/MMBtu)","NERC region annual CO2 fossil fuel input emission rate (lb/MMBtu)","NERC region annual CH4 coal input emission rate (lb/MMBtu)","NERC region annual CH4 oil input emission rate (lb/MMBtu)","NERC region annual CH4 gas input emission rate (lb/MMBtu)","NERC region annual CH4 fossil fuel input emission rate (lb/MMBtu)","NERC region annual N2O coal input emission rate (lb/MMBtu)","NERC region annual N2O oil input emission rate (lb/MMBtu)","NERC region annual N2O gas input emission rate (lb/MMBtu)","NERC region annual N2O fossil fuel input emission rate (lb/MMBtu)","NERC region annual CO2 equivalent coal input emission rate (lb/MMBtu)","NERC region annual CO2 equivalent oil input emission rate (lb/MMBtu)","NERC region annual CO2 equivalent gas input emission rate (lb/MMBtu)","NERC region annual CO2 equivalent fossil fuel input emission rate (lb/MMBtu)","NERC region annual Hg coal input emission rate (lb/BBtu)","NERC region annual Hg fossil fuel input emission rate (lb/MMBtu)","NERC region annual NOx non-baseload output emission rate (lb/MWh)","NERC region ozone season NOx non-baseload output emission rate (lb/MWh)","NERC region annual SO2 non-baseload output emission rate (lb/MWh) ","NERC region annual CO2 non-baseload output emission rate (lb/MWh) ","NERC region annual CH4 non-baseload output emission rate (lb/MWh)","NERC region annual N2O non-baseload output emission rate (lb/MWh)","NERC region annual CO2 equivalent non-baseload output emission rate (lb/MWh)","NERC region annual Hg non-baseload output emission rate (lb/MWh)","NERC region annual coal net generation (MWh)","NERC region annual oil net generation (MWh)","NERC region annual gas net generation (MWh)","NERC region annual nuclear net generation (MWh)","NERC region annual hydro net generation (MWh)","NERC region annual biomass net generation (MWh)","NERC region annual wind net generation (MWh)","NERC region annual solar net generation (MWh)","NERC region annual geothermal net generation (MWh)","NERC region annual other fossil net generation (MWh)","NERC region annual other unknown/ purchased fuel net generation (MWh)","NERC region annual total nonrenewables net generation (MWh)","NERC region annual total renewables net generation (MWh)","NERC region annual total nonhydro renewables net generation (MWh)","NERC region annual total combustion net generation (MWh)","NERC region annual total noncombustion net generation (MWh)","NERC region coal generation percent (resource mix)","NERC region oil generation percent (resource mix)","NERC region gas generation percent (resource mix)","NERC region nuclear generation percent (resource mix)","NERC region hydro generation percent (resource mix)","NERC region biomass generation percent (resource mix)","NERC region wind generation percent (resource mix)","NERC region solar generation percent (resource mix)","NERC region geothermal generation percent (resource mix)","NERC region other fossil generation percent (resource mix)","NERC region other unknown/ purchased fuel generation percent (resource mix)","NERC region total nonrenewables generation percent (resource mix)","NERC region total renewables generation percent (resource mix)","NERC region total nonhydro renewables generation percent (resource mix)","NERC region total combustion generation percent (resource mix)","NERC region total noncombustion generation percent (resource mix)","NERC region annual nonbaseload coal net generation (MWh)","NERC region annual nonbaseload oil net generation (MWh)","NERC region annual nonbaseload gas net generation (MWh)","NERC region annual nonbaseload nuclear net generation (MWh)","NERC region annual nonbaseload hydro net generation (MWh)","NERC region annual nonbaseload biomass net generation (MWh)","NERC region annual nonbaseload wind net generation (MWh)","NERC region annual nonbaseload solar net generation (MWh)","NERC region annual nonbaseload geothermal net generation (MWh)","NERC region annual nonbaseload other fossil net generation (MWh)","NERC region annual nonbaseload other unknown/ purchased fuel net generation (MWh)","NERC region nonbaseload coal generation percent (resource mix)","NERC region nonbaseload oil generation percent (resource mix)","NERC region nonbaseload gas generation percent (resource mix)","NERC region nonbaseload nuclear generation percent (resource mix)","NERC region nonbaseload hydro generation percent (resource mix)","NERC region nonbaseload biomass generation percent (resource mix)","NERC region nonbaseload wind generation percent (resource mix)","NERC region nonbaseload solar generation percent (resource mix)","NERC region nonbaseload geothermal generation percent (resource mix)","NERC region nonbaseload other fossil generation percent (resource mix)","NERC region nonbaseload other unknown/ purchased fuel generation percent (resource mix)"]
["YEAR","NERC","NERCNAME","NRNAMEPCAP","NRHTIAN","NRHTIOZ","NRHTIANT","NRHTIOZT","NRNGENAN","NRNGENOZ","NRNOXAN","NRNOXOZ","NRSO2AN","NRCO2AN","NRCH4AN","NRN2OAN","NRCO2EQA","NRHGAN","NRNOXRTA","NRNOXRTO","NRSO2RTA","NRCO2RTA","NRCH4RTA","NRN2ORTA","NRC2ERTA","NRHGRTA","NRNOXRA","NRNOXRO","NRSO2RA","NRCO2RA","NRCH4RA","NRN2ORA","NRC2ERA","NRHGRA","NRNOXCRT","NRNOXCRO","NRSO2CRT","NRCO2CRT","NRCH4CRT","NRN2OCRT","NRC2ECRT","NRHGCRT","NRCNOXRT","NRONOXRT","NRGNOXRT","NRFSNXRT","NRCNXORT","NRONXORT","NRGNXORT","NRFSNORT","NRCSO2RT","NROSO2RT","NRGSO2RT","NRFSS2RT","NRCCO2RT","NROCO2RT","NRGCO2RT","NRFSC2RT","NRCCH4RT","NROCH4RT","NRGCH4RT","NRFCH4RT","NRCN2ORT","NRON2ORT","NRGN2ORT","NRFN2ORT","NRCC2ERT","NROC2ERT","NRGC2ERT","NRFSC2ERT","NRCHGRT","NRFSHGRT","NRCNOXR","NRONOXR","NRGNOXR","NRFSNXR","NRCNXOR","NRONXOR","NRGNXOR","NRFSNOR","NRCSO2R","NROSO2R","NRGSO2R","NRFSS2R","NRCCO2R","NROCO2R","NRGCO2R","NRFSC2R","NRCCH4R","NROCH4R","NRGCH4R","NRFCH4R","NRCN2OR","NRON2OR","NRGN2OR","NRFN2OR","NRCC2ER","NROC2ER","NRGC2ER","NRFSC2ER","NRCHGR","NRFSHGR","NRNBNOX","NRNBNXO","NRNBSO2","NRNBCO2","NRNBCH4","NRNBN2O","NRNBC2E","NRNBHG","NRGENACL","NRGENAOL","NRGENAGS","NRGENANC","NRGENAHY","NRGENABM","NRGENAWI","NRGENAOP","NRGENAGT","NRGENAOF","SumOfPLGENAOP","NRGENATN","NRGENATR","NRGENATH","NRGENACY","NRGENACN","NRCLPR","NROLPR","NRGSPR","NRNCPR","NRHYPR","NRBMPR","NRWIPR","NRSOPR","NRGTPR","NROFPR","NROPPR","NRTNPR","NRTRPR","NRTHPR","NRCYPR","NRCNPR","NRNBGNCL","NRNBGNOL","NRNBGNGS","NRNBGNNC","NRNBGNHY","NRNBGNBM","NRNBGNWI","NRNBGNSO","NRNBGNGT","NRNBGNOF","NRNBGNOP","NRNBCLPR","NRNBOLPR","NRNBGSPR","NRNBNCPR","NRNBHYPR","NRNBBMPR","NRNBWIPR","NRNBSOPR","NRNBGTPR","NRNBOFPR","NRNBOPPR"]
[2020,"AK","Alaska",{"v":3533.8,"d":"3,534"},{"v":40667726.218,"d":"40,667,726"},{"v":15552759.073,"d":"15,552,759"},{"v":56242312.196,"d":"56,242,312"},{"v":22551179.041,"d":"22,551,179"},{"v":6156046.989,"d":"6,156,047"},{"v":2467215.997,"d":"2,467,216"},{"v":20158.696,"d":"20,159"},{"v":7943.071,"d":"7,943"},{"v":1826.382,"d":"1,826"},{"v":2956954.047,"d":"2,956,954"},{"v":504434.774,"d":"504,435"},{"v":70499.486,"d":"70,499"},{"v":2973763.909,"d":"2,973,764"},"--",6.549,6.439,0.593,960.666,0.082,0.011,966.128,"--",0.991,1.021,{"v":0.09,"d":"0.090"},{"v":145.42,"d":"145.420"},{"v":0.0124038106112933,"d":"0.012"},{"v":1.7335487512158E-3,"d":"0.002"},{"v":146.246873654017,"d":"146.247"},"--",9.203,9.048,0.834,{"v":1349.869,"d":"1,349.869"},0.115,0.016,{"v":1357.543,"d":"1,357.543"},"--",1.262,16.962,8.623,9.249,1.278,16.979,8.657,9.568,1.476,{"v":2.54,"d":"2.540"},0.028,0.835,{"v":2306.088,"d":"2,306.088"},{"v":1548.476,"d":"1,548.476"},{"v":1025.613,"d":"1,025.613"},{"v":1358.733,"d":"1,358.733"},0.2589,0.2701,0.0194,0.1159,0.0377,0.0386,{"v":1.9E-3,"d":"0.0019"},0.0162,{"v":2323.807,"d":"2,323.807"},{"v":1566.741,"d":"1,566.741"},{"v":1026.677,"d":"1,026.677"},{"v":1366.459,"d":"1,366.459"},"--","--",0.116,1.814,0.983,{"v":1,"d":"1.000"},{"v":0.12,"d":"0.120"},1.801,0.979,1.031,0.136,0.272,0.003,{"v":0.09,"d":"0.090"},212.831,165.582,116.889,{"v":146.87,"d":"146.870"},0.0239,0.0289,0.0022,0.0125,0.0035,0.0041,0.0002,{"v":1.8E-3,"d":"0.0018"},{"v":214.466,"d":"214.4660"},{"v":167.536,"d":"167.5360"},{"v":117.01,"d":"117.0100"},147.705,"--","--",{"v":9.65,"d":"9.650"},10.177,0.952,{"v":1348.656,"d":"1,348.656"},0.116,0.016,{"v":1356.443,"d":"1,356.443"},"--",{"v":721788.941,"d":"721,789"},{"v":982938.059,"d":"982,938"},{"v":2640759.78,"d":"2,640,760"},0,{"v":1646417,"d":"1,646,417"},{"v":39064.658,"d":"39,065"},{"v":128533,"d":"128,533"},0,0,0,{"v":-3454,"d":"(3,454)"},{"v":4342032.78,"d":"4,342,033"},{"v":1814014.658,"d":"1,814,015"},{"v":167597.658,"d":"167,598"},{"v":4381097.438,"d":"4,381,097"},{"v":1774950,"d":"1,774,950"},{"v":0.117183013635981,"d":"11.7%"},{"v":0.159580782453581,"d":"16.0%"},{"v":0.42872946886712,"d":"42.9%"},{"v":0,"d":"0.0%"},{"v":0.267297120809601,"d":"26.7%"},{"v":0.00634217856643351,"d":"0.6%"},{"v":0.0208674356672827,"d":"2.1%"},{"v":0,"d":"0.0%"},{"v":0,"d":"0.0%"},{"v":0,"d":"0.0%"},{"v":0,"d":"0.0%"},{"v":0.70532802479681,"d":"70.5%"},{"v":0.29467197520319,"d":"29.5%"},{"v":0.0272096142337162,"d":"2.7%"},{"v":0.711673761796635,"d":"71.2%"},{"v":0.288326238203365,"d":"28.8%"},{"v":411980.70033677,"d":"411,981"},{"v":813861.635802031,"d":"813,862"},{"v":1642257.90788335,"d":"1,642,258"},0,0,{"v":26834.7348951095,"d":"26,835"},0,0,0,0,0,{"v":0.142310864781791,"d":"14.2%"},{"v":0.281132958677512,"d":"28.1%"},{"v":0.567286629870206,"d":"56.7%"},{"v":0,"d":"0.0%"},{"v":0,"d":"0.0%"},{"v":0.00926954667049069,"d":"0.9%"},{"v":0,"d":"0.0%"},{"v":0,"d":"0.0%"},{"v":0,"d":"0.0%"},{"v":0,"d":"0.0%"},{"v":0,"d":"0.0%"}]
[2020,"HI","Hawaii",{"v":4136.9,"d":"4,137"},{"v":84712916.572,"d":"84,712,917"},{"v":34395481.355,"d":"34,395,481"},{"v":95020748.566,"d":"95,020,749"},{"v":39171587.36,"d":"39,171,587"},{"v":9069239.997,"d":"9,069,240"},{"v":3771235.41,"d":"3,771,235"},{"v":21978.69,"d":"21,979"},{"v":8818.46,"d":"8,818"},{"v":27211.712,"d":"27,212"},{"v":6870958.663,"d":"6,870,959"},{"v":1446697.167,"d":"1,446,697"},{"v":222186.011,"d":"222,186"},{"v":6922105.756,"d":"6,922,106"},"--",4.847,4.677,6.001,{"v":1515.223,"d":"1,515.223"},{"v":0.16,"d":"0.160"},0.024,{"v":1526.502,"d":"1,526.502"},"--",0.519,0.513,0.642,162.217,{"v":0.0170776456004842,"d":"0.017"},{"v":0.00262281149075015,"d":"0.003"},{"v":163.425036844687,"d":"163.425"},"--",5.568,5.373,6.894,{"v":1740.741,"d":"1,740.741"},0.183,0.028,{"v":1753.699,"d":"1,753.699"},"--",2.806,6.165,{"v":0,"d":"0.000"},5.621,2.796,6.041,{"v":0,"d":"0.000"},5.525,5.961,7.608,{"v":0,"d":"0.000"},7.341,{"v":2378.89,"d":"2,378.890"},{"v":1649.512,"d":"1,649.512"},{"v":0,"d":"0.000"},{"v":1767.631,"d":"1,767.631"},0.2808,{"v":0.09,"d":"0.0900"},{"v":0,"d":"0.0000"},0.1209,0.0407,0.0163,{"v":0,"d":"0.0000"},0.0202,{"v":2398.048,"d":"2,398.048"},{"v":1656.615,"d":"1,656.615"},{"v":0,"d":"0.000"},{"v":1776.687,"d":"1,776.687"},"--","--",0.252,{"v":0.61,"d":"0.610"},{"v":0,"d":"0.000"},0.547,0.252,0.597,{"v":0,"d":"0.000"},0.537,0.536,0.752,{"v":0,"d":"0.000"},0.714,213.892,163.129,{"v":0,"d":"0.000"},172.027,0.0252,0.0089,{"v":0,"d":"0.0000"},0.0118,0.0037,0.0016,{"v":0,"d":"0.0000"},{"v":2E-3,"d":"0.0020"},{"v":215.615,"d":"215.6150"},{"v":163.831,"d":"163.8310"},{"v":0,"d":"0.0000"},172.908,"--","--",6.388,6.273,7.114,{"v":1696.584,"d":"1,696.584"},0.164,0.026,{"v":1708.349,"d":"1,708.349"},"--",{"v":1165146.704,"d":"1,165,147"},{"v":6149205.338,"d":"6,149,205"},0,0,{"v":98820,"d":"98,820"},{"v":455049.899,"d":"455,050"},{"v":582459,"d":"582,459"},{"v":484030,"d":"484,030"},{"v":9640,"d":"9,640"},{"v":2874.045,"d":"2,874"},{"v":122015.4,"d":"122,015"},{"v":7439241.487,"d":"7,439,241"},{"v":1629998.899,"d":"1,629,999"},{"v":1531178.899,"d":"1,531,179"},{"v":7894291.386,"d":"7,894,291"},{"v":1174949,"d":"1,174,949"},{"v":0.128472358699259,"d":"12.8%"},{"v":0.67802870761838,"d":"67.8%"},{"v":0,"d":"0.0%"},{"v":0,"d":"0.0%"},{"v":0.0108961716520985,"d":"1.1%"},{"v":0.0501750840900029,"d":"5.0%"},{"v":0.0642235705758919,"d":"6.4%"},{"v":0.0533705116855417,"d":"5.3%"},{"v":1.06293356330934E-3,"d":"0.1%"},{"v":0.000316900300099731,"d":"0.0%"},{"v":0.0134537618154165,"d":"1.3%"},{"v":0.820271728433156,"d":"82.0%"},{"v":0.179728271566844,"d":"18.0%"},{"v":0.168832099914746,"d":"16.9%"},{"v":0.870446812523159,"d":"87.0%"},{"v":0.129553187476841,"d":"13.0%"},{"v":264789.860178562,"d":"264,790"},{"v":4114810.88099628,"d":"4,114,811"},0,0,0,{"v":280873.997965813,"d":"280,874"},0,0,0,0,0,{"v":0.0568160702502566,"d":"5.7%"},{"v":0.882916679375675,"d":"88.3%"},{"v":0,"d":"0.0%"},{"v":0,"d":"0.0%"},{"v":0,"d":"0.0%"},{"v":0.0602672503740689,"d":"6.0%"},{"v":0,"d":"0.0%"},{"v":0,"d":"0.0%"},{"v":0,"d":"0.0%"},{"v":0,"d":"0.0%"},{"v":0,"d":"0.0%"}]
[2020,"MRO","Midwest Reliability Organization",{"v":189821.5,"d":"189,822"},{"v":2318811233.055,"d":"2,318,811,233"},{"v":1107710154.972,"d":"1,107,710,155"},{"v":4121673571.232,"d":"4,121,673,571"},{"v":1809631343.818,"d":"1,809,631,344"},{"v":435896175.976,"d":"435,896,176"},{"v":189072358.382,"d":"189,072,358"},{"v":140991.68,"d":"140,992"},{"v":66059.483,"d":"66,059"},{"v":145832.465,"d":"145,832"},{"v":203514820.965,"d":"203,514,821"},{"v":38164786.934,"d":"38,164,787"},{"v":5491889.904,"d":"5,491,890"},{"v":204810172.391,"d":"204,810,172"},"--",0.647,0.699,0.669,933.777,0.088,0.013,{"v":939.72,"d":"939.720"},"--",0.122,0.119,0.126,175.534,{"v":0.0164587726633179,"d":"0.016"},{"v":0.00236840749506139,"d":"0.002"},{"v":176.651009337371,"d":"176.651"},"--",1.188,1.284,1.229,{"v":1715.339,"d":"1,715.339"},0.161,0.023,{"v":1726.257,"d":"1,726.257"},"--",1.518,4.577,0.606,1.165,1.494,5.545,0.637,1.161,1.999,1.432,0.024,1.223,{"v":2209.383,"d":"2,209.383"},{"v":1428.862,"d":"1,428.862"},{"v":1015.415,"d":"1,015.415"},{"v":1740.048,"d":"1,740.048"},0.2488,0.1434,{"v":0.019,"d":"0.0190"},0.1584,0.0362,0.0218,{"v":2E-3,"d":"0.0020"},0.0227,{"v":2226.38,"d":"2,226.380"},{"v":1438.946,"d":"1,438.946"},{"v":1016.477,"d":"1,016.477"},{"v":1750.78,"d":"1,750.780"},"--","--",0.143,0.495,0.071,0.119,{"v":0.14,"d":"0.140"},0.526,0.073,0.117,0.189,0.155,0.003,0.125,208.368,154.511,118.804,177.677,0.0235,0.0155,0.0022,0.0162,0.0034,0.0024,0.0002,{"v":2.3E-3,"d":"0.0023"},{"v":209.971,"d":"209.9710"},{"v":155.601,"d":"155.6010"},{"v":118.928,"d":"118.9280"},178.773,"--","--",1.224,1.232,1.155,{"v":1708.445,"d":"1,708.445"},0.154,0.022,{"v":1718.881,"d":"1,718.881"},"--",{"v":135581887.045,"d":"135,581,887"},{"v":469528.07,"d":"469,528"},{"v":96644682.658,"d":"96,644,683"},{"v":34353184,"d":"34,353,184"},{"v":20458235.13,"d":"20,458,235"},{"v":3902335.374,"d":"3,902,335"},{"v":141405768,"d":"141,405,768"},{"v":2390831.53,"d":"2,390,832"},0,{"v":340243.877,"d":"340,244"},{"v":349480.386,"d":"349,480"},{"v":267739006.036,"d":"267,739,006"},{"v":168157170.034,"d":"168,157,170"},{"v":147698934.904,"d":"147,698,935"},{"v":237288157.41,"d":"237,288,157"},{"v":198608018.66,"d":"198,608,019"},{"v":0.31104169866181,"d":"31.1%"},{"v":0.00107715574436377,"d":"0.1%"},{"v":0.221714912778863,"d":"22.2%"},{"v":0.0788104734244865,"d":"7.9%"},{"v":0.0469337338869305,"d":"4.7%"},{"v":0.00895244232051563,"d":"0.9%"},{"v":0.324402405350057,"d":"32.4%"},{"v":0.00548486465643154,"d":"0.5%"},{"v":0,"d":"0.0%"},{"v":0.00078056173850298,"d":"0.1%"},{"v":0.000801751438039405,"d":"0.1%"},{"v":0.614226553786065,"d":"61.4%"},{"v":0.385773446213935,"d":"38.6%"},{"v":0.338839712327004,"d":"33.9%"},{"v":0.544368522682094,"d":"54.4%"},{"v":0.455631477317905,"d":"45.6%"},{"v":83465857.0645356,"d":"83,465,857"},{"v":351576.24978653,"d":"351,576"},{"v":59694345.007173,"d":"59,694,345"},0,0,{"v":1838296.9832691,"d":"1,838,297"},0,0,0,{"v":63898,"d":"63,898"},0,{"v":0.57398787178179,"d":"57.4%"},{"v":0.00241776111192342,"d":"0.2%"},{"v":0.410513127800059,"d":"41.1%"},{"v":0,"d":"0.0%"},{"v":0,"d":"0.0%"},{"v":0.0126418179868885,"d":"1.3%"},{"v":0,"d":"0.0%"},{"v":0,"d":"0.0%"},{"v":0,"d":"0.0%"},{"v":0.000439421319339649,"d":"0.0%"},{"v":0,"d":"0.0%"}]
[2020,"NPCC","Northeast Power Coordinating Council",{"v":104415.8,"d":"104,416"},{"v":942107843.792,"d":"942,107,844"},{"v":462567891.833,"d":"462,567,892"},{"v":2029745945.015,"d":"2,029,745,945"},{"v":899270315.973,"d":"899,270,316"},{"v":226235838.64,"d":"226,235,839"},{"v":100835057.897,"d":"100,835,058"},{"v":31097.547,"d":"31,098"},{"v":14092.486,"d":"14,092"},{"v":6001.422,"d":"6,001"},{"v":52423278.332,"d":"52,423,278"},{"v":10832494.37,"d":"10,832,494"},{"v":1393682.198,"d":"1,393,682"},{"v":52765276.41,"d":"52,765,276"},"--",0.275,{"v":0.28,"d":"0.280"},0.053,463.439,0.048,0.006,466.463,"--",0.066,0.061,0.013,111.289,{"v":0.0114981468856039,"d":"0.011"},{"v":1.4793234205443E-3,"d":"0.001"},{"v":112.015363756274,"d":"112.015"},"--",0.538,0.547,0.104,907.584,0.094,0.012,913.505,"--",3.149,{"v":4.67,"d":"4.670"},0.257,{"v":0.29,"d":"0.290"},6.251,4.713,0.262,0.287,4.058,1.653,0.012,0.032,{"v":2339.802,"d":"2,339.802"},{"v":1698.407,"d":"1,698.407"},889.505,898.007,0.2792,0.0652,0.0169,0.0178,0.0407,0.0135,0.0017,{"v":1.9E-3,"d":"0.0019"},{"v":2358.899,"d":"2,358.899"},{"v":1704.059,"d":"1,704.059"},890.439,899.016,"--","--",0.276,0.386,0.034,0.039,0.438,0.288,0.034,0.037,0.355,0.137,{"v":2E-3,"d":"0.002"},0.004,204.866,140.245,118.841,119.382,0.0244,0.0054,{"v":2.3E-3,"d":"0.0023"},0.0024,0.0036,0.0011,0.0002,0.0003,{"v":206.539,"d":"206.5390"},{"v":140.712,"d":"140.7120"},{"v":118.966,"d":"118.9660"},119.516,"--","--",0.444,0.414,{"v":0.09,"d":"0.090"},{"v":947.76,"d":"947.760"},{"v":0.05,"d":"0.050"},0.006,950.868,"--",{"v":308572.196,"d":"308,572"},{"v":498843.186,"d":"498,843"},{"v":104462326.667,"d":"104,462,327"},{"v":64010127,"d":"64,010,127"},{"v":35503346.06,"d":"35,503,346"},{"v":10023379.283,"d":"10,023,379"},{"v":8280119.04,"d":"8,280,119"},{"v":2919550.65,"d":"2,919,551"},0,{"v":148157.948,"d":"148,158"},{"v":81418,"d":"81,418"},{"v":169509444.997,"d":"169,509,445"},{"v":56726395.033,"d":"56,726,395"},{"v":21223048.973,"d":"21,223,049"},{"v":115522697.28,"d":"115,522,697"},{"v":110713142.75,"d":"110,713,143"},{"v":0.00136394037283872,"d":"0.1%"},{"v":0.002204969760467,"d":"0.2%"},{"v":0.46174083935219,"d":"46.2%"},{"v":0.282935396051801,"d":"28.3%"},{"v":0.156930688149553,"d":"15.7%"},{"v":0.044305001725946,"d":"4.4%"},{"v":0.0365995018247419,"d":"3.7%"},{"v":0.0129048989303059,"d":"1.3%"},{"v":0,"d":"0.0%"},{"v":0.000654882745281886,"d":"0.1%"},{"v":0.000359881086874668,"d":"0.0%"},{"v":0.749259909369454,"d":"74.9%"},{"v":0.250740090630546,"d":"25.1%"},{"v":0.0938094024809938,"d":"9.4%"},{"v":0.510629515043598,"d":"51.1%"},{"v":0.489370484956402,"d":"48.9%"},{"v":274247,"d":"274,247"},{"v":553093.396317957,"d":"553,093"},{"v":60239502.1907177,"d":"60,239,502"},0,0,{"v":2585442.30145571,"d":"2,585,442"},0,0,0,0,0,{"v":0.00430851776146665,"d":"0.4%"},{"v":0.00868929367244064,"d":"0.9%"},{"v":0.946383971859733,"d":"94.6%"},{"v":0,"d":"0.0%"},{"v":0,"d":"0.0%"},{"v":0.04061821670636,"d":"4.1%"},{"v":0,"d":"0.0%"},{"v":0,"d":"0.0%"},{"v":0,"d":"0.0%"},{"v":0,"d":"0.0%"},{"v":0,"d":"0.0%"}]
[2020,"PR","Puerto Rico",{"v":6448.6,"d":"6,449"},{"v":180694810.736,"d":"180,694,811"},{"v":80651628.797,"d":"80,651,629"},{"v":184458370.736,"d":"184,458,371"},{"v":82455905.797,"d":"82,455,906"},{"v":18215877.993,"d":"18,215,878"},{"v":8266433.006,"d":"8,266,433"},{"v":35615.203,"d":"35,615"},{"v":16051.039,"d":"16,051"},{"v":39090.355,"d":"39,090"},{"v":14592589.954,"d":"14,592,590"},{"v":1548626.968,"d":"1,548,627"},{"v":255963.881,"d":"255,964"},{"v":14650086.408,"d":"14,650,086"},"--",{"v":3.91,"d":"3.910"},3.883,4.292,{"v":1602.184,"d":"1,602.184"},0.085,0.014,{"v":1608.496,"d":"1,608.496"},"--",0.394,0.398,0.433,161.516,{"v":0.00857040089691665,"d":"0.009"},{"v":0.00141655357980352,"d":"0.001"},{"v":162.15281831645,"d":"162.153"},"--",4.005,3.977,4.395,{"v":1640.826,"d":"1,640.826"},0.087,0.014,{"v":1647.291,"d":"1,647.291"},"--",2.447,5.126,2.356,3.987,2.423,4.865,2.394,3.964,{"v":1.91,"d":"1.910"},6.958,0.035,4.396,{"v":2176.33,"d":"2,176.330"},{"v":1726.721,"d":"1,726.721"},{"v":1056.883,"d":"1,056.883"},{"v":1640.553,"d":"1,640.553"},0.2563,0.0653,0.0196,0.0871,0.0373,0.0128,{"v":2E-3,"d":"0.0020"},0.0144,{"v":2193.847,"d":"2,193.847"},{"v":1732.176,"d":"1,732.176"},{"v":1057.957,"d":"1,057.957"},{"v":1647.017,"d":"1,647.017"},"--","--",0.231,0.485,0.266,0.393,0.232,0.469,0.272,0.396,0.181,0.658,0.004,0.433,205.912,163.242,119.242,161.515,0.0243,0.0062,0.0022,{"v":8.6E-3,"d":"0.0086"},0.0035,0.0012,0.0002,{"v":1.4E-3,"d":"0.0014"},{"v":207.569,"d":"207.5690"},{"v":163.758,"d":"163.7580"},{"v":119.363,"d":"119.3630"},162.152,"--","--",4.597,4.503,5.545,{"v":1673.322,"d":"1,673.322"},{"v":0.07,"d":"0.070"},0.013,{"v":1678.811,"d":"1,678.811"},"--",{"v":3065857,"d":"3,065,857"},{"v":9096815.719,"d":"9,096,816"},{"v":5627109.21,"d":"5,627,109"},0,0,0,{"v":142234,"d":"142,234"},{"v":286758.65,"d":"286,759"},0,0,{"v":-2897,"d":"(2,897)"},{"v":17786884.929,"d":"17,786,885"},{"v":428992.65,"d":"428,993"},{"v":428992.65,"d":"428,993"},{"v":17786884.929,"d":"17,786,885"},{"v":428992.65,"d":"428,993"},{"v":0.168280088581473,"d":"16.8%"},{"v":0.499309966186502,"d":"49.9%"},{"v":0.308863210618245,"d":"30.9%"},{"v":0,"d":"0.0%"},{"v":0,"d":"0.0%"},{"v":0,"d":"0.0%"},{"v":0.00780700147439922,"d":"0.8%"},{"v":0.0157397331393811,"d":"1.6%"},{"v":0,"d":"0.0%"},{"v":0,"d":"0.0%"},{"v":0,"d":"0.0%"},{"v":0.976449520582277,"d":"97.6%"},{"v":0.0235504794177229,"d":"2.4%"},{"v":0.0235467346137803,"d":"2.4%"},{"v":0.976449520582277,"d":"97.6%"},{"v":0.0235504794177229,"d":"2.4%"},{"v":581273.70478967,"d":"581,274"},{"v":7805958.34074942,"d":"7,805,958"},{"v":1712360.81256364,"d":"1,712,361"},0,0,0,0,0,0,0,0,{"v":0.0575541720301452,"d":"5.8%"},{"v":0.772898318815578,"d":"77.3%"},{"v":0.169547509154276,"d":"17.0%"},{"v":0,"d":"0.0%"},{"v":0,"d":"0.0%"},{"v":0,"d":"0.0%"},{"v":0,"d":"0.0%"},{"v":0,"d":"0.0%"},{"v":0,"d":"0.0%"},{"v":0,"d":"0.0%"},{"v":0,"d":"0.0%"}]
[2020,"RFC","Reliability First Corporation",{"v":334640.2,"d":"334,640"},{"v":4961072524.6,"d":"4,961,072,525"},{"v":2307820669.041,"d":"2,307,820,669"},{"v":8156717138.303,"d":"8,156,717,138"},{"v":3618679540.929,"d":"3,618,679,541"},{"v":875830873.377,"d":"875,830,873"},{"v":383265768.148,"d":"383,265,768"},{"v":217282.55,"d":"217,283"},{"v":91807.25,"d":"91,807"},{"v":236530.657,"d":"236,531"},{"v":394206160.845,"d":"394,206,161"},{"v":66014111.782,"d":"66,014,112"},{"v":9303971.725,"d":"9,303,972"},{"v":396412524.306,"d":"396,412,524"},"--",0.496,0.479,{"v":0.54,"d":"0.540"},900.188,0.075,0.011,905.226,"--",0.088,{"v":0.08,"d":"0.080"},0.095,{"v":158.92,"d":"158.920"},{"v":0.0133064194193215,"d":"0.013"},{"v":0.00187539522529963,"d":"0.002"},{"v":159.809203489909,"d":"159.809"},"--",0.769,0.742,0.837,{"v":1394.796,"d":"1,394.796"},0.117,0.016,{"v":1402.603,"d":"1,402.603"},"--",1.397,1.986,0.269,0.736,1.241,1.649,0.288,0.689,2.032,1.414,0.015,0.839,{"v":2185.795,"d":"2,185.795"},{"v":1642.1,"d":"1,642.100"},882.053,{"v":1413.289,"d":"1,413.289"},0.2476,0.0408,0.0165,{"v":0.11,"d":"0.1100"},{"v":0.036,"d":"0.0360"},0.0068,0.0017,0.0156,{"v":2202.713,"d":"2,202.713"},{"v":1645.146,"d":"1,645.146"},882.953,{"v":1420.672,"d":"1,420.672"},"--","--",0.131,0.189,0.036,0.084,0.116,0.159,0.037,0.077,0.191,0.134,{"v":2E-3,"d":"0.002"},0.096,{"v":205.33,"d":"205.330"},156.032,118.948,161.699,0.0233,0.0039,0.0022,0.0126,0.0034,0.0006,0.0002,{"v":1.8E-3,"d":"0.0018"},{"v":206.919,"d":"206.9190"},{"v":156.321,"d":"156.3210"},{"v":119.069,"d":"119.0690"},162.543,"--","--",{"v":1.02,"d":"1.020"},0.946,1.133,{"v":1637.02,"d":"1,637.020"},0.147,0.021,{"v":1646.949,"d":"1,646.949"},"--",{"v":216311458.607,"d":"216,311,459"},{"v":2613463.051,"d":"2,613,463"},{"v":331492422.198,"d":"331,492,422"},{"v":267446700,"d":"267,446,700"},{"v":7448212.36,"d":"7,448,212"},{"v":9215413.491,"d":"9,215,413"},{"v":32394866.52,"d":"32,394,867"},{"v":3288479.97,"d":"3,288,480"},0,{"v":5176354.588,"d":"5,176,355"},{"v":443503.216,"d":"443,503"},{"v":823483901.66,"d":"823,483,902"},{"v":52346972.341,"d":"52,346,972"},{"v":44898759.981,"d":"44,898,760"},{"v":565252615.151,"d":"565,252,615"},{"v":310578258.85,"d":"310,578,259"},{"v":0.24697857203736,"d":"24.7%"},{"v":0.00298398141534003,"d":"0.3%"},{"v":0.378489080527232,"d":"37.8%"},{"v":0.305363407410201,"d":"30.5%"},{"v":0.0085041673924725,"d":"0.9%"},{"v":0.0105219098396267,"d":"1.1%"},{"v":0.036987582285165,"d":"3.7%"},{"v":0.00375469747369998,"d":"0.4%"},{"v":0,"d":"0.0%"},{"v":0.00591022164399526,"d":"0.6%"},{"v":0.000506379974907682,"d":"0.1%"},{"v":0.940231643009036,"d":"94.0%"},{"v":0.0597683569909642,"d":"6.0%"},{"v":0.0512641895984917,"d":"5.1%"},{"v":0.645390145438461,"d":"64.5%"},{"v":0.354609854561539,"d":"35.5%"},{"v":136941937.827816,"d":"136,941,938"},{"v":3577275.148875,"d":"3,577,275"},{"v":110288677.809596,"d":"110,288,678"},0,0,{"v":2719866.80176273,"d":"2,719,867"},0,0,0,{"v":121778.547859589,"d":"121,779"},0,{"v":0.539886411439919,"d":"54.0%"},{"v":0.014103219754986,"d":"1.4%"},{"v":0.434807330972218,"d":"43.5%"},{"v":0,"d":"0.0%"},{"v":0,"d":"0.0%"},{"v":0.0107229322915275,"d":"1.1%"},{"v":0,"d":"0.0%"},{"v":0,"d":"0.0%"},{"v":0,"d":"0.0%"},{"v":0.000480105541349534,"d":"0.0%"},{"v":0,"d":"0.0%"}]
[2020,"SERC","SERC Reliability Corporation",{"v":503925.100000001,"d":"503,925"},{"v":7487117865.478,"d":"7,487,117,865"},{"v":3589528619.361,"d":"3,589,528,619"},{"v":11637648392.943,"d":"11,637,648,393"},{"v":5346277480.267,"d":"5,346,277,480"},{"v":1312965943.44,"d":"1,312,965,943"},{"v":595823146.704,"d":"595,823,147"},{"v":277324.515,"d":"277,325"},{"v":132475.952,"d":"132,476"},{"v":306608.592,"d":"306,609"},{"v":545942862.574,"d":"545,942,863"},{"v":80902212.531,"d":"80,902,213"},{"v":11443141.299,"d":"11,443,141"},{"v":548619979.506,"d":"548,619,980"},"--",0.422,0.445,0.467,831.618,0.062,0.009,835.696,"--",0.074,0.074,0.082,145.835,{"v":0.0108055214282158,"d":"0.011"},{"v":0.00152837734153521,"d":"0.002"},{"v":146.550378760726,"d":"146.550"},"--",0.612,0.644,0.677,{"v":1204.973,"d":"1,204.973"},0.089,0.013,{"v":1210.882,"d":"1,210.882"},"--",1.206,1.108,0.298,0.581,1.171,1.019,0.317,0.595,1.913,4.383,0.029,0.641,{"v":2009.473,"d":"2,009.473"},{"v":2009.452,"d":"2,009.452"},887.079,{"v":1239.503,"d":"1,239.503"},0.2173,0.1382,0.0187,0.0803,0.0315,0.0218,{"v":2E-3,"d":"0.0020"},0.0112,{"v":2024.29,"d":"2,024.290"},{"v":2019.412,"d":"2,019.412"},888.128,{"v":1244.826,"d":"1,244.826"},"--","--",0.118,{"v":0.11,"d":"0.110"},{"v":0.04,"d":"0.040"},{"v":0.07,"d":"0.070"},0.113,0.104,0.042,{"v":0.07,"d":"0.070"},0.188,0.436,0.004,0.078,{"v":197.4,"d":"197.400"},200.017,119.908,149.929,0.0214,0.0138,0.0025,0.0097,0.0031,0.0022,0.0003,{"v":1.4E-3,"d":"0.0014"},{"v":198.856,"d":"198.8560"},{"v":201.009,"d":"201.0090"},{"v":120.05,"d":"120.0500"},150.572,"--","--",0.683,0.708,0.651,{"v":1273.898,"d":"1,273.898"},0.092,0.013,{"v":1280.007,"d":"1,280.007"},"--",{"v":230499879.114,"d":"230,499,879"},{"v":5985492.688,"d":"5,985,493"},{"v":636437561.821,"d":"636,437,562"},{"v":325391966,"d":"325,391,966"},{"v":51909234.77,"d":"51,909,235"},{"v":28299812.741,"d":"28,299,813"},{"v":6952745.78,"d":"6,952,746"},{"v":22562321.24,"d":"22,562,321"},0,{"v":2572034.127,"d":"2,572,034"},{"v":2354895.167,"d":"2,354,895"},{"v":1203241828.917,"d":"1,203,241,829"},{"v":109724114.531,"d":"109,724,115"},{"v":57814879.761,"d":"57,814,880"},{"v":906149675.658,"d":"906,149,676"},{"v":406816267.79,"d":"406,816,268"},{"v":0.175556632115438,"d":"17.6%"},{"v":4.55875700193823E-3,"d":"0.5%"},{"v":0.484732726691784,"d":"48.5%"},{"v":0.247829707711598,"d":"24.8%"},{"v":0.0395358577494252,"d":"4.0%"},{"v":0.0215541102815519,"d":"2.2%"},{"v":0.00529545020927298,"d":"0.5%"},{"v":0.0171842395094794,"d":"1.7%"},{"v":0,"d":"0.0%"},{"v":0.0019589496131526,"d":"0.2%"},{"v":0.00179356911635939,"d":"0.2%"},{"v":0.916430342250271,"d":"91.6%"},{"v":0.0835696577497294,"d":"8.4%"},{"v":0.0440338000003043,"d":"4.4%"},{"v":0.690154744820225,"d":"69.0%"},{"v":0.309845255179775,"d":"31.0%"},{"v":161011931.613554,"d":"161,011,932"},{"v":6546186.23562583,"d":"6,546,186"},{"v":324916780.120768,"d":"324,916,780"},0,0,{"v":11260563.6486618,"d":"11,260,564"},0,0,0,{"v":17009.0533895327,"d":"17,009"},0,{"v":0.319625095632317,"d":"32.0%"},{"v":0.0129948469074371,"d":"1.3%"},{"v":0.644992926163387,"d":"64.5%"},{"v":0,"d":"0.0%"},{"v":0,"d":"0.0%"},{"v":0.0223533665922083,"d":"2.2%"},{"v":0,"d":"0.0%"},{"v":0,"d":"0.0%"},{"v":0,"d":"0.0%"},{"v":3.37647046511611e-05,"d":"0.0%"},{"v":0,"d":"0.0%"}]
[2020,"TRE","Texas Regional Entity",{"v":185541.7,"d":"185,542"},{"v":2260809107.885,"d":"2,260,809,108"},{"v":1122387478.693,"d":"1,122,387,479"},{"v":3499487794.411,"d":"3,499,487,794"},{"v":1642564022.616,"d":"1,642,564,023"},{"v":410598404.764,"d":"410,598,405"},{"v":192882138.029,"d":"192,882,138"},{"v":93311.214,"d":"93,311"},{"v":44326.768,"d":"44,327"},{"v":108989.52,"d":"108,990"},{"v":168213683.072,"d":"168,213,683"},{"v":21521616.43,"d":"21,521,616"},{"v":2985351.976,"d":"2,985,352"},{"v":168925475.854,"d":"168,925,476"},"--",0.455,{"v":0.46,"d":"0.460"},0.531,819.359,0.052,0.007,822.826,"--",0.083,0.079,0.096,148.808,{"v":0.0095194310545456,"d":"0.010"},{"v":1.32047945383271E-3,"d":"0.001"},{"v":149.438070878997,"d":"149.438"},"--",0.676,0.684,{"v":0.79,"d":"0.790"},{"v":1218.597,"d":"1,218.597"},0.078,0.011,{"v":1223.754,"d":"1,223.754"},"--",1.202,3.877,0.508,0.678,1.224,{"v":3.74,"d":"3.740"},0.474,0.652,3.073,10.494,0.007,{"v":0.79,"d":"0.790"},{"v":2284.297,"d":"2,284.297"},{"v":2196.917,"d":"2,196.917"},871.761,{"v":1225.679,"d":"1,225.679"},{"v":0.261,"d":"0.2610"},0.0544,{"v":0.016,"d":"0.0160"},{"v":0.078,"d":"0.0780"},0.0379,0.0094,0.0016,0.0108,{"v":2302.127,"d":"2,302.127"},{"v":2201.069,"d":"2,201.069"},872.637,{"v":1230.848,"d":"1,230.848"},"--","--",0.111,0.303,0.069,0.083,0.112,0.299,0.064,0.079,0.283,0.819,{"v":1E-3,"d":"0.001"},0.096,210.607,{"v":171.4,"d":"171.400"},118.398,149.316,0.0241,0.0042,0.0022,0.0095,0.0035,0.0007,0.0002,0.0013,{"v":212.251,"d":"212.2510"},{"v":171.724,"d":"171.7240"},{"v":118.517,"d":"118.5170"},149.945,"--","--",0.767,0.734,0.911,{"v":1302.919,"d":"1,302.919"},0.088,0.012,{"v":1308.709,"d":"1,308.709"},"--",{"v":68260811.254,"d":"68,260,811"},{"v":125394.537,"d":"125,395"},{"v":204398331.961,"d":"204,398,332"},{"v":41438705,"d":"41,438,705"},{"v":758916.61,"d":"758,917"},{"v":769375.002,"d":"769,375"},{"v":83823169.42,"d":"83,823,169"},{"v":8500002.24,"d":"8,500,002"},0,{"v":2090077.271,"d":"2,090,077"},{"v":433621,"d":"433,621"},{"v":316746941.023,"d":"316,746,941"},{"v":93851463.272,"d":"93,851,463"},{"v":93092546.662,"d":"93,092,547"},{"v":276077611.025,"d":"276,077,611"},{"v":134520793.27,"d":"134,520,793"},{"v":0.166247142073541,"d":"16.6%"},{"v":0.000305394603798578,"d":"0.0%"},{"v":0.497805957896873,"d":"49.8%"},{"v":0.100922713207204,"d":"10.1%"},{"v":1.8483184592572E-3,"d":"0.2%"},{"v":0.00187378955678365,"d":"0.2%"},{"v":0.204148794888584,"d":"20.4%"},{"v":0.0207014984741467,"d":"2.1%"},{"v":0,"d":"0.0%"},{"v":0.00509032000401627,"d":"0.5%"},{"v":0.00105607083579521,"d":"0.1%"},{"v":0.771427598621228,"d":"77.1%"},{"v":0.228572401378772,"d":"22.9%"},{"v":0.226724082919515,"d":"22.7%"},{"v":0.672378674970807,"d":"67.2%"},{"v":0.327621325029193,"d":"32.8%"},{"v":41943362.4110219,"d":"41,943,362"},{"v":149008.86524336,"d":"149,009"},{"v":100998643.597592,"d":"100,998,644"},0,0,{"v":124403.18819806,"d":"124,403"},0,0,0,{"v":1783436.3499349,"d":"1,783,436"},0,{"v":0.289266853735595,"d":"28.9%"},{"v":0.00102765546560786,"d":"0.1%"},{"v":0.696547872789539,"d":"69.7%"},{"v":0,"d":"0.0%"},{"v":0,"d":"0.0%"},{"v":0.000857959800458764,"d":"0.1%"},{"v":0,"d":"0.0%"},{"v":0,"d":"0.0%"},{"v":0,"d":"0.0%"},{"v":0.0122996582087991,"d":"1.2%"},{"v":0,"d":"0.0%"}]
[2020,"WECC","Western Electricity Coordinating Council",{"v":323724.1,"d":"323,724"},{"v":3384573521.479,"d":"3,384,573,521"},{"v":1490297138.905,"d":"1,490,297,139"},{"v":6545134391.302,"d":"6,545,134,391"},{"v":2956333843.644,"d":"2,956,333,844"},{"v":726581052.226,"d":"726,581,052"},{"v":327903828.612,"d":"327,903,829"},{"v":185095.845,"d":"185,096"},{"v":80485.964,"d":"80,486"},{"v":82043.275,"d":"82,043"},{"v":256674484.315,"d":"256,674,484"},{"v":40600376.527,"d":"40,600,377"},{"v":5671175.062,"d":"5,671,175"},{"v":258026993.903,"d":"258,026,994"},"--",0.509,0.491,0.226,706.527,0.056,0.008,{"v":710.25,"d":"710.250"},"--",0.109,0.108,0.048,151.673,{"v":0.0119957141629053,"d":"0.012"},{"v":1.67559517499321E-3,"d":"0.002"},{"v":152.472382275358,"d":"152.472"},"--",0.979,0.943,0.434,{"v":1356.924,"d":"1,356.924"},0.107,0.015,{"v":1364.074,"d":"1,364.074"},"--",1.773,4.737,0.527,0.936,1.758,6.126,{"v":0.54,"d":"0.540"},0.931,1.191,20.436,0.008,0.418,{"v":2345.526,"d":"2,345.526"},{"v":2725.267,"d":"2,725.267"},917.448,{"v":1386.318,"d":"1,386.318"},0.2605,0.0671,0.0169,0.0967,0.0379,0.0133,0.0017,0.0136,{"v":2363.331,"d":"2,363.331"},{"v":2730.921,"d":"2,730.921"},918.379,{"v":1392.78,"d":"1,392.780"},"--","--",0.157,0.379,0.068,0.105,0.156,0.393,0.069,0.104,0.106,1.634,{"v":1E-3,"d":"0.001"},0.047,207.876,217.883,118.724,155.917,0.0231,0.0054,0.0022,0.0109,0.0034,0.0011,0.0002,{"v":1.5E-3,"d":"0.0015"},{"v":209.454,"d":"209.4540"},{"v":218.335,"d":"218.3350"},{"v":118.845,"d":"118.8450"},156.644,"--","--",{"v":1.03,"d":"1.030"},1.015,0.382,{"v":1382.914,"d":"1,382.914"},0.104,0.015,{"v":1389.85,"d":"1,389.850"},"--",{"v":119494890.131,"d":"119,494,890"},{"v":495279.608,"d":"495,280"},{"v":245863271.028,"d":"245,863,271"},{"v":57238181,"d":"57,238,181"},{"v":161911529.53,"d":"161,911,530"},{"v":9352571.105,"d":"9,352,571"},{"v":64266604.18,"d":"64,266,604"},{"v":48966627.73,"d":"48,966,628"},{"v":15880057,"d":"15,880,057"},{"v":2245930.991,"d":"2,245,931"},{"v":866110.243,"d":"866,110"},{"v":426203663.001,"d":"426,203,663"},{"v":300377389.545,"d":"300,377,390"},{"v":138465860.015,"d":"138,465,860"},{"v":378318053.106,"d":"378,318,053"},{"v":348262999.44,"d":"348,262,999"},{"v":0.164461885858818,"d":"16.4%"},{"v":0.000681657753480495,"d":"0.1%"},{"v":0.338383818524409,"d":"33.8%"},{"v":0.0787774203572095,"d":"7.9%"},{"v":0.222840285970366,"d":"22.3%"},{"v":0.012872027246276,"d":"1.3%"},{"v":0.0884507020308395,"d":"8.8%"},{"v":0.0673932076241417,"d":"6.7%"},{"v":0.0218558644549771,"d":"2.2%"},{"v":0.00309109490693443,"d":"0.3%"},{"v":1.19203527254816E-3,"d":"0.1%"},{"v":0.5865879126734,"d":"58.7%"},{"v":0.4134120873266,"d":"41.3%"},{"v":0.190571801356234,"d":"19.1%"},{"v":0.520682519562466,"d":"52.1%"},{"v":0.479317480437534,"d":"47.9%"},{"v":69336282.0554071,"d":"69,336,282"},{"v":127685.858026074,"d":"127,686"},{"v":142229984.859732,"d":"142,229,985"},0,0,{"v":3637509.00015285,"d":"3,637,509"},0,0,0,{"v":280966.467706961,"d":"280,966"},0,{"v":0.321578318193693,"d":"32.2%"},{"v":0.000592200825656204,"d":"0.1%"},{"v":0.659655781533792,"d":"66.0%"},{"v":0,"d":"0.0%"},{"v":0,"d":"0.0%"},{"v":0.0168705905769338,"d":"1.7%"},{"v":0,"d":"0.0%"},{"v":0,"d":"0.0%"},{"v":0,"d":"0.0%"},{"v":1.30310886992506E-3,"d":"0.1%"},{"v":0,"d":"0.0%"}]

{"sheet":"US20","index":8,"n_rows":3,"n_cols":162,"rows_kept":3}
["Data Year","U.S. nameplate capacity (MW)","U.S. annual heat input from combustion (MMBtu)","U.S. ozone season heat input from combustion (MMBtu)","U.S. total annual heat input (MMBtu)","U.S. total ozone season heat input (MMBtu)","U.S. annual net generation (MWh)","U.S. ozone season net generation (MWh)","U.S. annual NOx emissions (tons)","U.S. ozone season NOx emissions (tons)","U.S. annual SO2 emissions (tons)","U.S. annual CO2 emissions (tons)","U.S. annual CH4 emissions (lbs)","U.S. annual N2O emissions (lbs)","U.S. annual CO2 equivalent emissions (tons)","U.S. annual Hg emissions (lbs)","U.S. annual NOx total output emission rate (lb/MWh)","U.S. ozone season NOx total output emission rate (lb/MWh)","U.S. annual SO2 total output emission rate (lb/MWh)","U.S. annual CO2 total output emission rate (lb/MWh)","U.S. annual CH4 total output emission rate (lb/MWh)","U.S. annual N2O total output emission rate (lb/MWh)","U.S. annual CO2 equivalent total output emission rate (lb/MWh)","U.S. annual Hg total output emission rate (lb/MWh)","U.S. annual NOx input emission rate (lb/MMBtu)","U.S. ozone season NOx input emission rate (lb/MMBtu)","U.S. annual SO2 input emission rate (lb/MMBtu)","U.S. annual CO2 input emission rate (lb/MMBtu)","U.S. annual CH4 input emission rate (lb/MMBtu)","U.S. annual N2O input emission rate (lb/MMBtu)","U.S. annual CO2 equivalent input emission rate (lb/MMBtu)","U.S. annual Hg input emission rate (lb/MMBtu)","U.S. annual NOx combustion output emission rate (lb/MWh)","U.S. ozone season NOx combustion output emission rate (lb/MWh)","U.S. annual SO2 combustion output emission rate (lb/MWh)","U.S. annual CO2 combustion output emission rate (lb/MWh)","U.S. annual CH4 combustion output emission rate (lb/MWh)","U.S. annual N2O combustion output emission rate (lb/MWh)","U.S. annual CO2 equivalent combustion output emission rate (lb/MWh)","U.S. annual Hg combustion output emission rate (lb/MWh)","U.S. annual NOx coal output emission rate (lb/MWh)","U.S. annual NOx oil output emission rate (lb/MWh)","U.S. annual NOx gas output emission rate (lb/MWh)","U.S. annual NOx fossil fuel output emission rate (lb/MWh)","U.S. ozone season NOx coal output emission rate (lb/MWh)","U.S. ozone season NOx oil output emission rate (lb/MWh)","U.S. ozone season NOx gas output emission rate (lb/MWh)","U.S. ozone season NOx fossil fuel output emission rate (lb/MWh)","U.S. annual SO2 coal output emission rate (lb/MWh)","U.S. annual SO2 oil output emission rate (lb/MWh)","U.S. annual SO2 gas output emission rate (lb/MWh)","U.S. annual SO2 fossil fuel output emission rate (lb/MWh)","U.S. annual CO2 coal output emission rate (lb/MWh)","U.S. annual CO2 oil output emission rate (lb/MWh)","U.S. annual CO2 gas output emission rate (lb/MWh)","U.S. annual CO2 fossil fuel output emission rate (lb/MWh)","U.S. annual CH4 coal output emission rate (lb/MWh)","U.S. annual CH4 oil output emission rate (lb/MWh)","U.S. annual CH4 gas output emission rate (lb/MWh)","U.S. annual CH4 fossil fuel output emission rate (lb/MWh)","U.S. annual N2O coal output emission rate (lb/MWh)","U.S. annual N2O oil output emission rate (lb/MWh)","U.S. annual N2O gas output emission rate (lb/MWh)","U.S. annual N2O fossil fuel output emission rate (lb/MWh)","U.S. annual CO2 equivalent coal output emission rate (lb/MWh)","U.S. annual CO2 equivalent oil output emission rate (lb/MWh)","U.S. annual CO2 equivalent gas output emission rate (lb/MWh)","U.S. annual CO2 equivalent fossil fuel output emission rate (lb/MWh)","U.S. annual Hg coal output emission rate (lb/MWh)","U.S. annual Hg fossil fuel output emission rate (lb/MWh)","U.S. annual NOx coal input emission rate (lb/MMBtu)","U.S. annual NOx oil input emission rate (lb/MMBtu)","U.S. annual NOx gas input emission rate (lb/MMBtu)","U.S. annual NOx fossil fuel input emission rate (lb/MMBtu)","U.S. ozone season NOx coal input emission rate (lb/MMBtu)","U.S. ozone season NOx oil input emission rate (lb/MMBtu)","U.S. ozone season NOx gas input emission rate (lb/MMBtu)","U.S. ozone season NOx fossil fuel input emission rate (lb/MMBtu)","U.S. annual SO2 coal input emission rate (lb/MMBtu)","U.S. annual SO2 oil input emission rate (lb/MMBtu)","U.S. annual SO2 gas input emission rate (lb/MMBtu)","U.S. annual SO2 fossil fuel input emission rate (lb/MMBtu)","U.S. annual CO2 coal input emission rate (lb/MMBtu)","U.S. annual CO2 oil input emission rate (lb/MMBtu)","U.S. annual CO2 gas input emission rate (lb/MMBtu)","U.S. annual CO2 fossil fuel input emission rate (lb/MMBtu)","U.S. annual CH4 coal input emission rate (lb/MMBtu)","U.S. annual CH4 oil input emission rate (lb/MMBtu)","U.S. annual CH4 gas input emission rate (lb/MMBtu)","U.S. annual CH4 fossil fuel input emission rate (lb/MMBtu)","U.S. annual N2O coal input emission rate (lb/MMBtu)","U.S. annual N2O oil input emission rate (lb/MMBtu)","U.S. annual N2O gas input emission rate (lb/MMBtu)","U.S. annual N2O fossil fuel input emission rate (lb/MMBtu)","U.S. annual CO2 equivalent coal input emission rate (lb/MMBtu)","U.S. annual CO2 equivalent oil input emission rate (lb/MMBtu)","U.S. annual CO2 equivalent gas input emission rate (lb/MMBtu)","U.S. annual CO2 equivalent fossil fuel input emission rate (lb/MMBtu)","U.S. annual Hg coal input emission rate (lb/MMBtu)","U.S. annual Hg fossil fuel input emission rate (lb/MMBtu)","U.S. annual NOx non-baseload output emission rate (lb/MWh)","U.S. ozone season NOx non-baseload output emission rate (lb/MWh)","U.S. annual SO2 non-baseload output emission rate (lb/MWh) ","U.S. annual CO2 non-baseload output emission rate (lb/MWh) ","U.S. annual CH4 non-baseload output emission rate (lb/MWh)","U.S. annual N2O non-baseload output emission rate (lb/MWh)","U.S. annual CO2e non-baseload output emission rate (lb/MWh)","U.S. annual Hg non-baseload output emission rate (lb/MWh)","U.S. annual coal net generation (MWh)","U.S. annual oil net generation (MWh)","U.S. annual gas net generation (MWh)","U.S. annual nuclear net generation (MWh)","U.S. annual hydro net generation (MWh)","U.S. annual biomass net generation (MWh)","U.S. annual wind net generation (MWh)","U.S. annual solar net generation (MWh)","U.S. annual geothermal net generation (MWh)","U.S. annual other fossil net generation (MWh)","U.S. annual other unknown/ purchased fuel net generation (MWh)","U.S. annual total nonrenewables net generation (MWh)","U.S. annual total renewables net generation (MWh)","U.S. annual total nonhydro renewables net generation (MWh)","U.S. annual total combustion net generation (MWh)","U.S. annual total noncombustion net generation (MWh)","U.S. coal generation percent (resource mix)","U.S. oil generation percent (resource mix)","U.S. gas generation percent (resource mix)","U.S. nuclear generation percent (resource mix)","U.S. hydro generation percent (resource mix)","U.S. biomass generation percent (resource mix)","U.S. wind generation percent (resource mix)","U.S. solar generation percent (resource mix)","U.S. geothermal generation percent (resource mix)","U.S. other fossil generation percent (resource mix)","U.S. other unknown/ purchased fuel generation percent (resource mix)","U.S. total nonrenewables generation percent (resource mix)","U.S. total renewables generation percent (resource mix)","U.S. total nonhydro renewables generation percent (resource mix)","U.S. total combustion generation percent (resource mix)","U.S. total noncombustion generation percent (resource mix)","U.S. annual nonbaseload coal net generation (MWh)","U.S. annual nonbaseload oil net generation (MWh)","U.S. annual nonbaseload gas net generation (MWh)","U.S. annual nonbaseload nuclear net generation (MWh)","U.S. annual nonbaseload hydro net generation (MWh)","U.S. annual nonbaseload biomass net generation (MWh)","U.S. annual nonbaseload wind net generation (MWh)","U.S. annual nonbaseload solar net generation (MWh)","U.S. annual nonbaseload geothermal net generation (MWh)","U.S. annual nonbaseload other fossil net generation (MWh)","U.S. annual nonbaseload other unknown/ purchased fuel net generation (MWh)","U.S. nonbaseload coal generation percent (resource mix)","U.S. nonbaseload oil generation percent (resource mix)","U.S. nonbaseload gas generation percent (resource mix)","U.S. nonbaseload nuclear generation percent (resource mix)","U.S. nonbaseload hydro generation percent (resource mix)","U.S. nonbaseload biomass generation percent (resource mix)","U.S. nonbaseload wind generation percent (resource mix)","U.S. nonbaseload solar generation percent (resource mix)","U.S. nonbaseload geothermal generation percent (resource mix)","U.S. nonbaseload other fossil generation percent (resource mix)","U.S. nonbaseload other unknown/ purchased fuel generation percent (resource mix)"]
["YEAR","USNAMEPCAP","USHTIAN","USHTIOZ","USHTIANT","USHTIOZT","USNGENAN","USNGENOZ","USNOXAN","USNOXOZ","USSO2AN","USCO2AN","USCH4AN","USN2OAN","USCO2EQA","USHGAN","USNOXRTA","USNOXRTO","USSO2RTA","USCO2RTA","USCH4RTA","USN2ORTA","USC2ERTA","USHGRTA","USNOXRA","USNOXRO","USSO2RA","USCO2RA","USCH4RA","USN2ORA","USC2ERA","USHGRA","USNOXCRT","USNOXCRO","USSO2CRT","USCO2CRT","USCH4CRT","USN2OCRT","USC2ECRT","USHGCRT","USCNOXRT","USONOXRT","USGNOXRT","USFSNXRT","USCNXORT","USONXORT","USGNXORT","USFSNORT","USCSO2RT","USOSO2RT","USGSO2RT","USFSS2RT","USCCO2RT","USOCO2RT","USGCO2RT","USFSC2RT","USCCH4RT","USOCH4RT","USGCH4RT","USFCH4RT","USCN2ORT","USON2ORT","USGN2ORT","USFN2ORT","USCC2ERT","USOC2ERT","USGC2ERT","USFSC2ERT","USCHGRT","USFSHGRT","USCNOXR","USONOXR","USGNOXR","USFSNXR","USCNXOR","USONXOR","USGNXOR","USFSNOR","USCSO2R","USOSO2R","USGSO2R","USFSS2R","USCCO2R","USOCO2R","USGCO2R","USFSC2R","USCCH4R","USOCH4R","USGCH4R","USFCH4R","USCN2OR","USON2OR","USGN2OR","USFN2OR","USCC2ER","USOC2ER","USGC2ER","USFSC2ER","USCHGR","USFSHGR","USNBNOX","USNBNXO","USNBSO2","USNBCO2","USNBCH4","USNBN2O","USNBC2E","USNBHG","USGENACL","USGENAOL","USGENAGS","USGENANC","USGENAHY","USGENABM","USGENAWI","USGENASO","USGENAGT","USGENAOF","USGENAOP","USGENATN","USGENATR","USGENATH","USGENACY","USGENACN","USCLPR","USOLPR","USGSPR","USNCPR","USHYPR","USBMPR","USWIPR","USSOPR","USGTPR","USOFPR","USOPPR","USTNPR","USTRPR","USTHPR","USCYPR","USCNPR","USNBGNCL","USNBGNOL","USNBGNGS","USNBGNNC","USNBGNHY","USNBGNBM","USNBGNWI","USNBGNSO","USNBGNGT","USNBGNOF","USNBGNOP","USNBCLPR","USNBOLPR","USNBGSPR","USNBNCPR","USNBHYPR","USNBBMPR","USNBWIPR","USNBSOPR","USNBGTPR","USNBOFPR","USNBOPPR"]
[2020,{"v":1656187.7,"d":"1,656,188"},{"v":21660567549.815,"d":"21,660,567,550"},{"v":10210911822.03,"d":"10,210,911,822"},{"v":36326128664.704,"d":"36,326,128,665"},{"v":16416935219.445,"d":"16,416,935,219"},{"v":4021549453.402,"d":"4,021,549,453"},{"v":1804287182.185,"d":"1,804,287,182"},{"v":1022855.94,"d":"1,022,856"},{"v":462060.473,"d":"462,060"},{"v":954134.38,"d":"954,134"},{"v":1645395792.767,"d":"1,645,395,793"},{"v":261535357.483,"d":"261,535,357"},{"v":36837861.542,"d":"36,837,862"},{"v":1654106378.443,"d":"1,654,106,378"},"--",0.509,0.512,0.475,818.289,0.065,0.009,822.621,"--",0.094,0.091,0.088,151.925,{"v":0.0120742615299216,"d":"0.012"},{"v":1.70068773393311E-3,"d":"0.002"},{"v":152.729735694957,"d":"152.730"},"--",0.815,0.821,0.761,{"v":1311.767,"d":"1,311.767"},0.104,0.015,{"v":1318.711,"d":"1,318.711"},"--",1.401,4.307,0.389,{"v":0.78,"d":"0.780"},1.334,3.893,0.398,0.762,1.959,5.664,0.019,0.747,{"v":2165.37,"d":"2,165.370"},{"v":1777.859,"d":"1,777.859"},897.151,{"v":1337.638,"d":"1,337.638"},0.2412,{"v":0.093,"d":"0.0930"},0.0175,0.0943,0.0351,{"v":0.016,"d":"0.0160"},{"v":1.8E-3,"d":"0.0018"},0.0133,{"v":2181.842,"d":"2,181.842"},{"v":1784.95,"d":"1,784.950"},898.122,{"v":1343.94,"d":"1,343.940"},"--","--",0.132,0.416,0.052,0.091,0.125,0.377,0.052,0.087,0.185,0.547,{"v":2E-3,"d":"0.002"},0.087,204.284,171.624,119.182,155.568,0.0228,{"v":0.009,"d":"0.0090"},{"v":2.3E-3,"d":"0.0023"},{"v":0.011,"d":"0.0110"},{"v":3.3E-3,"d":"0.0033"},{"v":1.5E-3,"d":"0.0015"},0.0002,{"v":1.5E-3,"d":"0.0015"},205.838,172.308,119.311,156.301,"--","--",0.927,0.904,0.815,{"v":1399.565,"d":"1,399.565"},0.109,0.015,{"v":1406.842,"d":"1,406.842"},"--",{"v":775410290.992,"d":"775,410,291"},{"v":26416960.256,"d":"26,416,960"},{"v":1627566465.323,"d":"1,627,566,465"},{"v":789878863,"d":"789,878,863"},{"v":279734711.46,"d":"279,734,711"},{"v":62057001.553,"d":"62,057,002"},{"v":337976498.94,"d":"337,976,499"},{"v":89398602.01,"d":"89,398,602"},{"v":15889697,"d":"15,889,697"},{"v":12575672.847,"d":"12,575,673"},{"v":4644692.412,"d":"4,644,692"},{"v":3236492944.83,"d":"3,236,492,945"},{"v":785056510.963,"d":"785,056,511"},{"v":505321799.503,"d":"505,321,800"},{"v":2508671083.383,"d":"2,508,671,083"},{"v":1512878372.41,"d":"1,512,878,372"},{"v":0.192813814554743,"d":"19.3%"},{"v":0.00656885127147862,"d":"0.7%"},{"v":0.404711289321211,"d":"40.5%"},{"v":0.196411575111227,"d":"19.6%"},{"v":0.0695589385471923,"d":"7.0%"},{"v":0.0154311173429951,"d":"1.5%"},{"v":0.0840413633240661,"d":"8.4%"},{"v":0.0222298899945697,"d":"2.2%"},{"v":0.00395113803141499,"d":"0.4%"},{"v":3.12707153927571E-3,"d":"0.3%"},{"v":1.15495096182626E-3,"d":"0.1%"},{"v":0.804787552759761,"d":"80.5%"},{"v":0.195212447240238,"d":"19.5%"},{"v":0.125653508693046,"d":"12.6%"},{"v":0.62380709499153,"d":"62.4%"},{"v":0.37619290500847,"d":"37.6%"},{"v":494231662.237639,"d":"494,231,662"},{"v":24039456.6114225,"d":"24,039,457"},{"v":801722552.306025,"d":"801,722,552"},0,0,{"v":22473790.6563612,"d":"22,473,791"},0,0,0,{"v":2267088.41889098,"d":"2,267,088"},0,{"v":0.367531021013019,"d":"36.8%"},{"v":0.0178767301006022,"d":"1.8%"},{"v":0.596193912150691,"d":"59.6%"},{"v":0,"d":"0.0%"},{"v":0,"d":"0.0%"},{"v":0.0167124364079972,"d":"1.7%"},{"v":0,"d":"0.0%"},{"v":0,"d":"0.0%"},{"v":0,"d":"0.0%"},{"v":0.00168590032769118,"d":"0.2%"},{"v":0,"d":"0.0%"}]

{"sheet":"GGL20","index":9,"n_rows":8,"n_cols":6,"rows_kept":8}
["Data Year","One of the three interconnect power grids in the U.S. (plus Alaska, Hawaii, and the entire U.S.)","Estimated losses (MWh)","Total disposition (MWh) without exports","Direct use (MWh)","Grid gross loss [Estimated losses/(Total disposition without exports - Direct use)]"]
["YEAR","REGION","ESTLOSS","TOTDISP","DIRCTUSE","GGRSLOSS"]
[2020,"Alaska",{"v":329575,"d":"329,575"},{"v":6276441,"d":"6,276,441"},{"v":265880,"d":"265,880"},{"v":0.055,"d":"5.5%"}]
[2020,"Eastern",{"v":148058317.195653,"d":"148,058,317"},{"v":2897735043.02137,"d":"2,897,735,043"},{"v":89951812.0749519,"d":"89,951,812"},{"v":0.053,"d":"5.3%"}]
[2020,"ERCOT",{"v":20357501.9573714,"d":"20,357,502"},{"v":418358033.615162,"d":"418,358,034"},{"v":30539994.1045438,"d":"30,539,994"},{"v":0.052,"d":"5.2%"}]
[2020,"Hawaii",{"v":489929,"d":"489,929"},{"v":9079019,"d":"9,079,019"},{"v":342102,"d":"342,102"},{"v":0.056,"d":"5.6%"}]
[2020,"Western",{"v":37458886.0030258,"d":"37,458,886"},{"v":730175600.817069,"d":"730,175,601"},{"v":17536935.5038873,"d":"17,536,936"},{"v":0.053,"d":"5.3%"}]
[2020,"U.S.",{"v":206694209.15605,"d":"206,694,209"},{"v":4061624137.4536,"d":"4,061,624,137"},{"v":138636723.683383,"d":"138,636,724"},{"v":0.053,"d":"5.3%"}]