{"text_format":"3","workbook":"xlsx","n_sheets":1,"sheets":["2025 AirQualityModelingBaseCase"],"not_rendered":{"external_links":1,"defined_names":1},"read":"whole","date_system":"1900"}

{"sheet":"2025 AirQualityModelingBaseCase","index":0,"n_rows":21242,"n_cols":77,"rows_kept":1125,"cut":true,"bounds":{"rows_first":500,"rows_last":125,"rows_between":500,"halvings":2}}
["UniqueID","RegionName","StateName","StateCode","CountyName","CountyCode","ORISCode","UnitID","PlantName","HeatRate","OnLineYear","RetirementYear","PlantType","Firing","Bottom","EMFControls","NOxControl","SO2Control","FossilUnit","BGCI","Year","FuelType","RetrofitSO2NOxControls","FuelUseWinter","FuelUseWintShld","FuelUseSummer","FuelUseTotal","BITFuelUseWinter","BITFuelUseWintShld","BITFuelUseSummer","BITFuelUseTotal","SUBFuelWinter","SUBFuelWintShld","SUBFuelSummer","SUBFuelTotal","LIGFuelWinter","LIGFuelWintShld","LIGFuelSummer","LIGFuelTotal","GWhWinter","GWhWintShld","GWhSummer","GWhTotal","CO2Winter","CO2WintShld","CO2Summer","CO2Total","MERWinter","MERWintShld","MERSummer","MERTotal","NOXWinter","NOXWintShld","NOXSummer","NOXTotal","SO2Winter","SO2WintShld","SO2Summer","SO2Total","HCLWinter","HCLWintShld","HCLSummer","HCLTotal","FOMCost","VOMCostWinter","VOMCostWintShld","VOMCostSummer","VOMCostTotal","FuelCostWinter","FuelCostWintShld","FuelCostSummer","FuelCostTotal","CapitalCost","Capacity","Post Combustion Control and Heat Rate Improvement","Post Combustion Control (Scrubber: Wet/Dry)","Baghouse Retrofit (in conjunction with either dry FGD, ACI+Toxecon, and/or DSI)"]
["6068_B_2","SPP North- (Kansas, Missouri)","Kansas",20,"Pottawatomie",149,"6068","2","Jeffrey Energy Center",11132,1980,9999,"Coal Steam","tangential","dry","ESPC + Wet Scrubber + Mercury Control","LNC3","Wet Scrubber","Fossil","B",2025,"Coal","SCR",13.38762952613433,3.3191915048656755,19.499979228,36.206800259000005,0,0,0,0,13.38762952613433,3.3191915048656755,19.499979228,36.206800259000005,0,0,0,0,1201.3084727110713,296.3810786759286,1749.2525987000001,3246.9421500870003,1437.1598175365525,356.3146596034474,2093.3195479570004,3886.7940250970005,0.003756066724778747,9.3124064572125333E-4,0.0054709627965,0.010158270167000001,0.717283807356415,0.08297978164358513,1.0100763659999998,1.810339955,0.13537786833092175,0.03356419966907822,0.19718695900000005,0.36612902700000005,6.6937326146122265E-3,1.6595753853877755E-3,0.009749807,0.018103115000000003,34.563413305000005,7.713521785379473,1.7168564829190438,11.163732923053045,20.594111191351562,18.830994728829392,4.668763623170608,27.428605285999996,50.928363638,5.317223572,732.2148659000001,"Scrubber / SCR / Mercury Control","Wet Scrubber",""]
["6068_B_3","SPP North- (Kansas, Missouri)","Kansas",20,"Pottawatomie",149,"6068","3","Jeffrey Energy Center",11180,1983,9999,"Coal Steam","tangential","dry","ESPC + Wet Scrubber + SNCR + Mercury Control","LNC3","Wet Scrubber","Fossil","B",2025,"Coal",null,2.786724764664582,2.460287474335418,4.707609665,9.954621904,0,0,0,0,2.786724764664582,2.460287474335418,4.707609665,9.954621904,0,0,0,0,248.8495672842507,219.50537384274944,420.310444445,888.6653855720001,299.15444306392516,264.11145388107485,505.36111979500004,1068.6270167399998,7.8185044962909584E-4,6.9026438937090412E-4,0.0013207787075,0.0027928935465,0.14444082924838678,0.1141596307516132,0.239130471,0.497730931,0.035226901863118054,0.031100418136881944,0.059508672000000006,0.125835992,1.3933118637029882E-3,1.2300991362970118E-3,0.002353758,4.977169E-3,10.007637965,1.5816738632730563,1.3710024366744675,2.662657213306826,5.61533351325435,3.9197976914231205,3.4606320955768783,6.621707947999999,14.002137734999998,3.455944184,727.7554736999999,"Scrubber / SNCR / Mercury Control","Wet Scrubber",""]
["0_I_1","WECC_San Diego Gas and Electric","California",6,"San Diego",73,"0","1","IMPORT1",0,2023,9999,"IMPORT","","","","","","Non-Fossil","I",2025,"EnerStor","",0,0,0,0,0,0,0,0,0,0,0,0,0,0,0,0,1333.1519999760285,1807.1615998759717,2266.3584001,5406.671999952,0,0,0,0,0,0,0,0,0,0,0,0,0,0,0,0,0,0,0,0,0,0,0,0,0,0,0,0,0,0,1000,null,"",""]
["10_B_1","SERC_Southeastern","Alabama",1,"Greene",63,"10","1","Greene County",10471,1965,9999,"O/G Steam","cell","dry","","LNCB","","Fossil","B",2025,"","O/G Retirement",0,0,0,0,0,0,0,0,0,0,0,0,0,0,0,0,0,0,0,0,0,0,0,0,0,0,0,0,0,0,0,0,0,0,0,0,0,0,0,0,0,0,0,0,0,0,0,0,0,0,258,null,"",""]
["10_B_2","SERC_Southeastern","Alabama",1,"Greene",63,"10","2","Greene County",10306,1966,9999,"O/G Steam","wall","dry","","LNB","","Fossil","B",2025,"","O/G Retirement",0,0,0,0,0,0,0,0,0,0,0,0,0,0,0,0,0,0,0,0,0,0,0,0,0,0,0,0,0,0,0,0,0,0,0,0,0,0,0,0,0,0,0,0,0,0,0,0,0,0,258,null,"",""]
["10_G_GT10","SERC_Southeastern","Alabama",1,"Greene",63,"10","GT10","Greene County",13956,1996,9999,"Combustion Turbine","","","","H2O","","Fossil","G",2025,"NaturalGas","",0,0,2.5119670945945947E-4,2.5119670945945947E-4,0,0,0,0,0,0,0,0,0,0,0,0,0,0,0.017999189932432436,0.017999189932432436,0,0,0.014705054560810811,0.014705054560810811,0,0,1.7574324324324327E-11,1.7574324324324327E-11,0,0,9.8816277647699943E-6,9.8816277647699943E-6,0,0,0,0,0,0,0,0,1.6766432876351354,0,0,1.1735471835945946E-4,1.1735471835945946E-4,0,0,9.3712270270270264E-4,9.3712270270270264E-4,0,85,null,"",""]
["10_G_GT2","SERC_Southeastern","Alabama",1,"Greene",63,"10","GT2","Greene County",13956,1996,9999,"Combustion Turbine","","","","H2O","","Fossil","G",2025,"NaturalGas","",0,0,2.4824145405405408E-4,2.4824145405405408E-4,0,0,0,0,0,0,0,0,0,0,0,0,0,0,0.01778743475675676,0.01778743475675676,0,0,0.01453205391891892,0.01453205391891892,0,0,1.7367567567567572E-11,1.7367567567567572E-11,0,0,9.03911557925306e-06,9.03911557925306e-06,0,0,0,0,0,0,0,0,1.6569180724864867,0,0,1.1597407461405406E-4,1.1597407461405406E-4,0,0,9.2609772972972973E-4,9.2609772972972973E-4,0,84,null,"",""]
["10_G_GT3","SERC_Southeastern","Alabama",1,"Greene",63,"10","GT3","Greene County",13956,1995,9999,"Combustion Turbine","","","","H2O","","Fossil","G",2025,"NaturalGas","",0,0,2.4233094324324327E-4,2.4233094324324327E-4,0,0,0,0,0,0,0,0,0,0,0,0,0,0,0.017363924405405406,0.017363924405405406,0,0,0.014186052635135135,0.014186052635135135,0,0,1.6954054054054057E-11,1.6954054054054057E-11,0,0,8.654231490995122E-6,8.654231490995122E-6,0,0,0,0,0,0,0,0,1.6174676421891894,0,0,1.1321278712324323E-4,1.1321278712324323E-4,0,0,9.040477837837837E-4,9.040477837837837E-4,0,82,null,"",""]
["10_G_GT4","SERC_Southeastern","Alabama",1,"Greene",63,"10","GT4","Greene County",13956,1995,9999,"Combustion Turbine","","","","H2O","","Fossil","G",2025,"NaturalGas","",0,0,2.3937568783783785E-4,2.3937568783783785E-4,0,0,0,0,0,0,0,0,0,0,0,0,0,0,0.017152169229729734,0.017152169229729734,0,0,0.014013051993243243,0.014013051993243243,0,0,1.67472972972973e-11,1.67472972972973e-11,0,0,9.5626596212793717E-6,9.5626596212793717E-6,0,0,0,0,0,0,0,0,1.5977424270405407,0,0,1.1183214337783785E-4,1.1183214337783785E-4,0,0,8.9302281081081079E-4,8.9302281081081079E-4,0,81,null,"",""]
["10_G_GT5","SERC_Southeastern","Alabama",1,"Greene",63,"10","GT5","Greene County",13956,1995,9999,"Combustion Turbine","","","","H2O","","Fossil","G",2025,"NaturalGas","",0,0,2.4233094324324327E-4,2.4233094324324327E-4,0,0,0,0,0,0,0,0,0,0,0,0,0,0,0.017363924405405406,0.017363924405405406,0,0,0.014186052635135135,0.014186052635135135,0,0,1.6954054054054057E-11,1.6954054054054057E-11,0,0,7.3768809810512955E-6,7.3768809810512955E-6,0,0,0,0,0,0,0,0,1.6174676421891894,0,0,1.1321278712324323E-4,1.1321278712324323E-4,0,0,9.040477837837837E-4,9.040477837837837E-4,0,82,null,"",""]
["10_G_GT6","SERC_Southeastern","Alabama",1,"Greene",63,"10","GT6","Greene County",13956,1995,9999,"Combustion Turbine","","","","H2O","","Fossil","G",2025,"NaturalGas","",0,0,2.3937568783783785E-4,2.3937568783783785E-4,0,0,0,0,0,0,0,0,0,0,0,0,0,0,0.017152169229729734,0.017152169229729734,0,0,0.014013051993243243,0.014013051993243243,0,0,1.67472972972973e-11,1.67472972972973e-11,0,0,7.8627376555536936E-6,7.8627376555536936E-6,0,0,0,0,0,0,0,0,1.5977424270405407,0,0,1.1183214337783785E-4,1.1183214337783785E-4,0,0,8.9302281081081079E-4,8.9302281081081079E-4,0,81,null,"",""]
["10_G_GT7","SERC_Southeastern","Alabama",1,"Greene",63,"10","GT7","Greene County",13956,1995,9999,"Combustion Turbine","","","","H2O","","Fossil","G",2025,"NaturalGas","",0,0,2.3642043243243244E-4,2.3642043243243244E-4,0,0,0,0,0,0,0,0,0,0,0,0,0,0,0.016940414054054057,0.016940414054054057,0,0,0.013840051351351352,0.013840051351351352,0,0,1.6540540540540542E-11,1.6540540540540542E-11,0,0,9.84778303079754e-06,9.84778303079754e-06,0,0,0,0,0,0,0,0,1.578017211891892,0,0,1.1045149963243244E-4,1.1045149963243244E-4,0,0,8.8199783783783777E-4,8.8199783783783777E-4,0,80,null,"",""]
["10_G_GT8","SERC_Southeastern","Alabama",1,"Greene",63,"10","GT8","Greene County",13956,1996,9999,"Combustion Turbine","","","","H2O","","Fossil","G",2025,"NaturalGas","",0,0,2.4528619864864869E-4,2.4528619864864869E-4,0,0,0,0,0,0,0,0,0,0,0,0,0,0,0.017575679581081083,0.017575679581081083,0,0,0.014359053277027026,0.014359053277027026,0,0,1.7160810810810813E-11,1.7160810810810813E-11,0,0,8.58312799093334e-06,8.58312799093334e-06,0,0,0,0,0,0,0,0,1.637192857337838,0,0,1.1459343086864864E-4,1.1459343086864864E-4,0,0,9.1507275675675672E-4,9.1507275675675672E-4,0,83,null,"",""]
["10_G_GT9","SERC_Southeastern","Alabama",1,"Greene",63,"10","GT9","Greene County",13956,1996,9999,"Combustion Turbine","","","","H2O","","Fossil","G",2025,"NaturalGas","",0,0,2.4233094324324327E-4,2.4233094324324327E-4,0,0,0,0,0,0,0,0,0,0,0,0,0,0,0.017363924405405406,0.017363924405405406,0,0,0.014186052635135135,0.014186052635135135,0,0,1.6954054054054057E-11,1.6954054054054057E-11,0,0,8.4918358853665884E-6,8.4918358853665884E-6,0,0,0,0,0,0,0,0,1.6174676421891894,0,0,1.1321278712324323E-4,1.1321278712324323E-4,0,0,9.040477837837837E-4,9.040477837837837E-4,0,82,null,"",""]
["100_G_SC1","WECC_Arizona","Arizona",4,"Maricopa",13,"100","SC1","South Consolidated",0,1981,9999,"Hydro","","","","","","Non-Fossil","G",2025,"Hydro","",0,0,0,0,0,0,0,0,0,0,0,0,0,0,0,0,0.250930274100592,0.35105685189940805,0.49067707099999996,1.092664197,0,0,0,0,0,0,0,0,0,0,0,0,0,0,0,0,0,0,0,0,0.022131528,0.000348793080999823,4.8796902414017764E-4,6.8204112869000048E-4,1.5188032338300011E-3,0,0,0,0,0,1.4,null,"",""]
["10003_B_BLR1","WECC_Colorado","Colorado",8,"Jefferson",59,"10003","BLR1","Colorado Energy Nations Company",8300,1967,9999,"O/G Steam","","","","","","Fossil","B",2025,"NaturalGas","",0.045579923478983375,0.022095347521016617,0.1173220165,0.1849972875,0,0,0,0,0,0,0,0,0,0,0,0,5.491557025499999,2.6620900529999996,14.135182711999999,22.288829790499996,8.036893706223363,3.895968792276638,20.686839897,32.6197023955,9.6104387096774215E-9,4.6587612903225805E-9,2.4742249999999998E-8,3.9011449999999996E-8,0.015831481335777137,0.007674477164222862,0.04074996549999999,0.06425592399999999,0,0,0,0,0,0,0,0,0.3559707325,0.004830159482563309,2.3414706345081947E-3,0.012432755682422398,0.019604385799493904,0.18493347120334724,0.07736198279665274,0.36378657499999995,0.626082029,0,10,null,"",""]
["10003_B_BLR2","WECC_Colorado","Colorado",8,"Jefferson",59,"10003","BLR2","Colorado Energy Nations Company",8300,1967,9999,"O/G Steam","","","","","","Fossil","B",2025,"NaturalGas","",0.045579923478983375,0.022095347521016617,0.1173220165,0.1849972875,0,0,0,0,0,0,0,0,0,0,0,0,5.491557025499999,2.6620900529999996,14.135182711999999,22.288829790499996,8.036893706223363,3.895968792276638,20.686839897,32.6197023955,9.6104387096774215E-9,4.6587612903225805E-9,2.4742249999999998E-8,3.9011449999999996E-8,0.015831481335777137,0.007674477164222862,0.04074996549999999,0.06425592399999999,0,0,0,0,0,0,0,0,0.3559707325,0.004830159482563309,2.3414706345081947E-3,0.012432755682422398,0.019604385799493904,0.18493347120334724,0.07736198279665274,0.36378657499999995,0.626082029,0,10,null,"",""]
["10003_B_BLR4","WECC_Colorado","Colorado",8,"Jefferson",59,"10003","BLR4","Colorado Energy Nations Company",8300,1974,9999,"O/G Steam","","","","other","","Fossil","B",2025,"NaturalGas","",0.045579923478983375,0.022095347521016617,0.1173220165,0.1849972875,0,0,0,0,0,0,0,0,0,0,0,0,5.491557025499999,2.6620900529999996,14.135182711999999,22.288829790499996,8.036893706223363,3.895968792276638,20.686839897,32.6197023955,9.6104387096774215E-9,4.6587612903225805E-9,2.4742249999999998E-8,3.9011449999999996E-8,3.0258345247156557E-3,1.4668051251887208E-3,0.00778849911756103,0.012281138767465408,0,0,0,0,0,0,0,0,0.273235935,0.004830159482563309,2.3414706345081947E-3,0.012432755682422398,0.019604385799493904,0.18493347120334724,0.07736198279665274,0.36378657499999995,0.626082029,0,10,null,"",""]
["10003_B_BLR5","WECC_Colorado","Colorado",8,"Jefferson",59,"10003","BLR5","Colorado Energy Nations Company",8300,1979,9999,"O/G Steam","","","","other","","Fossil","B",2025,"NaturalGas","",0.045579923478983375,0.022095347521016617,0.1173220165,0.1849972875,0,0,0,0,0,0,0,0,0,0,0,0,5.491557025499999,2.6620900529999996,14.135182711999999,22.288829790499996,8.036893706223363,3.895968792276638,20.686839897,32.6197023955,9.6104387096774215E-9,4.6587612903225805E-9,2.4742249999999998E-8,3.9011449999999996E-8,3.0759447607193405E-3,1.4910965893762836E-3,0.007917482882438969,0.012484524232534593,0,0,0,0,0,0,0,0,0.273235935,0.004830159482563309,2.3414706345081947E-3,0.012432755682422398,0.019604385799493904,0.18493347120334724,0.07736198279665274,0.36378657499999995,0.626082029,0,10,null,"",""]
["10004_G_TG1","FRCC","Florida",12,"Polk",105,"10004","TG1","Mosaic South Pierce Operations",9194,1978,9999,"Non-Fossil Waste","","","","","","Non-Fossil","G",2025,"Non-Fossil",null,0.039873758795158726,0.05674343607914677,0.07309423557965049,0.16971143045395598,0,0,0,0,0,0,0,0,0,0,0,0,4.334108071174108,6.167770276190814,7.945032670380011,18.446911017744934,0,0,0,0,0,0,0,0,0,0,0,0,0,0,0,0,0,0,0,0,0.01414391794171203,0.03006569824157646,0.04278580896047727,0.055114674314616745,0.12796618151667047,0,0,0,0,0,4.055315435995545,null,"",""]
["10004_G_TG2","FRCC","Florida",12,"Polk",105,"10004","TG2","Mosaic South Pierce Operations",9194,1992,9999,"Non-Fossil Waste","","","",null,"","Non-Fossil","G",2025,"Non-Fossil",null,0.3289585100600595,0.4681333476529608,0.6030274435321165,1.400119301245137,0,0,0,0,0,0,0,0,0,0,0,0,35.7563915871864,50.884104778574226,65.5465195306351,152.18701589639574,0,0,0,0,0,0,0,0,0,0,0,0,0,0,0,0,0,0,0,0,0.11668732301912427,0.24804201049300584,0.35298292392393754,0.4546960630955882,1.0557209975125317,0,0,0,0,0,33.45635234696325,null,"",""]
["10005_G_WTGS","WECC_Northern California (not including BANC)","California",6,"Merced",47,"10005","WTGS","Dinosaur Point",0,1988,9999,"Onshore Wind","","","","","","Non-Fossil","G",2025,"Wind","",0,0,0,0,0,0,0,0,0,0,0,0,0,0,0,0,5.499597801016131,10.895675201983865,28.284874693000003,44.680147696,0,0,0,0,0,0,0,0,0,0,0,0,0,0,0,0,0,0,0,0,0.599418986,0,0,0,0,0,0,0,0,0,17,null,"",""]
["10008_G_TG-2","FRCC","Florida",12,"Duval",31,"10008","TG-2","Baptist Medical Center",8700,1983,9999,"Combustion Turbine","","","","","","Fossil","G",2025,"NaturalGas","",7.9429094765049238E-4,0.012013650583213707,0.009846737728395063,0.02265467925925926,0,0,0,0,0,0,0,0,0,0,0,0,0.09129780977777768,1.3808793728888888,1.1318089308641974,2.603986113530864,0.06581954791922684,0.995520662278304,0.8159577131851853,1.8772979233827163,7.868710881424074e-11,1.1901425208153892E-9,9.752654320987657e-10,2.2440950617283956E-9,2.6640478242882619E-4,0.004029372334236007,0.003302579372167614,0.007598356488832447,0,0,0,0,0,0,0,0,0.09705054279012344,0.000507615822364444,0.007677689313262222,0.006292857655604938,0.014478162791231604,3.354145962490139E-3,0.046519430062201224,0.03930502155555556,0.08917859758024693,0,2.1999999999999997,null,"",""]
["10008_G_TG-3","FRCC","Florida",12,"Duval",31,"10008","TG-3","Baptist Medical Center",8700,1986,9999,"Combustion Turbine","","","","","","Fossil","G",2025,"NaturalGas","",9.748116175710593E-4,0.014744025715762277,0.012084632666666668,0.02780347,0,0,0,0,0,0,0,0,0,0,0,0,0.11204731200000007,1.6947155939999998,1.3890382333333333,3.1958011393333337,0.08077853608268759,1.2217753582506459,1.0014026480000002,2.3039565423333337,9.657054263565917e-11,1.4606294573643412E-9,1.196916666666667E-9,2.7541166666666671E-9,3.2695132388992337E-4,0.004945138773835099,4.0531655931147995E-3,0.009325255690839822,0,0,0,0,0,0,0,0,0.11910748433333332,6.2298305472000036E-4,0.009422618702639997,0.007723052577333333,0.01776865433469333,0.004116451863056085,0.05709202780361059,0.048237981000000006,0.10944646066666669,0,2.6999999999999997,null,"",""]
["10008_G_TG-4","FRCC","Florida",12,"Duval",31,"10008","TG-4","Baptist Medical Center",8700,1993,9999,"Combustion Turbine","","","","","","Fossil","G",2025,"NaturalGas","",1.1553322874916262E-3,0.017474400848310843,0.014322527604938273,0.03295226074074074,0,0,0,0,0,0,0,0,0,0,0,0,0.132796814222222,2.0085518151111112,1.646267535802469,3.7876161651358027,0.09573752424614823,1.4480300542229876,1.1868475828148148,2.730615161283951,1.1445397645707739E-10,1.7311163939132932E-9,1.418567901234568E-9,3.2641382716049386E-9,1.9538435879752842E-4,2.9551884268126222E-3,0.002422150034717588,5.5727228203277385E-3,0,0,0,0,0,0,0,0,0.1411644258765432,7.3835028707555433E-4,0.011167548092017776,0.00915324749906173,0.02105914587815506,0.004878757763622024,0.06766462554501995,0.05717094044444446,0.12971432375308645,0,3.1999999999999997,null,"",""]
["1001_B_1","MISO_Indiana (including parts of Kentucky)","Indiana",18,"Vermillion",165,"1001","1","Cayuga",10203,1970,9999,"Coal Steam","tangential","dry","ESPC + Wet Scrubber + SCR + DSI","LNC2","Wet Scrubber","Fossil","B",2025,"Coal",null,3.9610693509999995,0,4.504679215,8.465748566,3.9610693509999995,0,4.504679215,8.465748566,0,0,0,0,0,0,0,0,388.225948172,0,441.505363005,829.731311177,412.547617619,0,469.164893656,881.712511275,8.4463165449999986E-4,0,9.6054734849999987E-4,1.8051790029999998E-3,0.6649447110000001,0,0.18018716999999998,0.845131881,0.13000207199999997,0,0.147843318,0.27784538999999997,1.4342699999999996E-3,0,1.6310519999999998E-3,3.0653219999999992E-3,16.27157631,1.975169517851016,0,2.2462381483807214,4.2214076662317375,10.689972141999998,0,12.157044248999997,22.847016390999993,0,500,"Scrubber / SCR / DSI","Wet Scrubber",""]
["1001_B_2","MISO_Indiana (including parts of Kentucky)","Indiana",18,"Vermillion",165,"1001","2","Cayuga",10254,1972,9999,"Coal Steam","tangential","dry","ESPC + Wet Scrubber + SCR","LNC2","Wet Scrubber","Fossil","B",2025,"Coal","",8.315246504716965,11.271778595283033,15.596859168999998,35.183884268999996,8.315246504716965,11.271778595283033,15.596859168999998,35.183884268999996,0,0,0,0,0,0,0,0,810.9271023070755,1099.2567386829246,1521.0512160239998,3431.2350570139997,863.8257509677376,1170.9637957562622,1620.272901567,3655.062448291,1.6691495467924533E-3,2.2626249412075463E-3,3.1308140270000003E-3,7.062588515E-3,1.3274459511792454,1.7994267338207555,0.623874367,3.750747052000001,0.7469746641509443,1.0125656558490554,1.401096004,3.1606363239999995,0.004157558066037739,0.005635800933962262,7.7984759999999995E-3,0.017591835,29.40315611,4.125956813070057,5.5929636799394205,7.739033027664498,17.457953520673975,15.09309256712266,20.459525479877342,28.310025328,63.862643375000005,0,495,"Scrubber / SCR","Wet Scrubber",""]
["1001_G_31","MISO_Indiana (including parts of Kentucky)","Indiana",18,"Vermillion",165,"1001","31","Cayuga",11196,1972,9999,"Combustion Turbine","","","","","","Fossil","G",2025,"Oil","",0,0,0,0,0,0,0,0,0,0,0,0,0,0,0,0,0,0,0,0,0,0,0,0,0,0,0,0,0,0,0,0,0,0,0,0,0,0,0,0,0.0591756454326923,0,0,0,0,0,0,0,0,0,3,null,"",""]
["1001_G_32","MISO_Indiana (including parts of Kentucky)","Indiana",18,"Vermillion",165,"1001","32","Cayuga",11215,1972,9999,"Combustion Turbine","","","","","","Fossil","G",2025,"Oil","",0,0,0,0,0,0,0,0,0,0,0,0,0,0,0,0,0,0,0,0,0,0,0,0,0,0,0,0,0,0,0,0,0,0,0,0,0,0,0,0,0.0591756454326923,0,0,0,0,0,0,0,0,0,3,null,"",""]
["1001_G_33","MISO_Indiana (including parts of Kentucky)","Indiana",18,"Vermillion",165,"1001","33","Cayuga",11199,1972,9999,"Combustion Turbine","","","","","","Fossil","G",2025,"Oil","",0,0,0,0,0,0,0,0,0,0,0,0,0,0,0,0,0,0,0,0,0,0,0,0,0,0,0,0,0,0,0,0,0,0,0,0,0,0,0,0,0.039450430288461534,0,0,0,0,0,0,0,0,0,2,null,"",""]
["1001_G_34","MISO_Indiana (including parts of Kentucky)","Indiana",18,"Vermillion",165,"1001","34","Cayuga",11199,1972,9999,"Combustion Turbine","","","","","","Fossil","G",2025,"Oil","",0,0,0,0,0,0,0,0,0,0,0,0,0,0,0,0,0,0,0,0,0,0,0,0,0,0,0,0,0,0,0,0,0,0,0,0,0,0,0,0,0.039450430288461534,0,0,0,0,0,0,0,0,0,2,null,"",""]
["1001_G_4","MISO_Indiana (including parts of Kentucky)","Indiana",18,"Vermillion",165,"1001","4","Cayuga",14236,1993,9999,"Combustion Turbine","","","","DLNB","","Fossil","G",2025,"Oil","",0,0,0,0,0,0,0,0,0,0,0,0,0,0,0,0,0,0,0,0,0,0,0,0,0,0,0,0,0,0,0,0,0,0,0,0,0,0,0,0,1.578017212,0,0,0,0,0,0,0,0,0,80,null,"",""]
["10013_B_1","MISO_Minnesota and Western Wisconsin","Minnesota",27,"Hennepin",53,"10013","1","Covanta Hennepin Energy",18276,1989,9999,"Municipal Solid Waste","","","Baghouse + Dry Scrubber + SNCR + Mercury Control","AA","Dry Scrubber","Non-Fossil","B",2025,"MSW","",0.3947135852189537,0.5683385142810462,0.740176714,1.7032288135,0,0,0,0,0,0,0,0,0,0,0,0,21.597372825000004,31.097533105999997,40.499929665,93.194835596,18.137089264777288,26.115154765722714,34.0111200345,78.263364065,1.1344068456763286E-3,1.6334048925736714E-3,0.00212726787775,0.004895079615999999,0.0426310507698901,0.06138341563125868,0.07994278598640449,0.18395725238755328,3.4537162583477285E-3,0.004972922241652273,0.006476602000000001,0.014903240500000001,0,0,0,0,4.355089169,0.14982092820573553,0.21572351936511547,0.2809479237981025,0.6464923713689535,0,0,0,0,0,16.8,"Scrubber / SNCR / Mercury Control","Dry Scrubber",""]
["10013_B_2","MISO_Minnesota and Western Wisconsin","Minnesota",27,"Hennepin",53,"10013","2","Covanta Hennepin Energy",18276,1989,9999,"Municipal Solid Waste","","","Baghouse + Dry Scrubber + SNCR + Mercury Control","AA","Dry Scrubber","Non-Fossil","B",2025,"MSW","",0.3947135852189537,0.5683385142810462,0.740176714,1.7032288135,0,0,0,0,0,0,0,0,0,0,0,0,21.597372825000004,31.097533105999997,40.499929665,93.194835596,18.137089264777288,26.115154765722714,34.0111200345,78.263364065,1.1344068456763286E-3,1.6334048925736714E-3,0.00212726787775,0.004895079615999999,0.04257973799177718,0.061309531607074017,0.07984656301359552,0.18373583261244672,3.4537162583477285E-3,0.004972922241652273,0.006476602000000001,0.014903240500000001,0,0,0,0,4.355089169,0.14982092820573553,0.21572351936511547,0.2809479237981025,0.6464923713689535,0,0,0,0,0,16.8,"Scrubber / SNCR / Mercury Control","Dry Scrubber",""]
["10014_G_U131","WECC_Idaho","Idaho",16,"Ada",1,"10014","U131","Lucky Peak Power Plant Project",0,1988,9999,"Hydro","","","","","","Non-Fossil","G",2025,"Hydro","",0,0,0,0,0,0,0,0,0,0,0,0,0,0,0,0,26.35652665325886,36.31381938336324,58.83269658724535,121.50304262386744,0,0,0,0,0,0,0,0,0,0,0,0,0,0,0,0,0,0,0,0,0.5722580811204281,0.03663557204802982,0.050476208942874905,0.08177744825627103,0.16888922924717575,0,0,0,0,0,36.20000000000001,null,"",""]
["10014_G_U132","WECC_Idaho","Idaho",16,"Ada",1,"10014","U132","Lucky Peak Power Plant Project",0,1988,9999,"Hydro","","","","","","Non-Fossil","G",2025,"Hydro","",0,0,0,0,0,0,0,0,0,0,0,0,0,0,0,0,26.35652665325886,36.31381938336324,58.83269658724535,121.50304262386744,0,0,0,0,0,0,0,0,0,0,0,0,0,0,0,0,0,0,0,0,0.5722580811204281,0.03663557204802982,0.050476208942874905,0.08177744825627103,0.16888922924717575,0,0,0,0,0,36.20000000000001,null,"",""]
["10014_G_U133","WECC_Idaho","Idaho",16,"Ada",1,"10014","U133","Lucky Peak Power Plant Project",0,1988,9999,"Hydro","","","","","","Non-Fossil","G",2025,"Hydro","",0,0,0,0,0,0,0,0,0,0,0,0,0,0,0,0,7.717656975816132,10.633328327725147,17.227253696817698,35.57823900035898,0,0,0,0,0,0,0,0,0,0,0,0,0,0,0,0,0,0,0,0,0.16756728342200378,0.010727543196384423,0.014780326375537955,0.0239458826385766,0.04945375221049898,0,0,0,0,0,10.600000000000001,null,"",""]
["10018_G_GEN2","WECC_Northern Nevada","Nevada",32,"Lyon",19,"10018","GEN2","Desert Peak Power Plant",9771,2006,9999,"Geothermal","","","","","","Non-Fossil","G",2025,"Geothermal",null,0.1789162895997437,0.2264744945183798,0.2626170935850779,0.6680078777032015,0,0,0,0,0,0,0,0,0,0,0,0,18.31093073775439,23.178206927223897,26.877169333050066,68.36630699802835,0,0,0,0,3.2655801180736743E-4,4.1336124743281203E-4,4.793287192632096E-4,1.2192479785033891E-3,0,0,0,0,0,0,0,0,0,0,0,0,1.2732322008429402,0.021240679655795094,0.026886720035579726,0.03117751642633808,0.0793049161177129,0,0,0,0,0,10.339895892088633,null,"",""]
["10018_G_OEC2","WECC_Northern Nevada","Nevada",32,"Lyon",19,"10018","OEC2","Desert Peak Power Plant",9771,2006,9999,"Geothermal","","","","","","Non-Fossil","G",2025,"Geothermal",null,0.13060889140781287,0.16532638099841726,0.19171047831710686,0.487645750723337,0,0,0,0,0,0,0,0,0,0,0,0,13.366979438560705,16.920091056873446,19.62033361312655,49.9074041085607,0,0,0,0,2.3838734861937822E-4,3.0175371062595281E-4,3.4990996506214297E-4,8.90051024307474E-4,0,0,0,0,0,0,0,0,0,0,0,0,0.9294595066153465,0.015505696148730418,0.019627305625973198,0.0227595869912268,0.05789258876593042,0,0,0,0,0,7.5481240012247035,null,"",""]
["10025_B_41","NY_Zone B (Genesee)","New York",36,"Monroe",55,"10025","41","RED-Rochester, LLC",8300,1964,9999,"O/G Steam","cyclone","wet","","FU + LA","","Fossil","B",2025,"NaturalGas","",0.248595002709518,0.3369843370062355,0.451139320380137,1.0367186600958904,0,0,0,0,0,0,0,0,0,0,0,0,29.95120511914439,40.60052249484018,54.35413501068493,124.9058626246695,21.98517474217254,29.802125761611713,39.897732046200346,91.68503254998461,2.6292798728676628E-8,3.5641349387761734E-8,4.7700158390410966E-8,1.0963430650684933E-7,0.011266730456109467,0.015272679062726153,0.020446404618150688,0.04698581413698631,0,0,0,0,0,0,0,0,0,0.026343912436612084,0.03571063685851858,0.047807778271132896,0.10986232756626356,0.9036152488186597,1.0927136186916142,1.339834587385274,3.336163454895548,0,17.299999999999997,null,"",""]
["10025_B_42","NY_Zone B (Genesee)","New York",36,"Monroe",55,"10025","42","RED-Rochester, LLC",8300,1968,9999,"O/G Steam","cyclone","wet","","FU + LA","","Fossil","B",2025,"NaturalGas","",0.248595002709518,0.3369843370062355,0.451139320380137,1.0367186600958904,0,0,0,0,0,0,0,0,0,0,0,0,29.95120511914439,40.60052249484018,54.35413501068493,124.9058626246695,21.98517474217254,29.802125761611713,39.897732046200346,91.68503254998461,2.6292798728676628E-8,3.5641349387761734E-8,4.7700158390410966E-8,1.0963430650684933E-7,0.011266730456109467,0.015272679062726153,0.020446404618150688,0.04698581413698631,0,0,0,0,0,0,0,0,0,0.026343912436612084,0.03571063685851858,0.047807778271132896,0.10986232756626356,0.9036152488186597,1.0927136186916142,1.339834587385274,3.336163454895548,0,17.299999999999997,null,"",""]
["10025_B_43","NY_Zone B (Genesee)","New York",36,"Monroe",55,"10025","43","RED-Rochester, LLC",8300,1969,9999,"O/G Steam","cyclone","wet","","FU + LA","","Fossil","B",2025,"NaturalGas","",0.3419977493922849,0.4635969491762084,0.6206425332397261,1.4262372318082193,0,0,0,0,0,0,0,0,0,0,0,0,41.20454808298478,55.85505406804602,74.77620885863014,171.83581100966094,30.24550051235297,40.999456250078545,54.888209404599316,126.13316616703085,3.6171595938873052E-8,4.9032607828250247E-8,6.5622183219178092E-8,1.5082638698630139E-7,0.01549989507834713,0.021010968883981646,0.02812857976369864,0.06463944372602742,0,0,0,0,0,0,0,0,0,0.03624191421915421,0.04912792816374231,0.06577023831520018,0.1511400806980967,1.243123868317,1.5032707586624519,1.8432406462294522,4.589635273208904,0,23.799999999999997,null,"",""]
["10025_B_44","NY_Zone B (Genesee)","New York",36,"Monroe",55,"10025","44","RED-Rochester, LLC",8300,1948,9999,"O/G Steam","tangential","dry","","FU + LA","","Fossil","B",2025,"NaturalGas","",0.34199773683962276,0.46359693216037745,0.6206425259999999,1.4262371950000001,0,0,0,0,0,0,0,0,0,0,0,0,41.20454664042453,55.85505211257547,74.77620774399999,171.835806497,26.40541371367926,35.79400525632074,47.919389063,110.118808033,3.1574165094339623E-8,4.280053490566035E-8,5.7294699999999995E-8,1.3166939999999995E-7,0.012144947264150899,0.0164631507358491,0.022040083,0.050648181,0,0,0,0,0,0,0,0,0,0.0362419129503345,0.049127926443786656,0.06577023733481491,0.15114007672893606,1.2431238244203697,1.5032707055796302,1.8432406159999999,4.589635146,0,23.8,null,"",""]
["10025_B_45","NY_Zone B (Genesee)","New York",36,"Monroe",55,"10025","45","RED-Rochester, LLC",8300,2017,9999,"O/G Steam","wall","dry","","","","Fossil","B",2025,"NaturalGas","",0.013431854601384241,0.01820762512632086,0.024513199873365043,0.05615267960107015,0,0,0,0,0,0,0,0,0,0,0,0,1.618295735695376,2.1936897750537314,2.9533975683709865,6.765383079120094,2.070434132368556,2.8065884905440477,3.778552335763376,8.655574958675981,2.4755151380880829E-9,3.3556982982971724E-9,4.5179937574316288E-9,1.0349207193816883E-8,2.652586778190334E-3,3.5957287437691225E-3,0.004840980628378378,0.011089296150337834,0,0,0,0,0,0,0,0,0,0.001423389843183698,1.9294840096490127E-3,0.00259769336900361,5.9505672218363205E-3,0.04882330097841165,0.059040488701731016,0.07280153036979786,0.18066532004994051,0,0.94,null,"",""]
["10025_B_46","NY_Zone B (Genesee)","New York",36,"Monroe",55,"10025","46","RED-Rochester, LLC",8300,2017,9999,"O/G Steam","wall","dry","","","","Fossil","B",2025,"NaturalGas","",0.15575235654796626,0.21113097220946536,0.2842488070422117,0.6511321357996434,0,0,0,0,0,0,0,0,0,0,0,0,18.765344169233614,25.437466540516674,34.24684414387633,78.44965485362663,24.008225577465176,32.54448356056396,43.815128148745536,100.36783728677469,2.8705441494851176E-8,3.8911820693020414E-8,5.2389502080856125E-8,1.200067642687277E-7,0.010252906341232148,0.013898384151448033,0.018711591790540546,0.04286288228322073,0,0,0,0,0,0,0,0,0,0.016505265202874795,0.022373803941674725,0.030122189066105694,0.06900125821065521,0.5661425326220074,0.6846184328179449,0.8441879585434009,2.094948923983353,0,10.899999999999999,null,"",""]
["10025_B_47","NY_Zone B (Genesee)","New York",36,"Monroe",55,"10025","47","RED-Rochester, LLC",8300,2017,9999,"O/G Steam","wall","dry","","","","Fossil","B",2025,"NaturalGas","",0.15575235654796626,0.21113097220946536,0.2842488070422117,0.6511321357996434,0,0,0,0,0,0,0,0,0,0,0,0,18.765344169233614,25.437466540516674,34.24684414387633,78.44965485362663,24.008225577465176,32.54448356056396,43.815128148745536,100.36783728677469,2.8705441494851176E-8,3.8911820693020414E-8,5.2389502080856125E-8,1.200067642687277E-7,0.010252906341232148,0.013898384151448033,0.018711591790540546,0.04286288228322073,0,0,0,0,0,0,0,0,0,0.016505265202874795,0.022373803941674725,0.030122189066105694,0.06900125821065521,0.5661425326220074,0.6846184328179449,0.8441879585434009,2.094948923983353,0,10.899999999999999,null,"",""]
["10025_B_48","NY_Zone B (Genesee)","New York",36,"Monroe",55,"10025","48","RED-Rochester, LLC",8300,2017,9999,"O/G Steam","wall","dry","","","","Fossil","B",2025,"NaturalGas","",0.15575235654796626,0.21113097220946536,0.2842488070422117,0.6511321357996434,0,0,0,0,0,0,0,0,0,0,0,0,18.765344169233614,25.437466540516674,34.24684414387633,78.44965485362663,24.008225577465176,32.54448356056396,43.815128148745536,100.36783728677469,2.8705441494851176E-8,3.8911820693020414E-8,5.2389502080856125E-8,1.200067642687277E-7,0.010252906341232148,0.013898384151448033,0.018711591790540546,0.04286288228322073,0,0,0,0,0,0,0,0,0,0.016505265202874795,0.022373803941674725,0.030122189066105694,0.06900125821065521,0.5661425326220074,0.6846184328179449,0.8441879585434009,2.094948923983353,0,10.899999999999999,null,"",""]
["10025_B_PB1","NY_Zone B (Genesee)","New York",36,"Monroe",55,"10025","PB1","RED-Rochester, LLC",8300,1966,9999,"O/G Steam","wall","","","LA","","Fossil","B",2025,"Oil","",1.8490325371012459E-3,0.002842854962898755,0.00478325425,0.00947514175,0,0,0,0,0,0,0,0,0,0,0,0,0.22277662049999997,0.34251513075,0.5762929874999999,1.1415847387499998,0.22447225463258347,0.34512213836741656,0.5806793632499999,1.1502737562499998,6.19564152119943e-07,9.5256897288005653E-7,1.6027407500000004E-6,3.174873875e-06,1.0325657869095055E-4,1.5875517130904942E-4,0.0002671345,0.00052914625,1.3423947352159626E-3,2.0639082647840373E-3,0.00347261525,0.006878918249999999,0,0,0,0,0,1.9594563090301497E-4,0.000301262956759135,5.0688484620705992E-4,1.0040934338692098E-3,0.018438290034507025,0.028348546215492973,0.04769736375,0.09448419999999999,0,0.38,null,"",""]
["10025_B_PB2","NY_Zone B (Genesee)","New York",36,"Monroe",55,"10025","PB2","RED-Rochester, LLC",8300,1966,9999,"O/G Steam","wall","","","LA","","Fossil","B",2025,"Oil","",1.8490325371012459E-3,0.002842854962898755,0.00478325425,0.00947514175,0,0,0,0,0,0,0,0,0,0,0,0,0.22277662049999997,0.34251513075,0.5762929874999999,1.1415847387499998,0.22447225463258347,0.34512213836741656,0.5806793632499999,1.1502737562499998,6.19564152119943e-07,9.5256897288005653E-7,1.6027407500000004E-6,3.174873875e-06,1.0325657869095055E-4,1.5875517130904942E-4,0.0002671345,0.00052914625,1.3423947352159626E-3,2.0639082647840373E-3,0.00347261525,0.006878918249999999,0,0,0,0,0,1.9594563090301497E-4,0.000301262956759135,5.0688484620705992E-4,1.0040934338692098E-3,0.018438290034507025,0.028348546215492973,0.04769736375,0.09448419999999999,0,0.38,null,"",""]
["10025_B_PB3","NY_Zone B (Genesee)","New York",36,"Monroe",55,"10025","PB3","RED-Rochester, LLC",8300,1966,9999,"O/G Steam","wall","","","LA","","Fossil","B",2025,"Oil","",1.8490325371012459E-3,0.002842854962898755,0.00478325425,0.00947514175,0,0,0,0,0,0,0,0,0,0,0,0,0.22277662049999997,0.34251513075,0.5762929874999999,1.1415847387499998,0.22447225463258347,0.34512213836741656,0.5806793632499999,1.1502737562499998,6.19564152119943e-07,9.5256897288005653E-7,1.6027407500000004E-6,3.174873875e-06,1.0325657869095055E-4,1.5875517130904942E-4,0.0002671345,0.00052914625,1.3423947352159626E-3,2.0639082647840373E-3,0.00347261525,0.006878918249999999,0,0,0,0,0,1.9594563090301497E-4,0.000301262956759135,5.0688484620705992E-4,1.0040934338692098E-3,0.018438290034507025,0.028348546215492973,0.04769736375,0.09448419999999999,0,0.38,null,"",""]
["10025_B_PB4","NY_Zone B (Genesee)","New York",36,"Monroe",55,"10025","PB4","RED-Rochester, LLC",8300,1966,9999,"O/G Steam","wall","","","LA","","Fossil","B",2025,"Oil","",1.8490325371012459E-3,0.002842854962898755,0.00478325425,0.00947514175,0,0,0,0,0,0,0,0,0,0,0,0,0.22277662049999997,0.34251513075,0.5762929874999999,1.1415847387499998,0.22447225463258347,0.34512213836741656,0.5806793632499999,1.1502737562499998,6.19564152119943e-07,9.5256897288005653E-7,1.6027407500000004E-6,3.174873875e-06,1.0325657869095055E-4,1.5875517130904942E-4,0.0002671345,0.00052914625,1.3423947352159626E-3,2.0639082647840373E-3,0.00347261525,0.006878918249999999,0,0,0,0,0,1.9594563090301497E-4,0.000301262956759135,5.0688484620705992E-4,1.0040934338692098E-3,0.018438290034507025,0.028348546215492973,0.04769736375,0.09448419999999999,0,0.38,null,"",""]
["10025_G_75TG","NY_Zone B (Genesee)","New York",36,"Monroe",55,"10025","75TG","RED-Rochester, LLC",11798,2015,9999,"O/G Steam","","","","","","Fossil","G",2025,"NaturalGas","",0.01521656416719579,0.023395191832804207,0.039363204,0.07797496,0,0,0,0,0,0,0,0,0,0,0,0,1.2897594730000002,1.982981832,3.3364344659999996,6.609175771,0.890778725570966,1.369556158429034,2.304324879,4.564659763,1.0657238622340835E-9,1.6385311377659161E-9,2.7546100000000003E-9,5.4588649999999994E-9,2.6633884667446705E-4,4.0949115332553304E-4,6.8862699999999992E-4,0.001364457,0,0,0,0,0,0,0,0,0.039583936,1.1344221538279703E-3,1.74415351695514E-3,2.9345976922517097E-3,0.00581317336303482,0.0553105888035718,0.07586191019642823,0.11690457100000001,0.24807707000000004,0,2.2,null,"",""]
["10025_G_KPR1","NY_Zone B (Genesee)","New York",36,"Monroe",55,"10025","KPR1","RED-Rochester, LLC",0,1957,9999,"Hydro","","","","","","Non-Fossil","G",2025,"Hydro","",0,0,0,0,0,0,0,0,0,0,0,0,0,0,0,0,0.2696262373333333,0.32920062993103455,0.32259714868965517,0.9214240159540231,0,0,0,0,0,0,0,0,0,0,0,0,0,0,0,0,0,0,0,0,6.3232937011494265E-3,3.7478046989333286E-4,0.000457588875604138,4.4841003667862021E-4,1.280779382176091E-3,0,0,0,0,0,0.4,null,"",""]
["10030_G_COG1","PJM_EMAAC","Delaware",10,"Kent",1,"10030","COG1","Energy Center Dover",7517,1985,9999,"Combined Cycle","","","SCR","","","Fossil","G",2025,"NaturalGas","",0.09104678617588395,0.010187694824116049,0.280828382,0.382062863,0,0,0,0,0,0,0,0,0,0,0,0,12.112112672,1.355286801,37.3591035,50.826502973000004,6.0141033685584775,0.6729490664415229,18.550150275999997,25.237202710999995,7.1875031731640995E-9,8.042468268359001e-10,2.21725e-08,3.016425e-08,4.1955124569356304E-4,4.6945754306436958E-5,1.2940109999999999E-3,1.7605079999999998E-3,0,0,0,0,0,0,0,0,0.473820987,0.0328627679972774,0.00558394760831368,0.0853678162684396,0.12381453187403069,0.39876419903027965,0.03595671096972037,0.896287797,1.331008707,0,15,"SCR","",""]
["10030_G_KD-1","PJM_EMAAC","Delaware",10,"Kent",1,"10030","KD-1","Energy Center Dover",7517,2001,9999,"Combined Cycle","","","SCR","H2O","","Fossil","G",2025,"NaturalGas","",0.1432273121869159,8.0767281308411225E-4,0.219670205,0.36370519,0,0,0,0,0,0,0,0,0,0,0,0,19.053786415999998,0.10744616399999997,29.2231217,48.38435428,9.460896228418692,0.05335091858130841,14.510340138,24.024587285000003,1.1310767476635514E-8,6.378252336448593e-11,1.73455e-08,2.872005e-08,0.0006597864,3.7206000000000034E-6,1.012296E-3,1.675803E-3,0,0,0,0,0,0,0,0,1.389874896,0.06355549417108898,4.4738061931208392E-4,0.0974761603974817,0.16147903518788276,0.6273032677915469,2.8506222084529738E-3,0.7010962489999999,1.3312501389999998,0,44,"SCR","",""]
["10030_G_KD-2","PJM_EMAAC","Delaware",10,"Kent",1,"10030","KD-2","Energy Center Dover",10745,2001,9999,"Combustion Turbine","","","","H2O","","Fossil","G",2025,"NaturalGas","",0,0,0.041334471000000005,0.041334471000000005,0,0,0,0,0,0,0,0,0,0,0,0,0,0,3.8468561670000003,3.8468561670000003,0,0,2.419719846,2.419719846,0,0,2.8905e-09,2.8905e-09,0,0,1.6128879999999998E-3,1.6128879999999998E-3,0,0,0,0,0,0,0,0,0.867909467,0,0,0.018157161108240002,0.018157161108240002,0,0,0.131922494,0.131922494,0,44,null,"",""]
["10034_G_GEN1","WECC_Northern California (not including BANC)","California",6,"Santa Clara",85,"10034","GEN1","Gilroy Power Plant",7705,1987,9999,"Combined Cycle","","","","","","Fossil","G",2025,"NaturalGas","",1.1514956371009677,0.13220875833381485,0.17457828626086955,1.4582826816956522,0,0,0,0,0,0,0,0,0,0,0,0,149.4478439607396,17.158826528825657,22.657791860521733,189.264462350087,78.63310695975444,9.028245613897704,11.921567573304346,99.5829201469565,9.4033671818575768E-8,1.0796458616206824E-8,1.4254130434782607E-8,1.190842608695652E-7,0.024845282803697806,2.8526065441282725E-3,3.7667905217391297E-3,0.03146467986956521,0,0,0,0,0,0,0,0,2.564974733826087,0.31920259407730395,0.06757857045802206,0.08923577501626832,0.47601693955159435,5.387629964153146,0.514572903846853,0.7230767501304347,6.625279618130433,0,85,null,"",""]
["10034_G_GEN2","WECC_Northern California (not including BANC)","California",6,"Santa Clara",85,"10034","GEN2","Gilroy Power Plant",7705,1987,9999,"Combined Cycle","","","","","","Fossil","G",2025,"NaturalGas","",0.4064102248591651,0.0466619147060523,0.06161586573913043,0.5146880053043479,0,0,0,0,0,0,0,0,0,0,0,0,52.746297868496335,6.056056421938467,7.99686771547826,66.79922200591307,27.752861279913333,3.1864396284344836,4.2076120846956515,35.14691299304347,3.3188354759497333E-8,3.8105148057200559E-9,5.0308695652173914E-9,4.2029739130434782E-8,0.00876892334248158,1.0068023096923315E-3,1.3294554782608693E-3,0.01110518113043478,0,0,0,0,0,0,0,0,0.905285200173913,0.1126597390861073,0.023851260161654845,0.03149497941750647,0.16800597866526862,1.9015164579364046,0.18161396606359517,0.2552035588695652,2.338333982869565,0,30,null,"",""]
["10036_G_GEN1","ISONE_MA, VT, NH, RI (Rest of ISO New England)","New Hampshire",33,"Hillsborough",11,"10036","GEN1","Hillsborough Hosiery",0,1989,9999,"Hydro","","","","","","Non-Fossil","G",2025,"Hydro","",0,0,0,0,0,0,0,0,0,0,0,0,0,0,0,0,0.3367006755304909,0.543790158814071,0.5252276117006736,1.4057184460452354,0,0,0,0,0,0,0,0,0,0,0,0,0,0,0,0,0,0,0,0,0.00948494056977863,4.6801393898738235E-4,7.558683207515587E-4,7.3006638026393625E-4,0.001953948640002877,0,0,0,0,0,0.5999999999999999,null,"",""]
["10036_G_GEN2","ISONE_MA, VT, NH, RI (Rest of ISO New England)","New Hampshire",33,"Hillsborough",11,"10036","GEN2","Hillsborough Hosiery",0,1989,9999,"Hydro","","","","","","Non-Fossil","G",2025,"Hydro","",0,0,0,0,0,0,0,0,0,0,0,0,0,0,0,0,0.3367006755304909,0.543790158814071,0.5252276117006736,1.4057184460452354,0,0,0,0,0,0,0,0,0,0,0,0,0,0,0,0,0,0,0,0,0.00948494056977863,4.6801393898738235E-4,7.558683207515587E-4,7.3006638026393625E-4,0.001953948640002877,0,0,0,0,0,0.5999999999999999,null,"",""]
["1004_G_CT1","MISO_Indiana (including parts of Kentucky)","Indiana",18,"Knox",83,"1004","CT1","Edwardsport",11371,2013,9999,"IGCC","","","SCR","NDI","","Fossil","G",2025,"Coal","",3.3036941606936896,4.478340973384796,6.139758307186891,13.921793441265375,3.3036941606936896,4.478340973384796,6.139758307186891,13.921793441265375,0,0,0,0,0,0,0,0,290.53681824336803,393.8387980632322,539.9488441233136,1224.3244604299139,335.49014197995393,455.9697500544819,624.7811128582442,1416.2410048926802,0.001135766045557623,1.7979072052164108E-3,2.3895063190363863E-3,0.00532317956981042,0.08021369442680285,0.10873411911188821,0.14907333789484406,0.3380211514335351,0.36587610886223454,0.6704967077340679,0.8682956056305882,1.9046684222268904,1.651815415966386E-3,2.2391275638655467E-3,3.0699088810084035E-3,0.006960851860840337,19.013979333226892,0.7023394529900794,0.9520601473865529,1.3052644347007827,2.959664035077415,5.849549537755459,7.929389373401852,10.871109316048237,24.65004822720555,0,174.9,"SCR","",""]
["1004_G_CT2","MISO_Indiana (including parts of Kentucky)","Indiana",18,"Knox",83,"1004","CT2","Edwardsport",11371,2013,9999,"IGCC","","","SCR","NDI","","Fossil","G",2025,"Coal","",3.3036941606936896,4.478340973384796,6.139758307186891,13.921793441265375,3.3036941606936896,4.478340973384796,6.139758307186891,13.921793441265375,0,0,0,0,0,0,0,0,290.53681824336803,393.8387980632322,539.9488441233136,1224.3244604299139,335.49014197995393,455.9697500544819,624.7811128582442,1416.2410048926802,0.001135766045557623,1.7979072052164108E-3,2.3895063190363863E-3,0.00532317956981042,0.09301550933223371,0.12608769042813892,0.17286490232410773,0.39196810208448035,0.36587610886223454,0.6704967077340679,0.8682956056305882,1.9046684222268904,1.651815415966386E-3,2.2391275638655467E-3,3.0699088810084035E-3,0.006960851860840337,19.013979333226892,0.7023394529900794,0.9520601473865529,1.3052644347007827,2.959664035077415,5.849549537755459,7.929389373401852,10.871109316048237,24.65004822720555,0,174.9,"SCR","",""]
["1004_G_ST","MISO_Indiana (including parts of Kentucky)","Indiana",18,"Knox",83,"1004","ST","Edwardsport",11371,2013,9999,"IGCC","","","SCR","NDI","","Fossil","G",2025,"Coal","",4.631594100640896,6.278383114202127,8.607597123626217,19.517574338469238,4.631594100640896,6.278383114202127,8.607597123626217,19.517574338469238,0,0,0,0,0,0,0,0,407.31633981288644,552.1399273019127,756.9780250373727,1716.434292152172,470.33838086612184,639.2440406710062,875.9081124805116,1985.4905340176397,1.5922803566079426E-3,2.52056516134399E-3,3.3499539704272266E-3,7.46279948837916E-3,0.11993512954285035,0.16257873115808585,0.22289373678104818,0.5054075974819844,0.5129378038480269,0.939998814959368,1.2173017867388236,2.6702384055462183,2.3157526586332637E-3,0.00313913138170287,0.004303840237983194,0.009758724278319328,26.65653363354622,0.9846405595950112,1.3347349807843498,1.8299076008498105,4.149283141229171,8.20074068986643,11.116559601818947,15.240686130903532,34.55798642258891,0,245.2,"SCR","",""]
["10042_G_KDHT1","WECC_Southern California Edison","California",6,"Tulare",107,"10042","KDHT1","Kaweah Delta District Hospital",12369,2008,9999,"Combustion Turbine","","","","","","Fossil","G",2025,"NaturalGas","",0,0.033011684468085105,0.03730022989361702,0.07031191436170213,0,0,0,0,0,0,0,0,0,0,0,0,0,2.6689048829787234,3.0156221040425533,5.684526987021277,0,1.9325040105319151,2.1835554527659577,4.116059463297872,0,2.3098404255319153E-9,2.6115425531914893E-9,4.9213829787234046E-9,0,2.0565155140186918E-4,2.3238197062750338E-4,4.3803352202937253E-4,0,0,0,0,0,0,0,0,0.06903825308510639,0,0.012434825346269756,0.014050232517941188,0.026485057864210945,0,0.12621075872340426,0.15436848117021276,0.28057923989361705,0,3.5,null,"",""]
["10043_B_B01","PJM_EMAAC","New Jersey",34,"Gloucester",15,"10043","B01","Logan Generating Company LP",11837,1994,9999,"Coal Steam","wall","dry","Baghouse + Dry Scrubber + SCR","LNBO","Dry Scrubber","Fossil","B",2025,"","Coal Retirement",0,0,0,0,0,0,0,0,0,0,0,0,0,0,0,0,0,0,0,0,0,0,0,0,0,0,0,0,0,0,0,0,0,0,0,0,0,0,0,0,0,0,0,0,0,0,0,0,0,0,219,"Scrubber / SCR","Dry Scrubber",""]
["10049_G_1","WECC_Idaho","Idaho",16,"Twin Falls",83,"10049","1","Little Mac Project",0,1984,9999,"Hydro","","","","","","Non-Fossil","G",2025,"Hydro","",0,0,0,0,0,0,0,0,0,0,0,0,0,0,0,0,0.21842425403253196,0.3009432545582589,0.48756378387219895,1.0069312924629898,0,0,0,0,0,0,0,0,0,0,0,0,0,0,0,0,0,0,0,0,0.004742470285528409,3.0360971310521945E-4,4.1831112383597981E-4,6.7771365958235654E-4,1.3996344965235559E-3,0,0,0,0,0,0.30000000000000004,null,"",""]
["10049_G_2","WECC_Idaho","Idaho",16,"Twin Falls",83,"10049","2","Little Mac Project",0,1984,9999,"Hydro","","","","","","Non-Fossil","G",2025,"Hydro","",0,0,0,0,0,0,0,0,0,0,0,0,0,0,0,0,0.29123233871004267,0.40125767274434515,0.650085045162932,1.3425750566173198,0,0,0,0,0,0,0,0,0,0,0,0,0,0,0,0,0,0,0,0,6.323293714037879E-3,4.0481295080695932E-4,5.5774816511463968E-4,9.0361821277647528E-4,1.8661793286980743E-3,0,0,0,0,0,0.4000000000000001,null,"",""]
["10049_G_3","WECC_Idaho","Idaho",16,"Twin Falls",83,"10049","3","Little Mac Project",0,1984,9999,"Hydro","","","","","","Non-Fossil","G",2025,"Hydro","",0,0,0,0,0,0,0,0,0,0,0,0,0,0,0,0,0.29123233871004267,0.40125767274434515,0.650085045162932,1.3425750566173198,0,0,0,0,0,0,0,0,0,0,0,0,0,0,0,0,0,0,0,0,6.323293714037879E-3,4.0481295080695932E-4,5.5774816511463968E-4,9.0361821277647528E-4,1.8661793286980743E-3,0,0,0,0,0,0.4000000000000001,null,"",""]
["10049_G_4","WECC_Idaho","Idaho",16,"Twin Falls",83,"10049","4","Little Mac Project",0,1984,9999,"Hydro","","","","","","Non-Fossil","G",2025,"Hydro","",0,0,0,0,0,0,0,0,0,0,0,0,0,0,0,0,0.29123233871004267,0.40125767274434515,0.650085045162932,1.3425750566173198,0,0,0,0,0,0,0,0,0,0,0,0,0,0,0,0,0,0,0,0,6.323293714037879E-3,4.0481295080695932E-4,5.5774816511463968E-4,9.0361821277647528E-4,1.8661793286980743E-3,0,0,0,0,0,0.4000000000000001,null,"",""]
["1005_G_1","MISO_Indiana (including parts of Kentucky)","Indiana",18,"Switzerland",155,"1005","1","Markland",0,1967,9999,"Hydro","","","","","","Non-Fossil","G",2025,"Hydro","",0,0,0,0,0,0,0,0,0,0,0,0,0,0,0,0,20.881663835198836,31.39362633980116,42.93049537772726,95.20578555272726,0,0,0,0,0,0,0,0,0,0,0,0,0,0,0,0,0,0,0,0,0.23712351436363635,0.02902551273092636,0.04363714061232367,0.059673388575040814,0.13233604191829085,0,0,0,0,0,14.999999999999998,null,"",""]
["1005_G_2","MISO_Indiana (including parts of Kentucky)","Indiana",18,"Switzerland",155,"1005","2","Markland",0,1967,9999,"Hydro","","","","","","Non-Fossil","G",2025,"Hydro","",0,0,0,0,0,0,0,0,0,0,0,0,0,0,0,0,20.881663835198836,31.39362633980116,42.93049537772726,95.20578555272726,0,0,0,0,0,0,0,0,0,0,0,0,0,0,0,0,0,0,0,0,0.23712351436363635,0.02902551273092636,0.04363714061232367,0.059673388575040814,0.13233604191829085,0,0,0,0,0,14.999999999999998,null,"",""]
["1005_G_3","MISO_Indiana (including parts of Kentucky)","Indiana",18,"Switzerland",155,"1005","3","Markland",0,1967,9999,"Hydro","","","","","","Non-Fossil","G",2025,"Hydro","",0,0,0,0,0,0,0,0,0,0,0,0,0,0,0,0,20.881663835198836,31.39362633980116,42.93049537772726,95.20578555272726,0,0,0,0,0,0,0,0,0,0,0,0,0,0,0,0,0,0,0,0,0.23712351436363635,0.02902551273092636,0.04363714061232367,0.059673388575040814,0.13233604191829085,0,0,0,0,0,14.999999999999998,null,"",""]
["10050_G_4","MISO_Arkansas","Arkansas",5,"Pulaski",119,"10050","4","Fourche Creek Wastewater",3911,2009,9999,"Non-Fossil Waste","","","","","","Non-Fossil","G",2025,"Non-Fossil","",0.009883868513335236,0.013367634486664764,0.016802608,0.040054111,0,0,0,0,0,0,0,0,0,0,0,0,2.5272000267803634,3.417961923219635,4.29624,10.241401949999998,0,0,0,0,0,0,0,0,0,0,0,0,0,0,0,0,0,0,0,0,0.337000948,0.01753118107659442,0.02371039441037323,0.0298030075143924,0.07104458300136005,0,0,0,0,0,1.3,null,"",""]
["10051_G_GEN1","SERC_VACAR","North Carolina",37,"Chatham",37,"10051","GEN1","Lockville Hydropower",0,1985,9999,"Hydro","","","","","","Non-Fossil","G",2025,"Hydro","",0,0,0,0,0,0,0,0,0,0,0,0,0,0,0,0,0.5766396801792029,0.6489807473905642,0.7097288723081393,1.9353492998779065,0,0,0,0,0,0,0,0,0,0,0,0,0,0,0,0,0,0,0,0,0.009484940569767439,8.015291554490919E-4,9.0208323887288439E-4,9.8652313250831378E-4,0.00269013552683029,0,0,0,0,0,0.5999999999999999,null,"",""]
["10051_G_GEN2","SERC_VACAR","North Carolina",37,"Chatham",37,"10051","GEN2","Lockville Hydropower",0,1985,9999,"Hydro","","","","","","Non-Fossil","G",2025,"Hydro","",0,0,0,0,0,0,0,0,0,0,0,0,0,0,0,0,0.5766396801792029,0.6489807473905642,0.7097288723081393,1.9353492998779065,0,0,0,0,0,0,0,0,0,0,0,0,0,0,0,0,0,0,0,0,0.009484940569767439,8.015291554490919E-4,9.0208323887288439E-4,9.8652313250831378E-4,0.00269013552683029,0,0,0,0,0,0.5999999999999999,null,"",""]
["10052_B_BLR1","WECC_Northern California (not including BANC)","California",6,"Humboldt",23,"10052","BLR1","Fairhaven Power",17738,1986,9999,"Biomass","","","ESPH","AA + LNB + OFA","","Non-Fossil","B",2025,"","Biomass Retirement",0,0,0,0,0,0,0,0,0,0,0,0,0,0,0,0,0,0,0,0,0,0,0,0,0,0,0,0,0,0,0,0,0,0,0,0,0,0,0,0,0,0,0,0,0,0,0,0,0,0,15.999999999999998,null,"",""]
["10061_G_GEN1","PJM_EMAAC","New Jersey",34,"WARREN",41,"10061","GEN1","Mars Wrigley Confectionery US, LLC",7905,1989,9999,"Combined Cycle","","","","","","Fossil","G",2025,"NaturalGas","",0.030123990871028034,1.6987212897196262E-4,0.046201754,0.07649561699999999,0,0,0,0,0,0,0,0,0,0,0,0,3.8107574959999995,0.021489233999999996,5.84462434,9.67687107,2.237732973039252,0.012618794960747706,3.432049562,5.682401329999999,2.6784459813084118E-9,1.5104018691588786E-11,4.1063e-09,6.7998500000000007E-9,4.2313390654205612E-4,2.386093457943932E-6,0.00064899,0.00107451,0,0,0,0,0,0,0,0,0.265550325,0.012142606666366998,8.627034195482108E-5,0.018623324771463,0.030852201779784823,0.1319364797918252,5.9955220817479017E-4,0.147456854,0.279992886,0,8.8,null,"",""]
["10062_B_BLR1","FRCC","Florida",12,"Miami Dade",86,"10062","BLR1","Miami Dade County Resource Recovery Fac",25743,1983,9999,"Municipal Solid Waste","","","Baghouse + Dry Scrubber + SNCR + Mercury Control","other","Dry Scrubber","Non-Fossil","B",2025,"MSW","",0.7393168506260055,0.9260176121651127,1.1749817581649078,2.840316220956026,0,0,0,0,0,0,0,0,0,0,0,0,28.719141148768784,35.97162770941485,45.64276728024389,110.3335361384275,33.97160928473523,42.55050927707091,53.99041178294651,130.51253034475266,2.1247966286410103E-3,0.002661374617289725,0.00337689757279104,0.008163068818721775,0.08502143786292721,0.10649202545026265,0.13512290231501908,0.32663636562820897,0.0231668631137655,0.02901722481206835,0.03681864091097733,0.08900272883681117,0,0,0,0,4.640243816851853,0.19922461954258877,0.24953510300370008,0.3166237771238973,0.765383499670186,0,0,0,0,0,17.900000000000002,"Scrubber / SNCR / Mercury Control","Dry Scrubber",""]
["10062_B_BLR2","FRCC","Florida",12,"Miami Dade",86,"10062","BLR2","Miami Dade County Resource Recovery Fac",25743,1983,9999,"Municipal Solid Waste","","","Baghouse + Dry Scrubber + SNCR + Mercury Control","other","Dry Scrubber","Non-Fossil","B",2025,"MSW","",0.7393168506260055,0.9260176121651127,1.1749817581649078,2.840316220956026,0,0,0,0,0,0,0,0,0,0,0,0,28.719141148768784,35.97162770941485,45.64276728024389,110.3335361384275,33.97160928473523,42.55050927707091,53.99041178294651,130.51253034475266,2.1247966286410103E-3,0.002661374617289725,0.00337689757279104,0.008163068818721775,0.08502143786292721,0.10649202545026265,0.13512290231501908,0.32663636562820897,0.0231668631137655,0.02901722481206835,0.03681864091097733,0.08900272883681117,0,0,0,0,4.640243816851853,0.19922461954258877,0.24953510300370008,0.3166237771238973,0.765383499670186,0,0,0,0,0,17.900000000000002,"Scrubber / SNCR / Mercury Control","Dry Scrubber",""]
["10062_B_BLR3","FRCC","Florida",12,"Miami Dade",86,"10062","BLR3","Miami Dade County Resource Recovery Fac",25743,1983,9999,"Municipal Solid Waste","","","Baghouse + Dry Scrubber + SNCR + Mercury Control","other","Dry Scrubber","Non-Fossil","B",2025,"MSW","",0.7393168506260055,0.9260176121651127,1.1749817581649078,2.840316220956026,0,0,0,0,0,0,0,0,0,0,0,0,28.719141148768784,35.97162770941485,45.64276728024389,110.3335361384275,33.97160928473523,42.55050927707091,53.99041178294651,130.51253034475266,2.1247966286410103E-3,0.002661374617289725,0.00337689757279104,0.008163068818721775,0.08502143786292721,0.10649202545026265,0.13512290231501908,0.32663636562820897,0.0231668631137655,0.02901722481206835,0.03681864091097733,0.08900272883681117,0,0,0,0,4.640243816851853,0.19922461954258877,0.24953510300370008,0.3166237771238973,0.765383499670186,0,0,0,0,0,17.900000000000002,"Scrubber / SNCR / Mercury Control","Dry Scrubber",""]
["10062_B_BLR4","FRCC","Florida",12,"Miami Dade",86,"10062","BLR4","Miami Dade County Resource Recovery Fac",25743,1983,9999,"Municipal Solid Waste","","","Baghouse + Dry Scrubber + SNCR + Mercury Control","other","Dry Scrubber","Non-Fossil","B",2025,"MSW","",0.7393168506260055,0.9260176121651127,1.1749817581649078,2.840316220956026,0,0,0,0,0,0,0,0,0,0,0,0,28.719141148768784,35.97162770941485,45.64276728024389,110.3335361384275,33.97160928473523,42.55050927707091,53.99041178294651,130.51253034475266,2.1247966286410103E-3,0.002661374617289725,0.00337689757279104,0.008163068818721775,0.08502143786292721,0.10649202545026265,0.13512290231501908,0.32663636562820897,0.0231668631137655,0.02901722481206835,0.03681864091097733,0.08900272883681117,0,0,0,0,4.640243816851853,0.19922461954258877,0.24953510300370008,0.3166237771238973,0.765383499670186,0,0,0,0,0,17.900000000000002,"Scrubber / SNCR / Mercury Control","Dry Scrubber",""]
["10063_G_GEN1","ISONE_Connecticut","Connecticut",9,"Fairfield",1,"10063","GEN1","Derby Hydro",0,1989,9999,"Hydro","","","","","","Non-Fossil","G",2025,"Hydro","",0,0,0,0,0,0,0,0,0,0,0,0,0,0,0,0,3.422237215818189,4.90381873799725,5.063971143667992,13.39002709748343,0,0,0,0,0,0,0,0,0,0,0,0,0,0,0,0,0,0,0,0,0.06323293579460691,4.7569097299872826E-3,0.006816308045816179,0.007038919889698509,0.01861213766550197,0,0,0,0,0,3.999999914712155,null,"",""]
["10063_G_GEN2","ISONE_Connecticut","Connecticut",9,"Fairfield",1,"10063","GEN2","Derby Hydro",0,1989,9999,"Hydro","","","","","","Non-Fossil","G",2025,"Hydro","",0,0,0,0,0,0,0,0,0,0,0,0,0,0,0,0,3.422237215818189,4.90381873799725,5.063971143667992,13.39002709748343,0,0,0,0,0,0,0,0,0,0,0,0,0,0,0,0,0,0,0,0,0.06323293579460691,4.7569097299872826E-3,0.006816308045816179,0.007038919889698509,0.01861213766550197,0,0,0,0,0,3.999999914712155,null,"",""]
["10063_G_GEN3","ISONE_Connecticut","Connecticut",9,"Fairfield",1,"10063","GEN3","Derby Hydro",0,1989,9999,"Hydro","","","","","","Non-Fossil","G",2025,"Hydro","",0,0,0,0,0,0,0,0,0,0,0,0,0,0,0,0,0.2566677911863642,0.3677864053497937,0.3797978357750994,1.0042520323112571,0,0,0,0,0,0,0,0,0,0,0,0,0,0,0,0,0,0,0,0,0.004742470184595518,3.5676822974904621E-4,5.1122310343621326E-4,5.279189917273882E-4,1.3959103249126478E-3,0,0,0,0,0,0.2999999936034116,null,"",""]
["10063_G_GEN4","ISONE_Connecticut","Connecticut",9,"Fairfield",1,"10063","GEN4","Derby Hydro",0,1989,9999,"Hydro","","","","","","Non-Fossil","G",2025,"Hydro","",0,0,0,0,0,0,0,0,0,0,0,0,0,0,0,0,0.2566677911863642,0.3677864053497937,0.3797978357750994,1.0042520323112571,0,0,0,0,0,0,0,0,0,0,0,0,0,0,0,0,0,0,0,0,0.004742470184595518,3.5676822974904621E-4,5.1122310343621326E-4,5.279189917273882E-4,1.3959103249126478E-3,0,0,0,0,0,0.2999999936034116,null,"",""]
["10066_G_GEN1","ISONE_Maine","Maine",23,"Kennebec",11,"10066","GEN1","Lockwood Hydroelectric Facility",0,1985,9999,"Hydro","","","","","","Non-Fossil","G",2025,"Hydro","",0,0,0,0,0,0,0,0,0,0,0,0,0,0,0,0,1.0917891618117335,1.4264981194407242,1.605323280488708,4.123610561741166,0,0,0,0,0,0,0,0,0,0,0,0,0,0,0,0,0,0,0,0,0.011065763866650823,1.5175869349183114E-3,1.9828323860226066E-3,2.2313993598793045E-3,0.005731818680820223,0,0,0,0,0,0.6999999915899084,null,"",""]
["10066_G_GEN2","ISONE_Maine","Maine",23,"Kennebec",11,"10066","GEN2","Lockwood Hydroelectric Facility",0,1985,9999,"Hydro","","","","","","Non-Fossil","G",2025,"Hydro","",0,0,0,0,0,0,0,0,0,0,0,0,0,0,0,0,1.0917891618117335,1.4264981194407242,1.605323280488708,4.123610561741166,0,0,0,0,0,0,0,0,0,0,0,0,0,0,0,0,0,0,0,0,0.011065763866650823,1.5175869349183114E-3,1.9828323860226066E-3,2.2313993598793045E-3,0.005731818680820223,0,0,0,0,0,0.6999999915899084,null,"",""]
["10066_G_GEN3","ISONE_Maine","Maine",23,"Kennebec",11,"10066","GEN3","Lockwood Hydroelectric Facility",0,1985,9999,"Hydro","","","","","","Non-Fossil","G",2025,"Hydro","",0,0,0,0,0,0,0,0,0,0,0,0,0,0,0,0,1.0917891618117335,1.4264981194407242,1.605323280488708,4.123610561741166,0,0,0,0,0,0,0,0,0,0,0,0,0,0,0,0,0,0,0,0,0.011065763866650823,1.5175869349183114E-3,1.9828323860226066E-3,2.2313993598793045E-3,0.005731818680820223,0,0,0,0,0,0.6999999915899084,null,"",""]
["10066_G_GEN4","ISONE_Maine","Maine",23,"Kennebec",11,"10066","GEN4","Lockwood Hydroelectric Facility",0,1985,9999,"Hydro","","","","","","Non-Fossil","G",2025,"Hydro","",0,0,0,0,0,0,0,0,0,0,0,0,0,0,0,0,1.0917891618117335,1.4264981194407242,1.605323280488708,4.123610561741166,0,0,0,0,0,0,0,0,0,0,0,0,0,0,0,0,0,0,0,0,0.011065763866650823,1.5175869349183114E-3,1.9828323860226066E-3,2.2313993598793045E-3,0.005731818680820223,0,0,0,0,0,0.6999999915899084,null,"",""]
["10066_G_GEN5","ISONE_Maine","Maine",23,"Kennebec",11,"10066","GEN5","Lockwood Hydroelectric Facility",0,1985,9999,"Hydro","","","","","","Non-Fossil","G",2025,"Hydro","",0,0,0,0,0,0,0,0,0,0,0,0,0,0,0,0,1.0917891618117335,1.4264981194407242,1.605323280488708,4.123610561741166,0,0,0,0,0,0,0,0,0,0,0,0,0,0,0,0,0,0,0,0,0.011065763866650823,1.5175869349183114E-3,1.9828323860226066E-3,2.2313993598793045E-3,0.005731818680820223,0,0,0,0,0,0.6999999915899084,null,"",""]
["10066_G_GEN6","ISONE_Maine","Maine",23,"Kennebec",11,"10066","GEN6","Lockwood Hydroelectric Facility",0,1985,9999,"Hydro","","","","","","Non-Fossil","G",2025,"Hydro","",0,0,0,0,0,0,0,0,0,0,0,0,0,0,0,0,1.0917891618117335,1.4264981194407242,1.605323280488708,4.123610561741166,0,0,0,0,0,0,0,0,0,0,0,0,0,0,0,0,0,0,0,0,0.011065763866650823,1.5175869349183114E-3,1.9828323860226066E-3,2.2313993598793045E-3,0.005731818680820223,0,0,0,0,0,0.6999999915899084,null,"",""]
["10066_G_GEN7","ISONE_Maine","Maine",23,"Kennebec",11,"10066","GEN7","Lockwood Hydroelectric Facility",0,1988,9999,"Hydro","","","","","","Non-Fossil","G",2025,"Hydro","",0,0,0,0,0,0,0,0,0,0,0,0,0,0,0,0,3.43133736569402,4.483279803956562,5.045301738678797,12.959918908329378,0,0,0,0,0,0,0,0,0,0,0,0,0,0,0,0,0,0,0,0,0.03477811500947402,0.004769558938314694,0.006231758927499623,7.012969416763529E-3,0.018014287282577847,0,0,0,0,0,2.199999973568284,null,"",""]
["1007_G_1","MISO_Indiana (including parts of Kentucky)","Indiana",18,"Hamilton",57,"1007","1","Noblesville",8887,1950,9999,"Combined Cycle","","","SCR","DLNB","","Fossil","G",2025,"NaturalGas","",0.15366238280825867,0.0151454349871959,0.24008436810227274,0.40889218589772724,0,0,0,0,0,0,0,0,0,0,0,0,17.2906923031872,1.7042235801347712,27.01523217137879,46.01014805470076,8.995395871590123,0.8866137623757876,14.054538919193181,23.93654855315909,1.0763023312762716E-8,1.0608365357221328E-9,1.6810231060606062E-8,2.8634090909090911E-8,8.6906034926606611E-4,8.56572492187825e-05,1.357828428030303E-3,2.3125460265151516E-3,0,0,0,0,0,0,0,0,1.4322130554734847,0.05817597674676643,7.0713587799326955E-3,0.09089500241242082,0.15614233793911997,0.6163304788036522,0.05565583679483266,0.8151113942310606,1.4870977098295457,0,43,"SCR","",""]
["1007_G_2","MISO_Indiana (including parts of Kentucky)","Indiana",18,"Hamilton",57,"1007","2","Noblesville",8887,1950,9999,"Combined Cycle","","","SCR","DLNB","","Fossil","G",2025,"NaturalGas","",0.15723592659449726,0.015497654405502782,0.2456677255,0.41840130649999996,0,0,0,0,0,0,0,0,0,0,0,0,17.692801426517132,1.7438566866495333,27.64349338466667,47.080151497833334,9.2045911244178,0.9072326870822012,14.381388661499999,24.493212473,1.1013326180501383E-8,1.0855071528319496E-9,1.7201166666666668E-8,2.9300000000000004E-8,8.8927105506295134E-4,8.7649278270382093E-5,1.3894058333333331E-3,2.3663261666666668E-3,0,0,0,0,0,0,0,0,1.4655203358333333,0.059528906438551694,0.007235808984117178,0.09300883967782597,0.15977355510049485,0.6306637457525743,0.056950158580759,0.8340674731666666,1.5216813775000002,0,44,"SCR","",""]
["1007_G_3","MISO_Indiana (including parts of Kentucky)","Indiana",18,"Hamilton",57,"1007","3","Noblesville",8887,2003,9999,"Combined Cycle","","","SCR","DLNB","","Fossil","G",2025,"NaturalGas","",0.21083908338807586,0.020780945680106005,0.3294180864659091,0.5610381155340909,0,0,0,0,0,0,0,0,0,0,0,0,23.72443827646616,2.3383532843709656,37.06741158398485,63.13020314482198,12.34251991683296,1.2165165576784063,19.284134796102272,32.84317127061364,1.47678691965814E-8,1.4555664094792053E-9,2.3065200757575759E-8,3.9288636363636371E-8,1.1924316420162302E-3,1.1752971404437599E-4,1.8630669128787878E-3,0.003173028268939394,0,0,0,0,0,0,0,0,1.9651295412310605,0.07982285181533069,0.009702562046884399,0.124716398658903,0.21424181252111807,0.8456627499864066,0.07636498536965411,1.1184086572007577,2.0404363925568183,0,59,"SCR","",""]
["1007_G_4","MISO_Indiana (including parts of Kentucky)","Indiana",18,"Hamilton",57,"1007","4","Noblesville",8887,2003,9999,"Combined Cycle","","","SCR","DLNB","","Fossil","G",2025,"NaturalGas","",0.21441262717431442,0.021133165098412884,0.33500144386363634,0.5705472361363636,0,0,0,0,0,0,0,0,0,0,0,0,24.12654739979609,2.3779863908857273,37.69567279727273,64.20020658795455,12.551715169660635,1.2371354823848197,19.610984538409088,33.399835190454546,1.501817206432007E-8,1.4802370265890226E-9,2.3456136363636365E-8,3.9954545454545461E-8,1.2126423478131154E-3,1.1952174309597558E-4,0.001894644318181818,3.226808409090909E-3,0,0,0,0,0,0,0,0,1.998436821590909,0.08117578150711595,0.009867012251068879,0.12683023592430812,0.21787302968249295,0.8599960169353287,0.07765930715558045,1.1373647361363637,2.075020060227273,0,60,"SCR","",""]
["1007_G_5","MISO_Indiana (including parts of Kentucky)","Indiana",18,"Hamilton",57,"1007","5","Noblesville",8887,2003,9999,"Combined Cycle","","","SCR","DLNB","","Fossil","G",2025,"NaturalGas","",0.20726553960183727,0.020428726261799122,0.32383472906818184,0.5515289949318182,0,0,0,0,0,0,0,0,0,0,0,0,23.32232915313622,2.298720177856203,36.43915037069697,62.0601997016894,12.133324664005283,1.1958976329719926,18.957285053795452,32.28650735077273,1.4517566328842733E-8,1.4308957923693883E-9,2.2674265151515153E-8,3.8622727272727281E-8,1.172220936219345E-3,1.155376849927764E-4,1.8314895075757576E-3,3.119248128787879E-3,0,0,0,0,0,0,0,0,1.9318222608712121,0.07846992212354541,0.009538111842699915,0.12260256139349786,0.2106105953597432,0.8313294830374844,0.07507066358372777,1.0994525782651516,2.005852724886364,0,58,"SCR","",""]
["10070_G_GEN1","WECC_Colorado","Colorado",8,"Douglas",35,"10070","GEN1","Foothills Hydro Plant",0,1985,9999,"Hydro","","","","","","Non-Fossil","G",2025,"Hydro","",0,0,0,0,0,0,0,0,0,0,0,0,0,0,0,0,3.0191325444798554,3.231248600706564,5.500060146283517,11.750441291469937,0,0,0,0,0,0,0,0,0,0,0,0,0,0,0,0,0,0,0,0,0.04920915000616932,4.1965942368269995E-3,0.004491435554982112,0.007645083603334096,0.016333113395143206,0,0,0,0,0,3.112880864869246,null,"",""]
["10072_B_WHBOIL","SPP SPS (Texas Panhandle)","Texas",48,"Hutchinson",233,"10072","WHBOIL","Engineered Carbons Borger Cogen",10994,1982,9999,"Fossil Waste","","","","","","Fossil","B",2025,"Fwaste","",0.16402143013551138,0.23494997686448868,0.290486082,0.689457489,0,0,0,0,0,0,0,0,0,0,0,0,14.919176808000003,21.370745536,26.422237727000002,62.71216007100001,26.333640559806966,37.721218716193036,46.637540398000006,110.692399674,0,0,0,0,1.8000767391509248E-3,2.578492260849074E-3,3.1880850000000002E-3,7.566653999999999E-3,0.006560837356993955,0.009397970643006043,0.011619431999999999,0.027578239999999997,0,0,0,0,4.873552165,0.10349429699397003,0.14824881519598,0.18329100551292402,0.43503411770287403,0,0,0,0,0,18.8,null,"",""]
["10075_B_1","MISO_Minnesota and Western Wisconsin","Minnesota",27,"Cook",31,"10075","1","Taconite Harbor Energy Center",10438,1957,9999,"Coal Steam","tangential","dry","ESPC + SNCR + Mercury Control + DSI","LNC3","","Fossil","B",2025,"","Coal Retirement",0,0,0,0,0,0,0,0,0,0,0,0,0,0,0,0,0,0,0,0,0,0,0,0,0,0,0,0,0,0,0,0,0,0,0,0,0,0,0,0,0,0,0,0,0,0,0,0,0,0,79,"SNCR / Mercury Control / DSI","",""]
["10075_B_2","MISO_Minnesota and Western Wisconsin","Minnesota",27,"Cook",31,"10075","2","Taconite Harbor Energy Center",10438,1957,9999,"Coal Steam","tangential","dry","ESPC + SNCR + Mercury Control + DSI","LNB + OFA","","Fossil","B",2025,"","Coal Retirement",0,0,0,0,0,0,0,0,0,0,0,0,0,0,0,0,0,0,0,0,0,0,0,0,0,0,0,0,0,0,0,0,0,0,0,0,0,0,0,0,0,0,0,0,0,0,0,0,0,0,76,"SNCR / Mercury Control / DSI","",""]
["10081_G_GEN1","WECC_Colorado","Colorado",8,"Douglas",35,"10081","GEN1","Strontia Springs Hydro Plant",0,1986,9999,"Hydro","","","","","","Non-Fossil","G",2025,"Hydro","",0,0,0,0,0,0,0,0,0,0,0,0,0,0,0,0,0.5602046881356673,0.604164543437758,1.0648553562619265,2.2292245878353523,0,0,0,0,0,0,0,0,0,0,0,0,0,0,0,0,0,0,0,0,0.015808234219365863,7.7868451650857742E-4,8.3978871537848361E-4,0.001480148945204078,0.003098622177091139,0,0,0,0,0,0.9999999959669289,null,"",""]
["10091_G_G2","WECC_LADWP","California",6,"Los Angeles",37,"10091","G2","Total Energy Facilities",10489,2003,9999,"Non-Fossil Waste","","","","","","Non-Fossil","G",2025,"Non-Fossil","",0.11244497841512019,0.14712723382547627,0.1950392092319765,0.454611421472573,0,0,0,0,0,0,0,0,0,0,0,0,10.720276335757754,14.026812271704424,18.594642901109243,43.34173150857142,0,0,0,0,0,0,0,0,0,0,0,0,0,0,0,0,0,0,0,0,1.0944361737142858,0.07436653357143726,0.09730396615100154,0.12899099726951999,0.30066149699195877,0,0,0,0,0,8,null,"",""]
["10091_G_G3","WECC_LADWP","California",6,"Los Angeles",37,"10091","G3","Total Energy Facilities",10489,2001,9999,"Non-Fossil Waste","","","","","","Non-Fossil","G",2025,"Non-Fossil","",0.11244497841512019,0.14712723382547627,0.1950392092319765,0.454611421472573,0,0,0,0,0,0,0,0,0,0,0,0,10.720276335757754,14.026812271704424,18.594642901109243,43.34173150857142,0,0,0,0,0,0,0,0,0,0,0,0,0,0,0,0,0,0,0,0,1.0944361737142858,0.07436653357143726,0.09730396615100154,0.12899099726951999,0.30066149699195877,0,0,0,0,0,8,null,"",""]
["10091_G_GEN1","WECC_LADWP","California",6,"Los Angeles",37,"10091","GEN1","Total Energy Facilities",10489,1986,9999,"Non-Fossil Waste","","","","","","Non-Fossil","G",2025,"Non-Fossil","",0.11244497841512019,0.14712723382547627,0.1950392092319765,0.454611421472573,0,0,0,0,0,0,0,0,0,0,0,0,10.720276335757754,14.026812271704424,18.594642901109243,43.34173150857142,0,0,0,0,0,0,0,0,0,0,0,0,0,0,0,0,0,0,0,0,1.0944361737142858,0.07436653357143726,0.09730396615100154,0.12899099726951999,0.30066149699195877,0,0,0,0,0,8,null,"",""]
["10091_G_GEN4","WECC_LADWP","California",6,"Los Angeles",37,"10091","GEN4","Total Energy Facilities",10489,1986,9999,"Non-Fossil Waste","","","","","","Non-Fossil","G",2025,"Non-Fossil","",0.10401160503398618,0.1360926912885656,0.18041126853957828,0.42051556486213004,0,0,0,0,0,0,0,0,0,0,0,0,9.916255610575924,12.974801351326594,17.200044683526052,40.091101645428566,0,0,0,0,0,0,0,0,0,0,0,0,0,0,0,0,0,0,0,0,1.0123534606857143,0.06878904355357947,0.09000616868967644,0.11931667247430601,0.27811188471756193,0,0,0,0,0,7.4,null,"",""]
["10099_G_GEN1","PJM_EMAAC","New Jersey",34,"Salem",33,"10099","GEN1","Pedricktown Cogeneration Company LP",8761,1992,9999,"Combined Cycle","","","SCR","NH3 + STM","","Fossil","G",2025,"","CC Retirement",0,0,0,0,0,0,0,0,0,0,0,0,0,0,0,0,0,0,0,0,0,0,0,0,0,0,0,0,0,0,0,0,0,0,0,0,0,0,0,0,0,0,0,0,0,0,0,0,0,0,57.65,"SCR","",""]
["10099_G_GEN2","PJM_EMAAC","New Jersey",34,"Salem",33,"10099","GEN2","Pedricktown Cogeneration Company LP",8761,1992,9999,"Combined Cycle","","","SCR","NH3 + STM","","Fossil","G",2025,"","CC Retirement",0,0,0,0,0,0,0,0,0,0,0,0,0,0,0,0,0,0,0,0,0,0,0,0,0,0,0,0,0,0,0,0,0,0,0,0,0,0,0,0,0,0,0,0,0,0,0,0,0,0,57.65,"SCR","",""]
["10109_G_1G","ISONE_MA, VT, NH, RI (Rest of ISO New England)","New Hampshire",33,"Merrimack",13,"10109","1G","Stevens Mills Dam",0,1985,9999,"Hydro","","","","","","Non-Fossil","G",2025,"Hydro","",0,0,0,0,0,0,0,0,0,0,0,0,0,0,0,0,0.11223355851016362,0.181263386271357,0.1750758705668912,0.46857281534841183,0,0,0,0,0,0,0,0,0,0,0,0,0,0,0,0,0,0,0,0,3.1616468565928767E-3,1.5600464632912743E-4,2.5195610691718622E-4,2.4335546008797876E-4,6.5131621333429238E-4,0,0,0,0,0,0.19999999999999996,null,"",""]
["10109_G_3G","ISONE_MA, VT, NH, RI (Rest of ISO New England)","New Hampshire",33,"Merrimack",13,"10109","3G","Stevens Mills Dam",0,1985,9999,"Hydro","","","","","","Non-Fossil","G",2025,"Hydro","",0,0,0,0,0,0,0,0,0,0,0,0,0,0,0,0,1.0101020265914726,1.631370476442213,1.5756828351020207,4.217155338135706,0,0,0,0,0,0,0,0,0,0,0,0,0,0,0,0,0,0,0,0,0.02845482170933589,1.404041816962147E-3,2.267604962254676E-3,2.1901991407918086E-3,5.861845920008631E-3,0,0,0,0,0,1.7999999999999996,null,"",""]
["10110_G_GEN1","WECC_Northern California (not including BANC)","California",6,"Kern",29,"10110","GEN1","Frito-Lay Cogen Plant",8700,1986,9999,"Combustion Turbine","","","","","","Fossil","G",2025,"NaturalGas","",0,0.062922776,0.073850527,0.136773303,0,0,0,0,0,0,0,0,0,0,0,0,0,7.232499495,8.4885663,15.721065795000001,0,5.078992683,5.961060372,11.040053055000001,0,6.073495e-09,7.13055e-09,1.3204045E-8,0,2.5468339999999996E-3,0.002989263,0.005536096999999999,0,0,0,0,0,0,0,0,0.154863351,0,0.0402126971922,0.047196428628,0.0874091258202,0,0.24490314000000002,0.305877666,0.550780806,0,5.5,null,"",""]
["10113_B_CFB1","PJM_Western MAAC","Pennsylvania",42,"Schuylkill",107,"10113","CFB1","John B Rich Memorial Power Station",13587,1988,9999,"Coal Steam","FBC","dry","Baghouse + Reagent Injection + DSI","OFA","Reagent Injection","Fossil","B",2025,"","Coal Retirement",0,0,0,0,0,0,0,0,0,0,0,0,0,0,0,0,0,0,0,0,0,0,0,0,0,0,0,0,0,0,0,0,0,0,0,0,0,0,0,0,0,0,0,0,0,0,0,0,0,0,40,"DSI","",""]
["10113_B_CFB2","PJM_Western MAAC","Pennsylvania",42,"Schuylkill",107,"10113","CFB2","John B Rich Memorial Power Station",13587,1988,9999,"Coal Steam","FBC","dry","Baghouse + Reagent Injection + DSI","OFA","Reagent Injection","Fossil","B",2025,"","Coal Retirement",0,0,0,0,0,0,0,0,0,0,0,0,0,0,0,0,0,0,0,0,0,0,0,0,0,0,0,0,0,0,0,0,0,0,0,0,0,0,0,0,0,0,0,0,0,0,0,0,0,0,40,"DSI","",""]
["10115_G_GEN3","WECC_San Diego Gas and Electric","California",6,"San Diego",73,"10115","GEN3","Grossmont Hospital",8700,2016,9999,"Combustion Turbine","","","","","","Fossil","G",2025,"NaturalGas","",0.04549122042253521,0.062171334577464786,0.062508497,0.170171052,0,0,0,0,0,0,0,0,0,0,0,0,5.228874719999999,7.146128783999999,7.184883008,19.559886512,3.919282968591551,5.356353390408447,5.385401466999999,14.661037825999998,4.6877746478873332E-9,6.4066253521126685E-9,6.4394999999999995E-9,1.75339e-08,3.6556014084507054E-4,4.9959885915492957E-4,0.000502195,0.001367354,0,0,0,0,0,0,0,0,0.082845904,0.024680288678399994,0.033729727860479994,0.03391264779776,0.09232266433663999,0.2183283720409802,0.24048137495901967,0.272613726,0.7314234729999999,0,4.2,null,"",""]
["10116_G_05","NY_Zone C&E","New York",36,"St Lawrence",89,"10116","05","Hampshire Paper",0,1987,9999,"Hydro","","","","","","Non-Fossil","G",2025,"Hydro","",0,0,0,0,0,0,0,0,0,0,0,0,0,0,0,0,2.177820608991279,2.9476578447034734,3.644424475808536,8.769902929503287,0,0,0,0,0,0,0,0,0,0,0,0,0,0,0,0,0,0,0,0,0.028454821710065664,3.0271706464978713E-3,4.097244404137829E-3,0.005065750021373864,0.012190165072009564,0,0,0,0,0,1.8000000000000012,null,"",""]
["10118_B_1","PJM_Western MAAC","Pennsylvania",42,"Dauphin",43,"10118","1","Harrisburg Facility",6464,2005,9999,"Municipal Solid Waste","","","Baghouse + Dry Scrubber + SNCR + Mercury Control + DSI","FR + NH3 + OFA","Dry Scrubber","Non-Fossil","B",2025,"MSW","",0.05934044332910553,0.0768587436708945,0.10132804499999999,0.23752723200000003,0,0,0,0,0,0,0,0,0,0,0,0,9.18014094,11.890273476000003,15.675739542000002,36.74615395800001,9.758135006471672,12.63890114552833,16.662705268,39.05974142,6.1033471247051816E-4,7.9051582002948181E-4,1.0421896615000002E-3,0.002443040194,0.015430353165960572,0.019985653834039427,0.026348349,0.061764356,0.006949660906516662,0.009001318093483342,0.011866926999999998,0.027817906000000003,0,0,0,0,1.45169639,0.0636826176884907,0.08248280118275722,0.10874257103045602,0.25490798990170394,0,0,0,0,0,5.6,"Scrubber / SNCR / Mercury Control / DSI","Dry Scrubber",""]
["10118_B_2","PJM_Western MAAC","Pennsylvania",42,"Dauphin",43,"10118","2","Harrisburg Facility",6464,2005,9999,"Municipal Solid Waste","","","Baghouse + Dry Scrubber + SNCR + Mercury Control + DSI","FR + NH3 + OFA","Dry Scrubber","Non-Fossil","B",2025,"MSW","",0.05934043984359613,0.0768587391564039,0.10132800199999999,0.23752718100000003,0,0,0,0,0,0,0,0,0,0,0,0,9.18014094,11.890273476000003,15.675739542000002,36.74615395800001,9.75813500625386,12.638901145246136,16.662705264499998,39.059741415999994,6.1033471170806436E-4,7.905158190419355E-4,1.0421896615000002E-3,2.4430401922500003E-3,0.00955640955878106,0.012377622941218943,0.016318168499999997,0.038252201,0.006949646093101709,0.009001298906898289,0.011866983999999999,0.027817928999999998,0,0,0,0,1.4516963895,0.0636826176884905,0.08248280118275701,0.10874257103045552,0.25490798990170305,0,0,0,0,0,5.6,"Scrubber / SNCR / Mercury Control / DSI","Dry Scrubber",""]
["10118_B_3","PJM_Western MAAC","Pennsylvania",42,"Dauphin",43,"10118","3","Harrisburg Facility",6464,2005,9999,"Municipal Solid Waste","","","Baghouse + Dry Scrubber + SNCR + Mercury Control + DSI","FR + NH3 + OFA","Dry Scrubber","Non-Fossil","B",2025,"MSW","",0.05934043984359613,0.0768587391564039,0.10132800199999999,0.23752718100000003,0,0,0,0,0,0,0,0,0,0,0,0,9.18014094,11.890273476000003,15.675739542000002,36.74615395800001,9.75813500625386,12.638901145246136,16.662705264499998,39.059741415999994,6.1033471170806436E-4,7.905158190419355E-4,1.0421896615000002E-3,2.4430401922500003E-3,0.00955640955878106,0.012377622941218943,0.016318168499999997,0.038252201,0.006949646093101709,0.009001298906898289,0.011866983999999999,0.027817928999999998,0,0,0,0,1.4516963895,0.0636826176884905,0.08248280118275701,0.10874257103045552,0.25490798990170305,0,0,0,0,0,5.6,"Scrubber / SNCR / Mercury Control / DSI","Dry Scrubber",""]
["1012_B_2","MISO_Indiana (including parts of Kentucky)","Indiana",18,"Warrick",173,"1012","2","F B Culley",11727,1955,9999,"Coal Steam","wall","dry","ESPC + Wet Scrubber + SCR + DSI","LNB","Wet Scrubber","Fossil","B",2025,"","Coal Retirement",0,0,0,0,0,0,0,0,0,0,0,0,0,0,0,0,0,0,0,0,0,0,0,0,0,0,0,0,0,0,0,0,0,0,0,0,0,0,0,0,0,0,0,0,0,0,0,0,0,0,90,"Scrubber / SCR / DSI","Wet Scrubber",""]
["1012_B_3","MISO_Indiana (including parts of Kentucky)","Indiana",18,"Warrick",173,"1012","3","F B Culley",10808,1973,9999,"Coal Steam","wall","dry","Baghouse + Wet Scrubber + SCR + Mercury Control + DSI","LNB","Wet Scrubber","Fossil","B",2025,"Coal","",4.6703853967924545,6.330966871207549,8.758909807,19.760262075000004,4.6703853967924545,6.330966871207549,8.758909807,19.760262075000004,0,0,0,0,0,0,0,0,432.1230012339621,585.7667350060375,810.409863918,1828.2996001579995,481.2044619464151,652.2993817495848,902.457960961,2035.961804657,8.0280814393868033E-4,0.00108825103956132,1.5055982600000002E-3,3.3966574435000006E-3,0.24673646122641518,0.33446498077358494,0.35035639400000007,0.9315578360000002,0.5172338458018865,0.7011392131981132,0.9700280010000001,2.18840106,2.3352066509433962E-3,3.1655023490566032E-3,4.379488E-3,0.009880197,14.47930782,2.9664426373153234,4.021177797249659,5.563310370339814,12.550930804904798,7.747533355754719,10.502211882245284,14.529838570999997,32.779583809,0,270,"Scrubber / SCR / Mercury Control / DSI","Wet Scrubber",""]
["10121_G_GEN1","SERC_Southeastern","Georgia",13,"Morgan",211,"10121","GEN1","High Shoals Hydro (GA)",0,1988,9999,"Hydro","","","","","","Non-Fossil","G",2025,"Hydro","",0,0,0,0,0,0,0,0,0,0,0,0,0,0,0,0,0.606617134912565,0.6591140502558531,0.806060893670493,2.0717920788389113,0,0,0,0,0,0,0,0,0,0,0,0,0,0,0,0,0,0,0,0,0.022131527994610614,8.4319781752846524E-4,9.1616852985563569E-4,1.1204246422019852E-3,0.002879790989586086,0,0,0,0,0,1.4,null,"",""]
["10124_G_HY1","NY_Zone C&E","New York",36,"St Lawrence",89,"10124","HY1","Hollow Dam Power Partnership",0,1987,9999,"Hydro","","","","","","Non-Fossil","G",2025,"Hydro","",0,0,0,0,0,0,0,0,0,0,0,0,0,0,0,0,0.3629701014985464,0.4912763074505789,0.6074040793014226,1.4616504882505479,0,0,0,0,0,0,0,0,0,0,0,0,0,0,0,0,0,0,0,0,0.004742470285010943,5.0452844108297848E-4,6.8287406735630476E-4,8.442916702289774E-4,2.0316941786682604E-3,0,0,0,0,0,0.30000000000000016,null,"",""]
["10124_G_HY2","NY_Zone C&E","New York",36,"St Lawrence",89,"10124","HY2","Hollow Dam Power Partnership",0,1987,9999,"Hydro","","","","","","Non-Fossil","G",2025,"Hydro","",0,0,0,0,0,0,0,0,0,0,0,0,0,0,0,0,0.3629701014985464,0.4912763074505789,0.6074040793014226,1.4616504882505479,0,0,0,0,0,0,0,0,0,0,0,0,0,0,0,0,0,0,0,0,0.004742470285010943,5.0452844108297848E-4,6.8287406735630476E-4,8.442916702289774E-4,2.0316941786682604E-3,0,0,0,0,0,0.30000000000000016,null,"",""]
["10128_G_GEN1","WECC_Northern California (not including BANC)","California",6,"Trinity",105,"10128","GEN1","Gosselin Hydro Plant",0,1983,9999,"Hydro","","","","","","Non-Fossil","G",2025,"Hydro","",0,0,0,0,0,0,0,0,0,0,0,0,0,0,0,0,0.04948294953272772,0.07891163508267665,0.1495366325700372,0.2779312171854415,0,0,0,0,0,0,0,0,0,0,0,0,0,0,0,0,0,0,0,0,1.5808234281686534E-3,6.8781299850491527E-5,1.0968717276492042E-4,2.0785591927235172E-4,3.8632439188776368E-4,0,0,0,0,0,0.1,null,"",""]
["10128_G_GEN2","WECC_Northern California (not including BANC)","California",6,"Trinity",105,"10128","GEN2","Gosselin Hydro Plant",0,1983,9999,"Hydro","","","","","","Non-Fossil","G",2025,"Hydro","",0,0,0,0,0,0,0,0,0,0,0,0,0,0,0,0,0.04948294953272772,0.07891163508267665,0.1495366325700372,0.2779312171854415,0,0,0,0,0,0,0,0,0,0,0,0,0,0,0,0,0,0,0,0,1.5808234281686534E-3,6.8781299850491527E-5,1.0968717276492042E-4,2.0785591927235172E-4,3.8632439188776368E-4,0,0,0,0,0,0.1,null,"",""]
["10129_G_GEN1","PJM_PENELEC","Pennsylvania",42,"Indiana",63,"10129","GEN1","Indiana University of Pennsylvania",8700,1988,9999,"Combustion Turbine","","","","","","Fossil","G",2025,"NaturalGas","",0.0326606626323319,2.3530736766809725E-4,0.0346609405,0.0675569105,0,0,0,0,0,0,0,0,0,0,0,0,3.7540991365000003,0.027046823750000004,3.9840161420000006,7.765162102250001,2.523561075241774,0.018181275758226062,2.6781146935,5.2198570445,3.0152761087267517E-9,2.1723891273247513E-11,3.203125e-09,6.2401249999999993E-9,0.029268394355507873,2.1086739449213104E-4,0.031060915,0.06054017675000001,0,0,0,0,0,0,0,0,0.118351291,0.017719347924280003,1.2766100810000002E-4,0.018804556190240004,0.03665156512262001,0.11293402624041188,7.2400250958812838E-4,0.09747806225,0.211136091,0,6,null,"",""]
["10129_G_GEN2","PJM_PENELEC","Pennsylvania",42,"Indiana",63,"10129","GEN2","Indiana University of Pennsylvania",8700,1988,9999,"Combustion Turbine","","","","","","Fossil","G",2025,"NaturalGas","",0.0326606626323319,2.3530736766809725E-4,0.0346609405,0.0675569105,0,0,0,0,0,0,0,0,0,0,0,0,3.7540991365000003,0.027046823750000004,3.9840161420000006,7.765162102250001,2.523561075241774,0.018181275758226062,2.6781146935,5.2198570445,3.0152761087267517E-9,2.1723891273247513E-11,3.203125e-09,6.2401249999999993E-9,0.029268394355507873,2.1086739449213104E-4,0.031060915,0.06054017675000001,0,0,0,0,0,0,0,0,0.118351291,0.017719347924280003,1.2766100810000002E-4,0.018804556190240004,0.03665156512262001,0.11293402624041188,7.2400250958812838E-4,0.09747806225,0.211136091,0,6,null,"",""]
["10129_G_GEN3","PJM_PENELEC","Pennsylvania",42,"Indiana",63,"10129","GEN3","Indiana University of Pennsylvania",8700,1988,9999,"Combustion Turbine","","","","","","Fossil","G",2025,"NaturalGas","",0.0326606626323319,2.3530736766809725E-4,0.0346609405,0.0675569105,0,0,0,0,0,0,0,0,0,0,0,0,3.7540991365000003,0.027046823750000004,3.9840161420000006,7.765162102250001,2.523561075241774,0.018181275758226062,2.6781146935,5.2198570445,3.0152761087267517E-9,2.1723891273247513E-11,3.203125e-09,6.2401249999999993E-9,0.029268394355507873,2.1086739449213104E-4,0.031060915,0.06054017675000001,0,0,0,0,0,0,0,0,0.118351291,0.017719347924280003,1.2766100810000002E-4,0.018804556190240004,0.03665156512262001,0.11293402624041188,7.2400250958812838E-4,0.09747806225,0.211136091,0,6,null,"",""]
["10129_G_GEN4","PJM_PENELEC","Pennsylvania",42,"Indiana",63,"10129","GEN4","Indiana University of Pennsylvania",8700,1988,9999,"Combustion Turbine","","","","","","Fossil","G",2025,"NaturalGas","",0.0326606626323319,2.3530736766809725E-4,0.0346609405,0.0675569105,0,0,0,0,0,0,0,0,0,0,0,0,3.7540991365000003,0.027046823750000004,3.9840161420000006,7.765162102250001,2.523561075241774,0.018181275758226062,2.6781146935,5.2198570445,3.0152761087267517E-9,2.1723891273247513E-11,3.203125e-09,6.2401249999999993E-9,0.029268394355507873,2.1086739449213104E-4,0.031060915,0.06054017675000001,0,0,0,0,0,0,0,0,0.118351291,0.017719347924280003,1.2766100810000002E-4,0.018804556190240004,0.03665156512262001,0.11293402624041188,7.2400250958812838E-4,0.09747806225,0.211136091,0,6,null,"",""]
["10137_G_GEN1","ISONE_MA, VT, NH, RI (Rest of ISO New England)","Vermont",50,"Windsor",27,"10137","GEN1","Deweys Mill",0,1989,9999,"Hydro","","","","","","Non-Fossil","G",2025,"Hydro","",0,0,0,0,0,0,0,0,0,0,0,0,0,0,0,0,2.5416788909850836,3.6210919743435377,3.5785393647349824,9.741310230063604,0,0,0,0,0,0,0,0,0,0,0,0,0,0,0,0,0,0,0,0,0.03793976228268551,0.003532933658469264,0.00503331784433752,0.004974169716981632,0.013540421219788417,0,0,0,0,0,2.4,null,"",""]
["10137_G_GEN2","ISONE_MA, VT, NH, RI (Rest of ISO New England)","Vermont",50,"Windsor",27,"10137","GEN2","Deweys Mill",0,1989,9999,"Hydro","","","","","","Non-Fossil","G",2025,"Hydro","",0,0,0,0,0,0,0,0,0,0,0,0,0,0,0,0,0.5295164356218924,0.7543941613215706,0.7455290343197881,2.029439631263251,0,0,0,0,0,0,0,0,0,0,0,0,0,0,0,0,0,0,0,0,0.00790411714222615,7.3602784551443005E-4,1.0486078842369836E-3,1.0362853577045067E-3,0.00282092108745592,0,0,0,0,0,0.5,null,"",""]
["10138_G_1","WECC_Montana","Montana",30,"Carbon",9,"10138","1","South Dry Creek Hydro",0,1985,9999,"Hydro","","","","","","Non-Fossil","G",2025,"Hydro","",0,0,0,0,0,0,0,0,0,0,0,0,0,0,0,0,2.5613457724899185,3.482865367399125,4.776387494507628,10.820598634396672,0,0,0,0,0,0,0,0,0,0,0,0,0,0,0,0,0,0,0,0,0.031616468571428566,3.5602706237609838E-3,0.004841182860684768,6.639178617365603E-3,0.015040632101811353,0,0,0,0,0,1.9999999999999998,null,"",""]
["10139_G_GEN1","WECC_Southern California Edison","California",6,"Kern",29,"10139","GEN1","Isabella Hydro Project",0,1990,9999,"Hydro","","","","","","Non-Fossil","G",2025,"Hydro","",0,0,0,0,0,0,0,0,0,0,0,0,0,0,0,0,2.358889877209749,3.7981778078002346,7.310205791611284,13.467273476621267,0,0,0,0,0,0,0,0,0,0,0,0,0,0,0,0,0,0,0,0,0.09326858099088296,3.2788569293215556E-3,0.005279467152842328,0.010161186050339702,0.018719510132503586,0,0,0,0,0,5.899999919545454,null,"",""]
["10139_G_GEN2","WECC_Southern California Edison","California",6,"Kern",29,"10139","GEN2","Isabella Hydro Project",0,1990,9999,"Hydro","","","","","","Non-Fossil","G",2025,"Hydro","",0,0,0,0,0,0,0,0,0,0,0,0,0,0,0,0,2.358889877209749,3.7981778078002346,7.310205791611284,13.467273476621267,0,0,0,0,0,0,0,0,0,0,0,0,0,0,0,0,0,0,0,0,0.09326858099088296,3.2788569293215556E-3,0.005279467152842328,0.010161186050339702,0.018719510132503586,0,0,0,0,0,5.899999919545454,null,"",""]
["10140_G_GEN1","WECC_Idaho","Idaho",16,"Clark",33,"10140","GEN1","Birch Creek Power",0,1986,9999,"Hydro","","","","","","Non-Fossil","G",2025,"Hydro","",0,0,0,0,0,0,0,0,0,0,0,0,0,0,0,0,2.0786218179406446,3.058231892559871,5.225053370434559,10.361907080935076,0,0,0,0,0,0,0,0,0,0,0,0,0,0,0,0,0,0,0,0,0.041101409137753356,0.002889284326937491,0.004250942330658213,0.007262824184903984,0.014403050842499689,0,0,0,0,0,2.6000000000000005,null,"",""]
["10143_B_ABB01","PJM_PENELEC","Pennsylvania",42,"Cambria",21,"10143","ABB01","Colver Power Project",11032,1995,9999,"Coal Steam","FBC","dry","Baghouse + Reagent Injection + SNCR + DSI","NH3","Reagent Injection","Fossil","B",2025,"Waste Coal","",2.067487939,0,0,2.067487939,0,0,0,0,0,0,0,0,0,0,0,0,187.40826145000005,0,0,187.40826145000005,211.60739068,0,0,211.60739068,0.0005566711285,0,0,0.0005566711285,0.16289737599999995,0,0,0.16289737599999995,0.8605505049999997,0,0,0.8605505049999997,0.001904033,0,0,0.001904033,3.490578735,1.59895682001249,0,0,1.59895682001249,4.213176485000001,0,0,4.213176485000001,0,110,"SNCR / DSI","",""]
["10144_B_BLR3","WECC_Northern California (not including BANC)","California",6,"Placer",61,"10144","BLR3","Sierra Pacific Lincoln Facility",5019,2005,9999,"Biomass","","","ESPC + Cyclone + SNCR","","","Non-Fossil","B",2025,"","Biomass Retirement",0,0,0,0,0,0,0,0,0,0,0,0,0,0,0,0,0,0,0,0,0,0,0,0,0,0,0,0,0,0,0,0,0,0,0,0,0,0,0,0,0,0,0,0,0,0,0,0,0,0,17.5,"SNCR","",""]
["10151_B_BLR1A","PJM_AP","West Virginia",54,"Marion",49,"10151","BLR1A","Grant Town Power Plant",13650,1993,9999,"Coal Steam","FBC","dry","Baghouse + Reagent Injection + SNCR + DSI","CF + CM + NH3","Reagent Injection","Fossil","B",2025,"Waste Coal","",0,0,0,0,0,0,0,0,0,0,0,0,0,0,0,0,0,0,0,0,0,0,0,0,0,0,0,0,0,0,0,0,0,0,0,0,0,0,0,0,1.2784877283076923,0,0,0,0,0,0,0,0,0,40,"SNCR / DSI","",""]
["10151_B_BLR1B","PJM_AP","West Virginia",54,"Marion",49,"10151","BLR1B","Grant Town Power Plant",13650,1993,9999,"Coal Steam","FBC","dry","Baghouse + Reagent Injection + SNCR + DSI","CF + CM + NH3","Reagent Injection","Fossil","B",2025,"Waste Coal","",0,0,0,0,0,0,0,0,0,0,0,0,0,0,0,0,0,0,0,0,0,0,0,0,0,0,0,0,0,0,0,0,0,0,0,0,0,0,0,0,1.2784877283076923,0,0,0,0,0,0,0,0,0,40,"SNCR / DSI","",""]
["10152_G_L-1","PJM_PENELEC","Pennsylvania",42,"Huntingdon",61,"10152","L-1","Warrior Ridge Hydro",0,1985,9999,"Hydro","","","","","","Non-Fossil","G",2025,"Hydro","",0,0,0,0,0,0,0,0,0,0,0,0,0,0,0,0,0.7249576168621907,1.0613854637014135,0.9545150390653708,2.740858119628975,0,0,0,0,0,0,0,0,0,0,0,0,0,0,0,0,0,0,0,0,0.011065763992932862,0.001007691087438444,1.4753257945449647E-3,1.3267759043008656E-3,3.8097927862842744E-3,0,0,0,0,0,0.7,null,"",""]
["10152_G_L-2","PJM_PENELEC","Pennsylvania",42,"Huntingdon",61,"10152","L-2","Warrior Ridge Hydro",0,1985,9999,"Hydro","","","","","","Non-Fossil","G",2025,"Hydro","",0,0,0,0,0,0,0,0,0,0,0,0,0,0,0,0,0.7249576168621907,1.0613854637014135,0.9545150390653708,2.740858119628975,0,0,0,0,0,0,0,0,0,0,0,0,0,0,0,0,0,0,0,0,0.011065763992932862,0.001007691087438444,1.4753257945449647E-3,1.3267759043008656E-3,3.8097927862842744E-3,0,0,0,0,0,0.7,null,"",""]
["10152_G_L-4","PJM_PENELEC","Pennsylvania",42,"Huntingdon",61,"10152","L-4","Warrior Ridge Hydro",0,1985,9999,"Hydro","","","","","","Non-Fossil","G",2025,"Hydro","",0,0,0,0,0,0,0,0,0,0,0,0,0,0,0,0,0.7249576168621907,1.0613854637014135,0.9545150390653708,2.740858119628975,0,0,0,0,0,0,0,0,0,0,0,0,0,0,0,0,0,0,0,0,0.011065763992932862,0.001007691087438444,1.4753257945449647E-3,1.3267759043008656E-3,3.8097927862842744E-3,0,0,0,0,0,0.7,null,"",""]
["10152_G_L-5","PJM_PENELEC","Pennsylvania",42,"Huntingdon",61,"10152","L-5","Warrior Ridge Hydro",0,1985,9999,"Hydro","","","","","","Non-Fossil","G",2025,"Hydro","",0,0,0,0,0,0,0,0,0,0,0,0,0,0,0,0,0.7249576168621907,1.0613854637014135,0.9545150390653708,2.740858119628975,0,0,0,0,0,0,0,0,0,0,0,0,0,0,0,0,0,0,0,0,0.011065763992932862,0.001007691087438444,1.4753257945449647E-3,1.3267759043008656E-3,3.8097927862842744E-3,0,0,0,0,0,0.7,null,"",""]
["10155_G_1","PJM_Dominion","Virginia",51,"Chesterfield",41,"10155","1","Brasfield",0,1993,9999,"Hydro","","","","","","Non-Fossil","G",2025,"Hydro","",0,0,0,0,0,0,0,0,0,0,0,0,0,0,0,0,2.4201590338930803,2.7632705506921047,3.6080038531407403,8.791433437725926,0,0,0,0,0,0,0,0,0,0,0,0,0,0,0,0,0,0,0,0,0.04584387945925925,0.003364021057111383,3.8409460654620265E-3,5.0151253558656066E-3,0.012220092478439016,0,0,0,0,0,2.8999999999999995,null,"",""]
["10156_G_GEN2","WECC_Northern California (not including BANC)","California",6,"Fresno",19,"10156","GEN2","Fresno Cogen Partners",8754,1990,9999,"Combined Cycle","","","SCR","H2O","","Fossil","G",2025,"NaturalGas","",0.010602965,0.010602965,4.855537E-3,0.026061467,0,0,0,0,0,0,0,0,0,0,0,0,1.2112111679999997,1.2112111679999997,0.554664888,2.9770872239999995,0.6206962570000001,0.6206962570000001,0.284243103,1.5256356170000003,7.426475e-10,7.426475e-10,3.397e-10,1.824995e-09,4.3728e-05,4.3728e-05,2e-05,1.07456E-4,0,0,0,0,0,0,0,0,0.189528395,0.004950941351000599,0.004950941351000609,0.00228528727091409,0.012187169972915298,0.04960915989098132,0.04126796910901868,0.020110895,0.110988024,0,6,"SCR","",""]
["10156_G_GEN3","WECC_Northern California (not including BANC)","California",6,"Fresno",19,"10156","GEN3","Fresno Cogen Partners",19283,2001,9999,"Combustion Turbine","","","SCR","","","Fossil","G",2025,"NaturalGas","",0,0,0,0,0,0,0,0,0,0,0,0,0,0,0,0,0,0,0,0,0,0,0,0,0,0,0,0,0,0,0,0,0,0,0,0,0,0,0,0,0.47839126,0,0,0,0,0,0,0,0,0,21.9,"SCR","",""]
["10156_G_GEN4","WECC_Northern California (not including BANC)","California",6,"Fresno",19,"10156","GEN4","Fresno Cogen Partners",8754,2004,9999,"Combined Cycle","","","SCR","H2O","","Fossil","G",2025,"NaturalGas","",0.0795220775,0.0795220775,0.036416525,0.19546068,0,0,0,0,0,0,0,0,0,0,0,0,9.084084752,9.084084752,4.159986763,22.328156267,4.6552224405,4.6552224405,2.131823322,11.442268203000001,5.5664750000000009E-9,5.5664750000000009E-9,2.5515e-09,1.3684450000000001E-8,3.27914E-4,3.27914E-4,1.5020000000000002E-4,8.0602800000000008E-4,0,0,0,0,0,0,0,0,1.421462962,0.0371320641873993,0.0371320641873993,0.0171396549562283,0.09140378333102689,0.37206873821368674,0.30950980078631335,0.15083171299999998,0.8324102520000001,0,45,"SCR","",""]
["1016_G_1","SERC_VACAR","North Carolina",37,"Cumberland",51,"1016","1","Butler-Warner Generation Plant",12530,1976,9999,"Combined Cycle","","","","H2O","","Fossil","G",2025,"NaturalGas","",0.002855788833333333,0,0.0080970305,0.010952819333333332,0,0,0,0,0,0,0,0,0,0,0,0,0.22791610333333334,0,0.6462115319999999,0.8741276353333333,0.16717787483333335,0,0.47400016516666665,0.64117804,1.9999999999999998E-10,0,5.665000000000001e-10,7.665e-10,4.6403999999999987E-4,0,1.3156946666666664E-3,1.7797346666666661E-3,0,0,0,0,0,0,0,0,0.6035234668333334,9.1498841566790986E-4,0,0.002594270686465083,0.003509259102132993,0.012670170499999998,0,0.030846564833333333,0.043516735333333334,0,20,null,"",""]
["1016_G_2","SERC_VACAR","North Carolina",37,"Cumberland",51,"1016","2","Butler-Warner Generation Plant",12530,1976,9999,"Combined Cycle","","","","H2O","","Fossil","G",2025,"NaturalGas","",0.002855788833333333,0,0.0080970305,0.010952819333333332,0,0,0,0,0,0,0,0,0,0,0,0,0.22791610333333334,0,0.6462115319999999,0.8741276353333333,0.16717787483333335,0,0.47400016516666665,0.64117804,1.9999999999999998E-10,0,5.665000000000001e-10,7.665e-10,4.6403999999999987E-4,0,1.3156946666666664E-3,1.7797346666666661E-3,0,0,0,0,0,0,0,0,0.6035234668333334,9.1498841566790986E-4,0,0.002594270686465083,0.003509259102132993,0.012670170499999998,0,0.030846564833333333,0.043516735333333334,0,20,null,"",""]
["1016_G_3","SERC_VACAR","North Carolina",37,"Cumberland",51,"1016","3","Butler-Warner Generation Plant",12530,1976,9999,"Combined Cycle","","","","H2O","","Fossil","G",2025,"NaturalGas","",0.002855788833333333,0,0.0080970305,0.010952819333333332,0,0,0,0,0,0,0,0,0,0,0,0,0.22791610333333334,0,0.6462115319999999,0.8741276353333333,0.16717787483333335,0,0.47400016516666665,0.64117804,1.9999999999999998E-10,0,5.665000000000001e-10,7.665e-10,4.6403999999999987E-4,0,1.3156946666666664E-3,1.7797346666666661E-3,0,0,0,0,0,0,0,0,0.6035234668333334,9.1498841566790986E-4,0,0.002594270686465083,0.003509259102132993,0.012670170499999998,0,0.030846564833333333,0.043516735333333334,0,20,null,"",""]
["1016_G_4","SERC_VACAR","North Carolina",37,"Cumberland",51,"1016","4","Butler-Warner Generation Plant",15300,1976,9999,"Combustion Turbine","","","","H2O","","Fossil","G",2025,"NaturalGas","",0,0,2.7504654225299119E-4,2.7504654225299119E-4,0,0,0,0,0,0,0,0,0,0,0,0,0,0,0.017976895,0.017976895,0,0,0.016101221693050446,0.016101221693050446,0,0,1.9239299618600267E-11,1.9239299618600267E-11,0,0,4.0988761852438166E-5,4.0988761852438166E-5,0,0,0,0,0,0,0,0,0.394504303125,0,0,8.48509444e-05,8.48509444e-05,0,0,1.0478210371854839E-3,1.0478210371854839E-3,0,20,null,"",""]
["1016_G_5","SERC_VACAR","North Carolina",37,"Cumberland",51,"1016","5","Butler-Warner Generation Plant",15301,1977,9999,"Combustion Turbine","","","","H2O","","Fossil","G",2025,"NaturalGas","",0,0,2.7506451915117766E-4,2.7506451915117766E-4,0,0,0,0,0,0,0,0,0,0,0,0,0,0,0.017976895,0.017976895,0,0,0.016102274060481363,0.016102274060481363,0,0,1.9240557089163573E-11,1.9240557089163573E-11,0,0,4.0984564251740586E-5,4.0984564251740586E-5,0,0,0,0,0,0,0,0,0.394504303125,0,0,8.48509444e-05,8.48509444e-05,0,0,1.047889522220594E-3,1.047889522220594E-3,0,20,null,"",""]
["1016_G_6","SERC_VACAR","North Carolina",37,"Cumberland",51,"1016","6","Butler-Warner Generation Plant",12530,1978,9999,"Combined Cycle","","","","H2O","","Fossil","G",2025,"NaturalGas","",0.002855788833333333,0,0.0080970305,0.010952819333333332,0,0,0,0,0,0,0,0,0,0,0,0,0.22791610333333334,0,0.6462115319999999,0.8741276353333333,0.16717787483333335,0,0.47400016516666665,0.64117804,1.9999999999999998E-10,0,5.665000000000001e-10,7.665e-10,4.6403999999999987E-4,0,1.3156946666666664E-3,1.7797346666666661E-3,0,0,0,0,0,0,0,0,0.6035234668333334,9.1498841566790986E-4,0,0.002594270686465083,0.003509259102132993,0.012670170499999998,0,0.030846564833333333,0.043516735333333334,0,20,null,"",""]
["1016_G_7","SERC_VACAR","North Carolina",37,"Cumberland",51,"1016","7","Butler-Warner Generation Plant",12530,1979,9999,"Combined Cycle","","","","H2O","","Fossil","G",2025,"NaturalGas","",0.002855788833333333,0,0.0080970305,0.010952819333333332,0,0,0,0,0,0,0,0,0,0,0,0,0.22791610333333334,0,0.6462115319999999,0.8741276353333333,0.16717787483333335,0,0.47400016516666665,0.64117804,1.9999999999999998E-10,0,5.665000000000001e-10,7.665e-10,4.6403999999999987E-4,0,1.3156946666666664E-3,1.7797346666666661E-3,0,0,0,0,0,0,0,0,0.6035234668333334,9.1498841566790986E-4,0,0.002594270686465083,0.003509259102132993,0.012670170499999998,0,0.030846564833333333,0.043516735333333334,0,20,null,"",""]
["1016_G_8","SERC_VACAR","North Carolina",37,"Cumberland",51,"1016","8","Butler-Warner Generation Plant",12530,1980,9999,"Combined Cycle","","","","H2O","","Fossil","G",2025,"NaturalGas","",0.002855788833333333,0,0.0080970305,0.010952819333333332,0,0,0,0,0,0,0,0,0,0,0,0,0.22791610333333334,0,0.6462115319999999,0.8741276353333333,0.16717787483333335,0,0.47400016516666665,0.64117804,1.9999999999999998E-10,0,5.665000000000001e-10,7.665e-10,4.6403999999999987E-4,0,1.3156946666666664E-3,1.7797346666666661E-3,0,0,0,0,0,0,0,0,0.6035234668333334,9.1498841566790986E-4,0,0.002594270686465083,0.003509259102132993,0.012670170499999998,0,0.030846564833333333,0.043516735333333334,0,20,null,"",""]
["1016_G_9","SERC_VACAR","North Carolina",37,"Cumberland",51,"1016","9","Butler-Warner Generation Plant",12530,1988,9999,"Combined Cycle","","","","H2O","","Fossil","G",2025,"NaturalGas","",0.009281313,0,0.026315349,0.035596662,0,0,0,0,0,0,0,0,0,0,0,0,0.74072733,0,2.100187476,2.840914806,0.543328089,0,1.540500535,2.083828624,6.5e-10,0,1.8425E-9,2.4925e-09,0.00150813,0,0.004276007,5.784137E-3,0,0,0,0,0,0,0,0,1.961451267,0.0029737123275023,0,0.00843137971896776,0.011405092046470059,0.041178054,0,0.100251336,0.14142939,0,65,null,"",""]
["10162_G_WWHI","WECC_Southern California Edison","California",6,"Riverside",65,"10162","WWHI","Whitewater Hydro Plant",0,1986,9999,"Hydro","","","","","","Non-Fossil","G",2025,"Hydro","",0,0,0,0,0,0,0,0,0,0,0,0,0,0,0,0,0.5197553966733344,0.8368866356170008,1.6107233100160454,2.967365342306381,0,0,0,0,0,0,0,0,0,0,0,0,0,0,0,0,0,0,0,0,0.020550704286126754,7.2246000137593579E-4,1.1632724235076314E-3,0.002238905400922307,0.004124637825805874,0,0,0,0,0,1.2999999822727273,null,"",""]
["10167_G_GEN1","ERCOT_Rest","Texas",48,"Calhoun",57,"10167","GEN1","Seadrift Coke LP",10986,1983,9999,"Coal Steam","","","","","","Fossil","G",2025,"Pet. Coke","",0.14727354283018868,0.1996374691698113,0.26724893799999994,0.6141599499999999,0,0,0,0,0,0,0,0,0,0,0,0,13.4055648,18.171987839999996,24.326317008,55.903869648,16.57784545344336,22.472190503556632,30.082874529,69.13291048599999,9.8083920990566074E-6,1.3295820400943388E-5,1.7798793e-05,4.0903005499999996E-5,0.034967190141509424,0.0473999688584906,0.06345295000000001,0.14582010900000003,0.567003109245283,0.768604214754717,1.028908337,2.364515661,3.1367716981132044E-5,4.2520683018867951E-5,5.690149999999999E-5,1.3078989999999998E-4,0.180966889,0.0203889402791561,0.02763834126730059,0.0369986518350896,0.08502593338154629,0.2643667047169814,0.35836375528301856,0.47973124000000006,1.1024617,0,7.6,null,"",""]
["10169_G_GEN1","WECC_Southern California Edison","California",6,"Los Angeles",37,"10169","GEN1","Carson Cogeneration",8642,1989,9999,"Combined Cycle","","","SCR","H2O","","Fossil","G",2025,"NaturalGas","",0.0711782623611111,2.033664638888889E-3,0.011532117,0.08474404399999999,0,0,0,0,0,0,0,0,0,0,0,0,8.236318125,0.235323375,1.334426832,9.806068332,4.992223168333334,0.14263494766666654,0.808827008,5.943685124,5.9711458333333326E-9,1.7060416666666665E-10,9.65e-10,7.1067499999999993E-9,0.013769584305555556,3.9341669444444428E-4,0.002230912,0.016393913,0,0,0,0,0,0,0,0,1.304587119,0.0336667371160322,0.000979831325072804,0.00555624026304767,0.04020280870415267,0.33046339949728526,0.007775136502714738,0.047726121999999996,0.38596465799999996,0,41.3,"SCR","",""]
["10169_G_GEN2","WECC_Southern California Edison","California",6,"Los Angeles",37,"10169","GEN2","Carson Cogeneration",8642,1990,9999,"Combined Cycle","","","SCR","H2O","","Fossil","G",2025,"NaturalGas","",0.013787556805555556,3.9393019444444445E-4,0.002233824,0.016415311,0,0,0,0,0,0,0,0,0,0,0,0,1.5954128049999998,0.04558322299999999,0.258484608,1.8994806359999998,0.9670166508333333,0.02762904716666668,0.156673507,1.151319205,1.1560694444444442E-9,3.3030555555555546E-11,1.8715e-10,1.3762499999999997E-9,2.6672187500000003E-3,7.62062499999999e-05,4.3210700000000004E-4,3.1755320000000004E-3,0,0,0,0,0,0,0,0,0.252704527,6.5214022433702995E-3,1.8979784644504197E-4,0.00107626926550567,0.007787469355321011,0.06401228420921426,1.5060797907857299E-3,0.009244769,0.074763133,0,8,"SCR","",""]
["10173_G_T-1","SERC_VACAR","South Carolina",45,"Cherokee",21,"10173","T-1","Cherokee Falls",0,1985,9999,"Hydro","","","","","","Non-Fossil","G",2025,"Hydro","",0,0,0,0,0,0,0,0,0,0,0,0,0,0,0,0,0.44709279133797897,0.4737649397212542,0.49437643744367005,1.415234168502903,0,0,0,0,0,0,0,0,0,0,0,0,0,0,0,0,0,0,0,0,0.015808234285714283,6.2145897995979069E-4,6.5853326621254332E-4,6.8718324804670141E-4,1.9671754942190353E-3,0,0,0,0,0,0.9999999999999998,null,"",""]
["10175_G_0799","WECC_San Diego Gas and Electric","California",6,"San Diego",73,"10175","0799","Childrens Hospital",13469,2000,9999,"Combustion Turbine","","","","","","Fossil","G",2025,"Oil","",0,0,0,0,0,0,0,0,0,0,0,0,0,0,0,0,0,0,0,0,0,0,0,0,0,0,0,0,0,0,0,0,0,0,0,0,0,0,0,0,0.03945043046153846,0,0,0,0,0,0,0,0,0,2,null,"",""]
["10175_G_1711","WECC_San Diego Gas and Electric","California",6,"San Diego",73,"10175","1711","Childrens Hospital",9185,2004,9999,"Combustion Turbine","","","","","","Fossil","G",2025,"NaturalGas","",0,0.032780484,0.03431803,0.067098514,0,0,0,0,0,0,0,0,0,0,0,0,0,3.56891486,3.73631157,7.305226429999999,0,2.675066428,2.800537991,5.475604419,0,3.2001500000000004E-9,3.34615e-09,6.5463000000000009E-9,0,0.018175505,0.019027974,0.037203479,0,0,0,0,0,0,0,0,0.094681033,0,0.0164526975046,0.0172243963377,0.0336770938423,0,0.12679633699999998,0.149668708,0.276465045,0,4.8,null,"",""]
["10175_G_5083","WECC_San Diego Gas and Electric","California",6,"San Diego",73,"10175","5083","Childrens Hospital",13469,2010,9999,"Combustion Turbine","","","","","","Fossil","G",2025,"Oil","",0,0,0,0,0,0,0,0,0,0,0,0,0,0,0,0,0,0,0,0,0,0,0,0,0,0,0,0,0,0,0,0,0,0,0,0,0,0,0,0,0.029587822846153845,0,0,0,0,0,0,0,0,0,1.5,null,"",""]
["10175_G_5084","WECC_San Diego Gas and Electric","California",6,"San Diego",73,"10175","5084","Childrens Hospital",13469,2010,9999,"Combustion Turbine","","","","","","Fossil","G",2025,"Oil","",0,0,0,0,0,0,0,0,0,0,0,0,0,0,0,0,0,0,0,0,0,0,0,0,0,0,0,0,0,0,0,0,0,0,0,0,0,0,0,0,0.029587822846153845,0,0,0,0,0,0,0,0,0,1.5,null,"",""]
["10175_G_5085","WECC_San Diego Gas and Electric","California",6,"San Diego",73,"10175","5085","Childrens Hospital",13469,2010,9999,"Combustion Turbine","","","","","","Fossil","G",2025,"Oil","",0,0,0,0,0,0,0,0,0,0,0,0,0,0,0,0,0,0,0,0,0,0,0,0,0,0,0,0,0,0,0,0,0,0,0,0,0,0,0,0,0.029587822846153845,0,0,0,0,0,0,0,0,0,1.5,null,"",""]
["10176_G_NO.6","ISONE_MA, VT, NH, RI (Rest of ISO New England)","Massachusetts",25,"Suffolk",25,"10176","NO.6","M Street Jet",15347,1979,9999,"Combustion Turbine","","","","H2O","","Fossil","G",2025,"Oil","",0,0,0,0,0,0,0,0,0,0,0,0,0,0,0,0,0,0,0,0,0,0,0,0,0,0,0,0,0,0,0,0,0,0,0,0,0,0,0,0,0.986260758,0,0,0,0,0,0,0,0,0,50,null,"",""]
["10180_G_1","WECC_Colorado","Colorado",8,"Denver",31,"10180","1","Metro Wastewater Reclamation District",8785,1985,9999,"Non-Fossil Waste","","","","","","Non-Fossil","G",2025,"Non-Fossil","",0.012606171419595462,0.01704524902938413,0.021212880979591838,0.05086430142857143,0,0,0,0,0,0,0,0,0,0,0,0,1.4349659279999998,1.9402680462857143,2.4146701028571425,5.7899040771428565,0,0,0,0,0,0,0,0,0,0,0,0,0,0,0,0,0,0,0,0,0.3110777977959184,0.009954355514375608,0.01345963520738804,0.0167505612396491,0.04016455196141275,0,0,0,0,0,1.2,null,"",""]
["10180_G_2","WECC_Colorado","Colorado",8,"Denver",31,"10180","2","Metro Wastewater Reclamation District",8785,1985,9999,"Non-Fossil Waste","","","","","","Non-Fossil","G",2025,"Non-Fossil","",0.012606171419595462,0.01704524902938413,0.021212880979591838,0.05086430142857143,0,0,0,0,0,0,0,0,0,0,0,0,1.4349659279999998,1.9402680462857143,2.4146701028571425,5.7899040771428565,0,0,0,0,0,0,0,0,0,0,0,0,0,0,0,0,0,0,0,0,0.3110777977959184,0.009954355514375608,0.01345963520738804,0.0167505612396491,0.04016455196141275,0,0,0,0,0,1.2,null,"",""]
["10180_G_3","WECC_Colorado","Colorado",8,"Denver",31,"10180","3","Metro Wastewater Reclamation District",8785,1985,9999,"Non-Fossil Waste","","","","","","Non-Fossil","G",2025,"Non-Fossil","",0.012606171419595462,0.01704524902938413,0.021212880979591838,0.05086430142857143,0,0,0,0,0,0,0,0,0,0,0,0,1.4349659279999998,1.9402680462857143,2.4146701028571425,5.7899040771428565,0,0,0,0,0,0,0,0,0,0,0,0,0,0,0,0,0,0,0,0,0.3110777977959184,0.009954355514375608,0.01345963520738804,0.0167505612396491,0.04016455196141275,0,0,0,0,0,1.2,null,"",""]
["10180_G_4","WECC_Colorado","Colorado",8,"Denver",31,"10180","4","Metro Wastewater Reclamation District",8785,1985,9999,"Non-Fossil Waste","","","","","","Non-Fossil","G",2025,"Non-Fossil","",0.012606171419595462,0.01704524902938413,0.021212880979591838,0.05086430142857143,0,0,0,0,0,0,0,0,0,0,0,0,1.4349659279999998,1.9402680462857143,2.4146701028571425,5.7899040771428565,0,0,0,0,0,0,0,0,0,0,0,0,0,0,0,0,0,0,0,0,0.3110777977959184,0.009954355514375608,0.01345963520738804,0.0167505612396491,0.04016455196141275,0,0,0,0,0,1.2,null,"",""]
["10180_G_5","WECC_Colorado","Colorado",8,"Denver",31,"10180","5","Metro Wastewater Reclamation District",8785,2000,9999,"Non-Fossil Waste","","","","","","Non-Fossil","G",2025,"Non-Fossil","",0.026262857124157213,0.03551093547788361,0.044193502040816325,0.10596729464285715,0,0,0,0,0,0,0,0,0,0,0,0,2.98951235,4.042225096428572,5.030562714285714,12.062300160714287,0,0,0,0,0,0,0,0,0,0,0,0,0,0,0,0,0,0,0,0,0.6480787454081633,0.020738240654949187,0.028040906682058418,0.034897002582602296,0.0836761499196099,0,0,0,0,0,2.5000000000000004,null,"",""]
["10180_G_6","WECC_Colorado","Colorado",8,"Denver",31,"10180","6","Metro Wastewater Reclamation District",8785,2000,9999,"Non-Fossil Waste","","","","","","Non-Fossil","G",2025,"Non-Fossil","",0.026262857124157213,0.03551093547788361,0.044193502040816325,0.10596729464285715,0,0,0,0,0,0,0,0,0,0,0,0,2.98951235,4.042225096428572,5.030562714285714,12.062300160714287,0,0,0,0,0,0,0,0,0,0,0,0,0,0,0,0,0,0,0,0,0.6480787454081633,0.020738240654949187,0.028040906682058418,0.034897002582602296,0.0836761499196099,0,0,0,0,0,2.5000000000000004,null,"",""]
["10183_G_GEN1","ISONE_MA, VT, NH, RI (Rest of ISO New England)","New Hampshire",33,"Hillsborough",11,"10183","GEN1","Mine Falls Generating Station",0,1985,9999,"Hydro","","","","","","Non-Fossil","G",2025,"Hydro","",0,0,0,0,0,0,0,0,0,0,0,0,0,0,0,0,1.7887161053301357,2.7567408244265295,2.624882109142527,7.170339038899192,0,0,0,0,0,0,0,0,0,0,0,0,0,0,0,0,0,0,0,0,0.02371235143105447,2.4863153864089016E-3,3.8318697459528623E-3,3.648586131708099E-3,0.009966771264069862,0,0,0,0,0,1.5000000000000004,null,"",""]
["10183_G_GEN2","ISONE_MA, VT, NH, RI (Rest of ISO New England)","New Hampshire",33,"Hillsborough",11,"10183","GEN2","Mine Falls Generating Station",0,1985,9999,"Hydro","","","","","","Non-Fossil","G",2025,"Hydro","",0,0,0,0,0,0,0,0,0,0,0,0,0,0,0,0,2.0272115860408197,3.1243062676833997,2.9748663903615298,8.126384244085749,0,0,0,0,0,0,0,0,0,0,0,0,0,0,0,0,0,0,0,0,0.026873998288528395,2.8178241045967545E-3,0.00434278571207991,0.004135064282602511,0.011295674099279174,0,0,0,0,0,1.7000000000000002,null,"",""]
["10184_G_EG1","ERCOT_Rest","Texas",48,"Travis",453,"10184","EG1","Central Utility Plant",10245,1988,9999,"Combustion Turbine","","","","","","Fossil","G",2025,"NaturalGas","",0,0,3.4111475409836063E-5,3.4111475409836063E-5,0,0,0,0,0,0,0,0,0,0,0,0,0,0,3.3292611147540986E-3,3.3292611147540986E-3,0,0,2.237978950819672E-3,2.237978950819672E-3,0,0,2.6763934426229505E-12,2.6763934426229505E-12,0,0,2.0301639344262293E-5,2.0301639344262293E-5,0,0,0,0,0,0,0,0,0.07101077429508199,0,0,1.5714112461639348E-5,1.5714112461639348E-5,0,0,1.1791770491803279E-4,1.1791770491803279E-4,0,3.6000000000000005,null,"",""]
["10184_G_EG2","ERCOT_Rest","Texas",48,"Travis",453,"10184","EG2","Central Utility Plant",10245,1988,9999,"Combustion Turbine","","","","","","Fossil","G",2025,"NaturalGas","",0,0,2.3688524590163936E-5,2.3688524590163936E-5,0,0,0,0,0,0,0,0,0,0,0,0,0,0,2.3119868852459016E-3,2.3119868852459016E-3,0,0,1.5541520491803278E-3,1.5541520491803278E-3,0,0,1.858606557377049e-12,1.858606557377049e-12,0,0,1.4098360655737706E-5,1.4098360655737706E-5,0,0,0,0,0,0,0,0,0.04931303770491804,0,0,1.0912578098360657E-5,1.0912578098360657E-5,0,0,8.1887295081967213E-5,8.1887295081967213E-5,0,2.5,null,"",""]
["10184_G_TG1","ERCOT_Rest","Texas",48,"Travis",453,"10184","TG1","Central Utility Plant",11765,1988,9999,"O/G Steam","","","","","","Fossil","G",2025,"Oil","",0,0,0,0,0,0,0,0,0,0,0,0,0,0,0,0,0,0,0,0,0,0,0,0,0,0,0,0,0,0,0,0,0,0,0,0,0,0,0,0,0,0,0,0,0,0,0,0,0,0,2.2,null,"",""]
["10186_G_AB1","ISONE_Maine","Maine",23,"Somerset",25,"10186","AB1","Anson Abenaki Hydros",0,1983,9999,"Hydro","","","","","","Non-Fossil","G",2025,"Hydro","",0,0,0,0,0,0,0,0,0,0,0,0,0,0,0,0,3.43133736569402,4.483279803956562,5.045301738678797,12.959918908329378,0,0,0,0,0,0,0,0,0,0,0,0,0,0,0,0,0,0,0,0,0.03477811500947402,0.004769558938314694,0.006231758927499623,7.012969416763529E-3,0.018014287282577847,0,0,0,0,0,2.199999973568284,null,"",""]
["10186_G_AB2","ISONE_Maine","Maine",23,"Somerset",25,"10186","AB2","Anson Abenaki Hydros",0,1980,9999,"Hydro","","","","","","Non-Fossil","G",2025,"Hydro","",0,0,0,0,0,0,0,0,0,0,0,0,0,0,0,0,3.43133736569402,4.483279803956562,5.045301738678797,12.959918908329378,0,0,0,0,0,0,0,0,0,0,0,0,0,0,0,0,0,0,0,0,0.03477811500947402,0.004769558938314694,0.006231758927499623,7.012969416763529E-3,0.018014287282577847,0,0,0,0,0,2.199999973568284,null,"",""]
["10186_G_AB3","ISONE_Maine","Maine",23,"Somerset",25,"10186","AB3","Anson Abenaki Hydros",0,1983,9999,"Hydro","","","","","","Non-Fossil","G",2025,"Hydro","",0,0,0,0,0,0,0,0,0,0,0,0,0,0,0,0,3.43133736569402,4.483279803956562,5.045301738678797,12.959918908329378,0,0,0,0,0,0,0,0,0,0,0,0,0,0,0,0,0,0,0,0,0.03477811500947402,0.004769558938314694,0.006231758927499623,7.012969416763529E-3,0.018014287282577847,0,0,0,0,0,2.199999973568284,null,"",""]
["10186_G_AB4","ISONE_Maine","Maine",23,"Somerset",25,"10186","AB4","Anson Abenaki Hydros",0,1983,9999,"Hydro","","","","","","Non-Fossil","G",2025,"Hydro","",0,0,0,0,0,0,0,0,0,0,0,0,0,0,0,0,3.43133736569402,4.483279803956562,5.045301738678797,12.959918908329378,0,0,0,0,0,0,0,0,0,0,0,0,0,0,0,0,0,0,0,0,0.03477811500947402,0.004769558938314694,0.006231758927499623,7.012969416763529E-3,0.018014287282577847,0,0,0,0,0,2.199999973568284,null,"",""]
["10186_G_AB5","ISONE_Maine","Maine",23,"Somerset",25,"10186","AB5","Anson Abenaki Hydros",0,1961,9999,"Hydro","","","","","","Non-Fossil","G",2025,"Hydro","",0,0,0,0,0,0,0,0,0,0,0,0,0,0,0,0,3.43133736569402,4.483279803956562,5.045301738678797,12.959918908329378,0,0,0,0,0,0,0,0,0,0,0,0,0,0,0,0,0,0,0,0,0.03477811500947402,0.004769558938314694,0.006231758927499623,7.012969416763529E-3,0.018014287282577847,0,0,0,0,0,2.199999973568284,null,"",""]
["10186_G_AB6","ISONE_Maine","Maine",23,"Somerset",25,"10186","AB6","Anson Abenaki Hydros",0,2008,9999,"Hydro","","","","","","Non-Fossil","G",2025,"Hydro","",0,0,0,0,0,0,0,0,0,0,0,0,0,0,0,0,4.055216886729296,5.298421586494118,5.962629327529487,15.3162678007529,0,0,0,0,0,0,0,0,0,0,0,0,0,0,0,0,0,0,0,0,0.0411014086475602,5.6367514725537285E-3,0.007364806005226826,8.288054765265989E-3,0.021289612243046544,0,0,0,0,0,2.5999999687625173,null,"",""]
["10186_G_AB7","ISONE_Maine","Maine",23,"Somerset",25,"10186","AB7","Anson Abenaki Hydros",0,1950,9999,"Hydro","","","","","","Non-Fossil","G",2025,"Hydro","",0,0,0,0,0,0,0,0,0,0,0,0,0,0,0,0,3.43133736569402,4.483279803956562,5.045301738678797,12.959918908329378,0,0,0,0,0,0,0,0,0,0,0,0,0,0,0,0,0,0,0,0,0.03477811500947402,0.004769558938314694,0.006231758927499623,7.012969416763529E-3,0.018014287282577847,0,0,0,0,0,2.199999973568284,null,"",""]
["10186_G_AB8","ISONE_Maine","Maine",23,"Somerset",25,"10186","AB8","Anson Abenaki Hydros",0,1989,9999,"Hydro","","","","","","Non-Fossil","G",2025,"Hydro","",0,0,0,0,0,0,0,0,0,0,0,0,0,0,0,0,0.46790964077645725,0.6113563369031675,0.6879956916380178,1.7672616693176424,0,0,0,0,0,0,0,0,0,0,0,0,0,0,0,0,0,0,0,0,0.004742470228564639,6.5039440067927643E-4,8.4978530829540281E-4,9.5631401137684488E-4,2.4564937203515242E-3,0,0,0,0,0,0.29999999639567504,null,"",""]
["10186_G_AN1","ISONE_Maine","Maine",23,"Somerset",25,"10186","AN1","Anson Abenaki Hydros",0,1984,9999,"Hydro","","","","","","Non-Fossil","G",2025,"Hydro","",0,0,0,0,0,0,0,0,0,0,0,0,0,0,0,0,2.8074578446587437,3.6681380214190056,4.127974149828106,10.603570015905856,0,0,0,0,0,0,0,0,0,0,0,0,0,0,0,0,0,0,0,0,0.028454821371387832,3.9023664040756583E-3,0.005098711849772418,0.005737884068261069,0.014738962322109146,0,0,0,0,0,1.7999999783740506,null,"",""]
["10186_G_AN2","ISONE_Maine","Maine",23,"Somerset",25,"10186","AN2","Anson Abenaki Hydros",0,1984,9999,"Hydro","","","","","","Non-Fossil","G",2025,"Hydro","",0,0,0,0,0,0,0,0,0,0,0,0,0,0,0,0,2.8074578446587437,3.6681380214190056,4.127974149828106,10.603570015905856,0,0,0,0,0,0,0,0,0,0,0,0,0,0,0,0,0,0,0,0,0.028454821371387832,3.9023664040756583E-3,0.005098711849772418,0.005737884068261069,0.014738962322109146,0,0,0,0,0,1.7999999783740506,null,"",""]
["10186_G_AN3","ISONE_Maine","Maine",23,"Somerset",25,"10186","AN3","Anson Abenaki Hydros",0,1984,9999,"Hydro","","","","","","Non-Fossil","G",2025,"Hydro","",0,0,0,0,0,0,0,0,0,0,0,0,0,0,0,0,2.8074578446587437,3.6681380214190056,4.127974149828106,10.603570015905856,0,0,0,0,0,0,0,0,0,0,0,0,0,0,0,0,0,0,0,0,0.028454821371387832,3.9023664040756583E-3,0.005098711849772418,0.005737884068261069,0.014738962322109146,0,0,0,0,0,1.7999999783740506,null,"",""]
["10186_G_AN4","ISONE_Maine","Maine",23,"Somerset",25,"10186","AN4","Anson Abenaki Hydros",0,1984,9999,"Hydro","","","","","","Non-Fossil","G",2025,"Hydro","",0,0,0,0,0,0,0,0,0,0,0,0,0,0,0,0,2.8074578446587437,3.6681380214190056,4.127974149828106,10.603570015905856,0,0,0,0,0,0,0,0,0,0,0,0,0,0,0,0,0,0,0,0,0.028454821371387832,3.9023664040756583E-3,0.005098711849772418,0.005737884068261069,0.014738962322109146,0,0,0,0,0,1.7999999783740506,null,"",""]
["10186_G_AN5","ISONE_Maine","Maine",23,"Somerset",25,"10186","AN5","Anson Abenaki Hydros",0,1984,9999,"Hydro","","","","","","Non-Fossil","G",2025,"Hydro","",0,0,0,0,0,0,0,0,0,0,0,0,0,0,0,0,2.8074578446587437,3.6681380214190056,4.127974149828106,10.603570015905856,0,0,0,0,0,0,0,0,0,0,0,0,0,0,0,0,0,0,0,0,0.028454821371387832,3.9023664040756583E-3,0.005098711849772418,0.005737884068261069,0.014738962322109146,0,0,0,0,0,1.7999999783740506,null,"",""]
["10190_G_GEN1","NY_Zone F (Capital)","New York",36,"Rensselaer",83,"10190","GEN1","Castleton Energy Center",9066,1992,9999,"Combined Cycle","","","","STM","","Fossil","G",2025,"Oil","",0,0,0,0,0,0,0,0,0,0,0,0,0,0,0,0,0,0,0,0,0,0,0,0,0,0,0,0,0,0,0,0,0,0,0,0,0,0,0,0,1.382068739,0,0,0,0,0,0,0,0,0,45.8,null,"",""]
["10190_G_GEN2","NY_Zone F (Capital)","New York",36,"Rensselaer",83,"10190","GEN2","Castleton Energy Center",9066,1992,9999,"Combined Cycle","","","","STM","","Fossil","G",2025,"NaturalGas","",0,0,0.104431977,0.104431977,0,0,0,0,0,0,0,0,0,0,0,0,0,0,11.519079666,11.519079666,0,0,6.113447891000001,6.113447891000001,0,0,7.3087e-09,7.3087e-09,0,0,3.848097E-3,3.848097E-3,0,0,0,0,0,0,0,0,0.736298629,0,0,0.045366909882364,0.045366909882364,0,0,0.34584287,0.34584287,0,24.4,null,"",""]
["10191_G_EXIS","WECC_Southern California Edison","California",6,"Kern",29,"10191","EXIS","Tehachapi Wind Resource I",0,1984,9999,"Onshore Wind","","","","","","Non-Fossil","G",2025,"Wind","",0,0,0,0,0,0,0,0,0,0,0,0,0,0,0,0,2.924013029981298,6.026193045480257,10.81108179698722,19.761287872448776,0,0,0,0,0,0,0,0,0,0,0,0,0,0,0,0,0,0,0,0,0.30676148077451454,0,0,0,0,0,0,0,0,0,8.6999999866013,null,"",""]
["10196_G_GEN1","NY_Zone C&E","New York",36,"Lewis",49,"10196","GEN1","Moose River",0,1987,9999,"Hydro","","","","","","Non-Fossil","G",2025,"Hydro","",0,0,0,0,0,0,0,0,0,0,0,0,0,0,0,0,14.881774161440404,20.142328605473736,24.90356725135833,59.927670018272465,0,0,0,0,0,0,0,0,0,0,0,0,0,0,0,0,0,0,0,0,0.1944412816854487,0.02068566608440212,0.027997836761608497,0.03461595847938807,0.08329946132539869,0,0,0,0,0,12.300000000000008,null,"",""]
["10197_G_GEN1","NY_Zone C&E","New York",36,"Jefferson",45,"10197","GEN1","Philadlephia",0,1986,9999,"Hydro","","","","","","Non-Fossil","G",2025,"Hydro","",0,0,0,0,0,0,0,0,0,0,0,0,0,0,0,0,3.9926711164840105,5.404039381956367,6.681444872315648,16.078155370756026,0,0,0,0,0,0,0,0,0,0,0,0,0,0,0,0,0,0,0,0,0.05216717313512038,0.005549812851912763,0.007511614740919351,0.009287208372518752,0.022348635965350867,0,0,0,0,0,3.3000000000000016,null,"",""]
["10198_G_GEN2","MISO_Amite South (including DSG)","Louisiana",22,"St James",93,"10198","GEN2","Mosaic Phosphates Uncle Sam",18343,1968,9999,"Non-Fossil Waste","","","","","","Non-Fossil","G",2025,"Non-Fossil","",0.02276077303435338,0.04014417219641585,0.06253756426923077,0.1254425095,0,0,0,0,0,0,0,0,0,0,0,0,1.240842438,2.1885281499230764,3.4093421763076925,6.8387127642307695,0,0,0,0,0,0,0,0,0,0,0,0,0,0,0,0,0,0,0,0,0,0.008607721287425998,0.015181815005124645,0.02365059924483575,0.047440135537386394,0,0,0,0,0,11,null,"",""]
["10198_G_GEN3","MISO_Amite South (including DSG)","Louisiana",22,"St James",93,"10198","GEN3","Mosaic Phosphates Uncle Sam",18343,2016,9999,"Non-Fossil Waste","","","","","","Non-Fossil","G",2025,"Non-Fossil","",0.03103741777411824,0.05474205299511252,0.08527849673076922,0.17105796749999996,0,0,0,0,0,0,0,0,0,0,0,0,1.6920578699999997,2.984356568076923,4.649102967692308,9.32551740576923,0,0,0,0,0,0,0,0,0,0,0,0,0,0,0,0,0,0,0,0,0,0.011737801755580902,0.020702475006988155,0.03225081715204875,0.0646910939146178,0,0,0,0,0,14.999999999999998,null,"",""]
["1020_G_2","WECC_Utah","Utah",49,"Sanpete",39,"1020","2","Manti Lower",0,1989,9999,"Hydro","","","","","","Non-Fossil","G",2025,"Hydro","",0,0,0,0,0,0,0,0,0,0,0,0,0,0,0,0,0.3515286145139279,0.5012778123509959,0.779994972429194,1.6328013992941177,0,0,0,0,0,0,0,0,0,0,0,0,0,0,0,0,0,0,0,0,0.007904117141612202,4.8862477417435971E-4,6.9677615916788436E-4,1.0841930116765798E-3,0.002269593945018824,0,0,0,0,0,0.5,null,"",""]
["1020_G_HC1","WECC_Utah","Utah",49,"Sanpete",39,"1020","HC1","Manti Lower",0,1989,9999,"Hydro","","","","","","Non-Fossil","G",2025,"Hydro","",0,0,0,0,0,0,0,0,0,0,0,0,0,0,0,0,0.3515286145139279,0.5012778123509959,0.779994972429194,1.6328013992941177,0,0,0,0,0,0,0,0,0,0,0,0,0,0,0,0,0,0,0,0,0.007904117141612202,4.8862477417435971E-4,6.9677615916788436E-4,1.0841930116765798E-3,0.002269593945018824,0,0,0,0,0,0.5,null,"",""]
["10204_B_7-1","FRCC","Florida",12,"Hillsborough",57,"10204","7-1","Mosaic Co Tampa Facility",9194,1999,9999,"Non-Fossil Waste","","","","","","Non-Fossil","B",2025,"Non-Fossil","",0.10360425431329812,0.14743684935221513,0.1899212405902448,0.44096234425575803,0,0,0,0,0,0,0,0,0,0,0,0,11.268681117997545,16.036202870282207,20.65708510581595,47.9619690940957,0,0,0,0,0,0,0,0,0,0,0,0,0,0,0,0,0,0,0,0,1.3198859203926379,0.07817081635033718,0.11124310435295556,0.1432981543475397,0.33271207505083245,0,0,0,0,0,10.399999999999999,null,"",""]
["10204_B_7-2","FRCC","Florida",12,"Hillsborough",57,"10204","7-2","Mosaic Co Tampa Facility",9194,1999,9999,"Non-Fossil Waste","","","","","","Non-Fossil","B",2025,"Non-Fossil","",0.10360425431329812,0.14743684935221513,0.1899212405902448,0.44096234425575803,0,0,0,0,0,0,0,0,0,0,0,0,11.268681117997545,16.036202870282207,20.65708510581595,47.9619690940957,0,0,0,0,0,0,0,0,0,0,0,0,0,0,0,0,0,0,0,0,1.3198859203926379,0.07817081635033718,0.11124310435295556,0.1432981543475397,0.33271207505083245,0,0,0,0,0,10.399999999999999,null,"",""]
["10204_B_9-1","FRCC","Florida",12,"Hillsborough",57,"10204","9-1","Mosaic Co Tampa Facility",9194,1999,9999,"Non-Fossil Waste","","","","","","Non-Fossil","B",2025,"Non-Fossil","",0.10360425431329812,0.14743684935221513,0.1899212405902448,0.44096234425575803,0,0,0,0,0,0,0,0,0,0,0,0,11.268681117997545,16.036202870282207,20.65708510581595,47.9619690940957,0,0,0,0,0,0,0,0,0,0,0,0,0,0,0,0,0,0,0,0,1.3198859203926379,0.07817081635033718,0.11124310435295556,0.1432981543475397,0.33271207505083245,0,0,0,0,0,10.399999999999999,null,"",""]
["10204_B_9-2","FRCC","Florida",12,"Hillsborough",57,"10204","9-2","Mosaic Co Tampa Facility",9194,2000,9999,"Non-Fossil Waste","","","","","","Non-Fossil","B",2025,"Non-Fossil","",0.10360425431329812,0.14743684935221513,0.1899212405902448,0.44096234425575803,0,0,0,0,0,0,0,0,0,0,0,0,11.268681117997545,16.036202870282207,20.65708510581595,47.9619690940957,0,0,0,0,0,0,0,0,0,0,0,0,0,0,0,0,0,0,0,0,1.3198859203926379,0.07817081635033718,0.11124310435295556,0.1432981543475397,0.33271207505083245,0,0,0,0,0,10.399999999999999,null,"",""]
["10204_G_GEN1","FRCC","Florida",12,"Hillsborough",57,"10204","GEN1","Mosaic Co Tampa Facility",9194,1988,9999,"Non-Fossil Waste","","","","","","Non-Fossil","G",2025,"Non-Fossil",null,0.3429143256383651,0.48799355028066216,0.6286104259849943,1.4595183019040217,0,0,0,0,0,0,0,0,0,0,0,0,37.27332941209733,53.042824375241004,68.3272809652681,158.64343475260645,0,0,0,0,0,0,0,0,0,0,0,0,0,0,0,0,0,0,0,0,0.12163769429872347,0.25856500487755757,0.3679579570601045,0.47398619910570405,1.100509161043366,0,0,0,0,0,34.875712749561686,null,"",""]
["10213_G_GEN1","WECC_LADWP","California",6,"Los Angeles",37,"10213","GEN1","El Segundo Cogen",9543,1987,9999,"Combined Cycle","","","SCR","","","Fossil","G",2025,"NaturalGas","",0,0.002104315819039451,0.011932751693825044,0.014037067512864496,0,0,0,0,0,0,0,0,0,0,0,0,0,0.22050882923927959,1.2504193198765008,1.4709281491157806,0,0.12318664442881648,0.6985432770205832,0.8217299214493997,0,1.4736535162950258E-10,8.345724699828474e-10,9.8193782161235e-10,0,2.1806089193825043E-5,1.2361662864493998E-4,1.4542271783876502E-4,0,0,0,0,0,0,0,0,1.2224581476946828,0,9.1814703211602307E-4,0.005206452691285876,0.006124599723401899,0,8.300565185248715E-3,0.05072452811320756,0.059025093298456274,0,38.7,"SCR","",""]
["10213_G_GEN2","WECC_LADWP","California",6,"Los Angeles",37,"10213","GEN2","El Segundo Cogen",9543,1987,9999,"Combined Cycle","","","SCR","","","Fossil","G",2025,"NaturalGas","",0,0.002104315819039451,0.011932751693825044,0.014037067512864496,0,0,0,0,0,0,0,0,0,0,0,0,0,0.22050882923927959,1.2504193198765008,1.4709281491157806,0,0.12318664442881648,0.6985432770205832,0.8217299214493997,0,1.4736535162950258E-10,8.345724699828474e-10,9.8193782161235e-10,0,2.1806089193825043E-5,1.2361662864493998E-4,1.4542271783876502E-4,0,0,0,0,0,0,0,0,1.2224581476946828,0,9.1814703211602307E-4,0.005206452691285876,0.006124599723401899,0,8.300565185248715E-3,0.05072452811320756,0.059025093298456274,0,38.7,"SCR","",""]
["10213_G_GEN5","WECC_LADWP","California",6,"Los Angeles",37,"10213","GEN5","El Segundo Cogen",9543,1996,9999,"Combined Cycle","","","SCR","","","Fossil","G",2025,"NaturalGas","",0,2.131503361921098E-3,0.012086921612349916,0.014218424974271015,0,0,0,0,0,0,0,0,0,0,0,0,0,0.22335778052144079,1.2665746082469982,1.489932388768439,0,0.1247782031423671,0.7075683839588337,0.8323465871012008,0,1.4926929674099488E-10,8.453550600343053e-10,9.946243567753003e-10,0,2.2087821612349916E-5,1.2521374271012007E-4,1.4730156432246998E-4,0,0,0,0,0,0,0,0,1.2382521806106346,0,9.30009396872044E-4,0.005273719521922645,0.006203728918794689,0,0.008407807629502575,0.05137988377358492,0.0597876914030875,0,39.199999999999996,"SCR","",""]
["10213_G_GEN6","WECC_LADWP","California",6,"Los Angeles",37,"10213","GEN6","El Segundo Cogen",9543,1996,9999,"Combined Cycle","","","SCR","NH3 + STM","","Fossil","G",2025,"NaturalGas","",0,4.9481299999999987E-4,0.002805893,3.300706E-3,0,0,0,0,0,0,0,0,0,0,0,0,0,0.051850911,0.294026256,0.345877167,0,0.028966366999999996,0.16425694999999998,0.19322331699999998,0,3.465e-11,1.9624999999999997E-10,2.3089999999999997E-10,0,5.1299999999999983E-6,2.9039999999999996E-5,3.4169999999999993E-5,0,0,0,0,0,0,0,0,0.026682441,0,2.15895028835797E-4,1.22425634947092E-3,0.001440151378306717,0,1.9518119999999998E-3,0.011927472999999997,0.013879284999999998,0,9.1,"SCR","",""]
["10213_G_GEN7","WECC_LADWP","California",6,"Los Angeles",37,"10213","GEN7","El Segundo Cogen",8762,2013,9999,"Combined Cycle","","","SCR","","","Fossil","G",2025,"NaturalGas","",0,2.031948E-3,0.011522384,0.013554332,0,0,0,0,0,0,0,0,0,0,0,0,0,0.231904631,1.315040472,1.5469451029999999,0,0.118950258,0.674520396,0.793470654,0,1.42E-10,8.045000000000001e-10,9.465e-10,0,1.16e-05,6.6e-05,7.76e-05,0,0,0,0,0,0,0,0,1.285634279,0,0.00096559647711686,0.00547552000817652,6.4411164852933795E-3,0,0.008015109,0.048980113,0.056995222,0,40.7,"SCR","",""]
["10213_G_GEN8","WECC_LADWP","California",6,"Los Angeles",37,"10213","GEN8","El Segundo Cogen",8762,2013,9999,"Combined Cycle","","","SCR","NH3 + STM","","Fossil","G",2025,"NaturalGas","",0,0.00025961,1.472147E-3,1.731757E-3,0,0,0,0,0,0,0,0,0,0,0,0,0,0.029629096,0.16801498799999998,0.19764408399999997,0,0.015197578,0.08617950499999999,0.10137708299999999,0,1.815E-11,1.032E-10,1.2135E-10,0,1.49e-06,8.44e-06,9.93e-06,0,0,0,0,0,0,0,0,0.164257942,0,0.000123368604561231,6.9957499259957188E-4,8.2294359716080282E-4,0,0.001024043,0.006257902,0.007281945,0,5.2,"SCR","",""]
["10214_G_GEN1","NY_Zone D (North)","New York",36,"Clinton",19,"10214","GEN1","Lower Saranac Hydroelectric Facility",0,1990,9999,"Hydro","","","","","","Non-Fossil","G",2025,"Hydro","",0,0,0,0,0,0,0,0,0,0,0,0,0,0,0,0,3.1899854717055423,4.308088511541881,5.301754299020621,12.799828282268045,0,0,0,0,0,0,0,0,0,0,0,0,0,0,0,0,0,0,0,0,0.047424702835051555,0.004434079805670704,0.005988243031043238,0.007369438475638672,0.017791761312352616,0,0,0,0,0,3.000000000000001,null,"",""]
["10214_G_GEN2","NY_Zone D (North)","New York",36,"Clinton",19,"10214","GEN2","Lower Saranac Hydroelectric Facility",0,1990,9999,"Hydro","","","","","","Non-Fossil","G",2025,"Hydro","",0,0,0,0,0,0,0,0,0,0,0,0,0,0,0,0,3.1899854717055423,4.308088511541881,5.301754299020621,12.799828282268045,0,0,0,0,0,0,0,0,0,0,0,0,0,0,0,0,0,0,0,0,0.047424702835051555,0.004434079805670704,0.005988243031043238,0.007369438475638672,0.017791761312352616,0,0,0,0,0,3.000000000000001,null,"",""]
["10214_G_GEN3","NY_Zone D (North)","New York",36,"Clinton",19,"10214","GEN3","Lower Saranac Hydroelectric Facility",0,1990,9999,"Hydro","","","","","","Non-Fossil","G",2025,"Hydro","",0,0,0,0,0,0,0,0,0,0,0,0,0,0,0,0,0.3189985471705542,0.4308088511541882,0.530175429902062,1.2799828282268044,0,0,0,0,0,0,0,0,0,0,0,0,0,0,0,0,0,0,0,0,4.7424702835051555E-3,4.434079805670704E-4,5.9882430310432384E-4,7.3694384756386728E-4,1.7791761312352615E-3,0,0,0,0,0,0.30000000000000004,null,"",""]
["10216_B_PB1","SERC_Southeastern","Alabama",1,"Monroe",99,"10216","PB1","Alabama River Pulp",11843,1978,9999,"Non-Fossil Waste","","","Wet Scrubber","STM","Wet Scrubber","Non-Fossil","B",2025,"Non-Fossil","",0.19419274396972624,0.22732601411532527,0.3160379691675258,0.7375567272525774,0,0,0,0,0,0,0,0,0,0,0,0,16.397259471175815,19.19496867801749,26.685634481288666,62.27786263048197,0,0,0,0,0,0,0,0,0.010527395452130916,0.012323585311312156,0.01713274473379677,0.039983725497239844,0,0,0,0,0,0,0,0,5.651246660670105,0.11374775320626754,0.13315545587524957,0.18511818822323148,0.4320213973047486,0,0,0,0,0,21.800000000000004,"Scrubber","Wet Scrubber",""]
["10216_B_RB1","SERC_Southeastern","Alabama",1,"Monroe",99,"10216","RB1","Alabama River Pulp",11843,1978,9999,"Non-Fossil Waste","","","ESPC","other","","Non-Fossil","B",2025,"Non-Fossil","",0.19419274396972624,0.22732601411532527,0.3160379691675258,0.7375567272525774,0,0,0,0,0,0,0,0,0,0,0,0,16.397259471175815,19.19496867801749,26.685634481288666,62.27786263048197,0,0,0,0,0,0,0,0,0.003007827272037404,3.5210243746606152E-3,0.004895069923941934,0.011423921570639954,0,0,0,0,0,0,0,0,5.651246660670105,0.11374775320626754,0.13315545587524957,0.18511818822323148,0.4320213973047486,0,0,0,0,0,21.800000000000004,null,"",""]
["10218_G_HY1","NY_Zone F (Capital)","New York",36,"Warren",113,"10218","HY1","Warrensburg Hydroelectric",0,1988,9999,"Hydro","","","","","","Non-Fossil","G",2025,"Hydro","",0,0,0,0,0,0,0,0,0,0,0,0,0,0,0,0,3.6166980410521,4.888848402068273,6.000856313900796,14.506402757021167,0,0,0,0,0,0,0,0,0,0,0,0,0,0,0,0,0,0,0,0,0.045843879428571446,0.005027210277062416,0.006795499278874912,0.00834119027632209,0.02016389983225942,0,0,0,0,0,2.900000000000001,null,"",""]
["10219_G_HY1","NY_Zone F (Capital)","New York",36,"Washington",115,"10219","HY1","Middle Falls Hydro",0,1989,9999,"Hydro","","","","","","Non-Fossil","G",2025,"Hydro","",0,0,0,0,0,0,0,0,0,0,0,0,0,0,0,0,1.3718509810887274,1.8543907731983102,2.276186877686509,5.5024286319735465,0,0,0,0,0,0,0,0,0,0,0,0,0,0,0,0,0,0,0,0,0.01738905771428572,1.90687286371333E-3,0.002577603174745656,3.1638997599842417E-3,0.007648375798443227,0,0,0,0,0,1.1000000000000003,null,"",""]
["10219_G_HY2","NY_Zone F (Capital)","New York",36,"Washington",115,"10219","HY2","Middle Falls Hydro",0,1989,9999,"Hydro","","","","","","Non-Fossil","G",2025,"Hydro","",0,0,0,0,0,0,0,0,0,0,0,0,0,0,0,0,1.3718509810887274,1.8543907731983102,2.276186877686509,5.5024286319735465,0,0,0,0,0,0,0,0,0,0,0,0,0,0,0,0,0,0,0,0,0.01738905771428572,1.90687286371333E-3,0.002577603174745656,3.1638997599842417E-3,0.007648375798443227,0,0,0,0,0,1.1000000000000003,null,"",""]
["10220_G_HY1","NY_Zone C&E","New York",36,"St Lawrence",89,"10220","HY1","Sissonville Hydro",0,1990,9999,"Hydro","","","","","","Non-Fossil","G",2025,"Hydro","",0,0,0,0,0,0,0,0,0,0,0,0,0,0,0,0,3.6297010149854643,4.912763074505788,6.074040793014226,14.61650488250548,0,0,0,0,0,0,0,0,0,0,0,0,0,0,0,0,0,0,0,0,0.04742470285010944,0.005045284410829785,0.006828740673563047,0.008442916702289773,0.020316941786682606,0,0,0,0,0,3.0000000000000018,null,"",""]
["10221_G_GEN1","NY_Zone F (Capital)","New York",36,"Saratoga",91,"10221","GEN1","New York State Dam Hydro",0,1990,9999,"Hydro","","","","","","Non-Fossil","G",2025,"Hydro","",0,0,0,0,0,0,0,0,0,0,0,0,0,0,0,0,7.1086823565506805,9.60911582475488,11.79478654801191,28.512584729317467,0,0,0,0,0,0,0,0,0,0,0,0,0,0,0,0,0,0,0,0,0.09010693542857146,0.00988106847560544,0.013356670996409307,0.016394753301736526,0.03963249277375128,0,0,0,0,0,5.700000000000001,null,"",""]
["10221_G_GEN2","NY_Zone F (Capital)","New York",36,"Saratoga",91,"10221","GEN2","New York State Dam Hydro",0,1990,9999,"Hydro","","","","","","Non-Fossil","G",2025,"Hydro","",0,0,0,0,0,0,0,0,0,0,0,0,0,0,0,0,7.1086823565506805,9.60911582475488,11.79478654801191,28.512584729317467,0,0,0,0,0,0,0,0,0,0,0,0,0,0,0,0,0,0,0,0,0.09010693542857146,0.00988106847560544,0.013356670996409307,0.016394753301736526,0.03963249277375128,0,0,0,0,0,5.700000000000001,null,"",""]
["10222_G_SPP1","WECC_Southern California Edison","California",6,"Tulare",107,"10222","SPP1","Tulare Success Power Project",0,1989,9999,"Hydro","","","","","","Non-Fossil","G",2025,"Hydro","",0,0,0,0,0,0,0,0,0,0,0,0,0,0,0,0,0.6844176076419639,1.2061884556358518,2.6094496739440274,4.500055737221842,0,0,0,0,0,0,0,0,0,0,0,0,0,0,0,0,0,0,0,0,0.022131527996587026,9.5134047462232967E-4,1.6766019533338338E-3,3.627135046782198E-3,6.255077474738361E-3,0,0,0,0,0,1.3999999999999997,null,"",""]
["10233_B_PB","SERC_Southeastern","Mississippi",28,"Perry",111,"10233","PB","Leaf River Cellulose LLC",5075,1984,9999,"Non-Fossil Waste","","","ESPH","","","Non-Fossil","B",2025,"Non-Fossil","",0.1937382378847462,0.26791396661525374,0.3298035510000001,0.7914557555,0,0,0,0,0,0,0,0,0,0,0,0,38.175023067678644,52.79093052232134,64.98592137050001,155.9518749605,0,0,0,0,0,0,0,0,0.05492716212040255,0.07595688925048691,0.09350342158981405,0.2243874729607035,0,0,0,0,0,0,0,0,6.74001895,0.26482005180067475,0.3662105699515181,0.45080719488080906,1.0818378166330018,0,0,0,0,0,26,null,"",""]
["10233_B_RB","SERC_Southeastern","Mississippi",28,"Perry",111,"10233","RB","Leaf River Cellulose LLC",5075,1984,9999,"Non-Fossil Waste","","","ESPH","","","Non-Fossil","B",2025,"Non-Fossil","",0.1937382378847462,0.26791396661525374,0.3298035510000001,0.7914557555,0,0,0,0,0,0,0,0,0,0,0,0,38.175023067678644,52.79093052232134,64.98592137050001,155.9518749605,0,0,0,0,0,0,0,0,0.021518507036715585,0.029757205592394986,0.03663131241018595,0.08790702503929651,0,0,0,0,0,0,0,0,6.74001895,0.26482005180067475,0.3662105699515181,0.45080719488080906,1.0818378166330018,0,0,0,0,0,26,null,"",""]
["10237_G_GEN1","NY_Zone C&E","New York",36,"Lewis",49,"10237","GEN1","Diana Hydroelectric",0,1985,9999,"Hydro","","","","","","Non-Fossil","G",2025,"Hydro","",0,0,0,0,0,0,0,0,0,0,0,0,0,0,0,0,1.754152124148931,2.3745244793675293,2.931804826871741,7.060481430388201,0,0,0,0,0,0,0,0,0,0,0,0,0,0,0,0,0,0,0,0,0.025293174851725043,2.4382714525670143E-3,0.003300589026320866,4.0752087093517235E-3,0.009814069188239604,0,0,0,0,0,1.5999999999999996,null,"",""]
["10238_G_GEN1","NY_Zone C&E","New York",36,"Herkimer",43,"10238","GEN1","Dolgeville Hydro",0,1985,9999,"Hydro","","","","","","Non-Fossil","G",2025,"Hydro","",0,0,0,0,0,0,0,0,0,0,0,0,0,0,0,0,2.8504972017420127,3.8586022789722345,4.764182843666578,11.473282324380826,0,0,0,0,0,0,0,0,0,0,0,0,0,0,0,0,0,0,0,0,0.04110140913405319,0.003962191110421397,5.3634571677714064E-3,0.00662221415269655,0.015947862430889356,0,0,0,0,0,2.599999999999999,null,"",""]
["1024_B_5","MISO_Indiana (including parts of Kentucky)","Indiana",18,"Montgomery",107,"1024","5","Crawfordsville Power Plant",14500,1956,9999,"Coal Steam","stoker/SPR","dry","Cyclone","","","Fossil","B",2025,"Coal","",0.27110989783018874,0.36750452816981133,0.42486908500000004,1.0634835110000003,0.27110989783018874,0.36750452816981133,0.42486908500000004,1.0634835110000003,0,0,0,0,0,0,0,0,18.697234319999993,25.345139856000003,29.301316109999995,73.343690286,27.603506079530014,37.32008481146999,43.145455439999985,108.069046331,1.0884174331540328E-3,1.2634316143459673E-3,1.4606433154999998E-3,3.8124923630000005E-3,0.0643696225471698,0.08725659945283021,0.100876635,0.252502857,0.8118108685560815,0.8140046874439185,0.941064396,2.566879952,0.005310684662722663,0.01454600733727734,0.016816308,0.036673,0.46878418999999993,0.02843720496848209,0.03854821117949791,0.04456528264049459,0.1115506987884746,0.4800295366981133,0.6507067053018867,0.7522768860000001,1.8830131280000002,0,10.599999999999998,null,"",""]
["1024_B_6","MISO_Indiana (including parts of Kentucky)","Indiana",18,"Montgomery",107,"1024","6","Crawfordsville Power Plant",14500,1965,9999,"Coal Steam","stoker/SPR","dry","ESPC + Cyclone","","","Fossil","B",2025,"Coal","",0.3222626939150943,0.43684498508490555,0.5050330630000001,1.264140742,0.3222626939150943,0.43684498508490555,0.5050330630000001,1.264140742,0,0,0,0,0,0,0,0,22.225013280000002,30.127240224,34.829866458,87.182119962,32.8117131477738,44.361608049226206,51.356976073,128.53029727,8.2801865581599713E-4,9.6116151318400265E-4,1.2092968809999998E-3,2.9984770499999996E-3,0.07651483216981117,0.10372010583018884,0.11991006300000001,0.3001450010000001,0.9649826835735297,0.9675904304264705,1.325766819,3.2583399330000002,0.006312645365374413,0.017290385634625583,0.01467629,0.038279321,0.557234037,0.033802713666295704,0.0458214563032008,0.052973826745677,0.1325979967151735,0.570601119481132,0.7734815175188681,0.894215924,2.2382985609999997,0,12.6," ","",""]
["1024_G_D1","MISO_Indiana (including parts of Kentucky)","Indiana",18,"Montgomery",107,"1024","D1","Crawfordsville Power Plant",12283,1994,9999,"Combustion Turbine","","","","","","Fossil","G",2025,"Oil","",0,0,0,0,0,0,0,0,0,0,0,0,0,0,0,0,0,0,0,0,0,0,0,0,0,0,0,0,0,0,0,0,0,0,0,0,0,0,0,0,0.017752693651685397,0,0,0,0,0,0,0,0,0,0.9000000000000002,null,"",""]
["10243_G_GEN5","ERCOT_Rest","Texas",48,"Nueces",355,"10243","GEN5","Ticona Polymers Inc",11373,1989,9999,"Combustion Turbine","","","","","","Fossil","G",2025,"NaturalGas","",0,0,0,0,0,0,0,0,0,0,0,0,0,0,0,0,0,0,0,0,0,0,0,0,0,0,0,0,0,0,0,0,0,0,0,0,0,0,0,0,0.641069493,0,0,0,0,0,0,0,0,0,32.5,null,"",""]
["10250_B_1","SERC_Southeastern","Florida",12,"Bay",5,"10250","1","Bay County Waste to Energy",24503,1986,9999,"Municipal Solid Waste","","","Baghouse + Dry Scrubber + Mercury Control","LA","Dry Scrubber","Non-Fossil","B",2025,"","Non Fossil Other Retirement",0,0,0,0,0,0,0,0,0,0,0,0,0,0,0,0,0,0,0,0,0,0,0,0,0,0,0,0,0,0,0,0,0,0,0,0,0,0,0,0,0,0,0,0,0,0,0,0,0,0,5,"Scrubber / Mercury Control","Dry Scrubber",""]
["10250_B_2","SERC_Southeastern","Florida",12,"Bay",5,"10250","2","Bay County Waste to Energy",24503,1986,9999,"Municipal Solid Waste","","","Baghouse + Dry Scrubber + Mercury Control","LA","Dry Scrubber","Non-Fossil","B",2025,"","Non Fossil Other Retirement",0,0,0,0,0,0,0,0,0,0,0,0,0,0,0,0,0,0,0,0,0,0,0,0,0,0,0,0,0,0,0,0,0,0,0,0,0,0,0,0,0,0,0,0,0,0,0,0,0,0,5,"Scrubber / Mercury Control","Dry Scrubber",""]
["10253_G_LGEN","WECC_Northern California (not including BANC)","California",6,"Sierra",91,"10253","LGEN","Haypress",0,1989,9999,"Hydro","","","","","","Non-Fossil","G",2025,"Hydro","",0,0,0,0,0,0,0,0,0,0,0,0,0,0,0,0,2.4741474766363862,3.945581754133832,7.47683162850186,13.896560859272077,0,0,0,0,0,0,0,0,0,0,0,0,0,0,0,0,0,0,0,0,0.07904117140843267,3.4390649925245768E-3,0.00548435863824602,0.010392795963617587,0.019316219594388184,0,0,0,0,0,5.000000000000001,null,"",""]
["10253_G_UGEN","WECC_Northern California (not including BANC)","California",6,"Sierra",91,"10253","UGEN","Haypress",0,1988,9999,"Hydro","","","","","","Non-Fossil","G",2025,"Hydro","",0,0,0,0,0,0,0,0,0,0,0,0,0,0,0,0,2.4741474766363862,3.945581754133832,7.47683162850186,13.896560859272077,0,0,0,0,0,0,0,0,0,0,0,0,0,0,0,0,0,0,0,0,0.07904117140843267,3.4390649925245768E-3,0.00548435863824602,0.010392795963617587,0.019316219594388184,0,0,0,0,0,5.000000000000001,null,"",""]
["10255_G_GEN1","ISONE_Maine","Maine",23,"Penobscot",19,"10255","GEN1","West Enfield Hydro",0,1988,9999,"Hydro","","","","","","Non-Fossil","G",2025,"Hydro","",0,0,0,0,0,0,0,0,0,0,0,0,0,0,0,0,6.86267473138804,8.966559607913124,10.090603477357593,25.919837816658756,0,0,0,0,0,0,0,0,0,0,0,0,0,0,0,0,0,0,0,0,0.06955623001894803,0.009539117876629389,0.012463517854999245,0.014025938833527058,0.036028574565155694,0,0,0,0,0,4.399999947136568,null,"",""]
["10255_G_GEN2","ISONE_Maine","Maine",23,"Penobscot",19,"10255","GEN2","West Enfield Hydro",0,1988,9999,"Hydro","","","","","","Non-Fossil","G",2025,"Hydro","",0,0,0,0,0,0,0,0,0,0,0,0,0,0,0,0,7.954463893199772,10.393057727353849,11.695926757846301,30.043448378399923,0,0,0,0,0,0,0,0,0,0,0,0,0,0,0,0,0,0,0,0,0.08062199388559886,0.011056704811547698,0.01444635024102185,0.01625733819340636,0.04176039324597591,0,0,0,0,0,5.0999999387264765,null,"",""]
["10258_G_1","SERC_VACAR","North Carolina",37,"Alamance",1,"10258","1","Haw River Hydro",0,1981,9999,"Hydro","","","","","","Non-Fossil","G",2025,"Hydro","",0,0,0,0,0,0,0,0,0,0,0,0,0,0,0,0,0.9610661336320048,1.0816345789842736,1.1828814538468988,3.2255821664631776,0,0,0,0,0,0,0,0,0,0,0,0,0,0,0,0,0,0,0,0,0.01580823428294573,1.3358819257484867E-3,1.5034720647881406E-3,1.6442052208471894E-3,4.4835592113838165E-3,0,0,0,0,0,0.9999999999999997,null,"",""]
["10258_G_2","SERC_VACAR","North Carolina",37,"Alamance",1,"10258","2","Haw River Hydro",0,1982,9999,"Hydro","","","","","","Non-Fossil","G",2025,"Hydro","",0,0,0,0,0,0,0,0,0,0,0,0,0,0,0,0,0.4805330668160024,0.5408172894921368,0.5914407269234494,1.6127910832315888,0,0,0,0,0,0,0,0,0,0,0,0,0,0,0,0,0,0,0,0,0.007904117141472865,6.6794096287424334E-4,7.5173603239407031E-4,8.2210261042359471E-4,2.2417796056919083E-3,0,0,0,0,0,0.49999999999999983,null,"",""]
["10276_G_0049","ISONE_MA, VT, NH, RI (Rest of ISO New England)","New Hampshire",33,"Belknap",1,"10276","0049","Clement Dam Hydro LLC",0,1984,9999,"Hydro","","","","","","Non-Fossil","G",2025,"Hydro","",0,0,0,0,0,0,0,0,0,0,0,0,0,0,0,0,1.2906859228668814,2.0845289421206057,2.0133725115192487,5.388587376506735,0,0,0,0,0,0,0,0,0,0,0,0,0,0,0,0,0,0,0,0,0.036358938850818076,1.7940534327849653E-3,2.8974952295476417E-3,2.7985877910117556E-3,7.4901364533443635E-3,0,0,0,0,0,2.2999999999999994,null,"",""]
["10279_G_1","SPP North- (Kansas, Missouri)","Kansas",20,"Douglas",45,"10279","1","Kansas River Project",0,1920,9999,"Hydro","","","","","","Non-Fossil","G",2025,"Hydro","",0,0,0,0,0,0,0,0,0,0,0,0,0,0,0,0,0.20735334079383505,0.2725191627633078,0.4229855954142858,0.9028580989714287,0,0,0,0,0,0,0,0,0,0,0,0,0,0,0,0,0,0,0,0,0.004742470285714286,2.8822114370343057E-4,3.7880163624099826E-4,5.87949977625859E-4,1.2549727575702878E-3,0,0,0,0,0,0.3,null,"",""]
["10279_G_10","SPP North- (Kansas, Missouri)","Kansas",20,"Douglas",45,"10279","10","Kansas River Project",0,2012,9999,"Hydro","","","","","","Non-Fossil","G",2025,"Hydro","",0,0,0,0,0,0,0,0,0,0,0,0,0,0,0,0,0.8985311434399521,1.1809163719743339,1.8329375801285719,3.9123850955428576,0,0,0,0,0,0,0,0,0,0,0,0,0,0,0,0,0,0,0,0,0.020550704571428574,1.2489582893815327E-3,1.6414737570443262E-3,2.5477832363787227E-3,5.4382152828045816E-3,0,0,0,0,0,1.3,null,"",""]
["10279_G_11","SPP North- (Kansas, Missouri)","Kansas",20,"Douglas",45,"10279","11","Kansas River Project",0,2012,9999,"Hydro","","","","","","Non-Fossil","G",2025,"Hydro","",0,0,0,0,0,0,0,0,0,0,0,0,0,0,0,0,0.6911778026461168,0.908397209211026,1.4099519847142858,3.0095269965714286,0,0,0,0,0,0,0,0,0,0,0,0,0,0,0,0,0,0,0,0,0.015808234285714286,0.000960737145678102,1.2626721208033275E-3,0.001959833258752863,4.183242525234292E-3,0,0,0,0,0,1,null,"",""]
["10279_G_2","SPP North- (Kansas, Missouri)","Kansas",20,"Douglas",45,"10279","2","Kansas River Project",0,1922,9999,"Hydro","","","","","","Non-Fossil","G",2025,"Hydro","",0,0,0,0,0,0,0,0,0,0,0,0,0,0,0,0,0.20735334079383505,0.2725191627633078,0.4229855954142858,0.9028580989714287,0,0,0,0,0,0,0,0,0,0,0,0,0,0,0,0,0,0,0,0,0.004742470285714286,2.8822114370343057E-4,3.7880163624099826E-4,5.87949977625859E-4,1.2549727575702878E-3,0,0,0,0,0,0.3,null,"",""]
["10279_G_3","SPP North- (Kansas, Missouri)","Kansas",20,"Douglas",45,"10279","3","Kansas River Project",0,1922,9999,"Hydro","","","","","","Non-Fossil","G",2025,"Hydro","",0,0,0,0,0,0,0,0,0,0,0,0,0,0,0,0,0.20735334079383505,0.2725191627633078,0.4229855954142858,0.9028580989714287,0,0,0,0,0,0,0,0,0,0,0,0,0,0,0,0,0,0,0,0,0.004742470285714286,2.8822114370343057E-4,3.7880163624099826E-4,5.87949977625859E-4,1.2549727575702878E-3,0,0,0,0,0,0.3,null,"",""]
["10279_G_4","SPP North- (Kansas, Missouri)","Kansas",20,"Douglas",45,"10279","4","Kansas River Project",0,1922,9999,"Hydro","","","","","","Non-Fossil","G",2025,"Hydro","",0,0,0,0,0,0,0,0,0,0,0,0,0,0,0,0,0.20735334079383505,0.2725191627633078,0.4229855954142858,0.9028580989714287,0,0,0,0,0,0,0,0,0,0,0,0,0,0,0,0,0,0,0,0,0.004742470285714286,2.8822114370343057E-4,3.7880163624099826E-4,5.87949977625859E-4,1.2549727575702878E-3,0,0,0,0,0,0.3,null,"",""]
["10279_G_5","SPP North- (Kansas, Missouri)","Kansas",20,"Douglas",45,"10279","5","Kansas River Project",0,1922,9999,"Hydro","","","","","","Non-Fossil","G",2025,"Hydro","",0,0,0,0,0,0,0,0,0,0,0,0,0,0,0,0,0.2764711210584468,0.36335888368441044,0.5639807938857144,1.2038107986285715,0,0,0,0,0,0,0,0,0,0,0,0,0,0,0,0,0,0,0,0,0.006323293714285715,3.8429485827124084E-4,5.0506884832133116E-4,7.8393330350114534E-4,1.6732970100937173E-3,0,0,0,0,0,0.4,null,"",""]
["10279_G_6","SPP North- (Kansas, Missouri)","Kansas",20,"Douglas",45,"10279","6","Kansas River Project",0,1925,9999,"Hydro","","","","","","Non-Fossil","G",2025,"Hydro","",0,0,0,0,0,0,0,0,0,0,0,0,0,0,0,0,0.2764711210584468,0.36335888368441044,0.5639807938857144,1.2038107986285715,0,0,0,0,0,0,0,0,0,0,0,0,0,0,0,0,0,0,0,0,0.006323293714285715,3.8429485827124084E-4,5.0506884832133116E-4,7.8393330350114534E-4,1.6732970100937173E-3,0,0,0,0,0,0.4,null,"",""]
["10279_G_7","SPP North- (Kansas, Missouri)","Kansas",20,"Douglas",45,"10279","7","Kansas River Project",0,1925,9999,"Hydro","","","","","","Non-Fossil","G",2025,"Hydro","",0,0,0,0,0,0,0,0,0,0,0,0,0,0,0,0,0.2764711210584468,0.36335888368441044,0.5639807938857144,1.2038107986285715,0,0,0,0,0,0,0,0,0,0,0,0,0,0,0,0,0,0,0,0,0.006323293714285715,3.8429485827124084E-4,5.0506884832133116E-4,7.8393330350114534E-4,1.6732970100937173E-3,0,0,0,0,0,0.4,null,"",""]
["10279_G_8","SPP North- (Kansas, Missouri)","Kansas",20,"Douglas",45,"10279","8","Kansas River Project",0,2012,9999,"Hydro","","","","","","Non-Fossil","G",2025,"Hydro","",0,0,0,0,0,0,0,0,0,0,0,0,0,0,0,0,0.6911778026461168,0.908397209211026,1.4099519847142858,3.0095269965714286,0,0,0,0,0,0,0,0,0,0,0,0,0,0,0,0,0,0,0,0,0.015808234285714286,0.000960737145678102,1.2626721208033275E-3,0.001959833258752863,4.183242525234292E-3,0,0,0,0,0,1,null,"",""]
["10279_G_9","SPP North- (Kansas, Missouri)","Kansas",20,"Douglas",45,"10279","9","Kansas River Project",0,2012,9999,"Hydro","","","","","","Non-Fossil","G",2025,"Hydro","",0,0,0,0,0,0,0,0,0,0,0,0,0,0,0,0,0.8985311434399521,1.1809163719743339,1.8329375801285719,3.9123850955428576,0,0,0,0,0,0,0,0,0,0,0,0,0,0,0,0,0,0,0,0,0.020550704571428574,1.2489582893815327E-3,1.6414737570443262E-3,2.5477832363787227E-3,5.4382152828045816E-3,0,0,0,0,0,1.3,null,"",""]
["10282_G_BCHY","WECC_Northern California (not including BANC)","California",6,"Trinity",105,"10282","BCHY","Big Creek Water Works",0,1987,9999,"Hydro","","","","","","Non-Fossil","G",2025,"Hydro","",0,0,0,0,0,0,0,0,0,0,0,0,0,0,0,0,2.3751815775709306,3.7877584839684784,7.177758363361785,13.340698424901193,0,0,0,0,0,0,0,0,0,0,0,0,0,0,0,0,0,0,0,0,0.07587952455209536,3.301502392823594E-3,0.005264984292716179,0.009977084125072882,0.018543570810612656,0,0,0,0,0,4.800000000000001,null,"",""]
["10285_G_GEN1","PJM West","Pennsylvania",42,"Beaver",7,"10285","GEN1","Townsend Hydro",0,1987,9999,"Hydro","","","","","","Non-Fossil","G",2025,"Hydro","",0,0,0,0,0,0,0,0,0,0,0,0,0,0,0,0,2.497339184202919,3.5905883937970815,3.2178981940000004,9.305825772,0,0,0,0,0,0,0,0,0,0,0,0,0,0,0,0,0,0,0,0,0.033197292,0.003471301466042055,0.004990917867377942,0.004472878489660005,0.012935097823080001,0,0,0,0,0,2.1,null,"",""]
["10285_G_GEN2","PJM West","Pennsylvania",42,"Beaver",7,"10285","GEN2","Townsend Hydro",0,1987,9999,"Hydro","","","","","","Non-Fossil","G",2025,"Hydro","",0,0,0,0,0,0,0,0,0,0,0,0,0,0,0,0,2.497339184202919,3.5905883937970815,3.2178981940000004,9.305825772,0,0,0,0,0,0,0,0,0,0,0,0,0,0,0,0,0,0,0,0,0.033197292,0.003471301466042055,0.004990917867377942,0.004472878489660005,0.012935097823080001,0,0,0,0,0,2.1,null,"",""]
["10286_G_1","NY_Zone C&E","New York",36,"Tompkins",109,"10286","1","Cornell Hydro",0,1981,9999,"Hydro","","","","","","Non-Fossil","G",2025,"Hydro","",0,0,0,0,0,0,0,0,0,0,0,0,0,0,0,0,0.5481725387965409,0.7420388998023529,0.916189008397419,2.2064004469963128,0,0,0,0,0,0,0,0,0,0,0,0,0,0,0,0,0,0,0,0,0.007904117141164076,0.000761959828927192,1.0314340707252708E-3,1.2735027216724136E-3,3.0668966213248765E-3,0,0,0,0,0,0.4999999999999999,null,"",""]
["10286_G_2","NY_Zone C&E","New York",36,"Tompkins",109,"10286","2","Cornell Hydro",0,1981,9999,"Hydro","","","","","","Non-Fossil","G",2025,"Hydro","",0,0,0,0,0,0,0,0,0,0,0,0,0,0,0,0,1.2059795853523902,1.6324855795651763,2.015615818474322,4.8540809833918885,0,0,0,0,0,0,0,0,0,0,0,0,0,0,0,0,0,0,0,0,0.017389057710560967,1.6763116236398225E-3,2.2691549555955955E-3,2.8017059876793106E-3,0.006747172566914729,0,0,0,0,0,1.0999999999999999,null,"",""]
["10287_G_GEN1","WECC_Northern Nevada","Nevada",32,"Lander",15,"10287","GEN1","Beowawe Power",9771,1985,9999,"Geothermal","","","","","","Non-Fossil","G",2025,"Geothermal",null,0.22901285068767196,0.2898873529835262,0.3361498797888997,0.8550500834600978,0,0,0,0,0,0,0,0,0,0,0,0,23.43799134432562,29.668104866846594,34.402776746304085,87.5088729574763,0,0,0,0,4.1799425511343026E-4,5.2910239671399948E-4,6.1354076065690832E-4,0.001560637412484338,0,0,0,0,0,0,0,0,0,0,0,0,1.6297372170789637,0.02718806995941772,0.03441500164554205,0.03990722102571274,0.10151029263067252,0,0,0,0,0,13.235066741873453,null,"",""]
["10287_G_GEN2","WECC_Northern Nevada","Nevada",32,"Lander",15,"10287","GEN2","Beowawe Power",9771,2011,9999,"Geothermal","","","","","","Non-Fossil","G",2025,"Geothermal",null,0.02325911764796668,0.029441684287389375,0.03414022216606013,0.08684102410141618,0,0,0,0,0,0,0,0,0,0,0,0,2.380420995908071,3.013166900539107,3.494032013296509,8.887619909743687,0,0,0,0,4.2452541534957765E-5,5.3736962166265568E-5,6.2312733504217254E-5,1.585022372054406E-4,0,0,0,0,0,0,0,0,0,0,0,0,0.16552018610958227,2.7612883552533625E-3,3.4952736046253642E-3,0.00405307713542395,0.010309639095302678,0,0,0,0,0,1.3441864659715226,null,"",""]
["10290_B_EU1","ISONE_MA, VT, NH, RI (Rest of ISO New England)","New Hampshire",33,"Grafton",9,"10290","EU1","Bridgewater Power LP",15710,1987,9999,"Biomass","","","Baghouse + Cyclone + SCR","LA + OFA","","Non-Fossil","B",2025,"","Biomass Retirement",0,0,0,0,0,0,0,0,0,0,0,0,0,0,0,0,0,0,0,0,0,0,0,0,0,0,0,0,0,0,0,0,0,0,0,0,0,0,0,0,0,0,0,0,0,0,0,0,0,0,16,"SCR","",""]
["10294_G_GTG","WECC_Northern California (not including BANC)","California",6,"Monterey",53,"10294","GTG","King City Power Plant",7832,1989,9999,"Combined Cycle","","","SCR","DLNB","","Fossil","G",2025,"NaturalGas","",1.0052319163212715,0.1154155163183682,0.052853648747747756,1.1735010813873874,0,0,0,0,0,0,0,0,0,0,0,0,128.3493252766634,14.736404013246538,6.748422939477478,149.8341522293874,64.12080211871869,7.362018021038082,3.371379561666667,74.85419970142344,7.6713318667504707E-8,8.807825476639431E-9,4.0314414414414417E-9,8.9552585585585585E-8,0.01821889965340755,0.002091799589835685,9.5792441441441421E-4,0.02126862365765765,0,0,0,0,0,0,0,0,2.3059288055045046,0.29328598900657243,0.06023645910952627,0.027804329020971835,0.3813267771370705,4.703289712119693,0.44921151988931673,0.21891178574774778,5.371413017756757,0,73,"SCR","",""]
["10294_G_STG","WECC_Northern California (not including BANC)","California",6,"Monterey",53,"10294","STG","King City Power Plant",7832,1989,9999,"Combined Cycle","","","SCR","DLNB + H2O + NH3","","Fossil","G",2025,"NaturalGas","",0.5232714084960043,0.060079309864356056,0.027512858252252255,0.6108635766126126,0,0,0,0,0,0,0,0,0,0,0,0,66.81197754127682,7.671004828813265,3.512877694522522,77.99586006461261,33.37795178782616,3.8322833534170835,1.7549647033333333,38.96519984457658,3.9932960402262728E-8,4.5848954535931278E-9,2.0985585585585584E-9,4.6616414414414408E-8,0.009483810778486123,1.0888819782706308E-3,4.9864558558558548E-4,0.01107133834234234,0,0,0,0,0,0,0,0,1.2003465014954955,0.15266941893492805,0.031355965015917774,0.014473486339683967,0.1984988702905298,2.4482877953499766,0.2338361336410142,0.11395408025225226,2.7960780092432436,0,38,"SCR","",""]
["10296_G_GEN1","WECC_Idaho","Idaho",16,"Twin Falls",83,"10296","GEN1","South Forks Hydro",0,1984,9999,"Hydro","","","","","","Non-Fossil","G",2025,"Hydro","",0,0,0,0,0,0,0,0,0,0,0,0,0,0,0,0,3.197879719908684,4.704972142399802,8.038543646822399,15.941395509130885,0,0,0,0,0,0,0,0,0,0,0,0,0,0,0,0,0,0,0,0,0.06323293713500516,0.004445052810673063,0.006539911277935713,0.011173575669083051,0.022158539757691827,0,0,0,0,0,4.000000000000001,null,"",""]
["10296_G_GEN2","WECC_Idaho","Idaho",16,"Twin Falls",83,"10296","GEN2","South Forks Hydro",0,1984,9999,"Hydro","","","","","","Non-Fossil","G",2025,"Hydro","",0,0,0,0,0,0,0,0,0,0,0,0,0,0,0,0,3.197879719908684,4.704972142399802,8.038543646822399,15.941395509130885,0,0,0,0,0,0,0,0,0,0,0,0,0,0,0,0,0,0,0,0,0.06323293713500516,0.004445052810673063,0.006539911277935713,0.011173575669083051,0.022158539757691827,0,0,0,0,0,4.000000000000001,null,"",""]
["10298_G_GT1","ERCOT_Rest","Texas",48,"Harris",201,"10298","GT1","Bayou Cogen Plant",12369,2014,9999,"Combustion Turbine","","","","DLNB","","Fossil","G",2025,"NaturalGas","",0,0,0,0,0,0,0,0,0,0,0,0,0,0,0,0,0,0,0,0,0,0,0,0,0,0,0,0,0,0,0,0,0,0,0,0,0,0,0,0,1.4793911366666666,0,0,0,0,0,0,0,0,0,75,null,"",""]
["10298_G_GT2","ERCOT_Rest","Texas",48,"Harris",201,"10298","GT2","Bayou Cogen Plant",12369,2015,9999,"Combustion Turbine","","","","DLNB","","Fossil","G",2025,"NaturalGas","",0,0,0,0,0,0,0,0,0,0,0,0,0,0,0,0,0,0,0,0,0,0,0,0,0,0,0,0,0,0,0,0,0,0,0,0,0,0,0,0,1.4793911366666666,0,0,0,0,0,0,0,0,0,75,null,"",""]
["10298_G_GT3","ERCOT_Rest","Texas",48,"Harris",201,"10298","GT3","Bayou Cogen Plant",12369,2015,9999,"Combustion Turbine","","","","DLNB","","Fossil","G",2025,"NaturalGas","",0,0,0,0,0,0,0,0,0,0,0,0,0,0,0,0,0,0,0,0,0,0,0,0,0,0,0,0,0,0,0,0,0,0,0,0,0,0,0,0,1.4793911366666666,0,0,0,0,0,0,0,0,0,75,null,"",""]
["10300_B_BLR1","WECC_Imperial Irrigation District (IID)","California",6,"Riverside",65,"10300","BLR1","Desert View Power",16026,1992,9999,"Biomass","","","Baghouse + Dry Scrubber + SNCR + DSI","","Dry Scrubber","Non-Fossil","B",2025,"","Biomass Retirement",0,0,0,0,0,0,0,0,0,0,0,0,0,0,0,0,0,0,0,0,0,0,0,0,0,0,0,0,0,0,0,0,0,0,0,0,0,0,0,0,0,0,0,0,0,0,0,0,0,0,23.5,"Scrubber / SNCR / DSI","Dry Scrubber",""]
["10300_B_BLR2","WECC_Imperial Irrigation District (IID)","California",6,"Riverside",65,"10300","BLR2","Desert View Power",16026,1992,9999,"Biomass","","","Baghouse + Dry Scrubber + SNCR + DSI","","Dry Scrubber","Non-Fossil","B",2025,"","Biomass Retirement",0,0,0,0,0,0,0,0,0,0,0,0,0,0,0,0,0,0,0,0,0,0,0,0,0,0,0,0,0,0,0,0,0,0,0,0,0,0,0,0,0,0,0,0,0,0,0,0,0,0,23.5,"Scrubber / SNCR / DSI","Dry Scrubber",""]
["10305_G_GEN1","NY_Zone G-I (Downstate NY)","New York",36,"Dutchess",27,"10305","GEN1","Dutchess Cnty Resource Recovery Facility",26554,1987,9999,"Municipal Solid Waste","","","","","","Non-Fossil","G",2025,"MSW","",0.32890632582661244,0.4970093101733875,0.617518779,1.4434344149999998,0,0,0,0,0,0,0,0,0,0,0,0,12.386319427999997,18.716928167999995,23.25520746,54.358455056,15.113245684794844,22.83757782220515,28.374987889999996,66.32581139699998,9.452767814754231E-4,1.4284047590245757E-3,1.7747489714999996E-3,0.004148430511999999,0.03743778512985138,0.05657211887014861,0.07028913199999999,0.16429903599999998,0.0575585778292258,0.08697658517077417,0.10806574,0.25260090299999993,0,0,0,0,1.866466787,0.08592387087042357,0.12983928989936497,0.161321323454727,0.3770844842245155,0,0,0,0,0,7.2,null,"",""]
["10307_G_CT1","ISONE_MA, VT, NH, RI (Rest of ISO New England)","Massachusetts",25,"Norfolk",21,"10307","CT1","Bellingham Cogeneration Facility",8349,1991,9999,"Combined Cycle","","","","STM","","Fossil","G",2025,"Oil","",0,0,0,0,0,0,0,0,0,0,0,0,0,0,0,0,0,0,0,0,0,0,0,0,0,0,0,0,0,0,0,0,0,0,0,0,0,0,0,0,3.0779696803863636,0,0,0,0,0,0,0,0,0,102,null,"",""]
["10307_G_CT2","ISONE_MA, VT, NH, RI (Rest of ISO New England)","Massachusetts",25,"Norfolk",21,"10307","CT2","Bellingham Cogeneration Facility",8349,1991,9999,"Combined Cycle","","","","STM","","Fossil","G",2025,"Oil","",0,0,0,0,0,0,0,0,0,0,0,0,0,0,0,0,0,0,0,0,0,0,0,0,0,0,0,0,0,0,0,0,0,0,0,0,0,0,0,0,3.0779696803863636,0,0,0,0,0,0,0,0,0,102,null,"",""]
["10307_G_ST1","ISONE_MA, VT, NH, RI (Rest of ISO New England)","Massachusetts",25,"Norfolk",21,"10307","ST1","Bellingham Cogeneration Facility",8349,1991,9999,"Combined Cycle","","","","STM","","Fossil","G",2025,"Oil","",0,0,0,0,0,0,0,0,0,0,0,0,0,0,0,0,0,0,0,0,0,0,0,0,0,0,0,0,0,0,0,0,0,0,0,0,0,0,0,0,1.8105704002272727,0,0,0,0,0,0,0,0,0,60,null,"",""]
["10308_G_CT1","PJM_EMAAC","New Jersey",34,"Middlesex",23,"10308","CT1","Sayreville Cogeneration Facility",8500,1991,9999,"Combined Cycle","","","","STM","","Fossil","G",2025,"NaturalGas","",0.01549829495890411,0,0.5118796587397259,0.5273779536986299,0,0,0,0,0,0,0,0,0,0,0,0,1.8233288241095886,0,60.22113638493151,62.0444652090411,0.9072701894794521,0,29.965435248383557,30.872705437863008,1.0852876712328766E-9,0,3.58346301369863e-08,3.6919917808219184E-8,6.7328761643835615E-4,0,0.022237004712328763,0.02291029232876712,0,0,0,0,0,0,0,0,3.379731413972603,0.00731990731507767,0,0.22272421612495452,0.2300441234400322,0.06787903030136987,0,1.633707711616438,1.7015867419178081,0,112,null,"",""]
["10308_G_CT2","PJM_EMAAC","New Jersey",34,"Middlesex",23,"10308","CT2","Sayreville Cogeneration Facility",8500,1991,9999,"Combined Cycle","","","","STM","","Fossil","G",2025,"NaturalGas","",0.01549829495890411,0,0.5118796587397259,0.5273779536986299,0,0,0,0,0,0,0,0,0,0,0,0,1.8233288241095886,0,60.22113638493151,62.0444652090411,0.9072701894794521,0,29.965435248383557,30.872705437863008,1.0852876712328766E-9,0,3.58346301369863e-08,3.6919917808219184E-8,6.7328761643835615E-4,0,0.022237004712328763,0.02291029232876712,0,0,0,0,0,0,0,0,3.379731413972603,0.00731990731507767,0,0.22272421612495452,0.2300441234400322,0.06787903030136987,0,1.633707711616438,1.7015867419178081,0,112,null,"",""]
["10308_G_ST1","PJM_EMAAC","New Jersey",34,"Middlesex",23,"10308","ST1","Sayreville Cogeneration Facility",8500,1991,9999,"Combined Cycle","","","","STM","","Fossil","G",2025,"NaturalGas","",0.00940967908219178,0,0.31078407852054785,0.32019375760273966,0,0,0,0,0,0,0,0,0,0,0,0,1.1070210717808215,0,36.562832805136985,37.66985387691781,0.550842615041096,0,18.193299972232875,18.74414258727397,6.589246575342465e-10,0,2.1756739726027396E-8,2.2415664383561644E-8,4.0878176712328762E-4,0,0.013501038575342465,0.013909820342465752,0,0,0,0,0,0,0,0,2.0519797870547944,0.004444229441297157,0,0.1352254169330081,0.13966964637430526,0.04121226839726028,0,0.9918939677671231,1.0331062361643835,0,68,null,"",""]
["10323_G_TURGO","WECC_Pacific Northwest","Oregon",41,"Hood River",27,"10323","TURGO","Copper Dam Plant",0,2015,9999,"Hydro","","","","","","Non-Fossil","G",2025,"Hydro","",0,0,0,0,0,0,0,0,0,0,0,0,0,0,0,0,1.2311515520345244,1.4859764358442629,1.6690193974999998,4.386147385378787,0,0,0,0,0,0,0,0,0,0,0,0,0,0,0,0,0,0,0,0,0.015808234280303028,1.7113006573279872E-3,2.0655072458235233E-3,2.3199369625249997E-3,0.00609674486567651,0,0,0,0,0,0.9999999999999998,null,"",""]
["10324_G_GEN3","WECC_Pacific Northwest","Oregon",41,"Hood River",27,"10324","GEN3","Peters Drive Plant",0,1987,9999,"Hydro","","","","","","Non-Fossil","G",2025,"Hydro","",0,0,0,0,0,0,0,0,0,0,0,0,0,0,0,0,0.36934546557975095,0.4457929307163377,0.5007058192393958,1.3158442155354844,0,0,0,0,0,0,0,0,0,0,0,0,0,0,0,0,0,0,0,0,0.004742470286571598,5.1339019715585541E-4,6.1965217369570663E-4,0.000695981088742757,1.8290234595943191E-3,0,0,0,0,0,0.30000000000000004,null,"",""]
["10325_G_GEN1","WECC_Idaho","Idaho",16,"Franklin",41,"10325","GEN1","Mink Creek Hydro",0,1986,9999,"Hydro","","","","","","Non-Fossil","G",2025,"Hydro","",0,0,0,0,0,0,0,0,0,0,0,0,0,0,0,0,1.598939859954342,2.352486071199901,4.0192718234111995,7.9706977545654425,0,0,0,0,0,0,0,0,0,0,0,0,0,0,0,0,0,0,0,0,0.03161646856750258,2.2225264053365315E-3,3.2699556389678567E-3,5.5867878345415255E-3,0.011079269878845914,0,0,0,0,0,2.0000000000000004,null,"",""]
["10328_B_BLR1","MISO_Lower Michigan","Michigan",26,"Ingham",65,"10328","BLR1","T B Simon Power Plant",8300,1965,9999,"O/G Steam","wall","dry","SNCR","LNB","","Fossil","B",2025,"NaturalGas","",0.17002836655988862,0,0.27036196807799445,0.4403903346378831,0,0,0,0,0,0,0,0,0,0,0,0,20.48534536683844,0,32.57373107874651,53.05907644558496,17.82988576502786,0,28.35128692165738,46.18117268668524,2.1312743732590529E-8,0,3.3911685236768805E-8,5.5224428969359337E-8,0.02188074768268225,0,0.034792555162921804,0.056673302845604054,0,0,0,0,0,0,0,0,0.49904548459610026,0.03177022696571433,0,0.05051781217060493,0.08228803913631925,0.7120683792618385,0,0.9212992925208915,1.63336767178273,0,17,"SNCR","",""]
["10328_B_BLR2","MISO_Lower Michigan","Michigan",26,"Ingham",65,"10328","BLR2","T B Simon Power Plant",8300,1965,9999,"O/G Steam","wall","dry","SNCR","LNB","","Fossil","B",2025,"NaturalGas","",0.17002836655988862,0,0.27036196807799445,0.4403903346378831,0,0,0,0,0,0,0,0,0,0,0,0,20.48534536683844,0,32.57373107874651,53.05907644558496,17.82988576502786,0,28.35128692165738,46.18117268668524,2.1312743732590529E-8,0,3.3911685236768805E-8,5.5224428969359337E-8,0.01647452174493712,0,0.026196120667628622,0.04267064241256574,0,0,0,0,0,0,0,0,0.49904548459610026,0.03177022696571433,0,0.05051781217060493,0.08228803913631925,0.7120683792618385,0,0.9212992925208915,1.63336767178273,0,17,"SNCR","",""]
["10328_B_BLR3","MISO_Lower Michigan","Michigan",26,"Ingham",65,"10328","BLR3","T B Simon Power Plant",8300,1973,9999,"O/G Steam","wall","dry","SNCR","LNB","","Fossil","B",2025,"NaturalGas","",0.17002836655988862,0,0.27036196807799445,0.4403903346378831,0,0,0,0,0,0,0,0,0,0,0,0,20.48534536683844,0,32.57373107874651,53.05907644558496,17.82988576502786,0,28.35128692165738,46.18117268668524,2.1312743732590529E-8,0,3.3911685236768805E-8,5.5224428969359337E-8,0.018975091601212475,0,0.030172274313057187,0.04914736591426966,0,0,0,0,0,0,0,0,0.49904548459610026,0.03177022696571433,0,0.05051781217060493,0.08228803913631925,0.7120683792618385,0,0.9212992925208915,1.63336767178273,0,17,"SNCR","",""]
["10328_B_BLR4","MISO_Lower Michigan","Michigan",26,"Ingham",65,"10328","BLR4","T B Simon Power Plant",8300,1990,9999,"O/G Steam","","dry","SNCR","CF","","Fossil","B",2025,"NaturalGas","",0.10931243044781785,0.009221830552182165,0.126284507,0.24481876800000002,0,0,0,0,0,0,0,0,0,0,0,0,13.170172320000002,1.1110639200000003,15.215000940000001,29.496237180000005,16.849809152675526,1.4214859573244782,19.465945919,37.737241029,2.0174717647058824E-8,1.7019823529411764E-9,2.3288249999999997E-8,4.516495e-08,2.0665051992409863E-3,1.7433480075901311E-4,0.002387547,0.004628386999999999,0,0,0,0,0,0,0,0,0.309751991,0.020425301906859802,1.7231221773276804E-3,0.023596577186824206,0.04574500127101169,0.45779375888292184,0.03556443611707804,0.43033355900000003,0.9236917539999999,0,17,"SNCR","",""]
["10328_B_BLR6","MISO_Lower Michigan","Michigan",26,"Ingham",65,"10328","BLR6","T B Simon Power Plant",8300,2004,9999,"O/G Steam","wall","dry","SNCR","LNB","","Fossil","B",2025,"NaturalGas","",0.17002836655988862,0,0.27036196807799445,0.4403903346378831,0,0,0,0,0,0,0,0,0,0,0,0,20.48534536683844,0,32.57373107874651,53.05907644558496,17.82988576502786,0,28.35128692165738,46.18117268668524,2.1312743732590529E-8,0,3.3911685236768805E-8,5.5224428969359337E-8,0.021880204600026175,0,0.03479169160772965,0.056671896207755826,0,0,0,0,0,0,0,0,0.49904548459610026,0.03177022696571433,0,0.05051781217060493,0.08228803913631925,0.7120683792618385,0,0.9212992925208915,1.63336767178273,0,17,"SNCR","",""]
["10328_G_GEN6","MISO_Lower Michigan","Michigan",26,"Ingham",65,"10328","GEN6","T B Simon Power Plant",12369,2006,9999,"Combustion Turbine","","","","","","Fossil","G",2025,"NaturalGas","",0,0,2.7962928861630028E-4,2.7962928861630028E-4,0,0,0,0,0,0,0,0,0,0,0,0,0,0,0.022607266877697842,0.022607266877697842,0,0,0.01636949831202562,0.01636949831202562,0,0,1.9583008071387865E-11,1.9583008071387865E-11,0,0,4.3943726382570617E-6,4.3943726382570617E-6,0,0,0,0,0,0,0,0,0.2485377109640288,0,0,1.1242154684318213E-4,1.1242154684318213E-4,0,0,9.5287909782746912E-4,9.5287909782746912E-4,0,12.600000000000001,null,"",""]
["10339_G_GEN1","WECC_New Mexico","New Mexico",35,"Bernalillo",1,"10339","GEN1","Southside Water Reclamation Plant",15825,2002,9999,"Combustion Turbine","","","","","","Fossil","G",2025,"NaturalGas","",0,0,0,0,0,0,0,0,0,0,0,0,0,0,0,0,0,0,0,0,0,0,0,0,0,0,0,0,0,0,0,0,0,0,0,0,0,0,0,0,0.041422952,0,0,0,0,0,0,0,0,0,2.1,null,"",""]
["10339_G_GEN2","WECC_New Mexico","New Mexico",35,"Bernalillo",1,"10339","GEN2","Southside Water Reclamation Plant",15825,2002,9999,"Combustion Turbine","","","","","","Fossil","G",2025,"NaturalGas","",0,0,0,0,0,0,0,0,0,0,0,0,0,0,0,0,0,0,0,0,0,0,0,0,0,0,0,0,0,0,0,0,0,0,0,0,0,0,0,0,0.041422952,0,0,0,0,0,0,0,0,0,2.1,null,"",""]
["10339_G_GEN3","WECC_New Mexico","New Mexico",35,"Bernalillo",1,"10339","GEN3","Southside Water Reclamation Plant",15825,1987,9999,"Non-Fossil Waste","","","","","","Non-Fossil","G",2025,"Non-Fossil","",0.033840181910377354,0.045872246589622634,0.0566377535,0.136350182,0,0,0,0,0,0,0,0,0,0,0,0,2.1384000000000007,2.898720000000001,3.5790080394999997,8.616128039500001,0,0,0,0,0,0,0,0,0,0,0,0,0,0,0,0,0,0,0,0,0.285154648,0.014834076138385357,0.020108414320922405,0.024827570967936946,0.05977006142724471,0,0,0,0,0,1.1,null,"",""]
["10339_G_GEN4","WECC_New Mexico","New Mexico",35,"Bernalillo",1,"10339","GEN4","Southside Water Reclamation Plant",15825,1987,9999,"Non-Fossil Waste","","","","","","Non-Fossil","G",2025,"Non-Fossil","",0.033840181910377354,0.045872246589622634,0.0566377535,0.136350182,0,0,0,0,0,0,0,0,0,0,0,0,2.1384000000000007,2.898720000000001,3.5790080394999997,8.616128039500001,0,0,0,0,0,0,0,0,0,0,0,0,0,0,0,0,0,0,0,0,0.285154648,0.014834076138385357,0.020108414320922405,0.024827570967936946,0.05977006142724471,0,0,0,0,0,1.1,null,"",""]
["10342_G_TG1","WECC_Northern California (not including BANC)","California",6,"Contra Costa",13,"10342","TG1","Foster Wheeler Martinez",6117,1987,9999,"Combined Cycle","","","","","","Fossil","G",2025,"NaturalGas","",0.3764239544503697,0.5102635826993889,0.7055883573429952,1.5922758944927538,0,0,0,0,0,0,0,0,0,0,0,0,61.5373474437654,83.41729320154865,115.3487588021256,260.30339944743963,37.03983895666534,50.2095594745907,69.42937301120773,156.67877144246378,4.4301486874487267E-8,6.0053126652082791E-8,8.3014251207729459E-8,1.8736886473429953E-7,9.332727891714512E-3,0.012651031142101915,0.017493735845410627,0.039477494879227054,0,0,0,0,0,0,0,0,1.056166067004831,0.13143636211872328,0.17816929087204716,0.2463710553288967,0.5559767083196672,1.761216377403519,1.9860092218718435,2.9224398257004824,6.669665424975844,0,35,null,"",""]
["10342_G_TG2","WECC_Northern California (not including BANC)","California",6,"Contra Costa",13,"10342","TG2","Foster Wheeler Martinez",6117,1987,9999,"Combined Cycle","","","","","","Fossil","G",2025,"NaturalGas","",0.3764239544503697,0.5102635826993889,0.7055883573429952,1.5922758944927538,0,0,0,0,0,0,0,0,0,0,0,0,61.5373474437654,83.41729320154865,115.3487588021256,260.30339944743963,37.03983895666534,50.2095594745907,69.42937301120773,156.67877144246378,4.4301486874487267E-8,6.0053126652082791E-8,8.3014251207729459E-8,1.8736886473429953E-7,9.332727891714512E-3,0.012651031142101915,0.017493735845410627,0.039477494879227054,0,0,0,0,0,0,0,0,1.056166067004831,0.13143636211872328,0.17816929087204716,0.2463710553288967,0.5559767083196672,1.761216377403519,1.9860092218718435,2.9224398257004824,6.669665424975844,0,35,null,"",""]
["10342_G_TG3","WECC_Northern California (not including BANC)","California",6,"Contra Costa",13,"10342","TG3","Foster Wheeler Martinez",6117,1987,9999,"Combined Cycle","","","","","","Fossil","G",2025,"NaturalGas","",0.36029149925963955,0.48839514344084356,0.6753488563140096,1.5240354990144929,0,0,0,0,0,0,0,0,0,0,0,0,58.9000325533183,79.84226635005369,110.40524056774879,249.14753947112078,35.452417287093965,48.057721211393954,66.45382845358455,149.96396695207247,4.2402851722723525E-8,5.7479421224136386E-8,7.945649758454106E-8,1.7933877053140097E-7,0.00893275383921246,0.012108844093154688,0.01674400430917874,0.03778560224154589,0,0,0,0,0,0,0,0,1.0109018069903382,0.12580337517077797,0.17053346412038797,0.23581229581480112,0.5321491351059671,1.6857356755147965,1.9008945409344788,2.7971924045990333,6.383822621048308,0,33.5,null,"",""]
["10343_B_SG-101","PJM_Western MAAC","Pennsylvania",42,"Northumberland",97,"10343","SG-101","Foster Wheeler Mt Carmel Cogen",14500,1990,9999,"Coal Steam","FBC","dry","Baghouse + Dry Scrubber + DSI","CF","Dry Scrubber","Fossil","B",2025,"","Coal Retirement",0,0,0,0,0,0,0,0,0,0,0,0,0,0,0,0,0,0,0,0,0,0,0,0,0,0,0,0,0,0,0,0,0,0,0,0,0,0,0,0,0,0,0,0,0,0,0,0,0,0,43,"Scrubber / DSI","Dry Scrubber",""]
["10346_B_BOIL01","MISO_Lower Michigan","Michigan",26,"Montmorency",119,"10346","BOIL01","Hillman Power LLC",13500,1987,9999,"Biomass","","","ESPC + Cyclone + SCR","NH3","","Non-Fossil","B",2025,"","Biomass Retirement",0,0,0,0,0,0,0,0,0,0,0,0,0,0,0,0,0,0,0,0,0,0,0,0,0,0,0,0,0,0,0,0,0,0,0,0,0,0,0,0,0,0,0,0,0,0,0,0,0,0,17.7,"SCR","",""]
["10349_G_GEN1","WECC_Northern California (not including BANC)","California",6,"Sutter",101,"10349","GEN1","Greenleaf 2 Power Plant",8700,1989,9999,"Combustion Turbine","","","","","","Fossil","G",2025,"NaturalGas","",0,0.5794839601680244,0.6848798234114052,1.2643637835794295,0,0,0,0,0,0,0,0,0,0,0,0,0,66.60735183898167,78.7218187132943,145.32917055227597,0,41.89684357663442,49.51699224960794,91.41383582624235,0,5.0113961303462317E-8,5.9208452138492866E-8,1.0932241344195518E-7,0,0.007561359650913384,0.008936577664995008,0.016497937315908394,0,0,0,0,0,0,0,0,0.9763981500610998,0,0.3143867006799935,0.3715669843267491,0.6859536850067427,0,2.2554235296843173,2.836668218966395,5.092091748650712,0,49.5,null,"",""]
["10354_B_1","ISONE_Maine","Maine",23,"Androscoggin",1,"10354","1","ReEnergy Livermore Falls",13703,1992,9999,"Biomass","","","ESPH + Cyclone + SNCR","NH3","","Non-Fossil","B",2025,"","Biomass Retirement",0,0,0,0,0,0,0,0,0,0,0,0,0,0,0,0,0,0,0,0,0,0,0,0,0,0,0,0,0,0,0,0,0,0,0,0,0,0,0,0,0,0,0,0,0,0,0,0,0,0,36,"SNCR","",""]
["1037_G_D1","MISO_Indiana (including parts of Kentucky)","Indiana",18,"Miami",103,"1037","D1","Peru (IN)",11000,2002,9999,"Combustion Turbine","","","","","","Fossil","G",2025,"Oil","",0,0,0,0,0,0,0,0,0,0,0,0,0,0,0,0,0,0,0,0,0,0,0,0,0,0,0,0,0,0,0,0,0,0,0,0,0,0,0,0,0.035505387259615384,0,0,0,0,0,0,0,0,0,1.8,null,"",""]
["1038_G_10","MISO_Indiana (including parts of Kentucky)","Indiana",18,"Jasper",73,"1038","10","Rensselaer City Light Plant",13488,1971,9999,"Combustion Turbine","","","","","","Fossil","G",2025,"Oil","",0,0,0,0,0,0,0,0,0,0,0,0,0,0,0,0,0,0,0,0,0,0,0,0,0,0,0,0,0,0,0,0,0,0,0,0,0,0,0,0,0.03747790882022472,0,0,0,0,0,0,0,0,0,1.9000000000000004,null,"",""]
["1038_G_11","MISO_Indiana (including parts of Kentucky)","Indiana",18,"Jasper",73,"1038","11","Rensselaer City Light Plant",13488,1971,9999,"Combustion Turbine","","","","","","Fossil","G",2025,"Oil","",0,0,0,0,0,0,0,0,0,0,0,0,0,0,0,0,0,0,0,0,0,0,0,0,0,0,0,0,0,0,0,0,0,0,0,0,0,0,0,0,0.03747790882022472,0,0,0,0,0,0,0,0,0,1.9000000000000004,null,"",""]
["1038_G_14","MISO_Indiana (including parts of Kentucky)","Indiana",18,"Jasper",73,"1038","14","Rensselaer City Light Plant",10745,1994,9999,"Combustion Turbine","","","","","","Fossil","G",2025,"NaturalGas","",0.003673413,0,0.026233469000000002,0.029906882000000003,0,0,0,0,0,0,0,0,0,0,0,0,0.34187186799999997,0,2.44145825,2.7833301180000003,0.21504161000000002,0,1.53570727,1.7507488800000002,2.5730000000000003E-10,0,1.8369e-09,2.0942e-09,1.948689E-3,0,0.013916194000000002,0.015864883000000003,0,0,0,0,0,0,0,0,0.094681033,1.6136352169599999E-3,0,0.01152368294,0.013137318156959999,0.014733837999999999,0,0.08906535400000001,0.10379919200000001,0,4.8,null,"",""]
["1038_G_15","MISO_Indiana (including parts of Kentucky)","Indiana",18,"Jasper",73,"1038","15","Rensselaer City Light Plant",10745,2006,9999,"Combustion Turbine","","","","","","Fossil","G",2025,"NaturalGas","",0.006351943999999999,0,0.045362042,0.051713985999999997,0,0,0,0,0,0,0,0,0,0,0,0,0.591153445,0,4.22168835,4.812841795,0.3718427879999999,0,2.6554938979999996,3.0273366859999995,4.446499999999999e-10,0,3.1763e-09,3.62095E-9,3.3695459999999997E-3,0,0.024063429,0.027432975000000002,0,0,0,0,0,0,0,0,0.163719286,0.0027902442604,0,0.019926369012,0.022716613272400002,0.025477259999999998,0,0.15400884699999998,0.17948610699999998,0,8.3,null,"",""]
["1038_G_5","MISO_Indiana (including parts of Kentucky)","Indiana",18,"Jasper",73,"1038","5","Rensselaer City Light Plant",13612,1950,9999,"Combustion Turbine","","","","","","Fossil","G",2025,"Oil","",0,0,0,0,0,0,0,0,0,0,0,0,0,0,0,0,0,0,0,0,0,0,0,0,0,0,0,0,0,0,0,0,0,0,0,0,0,0,0,0,0.03550538730337079,0,0,0,0,0,0,0,0,0,1.8000000000000005,null,"",""]
["1038_G_6","MISO_Indiana (including parts of Kentucky)","Indiana",18,"Jasper",73,"1038","6","Rensselaer City Light Plant",12986,1957,9999,"Combustion Turbine","","","","","","Fossil","G",2025,"Oil","",0,0,0,0,0,0,0,0,0,0,0,0,0,0,0,0,0,0,0,0,0,0,0,0,0,0,0,0,0,0,0,0,0,0,0,0,0,0,0,0,0.04734051640449439,0,0,0,0,0,0,0,0,0,2.4000000000000004,null,"",""]
["10382_B_UNIT1","SERC_VACAR","North Carolina",37,"Robeson",155,"10382","UNIT1","Lumberton",18075,2015,9999,"Biomass","stoker/SPR","dry","Baghouse + SNCR + DSI","OFA","","Non-Fossil","B",2025,"Biomass","",0,0,0,0,0,0,0,0,0,0,0,0,0,0,0,0,0,0,0,0,0,0,0,0,0,0,0,0,0,0,0,0,0,0,0,0,0,0,0,0,0,0,0,0,0,0,0,0,0,0,17.4,"SNCR / DSI","",""]
["10382_B_UNIT2","SERC_VACAR","North Carolina",37,"Robeson",155,"10382","UNIT2","Lumberton",18075,2015,9999,"Biomass","stoker/SPR","dry","Baghouse + SNCR","OFA","","Non-Fossil","B",2025,"Biomass","",0,0,0,0,0,0,0,0,0,0,0,0,0,0,0,0,0,0,0,0,0,0,0,0,0,0,0,0,0,0,0,0,0,0,0,0,0,0,0,0,0,0,0,0,0,0,0,0,0,0,17.4,"SNCR","",""]
["10387_G_1A","WECC_San Diego Gas and Electric","California",6,"San Diego",73,"10387","1A","Sycamore Energy 1",22752,2011,9999,"Landfill Gas","","","","","","Non-Fossil","G",2025,"LF Gas","",0.042575904193130835,0.04596592480759131,0.07116688835258257,0.15970871735330472,0,0,0,0,0,0,0,0,0,0,0,0,1.995696160513805,2.1545994475386023,3.3358653948806674,7.486161002933075,2.4536067836492643,2.6489702817119305,4.101276599485246,9.20385366484644,0,0,0,0,1.3943609508719576E-3,0.001505384133045906,2.3307156781145486E-3,0.005230460762032412,0,0,0,0,0,0,0,0,0.31107771800571327,0.013844139914957535,0.014946451670646566,0.02314089097225252,0.05193148255785662,0,0,0,0,0,1.199999692307771,null,"",""]
["10387_G_2A","WECC_San Diego Gas and Electric","California",6,"San Diego",73,"10387","2A","Sycamore Energy 1",22752,2011,9999,"Landfill Gas","","","","","","Non-Fossil","G",2025,"LF Gas","",0.042575904193130835,0.04596592480759131,0.07116688835258257,0.15970871735330472,0,0,0,0,0,0,0,0,0,0,0,0,1.995696160513805,2.1545994475386023,3.3358653948806674,7.486161002933075,2.4536067836492643,2.6489702817119305,4.101276599485246,9.20385366484644,0,0,0,0,1.3943609508719576E-3,0.001505384133045906,2.3307156781145486E-3,0.005230460762032412,0,0,0,0,0,0,0,0,0.31107771800571327,0.013844139914957535,0.014946451670646566,0.02314089097225252,0.05193148255785662,0,0,0,0,0,1.199999692307771,null,"",""]
["10387_G_3","WECC_San Diego Gas and Electric","California",6,"San Diego",73,"10387","3","Sycamore Energy 1",22752,2004,9999,"Landfill Gas","","","","","","Non-Fossil","G",2025,"LF Gas","",0.0993437764506386,0.1072538245510464,0.1660560728226927,0.37265367382437764,0,0,0,0,0,0,0,0,0,0,0,0,4.656624374532211,5.027398710923406,7.783685921388224,17.467709006843844,5.725082495181617,6.180930657327838,9.569645398798908,21.47565855130836,0,0,0,0,3.253508885367901E-3,3.5125629771071134E-3,5.4383365822672815E-3,0.012204408444742295,0,0,0,0,0,0,0,0,0.7258480086799977,0.03230299313490091,0.03487505389817533,0.053995412268589206,0.12117345930166545,0,0,0,0,0,2.799999282051466,null,"",""]
["10397_B_5HPB","MISO_Indiana (including parts of Kentucky)","Indiana",18,"Lake",89,"10397","5HPB","ArcelorMittal Indiana Harbor West",5172,1952,9999,"Fossil Waste","wall","","","","","Fossil","B",2025,"Fwaste","",0.04764154674780372,0.06138166366404018,0.07768246274697174,0.18670567315881564,0,0,0,0,0,0,0,0,0,0,0,0,9.211435959635276,11.868071096227444,15.01981106257066,36.09931811843338,16.24271524427049,20.927214840281327,26.48474300340646,63.65467308795828,0,0,0,0,0.002425531242175234,3.1250694630456217E-3,3.95497946576153E-3,0.009505580170982386,0.00404676373206645,0.005213875436170427,0.006598498679676985,0.015859137847913863,0,0,0,0,2.8774696290847914,0.06389971117147888,0.08232878332267518,0.10419239659854845,0.2504208910927025,0,0,0,0,0,11.1,null,"",""]
["10397_B_6HPB","MISO_Indiana (including parts of Kentucky)","Indiana",18,"Lake",89,"10397","6HPB","ArcelorMittal Indiana Harbor West",5172,1956,9999,"Fossil Waste","wall","","","","","Fossil","B",2025,"Fwaste","",0.04764154674780372,0.06138166366404018,0.07768246274697174,0.18670567315881564,0,0,0,0,0,0,0,0,0,0,0,0,9.211435959635276,11.868071096227444,15.01981106257066,36.09931811843338,16.24271524427049,20.927214840281327,26.48474300340646,63.65467308795828,0,0,0,0,3.5576144371675536E-3,0.004583652457476508,0.005800911487528852,0.013942178382172914,0.00404676373206645,0.005213875436170427,0.006598498679676985,0.015859137847913863,0,0,0,0,2.8774696290847914,0.06389971117147888,0.08232878332267518,0.10419239659854845,0.2504208910927025,0,0,0,0,0,11.1,null,"",""]
["10397_B_7HPB","MISO_Indiana (including parts of Kentucky)","Indiana",18,"Lake",89,"10397","7HPB","ArcelorMittal Indiana Harbor West",5172,1956,9999,"Fossil Waste","wall","","","","","Fossil","B",2025,"Fwaste","",0.04764154674780372,0.06138166366404018,0.07768246274697174,0.18670567315881564,0,0,0,0,0,0,0,0,0,0,0,0,9.211435959635276,11.868071096227444,15.01981106257066,36.09931811843338,16.24271524427049,20.927214840281327,26.48474300340646,63.65467308795828,0,0,0,0,3.516640916705365E-3,0.004530861920144559,0.005734101615427353,0.013781604452277278,0.00404676373206645,0.005213875436170427,0.006598498679676985,0.015859137847913863,0,0,0,0,2.8774696290847914,0.06389971117147888,0.08232878332267518,0.10419239659854845,0.2504208910927025,0,0,0,0,0,11.1,null,"",""]
["10397_B_8HPB","MISO_Indiana (including parts of Kentucky)","Indiana",18,"Lake",89,"10397","8HPB","ArcelorMittal Indiana Harbor West",5172,1967,9999,"Fossil Waste","tangential","","","","","Fossil","B",2025,"Fwaste","",0.10300874972498103,0.13271711062495173,0.16796208161507403,0.4036879419650068,0,0,0,0,0,0,0,0,0,0,0,0,19.9166182911033,25.66069426211339,32.47526716231494,78.05257971553164,35.119384311936194,45.248032087094764,57.26430919655451,137.63172559558546,0,0,0,0,0.005244391874973478,0.006756906947125668,0.008551306952997903,0.02055260577509705,0.008749759420684216,0.011273244186314438,0.014267024172274564,0.03429002777927322,0,0,0,0,6.221555954777928,0.13816153766806247,0.17800818015713551,0.22528085751037505,0.5414505753355731,0,0,0,0,0,24,null,"",""]
["10397_B_9HPB","MISO_Indiana (including parts of Kentucky)","Indiana",18,"Lake",89,"10397","9HPB","ArcelorMittal Indiana Harbor West",5172,2000,9999,"Fossil Waste","wall","","","","","Fossil","B",2025,"Fwaste","",0.07296453105519489,0.0940079533593408,0.11897314114401077,0.28594562555854647,0,0,0,0,0,0,0,0,0,0,0,0,14.107604622864837,18.17632510233032,23.003314239973083,55.28724396516824,24.876230554288135,32.05068939502546,40.56221901422611,97.4891389635397,0,0,0,0,7.7471899439128544E-4,9.9815274679471979E-4,1.2632274782843618E-3,0.003036099219470367,6.1977462563179864E-3,7.985214631972725E-3,0.010105808788694482,0.024288769676985195,0,0,0,0,4.406935467967699,0.09786442251487758,0.12608912761130434,0.15957394073651565,0.38352749086269755,0,0,0,0,0,17,null,"",""]
["104_G_1","WECC_Northern California (not including BANC)","California",6,"Fresno",19,"104","1","J S Eastwood",0,1987,9999,"Pumped Storage","","","","","","Non-Fossil","G",2025,"Pumps","",0,0,0,0,0,0,0,0,0,0,0,0,0,0,0,0,1.1340020958390866,34.93082819618381,43.806694376474304,79.87152466849722,0,0,0,0,0,0,0,0,0,0,0,0,0,0,0,0,0,0,0,0,1.7371014880616764,1.7233281453978111E-5,5.3083922501921872E-4,6.6572460185761791E-4,1.2137971083308148E-3,0,0,0,0,0,95,null,"",""]
["1040_B_1","PJM West","Indiana",18,"Wayne",177,"1040","1","Whitewater Valley",13048,1955,9999,"Coal Steam","wall","dry","ESPC + Baghouse + Mercury Control + DSI","LA + LNB + NH3 + OFA","","Fossil","B",2025,"","Coal Retirement",0,0,0,0,0,0,0,0,0,0,0,0,0,0,0,0,0,0,0,0,0,0,0,0,0,0,0,0,0,0,0,0,0,0,0,0,0,0,0,0,0,0,0,0,0,0,0,0,0,0,35,"Mercury Control / DSI","",""]
["1040_B_2","PJM West","Indiana",18,"Wayne",177,"1040","2","Whitewater Valley",12947,1973,9999,"Coal Steam","tangential","dry","ESPC + Baghouse + Mercury Control + DSI","LNC3","","Fossil","B",2025,"Coal","",0,0,0,0,0,0,0,0,0,0,0,0,0,0,0,0,0,0,0,0,0,0,0,0,0,0,0,0,0,0,0,0,0,0,0,0,0,0,0,0,3.188918946,0,0,0,0,0,0,0,0,0,65,"Mercury Control / DSI","",""]
["10405_G_GEN1","WECC_Northern California (not including BANC)","California",6,"Fresno",19,"10405","GEN1","Kingsburg Cogen",10245,1990,9999,"Combined Cycle","","","SCR","","","Fossil","G",2025,"NaturalGas","",0,2.751965029585799E-3,2.8320756213017755E-3,0.005584040650887574,0,0,0,0,0,0,0,0,0,0,0,0,0,0.2686154112426036,0.27643492982248524,0.5450503410650888,0,0.16720122627218936,0.17206853100591718,0.3392697572781065,0,1.9982248520710058E-10,2.0568047337278108E-10,4.0550295857988164E-10,0,2.7597633136094669E-5,2.8443786982248515E-5,5.6041420118343184E-5,0,0,0,0,0,0,0,0,0.4523261495857989,0,1.1184515534541203E-3,1.1510101943097417E-3,0.002269461747763862,0,0.010710988994082841,0.011730028343195267,0.02244101733727811,0,22,"SCR","",""]
["10405_G_GEN2","WECC_Northern California (not including BANC)","California",6,"Fresno",19,"10405","GEN2","Kingsburg Cogen",10245,1990,9999,"Combined Cycle","","","SCR","","","Fossil","G",2025,"NaturalGas","",0,1.4760539704142014E-3,1.519022378698225E-3,0.002995076349112426,0,0,0,0,0,0,0,0,0,0,0,0,0,0.14407553875739648,0.14826964417751481,0.2923451829349113,0,0.08968065772781066,0.09229130299408285,0.18197196072189348,0,1.071775147928994E-10,1.1031952662721895E-10,2.1749704142011835E-10,0,1.4802366863905325E-5,1.5256213017751475E-5,3.00585798816568e-05,0,0,0,0,0,0,0,0,0.24261129841420123,0,0.00059989674230721,6.1736001331158877E-4,1.2172567556187988E-3,0,0.00574498500591716,0.006291560656804735,0.012036545662721894,0,11.8,"SCR","",""]
["10416_B_BO4","SERC_Southeastern","Florida",12,"Escambia",33,"10416","BO4","Pensacola Florida Plant",8300,1953,9999,"O/G Steam","","","","","","Fossil","B",2025,"NaturalGas","",0.005787125190000001,1.3574738100000001E-3,0.0296060644,0.0367506634,0,0,0,0,0,0,0,0,0,0,0,0,0.6972444360000002,0.16355116400000005,3.5669945024,4.4277901024,0.47281236553800005,0.11090660426200012,2.4188348024,3.0025537722000006,5.652504e-10,1.3258959999999998E-10,2.8907400000000007E-9,3.5885800000000004E-9,9.3136817451278152E-4,2.1846907797213374E-4,0.004764791078606521,0.005914628331091435,0,0,0,0,0,0,0,0,0.0961120978,6.1326902526397217E-4,1.4385322814833924E-4,0.00313738931235988,3.8945115657721915E-3,0.02366131543700499,0.005046258162995015,0.1104493258,0.1391568994,0,2.7,null,"",""]
["10416_B_BO5","SERC_Southeastern","Florida",12,"Escambia",33,"10416","BO5","Pensacola Florida Plant",8300,1957,9999,"O/G Steam","","","","","","Fossil","B",2025,"NaturalGas","",0.005787125190000001,1.3574738100000001E-3,0.0296060644,0.0367506634,0,0,0,0,0,0,0,0,0,0,0,0,0.6972444360000002,0.16355116400000005,3.5669945024,4.4277901024,0.47281236553800005,0.11090660426200012,2.4188348024,3.0025537722000006,5.652504e-10,1.3258959999999998E-10,2.8907400000000007E-9,3.5885800000000004E-9,9.3136817451278152E-4,2.1846907797213374E-4,0.004764791078606521,0.005914628331091435,0,0,0,0,0,0,0,0,0.0961120978,6.1326902526397217E-4,1.4385322814833924E-4,0.00313738931235988,3.8945115657721915E-3,0.02366131543700499,0.005046258162995015,0.1104493258,0.1391568994,0,2.7,null,"",""]
["10416_B_BO6","SERC_Southeastern","Florida",12,"Escambia",33,"10416","BO6","Pensacola Florida Plant",8300,1957,9999,"O/G Steam","","","","","","Fossil","B",2025,"NaturalGas","",0.005787125190000001,1.3574738100000001E-3,0.0296060644,0.0367506634,0,0,0,0,0,0,0,0,0,0,0,0,0.6972444360000002,0.16355116400000005,3.5669945024,4.4277901024,0.47281236553800005,0.11090660426200012,2.4188348024,3.0025537722000006,5.652504e-10,1.3258959999999998E-10,2.8907400000000007E-9,3.5885800000000004E-9,9.3136817451278152E-4,2.1846907797213374E-4,0.004764791078606521,0.005914628331091435,0,0,0,0,0,0,0,0,0.0961120978,6.1326902526397217E-4,1.4385322814833924E-4,0.00313738931235988,3.8945115657721915E-3,0.02366131543700499,0.005046258162995015,0.1104493258,0.1391568994,0,2.7,null,"",""]
["10416_B_BO7","SERC_Southeastern","Florida",12,"Escambia",33,"10416","BO7","Pensacola Florida Plant",8300,1953,9999,"O/G Steam","","","","","","Fossil","B",2025,"NaturalGas","",0.005787125190000001,1.3574738100000001E-3,0.0296060644,0.0367506634,0,0,0,0,0,0,0,0,0,0,0,0,0.6972444360000002,0.16355116400000005,3.5669945024,4.4277901024,0.47281236553800005,0.11090660426200012,2.4188348024,3.0025537722000006,5.652504e-10,1.3258959999999998E-10,2.8907400000000007E-9,3.5885800000000004E-9,8.0767304731629136E-4,1.8945417159271018E-4,0.004131978561857972,0.005129105780766974,0,0,0,0,0,0,0,0,0.0961120978,6.1326902526397217E-4,1.4385322814833924E-4,0.00313738931235988,3.8945115657721915E-3,0.02366131543700499,0.005046258162995015,0.1104493258,0.1391568994,0,2.7,null,"",""]
["10416_B_BO8","SERC_Southeastern","Florida",12,"Escambia",33,"10416","BO8","Pensacola Florida Plant",8300,1953,9999,"O/G Steam","","","","","","Fossil","B",2025,"NaturalGas","",0.005787125190000001,1.3574738100000001E-3,0.0296060644,0.0367506634,0,0,0,0,0,0,0,0,0,0,0,0,0.6972444360000002,0.16355116400000005,3.5669945024,4.4277901024,0.47281236553800005,0.11090660426200012,2.4188348024,3.0025537722000006,5.652504e-10,1.3258959999999998E-10,2.8907400000000007E-9,3.5885800000000004E-9,1.0095913091453643E-3,2.3681771449088771E-4,0.005164973202322466,0.006411382225958718,0,0,0,0,0,0,0,0,0.0961120978,6.1326902526397217E-4,1.4385322814833924E-4,0.00313738931235988,3.8945115657721915E-3,0.02366131543700499,0.005046258162995015,0.1104493258,0.1391568994,0,2.7,null,"",""]
["10416_B_BO9","SERC_Southeastern","Florida",12,"Escambia",33,"10416","BO9","Pensacola Florida Plant",8300,2007,9999,"O/G Steam","","","","","","Fossil","B",2025,"NaturalGas","",0.006226596769363374,0.012639784230636627,0.029606109999999998,0.048472491,0,0,0,0,0,0,0,0,0,0,0,0,0.7501887360000001,1.522858169,3.56699512,5.840042025000001,0.9597852422825544,1.948332101717446,4.563583949,7.471701293000001,1.1466198540174519E-9,2.3276001459825485E-9,5.45552e-09,8.9297400000000011E-9,0.001890599972323436,3.8378550276765644E-3,0.00898958,0.014718035,0,0,0,0,0,0,0,0,0.048580285,6.5983676761922807E-4,1.33944667995588E-3,3.13738985557677E-3,0.005136673303151878,0.025457995629310726,0.04698671937068927,0.11044927600000001,0.182893991,0,2.7,null,"",""]
["10416_G_GEN4","SERC_Southeastern","Florida",12,"Escambia",33,"10416","GEN4","Pensacola Florida Plant",8700,1993,9999,"Combustion Turbine","","","","","","Fossil","G",2025,"NaturalGas","",0.056048104149532714,0.009138277850467289,0.663482504,0.728668886,0,0,0,0,0,0,0,0,0,0,0,0,6.442310672,1.05037674,76.262356993,83.75504440499999,4.845780205420562,0.7900728595794388,57.363054769,62.998907834,5.7899813084112141E-9,9.440186915887862e-10,6.8594e-08,7.5328e-08,0.004042359626168225,6.5908037383177482E-4,0.047853182999999994,0.052554622999999995,0,0,0,0,0,0,0,0,1.617467643,0.04200386558144,0.0068484563448,0.49723056759435996,0.5460828895206,0.22915885895274102,0.033970511047259025,2.475209779,2.738339149,0,82,null,"",""]
["10421_G_GEN1","WECC_Colorado","Colorado",8,"Summit",117,"10421","GEN1","Dillon Hydro Plant",0,1987,9999,"Hydro","","","","","","Non-Fossil","G",2025,"Hydro","",0,0,0,0,0,0,0,0,0,0,0,0,0,0,0,0,1.0083684386442011,1.0874961781879644,1.9167396412714677,4.012604258103634,0,0,0,0,0,0,0,0,0,0,0,0,0,0,0,0,0,0,0,0,0.028454821594858556,1.4016321297154394E-3,1.5116196876812703E-3,0.00266426810136734,0.00557751991876405,0,0,0,0,0,1.799999992740472,null,"",""]
["10422_G_GEN1","WECC_Colorado","Colorado",8,"Grand",49,"10422","GEN1","Williams Fork Hydro Plant",0,1959,9999,"Hydro","","","","","","Non-Fossil","G",2025,"Hydro","",0,0,0,0,0,0,0,0,0,0,0,0,0,0,0,0,1.6806140644070016,1.8124936303132742,3.1945660687857793,6.687673763506056,0,0,0,0,0,0,0,0,0,0,0,0,0,0,0,0,0,0,0,0,0.04742470265809759,2.336053549525732E-3,0.002519366146135451,0.004440446835612234,0.009295866531273417,0,0,0,0,0,2.9999999879007864,null,"",""]
["10422_G_GEN2","WECC_Colorado","Colorado",8,"Grand",49,"10422","GEN2","Williams Fork Hydro Plant",0,2012,9999,"Hydro","","","","","","Non-Fossil","G",2025,"Hydro","",0,0,0,0,0,0,0,0,0,0,0,0,0,0,0,0,0.2801023487732919,0.302082299689441,0.5324276872670806,1.1146123357298132,0,0,0,0,0,0,0,0,0,0,0,0,0,0,0,0,0,0,0,0,0.007904117142857141,3.8934226479487568E-4,4.1989439656832297E-4,0.000740074485301242,1.5493111466644406E-3,0,0,0,0,0,0.5,null,"",""]
["10423_G_GEN1","WECC_Colorado","Colorado",8,"Park",93,"10423","GEN1","North Fork Hydro Plant",0,1988,9999,"Hydro","","","","","","Non-Fossil","G",2025,"Hydro","",0,0,0,0,0,0,0,0,0,0,0,0,0,0,0,0,5.356525482141677,5.73286042060842,9.758171227277208,20.847557130027305,0,0,0,0,0,0,0,0,0,0,0,0,0,0,0,0,0,0,0,0,0.08730655646255847,7.4455704201769335E-3,0.007968675984645682,0.013563858005915332,0.028978104410737948,0,0,0,0,0,5.522853147348662,null,"",""]
["10424_G_GEN1","WECC_Colorado","Colorado",8,"Jefferson",59,"10424","GEN1","Gross Hydro Plant",0,2007,9999,"Hydro","","","","","","Non-Fossil","G",2025,"Hydro","",0,0,0,0,0,0,0,0,0,0,0,0,0,0,0,0,4.369596640863352,4.7124838751552796,8.305871921366458,17.38795243738509,0,0,0,0,0,0,0,0,0,0,0,0,0,0,0,0,0,0,0,0,0.12330422742857142,0.006073739330800059,0.006550352586465838,0.011545161970699377,0.024169253887965272,0,0,0,0,0,7.8,null,"",""]
["10427_G_GEN2","WECC_Southern California Edison","California",6,"San Bernardino",71,"10427","GEN2","New-Indy Ontario Mill",12369,2019,9999,"Combustion Turbine","","","","","","Fossil","G",2025,"NaturalGas","",0,0.13864907476595745,0.15666096555319148,0.2953100403191489,0,0,0,0,0,0,0,0,0,0,0,0,0,11.209400508510637,12.665612836978724,23.87501334548936,0,8.116516844234043,9.170932901617022,17.287449745851063,0,9.7013297872340434E-9,1.0968478723404255E-8,2.06698085106383E-8,0,7.6252822429906549E-4,8.6164101468624843E-4,0.001624169238985314,0,0,0,0,0,0,0,0,0.2899606629574468,0,0.052226266454332974,0.05901097657535299,0.11123724302968596,0,0.5300851866382978,0.6483476209148935,1.1784328075531914,0,14.7,null,"",""]
["10427_G_GEN3","WECC_Southern California Edison","California",6,"San Bernardino",71,"10427","GEN3","New-Indy Ontario Mill",12369,2019,9999,"Combustion Turbine","","","","","","Fossil","G",2025,"NaturalGas","",0,0.13864907476595745,0.15666096555319148,0.2953100403191489,0,0,0,0,0,0,0,0,0,0,0,0,0,11.209400508510637,12.665612836978724,23.87501334548936,0,8.116516844234043,9.170932901617022,17.287449745851063,0,9.7013297872340434E-9,1.0968478723404255E-8,2.06698085106383E-8,0,7.6252822429906549E-4,8.6164101468624843E-4,0.001624169238985314,0,0,0,0,0,0,0,0,0.2899606629574468,0,0.052226266454332974,0.05901097657535299,0.11123724302968596,0,0.5300851866382978,0.6483476209148935,1.1784328075531914,0,14.7,null,"",""]
["10434_G_TG2","FRCC","Florida",12,"Polk",105,"10434","TG2","Mosaic New Wales Operations",9194,1984,9999,"Non-Fossil Waste","","","","","","Non-Fossil","G",2025,"Non-Fossil",null,0.4784851055419048,0.6809212329497611,0.8771308269558059,2.036537165447472,0,0,0,0,0,0,0,0,0,0,0,0,52.0092968540893,74.01324331428978,95.34039204456013,221.36293221293926,0,0,0,0,0,0,0,0,0,0,0,0,0,0,0,0,0,0,0,0,0.16972701530054438,0.3607883788989175,0.5134297075257273,0.6613760917754009,1.5355941782000455,0,0,0,0,0,48.66378523194654,null,"",""]
["10434_G_TG3","FRCC","Florida",12,"Polk",105,"10434","TG3","Mosaic New Wales Operations",9194,1982,9999,"Non-Fossil Waste","","","","","","Non-Fossil","G",2025,"Non-Fossil",null,0.3189900703612698,0.45394748863317413,0.5847538846372039,1.3576914436316478,0,0,0,0,0,0,0,0,0,0,0,0,34.672864569392864,49.34216220952651,63.56026136304009,147.57528814195948,0,0,0,0,0,0,0,0,0,0,0,0,0,0,0,0,0,0,0,0,0.11315134353369624,0.24052558593261167,0.34228647168381815,0.44091739451693396,1.0237294521333637,0,0,0,0,0,32.44252348796436,null,"",""]
["10434_G_TG4","FRCC","Florida",12,"Polk",105,"10434","TG4","Mosaic New Wales Operations",11084,2014,9999,"Non-Fossil Waste","","","","","","Non-Fossil","G",2025,"Non-Fossil","",0.28823552866276336,0.4101814003372367,0.528376461,1.22679339,0,0,0,0,0,0,0,0,0,0,0,0,26.004648981000003,37.006622271,47.670196734,110.681467986,0,0,0,0,0,0,0,0,0,0,0,0,0,0,0,0,0,0,0,0,6.221555956,0.18039419329224604,0.256714858021175,0.3306880508249,0.767797102138321,0,0,0,0,0,24,null,"",""]
["10435_B_SG101A","PJM_EMAAC","New Jersey",34,"Camden",7,"10435","SG101A","Camden Resource Recovery Facility",22061,1991,9999,"Municipal Solid Waste","","","ESPC + Dry Scrubber + SNCR + Mercury Control","","Dry Scrubber","Non-Fossil","B",2025,"MSW","",0.4239506288519018,0.5561987676480983,0.736966851,1.7171162475000001,0,0,0,0,0,0,0,0,0,0,0,0,19.217199078,25.211856564,33.405867876,77.83492351800001,19.48053139631804,25.55733337418196,33.86362681400001,78.90149158450001,1.2184341073026336E-3,0.001598515258197366,2.1180427309999998E-3,0.0049349920965,0.0635925958524773,0.08342981714752272,0.11054502800000003,0.25756744100000006,0.014838309477230718,0.019467006022769285,0.025793874499999994,0.06009919,0,0,0,0,2.8515464795,0.133309668111467,0.1748945940237685,0.231736432632541,0.5399406947677765,0,0,0,0,0,11,"Scrubber / SNCR / Mercury Control","Dry Scrubber",""]
["10435_B_SG101B","PJM_EMAAC","New Jersey",34,"Camden",7,"10435","SG101B","Camden Resource Recovery Facility",22061,1991,9999,"Municipal Solid Waste","","","ESPC + Dry Scrubber + SNCR + Mercury Control","","Dry Scrubber","Non-Fossil","B",2025,"MSW","",0.4239506288519018,0.5561987676480983,0.736966851,1.7171162475000001,0,0,0,0,0,0,0,0,0,0,0,0,19.217199078,25.211856564,33.405867876,77.83492351800001,19.48053139631804,25.55733337418196,33.86362681400001,78.90149158450001,1.2184341073026336E-3,0.001598515258197366,2.1180427309999998E-3,0.0049349920965,0.0635925958524773,0.08342981714752272,0.11054502800000003,0.25756744100000006,0.014838309477230718,0.019467006022769285,0.025793874499999994,0.06009919,0,0,0,0,2.8515464795,0.133309668111467,0.1748945940237685,0.231736432632541,0.5399406947677765,0,0,0,0,0,11,"Scrubber / SNCR / Mercury Control","Dry Scrubber",""]
["10435_B_SG101C","PJM_EMAAC","New Jersey",34,"Camden",7,"10435","SG101C","Camden Resource Recovery Facility",22061,1991,9999,"Municipal Solid Waste","","","ESPC + Dry Scrubber + SNCR + Mercury Control","","Dry Scrubber","Non-Fossil","B",2025,"MSW","",0.42395063262662613,0.5561987667808812,0.7369668554824423,1.7171162548899497,0,0,0,0,0,0,0,0,0,0,0,0,19.217199256452478,25.211856534330924,33.40586807668203,77.83492386746543,19.48053157649842,25.557333343165133,33.8636270146313,78.90149193429485,1.2184341186610198E-3,1.5985152563738553E-3,0.00211804274310963,4.9349921181445055E-3,0.06359184134913415,0.0834288264097579,0.11054371834130225,0.2575643861001943,0.01765902865790639,0.02316762662016341,0.030697248993036212,0.07152390427110601,0,0,0,0,2.851546479723502,0.13330966934939126,0.17489459381795455,0.23173643402467164,0.5399406971920175,0,0,0,0,0,11,"Scrubber / SNCR / Mercury Control","Dry Scrubber",""]
["10436_G_GT38","ERCOT_Rest","Texas",48,"Harris",201,"10436","GT38","ExxonMobil Baytown Refinery",8700,1989,9999,"Combustion Turbine","","","","","","Fossil","G",2025,"NaturalGas","",3.7201768474576288E-3,0.008473736152542372,0.000219563,0.012413476000000001,0,0,0,0,0,0,0,0,0,0,0,0,0.4276065240000001,0.973992638,0.025237107,1.426836269,0.30028490252542384,0.6839822779745761,0.0177226535,1.001989834,3.592220338983051e-10,8.182279661016948e-10,2.1200000000000002E-11,1.19865E-9,3.6085567228726111E-5,8.2194903132098654E-5,2.1274226804123711E-6,1.2040789304123714E-4,0,0,0,0,0,0,0,0,0.5523060245,2.3774922734400004E-3,0.00541539906728,1.4031831492E-4,0.00793320965564,0.014529551837620062,0.03036396416237994,0.000759064,0.04565258,0,28,null,"",""]
["10436_G_GT41","ERCOT_Rest","Texas",48,"Harris",201,"10436","GT41","ExxonMobil Baytown Refinery",8700,1977,9999,"Combustion Turbine","","","","","","Fossil","G",2025,"NaturalGas","",0.002437029152542373,5.551010847457627E-3,1.4011174377224198E-4,0.008128151743772244,0,0,0,0,0,0,0,0,0,0,0,0,0.2801182932384342,0.6380472234875446,0.016104790676156586,0.9342703074021352,0.19864513415766938,0.4524694722480246,0.011420669039145908,0.6625352754448399,2.372495325411665e-10,5.404017130104348E-10,1.3665480427046263E-11,7.913167259786476e-10,3.4816302065587604E-5,7.9303799149393791E-5,2.0055025604980419E-6,1.1612560377547943E-4,0,0,0,0,0,0,0,0,0.3550538728825623,1.5231257743945495E-3,3.4693420416764846E-3,8.7568796334210541E-5,5.080036612405245E-3,0.009518080352196614,0.019890954238550716,4.8438875444839854E-4,0.029893423345195732,0,18,null,"",""]
["10436_G_GT42","ERCOT_Rest","Texas",48,"Harris",201,"10436","GT42","ExxonMobil Baytown Refinery",8700,1977,9999,"Combustion Turbine","","","","","","Fossil","G",2025,"NaturalGas","",0.002437029152542373,5.551010847457627E-3,1.4011174377224198E-4,0.008128151743772244,0,0,0,0,0,0,0,0,0,0,0,0,0.2801182932384342,0.6380472234875446,0.016104790676156586,0.9342703074021352,0.19864513415766938,0.4524694722480246,0.011420669039145908,0.6625352754448399,2.372495325411665e-10,5.404017130104348E-10,1.3665480427046263E-11,7.913167259786476e-10,3.0472747811791104E-5,6.9410147793524e-05,1.7553034106503331E-6,1.0163819901596544E-4,0,0,0,0,0,0,0,0,0.3550538728825623,1.5231257743945495E-3,3.4693420416764846E-3,8.7568796334210541E-5,5.080036612405245E-3,0.009518080352196614,0.019890954238550716,4.8438875444839854E-4,0.029893423345195732,0,18,null,"",""]
["10436_G_GT43","ERCOT_Rest","Texas",48,"Harris",201,"10436","GT43","ExxonMobil Baytown Refinery",8700,1977,9999,"Combustion Turbine","","","","","","Fossil","G",2025,"NaturalGas","",0.002437029152542373,5.551010847457627E-3,1.4011174377224198E-4,0.008128151743772244,0,0,0,0,0,0,0,0,0,0,0,0,0.2801182932384342,0.6380472234875446,0.016104790676156586,0.9342703074021352,0.19864513415766938,0.4524694722480246,0.011420669039145908,0.6625352754448399,2.372495325411665e-10,5.404017130104348E-10,1.3665480427046263E-11,7.913167259786476e-10,4.4368728022179128E-5,1.0106210271718556E-4,2.5557452220771832E-6,1.4798657596144189E-4,0,0,0,0,0,0,0,0,0.3550538728825623,1.5231257743945495E-3,3.4693420416764846E-3,8.7568796334210541E-5,5.080036612405245E-3,0.009518080352196614,0.019890954238550716,4.8438875444839854E-4,0.029893423345195732,0,18,null,"",""]
["10436_G_GT44","ERCOT_Rest","Texas",48,"Harris",201,"10436","GT44","ExxonMobil Baytown Refinery",8700,1977,9999,"Combustion Turbine","","","","","","Fossil","G",2025,"NaturalGas","",0.002437029152542373,5.551010847457627E-3,1.4011174377224198E-4,0.008128151743772244,0,0,0,0,0,0,0,0,0,0,0,0,0.2801182932384342,0.6380472234875446,0.016104790676156586,0.9342703074021352,0.19864513415766938,0.4524694722480246,0.011420669039145908,0.6625352754448399,2.372495325411665e-10,5.404017130104348E-10,1.3665480427046263E-11,7.913167259786476e-10,5.5804491956002746E-5,1.2711023167756152E-4,3.2144726712856046E-6,1.8612919630484986E-4,0,0,0,0,0,0,0,0,0.3550538728825623,1.5231257743945495E-3,3.4693420416764846E-3,8.7568796334210541E-5,5.080036612405245E-3,0.009518080352196614,0.019890954238550716,4.8438875444839854E-4,0.029893423345195732,0,18,null,"",""]
["10436_G_GT45","ERCOT_Rest","Texas",48,"Harris",201,"10436","GT45","ExxonMobil Baytown Refinery",8700,1988,9999,"Combustion Turbine","","","","","","Fossil","G",2025,"NaturalGas","",3.7201768474576288E-3,0.008473736152542372,0.000219563,0.012413476000000001,0,0,0,0,0,0,0,0,0,0,0,0,0.4276065240000001,0.973992638,0.025237107,1.426836269,0.30028490252542384,0.6839822779745761,0.0177226535,1.001989834,3.592220338983051e-10,8.182279661016948e-10,2.1200000000000002E-11,1.19865E-9,2.3621042940765286E-5,5.3803486698409987E-5,1.3925773195876289E-6,7.88171069587629e-05,0,0,0,0,0,0,0,0,0.5523060245,2.3774922734400004E-3,0.00541539906728,1.4031831492E-4,0.00793320965564,0.014529551837620062,0.03036396416237994,0.000759064,0.04565258,0,28,null,"",""]
["10436_G_ST34","ERCOT_Rest","Texas",48,"Harris",201,"10436","ST34","ExxonMobil Baytown Refinery",11084,1952,9999,"Non-Fossil Waste","","","","","","Non-Fossil","G",2025,"Non-Fossil","",0.02936201441101667,0.0396434584831518,0.046584310367170624,0.11558978326133909,0,0,0,0,0,0,0,0,0,0,0,0,2.6490459139308853,3.5766395397408215,4.202843527969763,10.428528981641469,0,0,0,0,0,0,0,0,0,0,0,0,0,0,0,0,0,0,0,0,1.9442362354211664,0.01837642573013909,0.024811140690270683,0.02915511639151879,0.07234268281192857,0,0,0,0,0,7.5,null,"",""]
["10437_G_SUN2","WECC_Southern California Edison","California",6,"San Bernardino",71,"10437","SUN2","Sunray 2",0,2017,9999,"Solar PV","","","","","","Non-Fossil","G",2025,"Solar","",0,0,0,0,0,0,0,0,0,0,0,0,0,0,0,0,8.047722100997861,15.82753591142903,26.73372656470479,50.60898457713168,0,0,0,0,0,0,0,0,0,0,0,0,0,0,0,0,0,0,0,0,0.7478855704972994,0,0,0,0,0,0,0,0,0,20.000000000000004,null,"",""]
["10438_G_SUN3","WECC_Southern California Edison","California",6,"San Bernardino",71,"10438","SUN3","Sunray 3",0,2017,9999,"Solar PV","","","","","","Non-Fossil","G",2025,"Solar","",0,0,0,0,0,0,0,0,0,0,0,0,0,0,0,0,5.552928249688524,10.920999778886031,18.446271329646304,34.92019935822086,0,0,0,0,0,0,0,0,0,0,0,0,0,0,0,0,0,0,0,0,0.5160410436431366,0,0,0,0,0,0,0,0,0,13.800000000000002,null,"",""]
["10439_B_3U100","WECC_Southern California Edison","California",6,"San Bernardino",71,"10439","3U100","SEGS III",9771,1987,9999,"Solar Thermal","","","","","","Non-Fossil","B",2025,"Solar","",1.7011907637023662E-9,5.2776896747247963E-9,1.0374901095508977E-8,1.7353781533936143E-8,0,0,0,0,0,0,0,0,0,0,0,0,1.7410610623602729E-7,5.4013813076943622E-7,1.06180545444439e-06,1.7760496914498534E-6,0,0,0,0,0,0,0,0,0,0,0,0,0,0,0,0,0,0,0,0,8.26503408924955E-8,0,0,0,0,0,0,0,0,0,9.9999999407699883E-7,null,"",""]
["10440_B_4U100","WECC_Southern California Edison","California",6,"San Bernardino",71,"10440","4U100","SEGS IV",9771,1987,9999,"Solar Thermal","","","","","","Non-Fossil","B",2025,"Solar","",1.7011907637023662E-9,5.2776896747247963E-9,1.0374901095508977E-8,1.7353781533936143E-8,0,0,0,0,0,0,0,0,0,0,0,0,1.7410610623602729E-7,5.4013813076943622E-7,1.06180545444439e-06,1.7760496914498534E-6,0,0,0,0,0,0,0,0,0,0,0,0,0,0,0,0,0,0,0,0,8.26503408924955E-8,0,0,0,0,0,0,0,0,0,9.9999999407699883E-7,null,"",""]
["10441_B_5U100","WECC_Southern California Edison","California",6,"San Bernardino",71,"10441","5U100","SEGS V",9771,1987,9999,"Solar Thermal","","","","","","Non-Fossil","B",2025,"Solar","",1.7011907637023662E-9,5.2776896747247963E-9,1.0374901095508977E-8,1.7353781533936143E-8,0,0,0,0,0,0,0,0,0,0,0,0,1.7410610623602729E-7,5.4013813076943622E-7,1.06180545444439e-06,1.7760496914498534E-6,0,0,0,0,0,0,0,0,0,0,0,0,0,0,0,0,0,0,0,0,8.26503408924955E-8,0,0,0,0,0,0,0,0,0,9.9999999407699883E-7,null,"",""]
["10442_B_6U100","WECC_Southern California Edison","California",6,"San Bernardino",71,"10442","6U100","SEGS VI",9771,1988,9999,"Solar Thermal","","","","","","Non-Fossil","B",2025,"Solar","",1.7011907637023662E-9,5.2776896747247963E-9,1.0374901095508977E-8,1.7353781533936143E-8,0,0,0,0,0,0,0,0,0,0,0,0,1.7410610623602729E-7,5.4013813076943622E-7,1.06180545444439e-06,1.7760496914498534E-6,0,0,0,0,0,0,0,0,0,0,0,0,0,0,0,0,0,0,0,0,8.26503408924955E-8,0,0,0,0,0,0,0,0,0,9.9999999407699883E-7,null,"",""]
["10443_B_7U100","WECC_Southern California Edison","California",6,"San Bernardino",71,"10443","7U100","SEGS VII",9771,1988,9999,"Solar Thermal","","","","","","Non-Fossil","B",2025,"Solar","",1.7011907637023662E-9,5.2776896747247963E-9,1.0374901095508977E-8,1.7353781533936143E-8,0,0,0,0,0,0,0,0,0,0,0,0,1.7410610623602729E-7,5.4013813076943622E-7,1.06180545444439e-06,1.7760496914498534E-6,0,0,0,0,0,0,0,0,0,0,0,0,0,0,0,0,0,0,0,0,8.26503408924955E-8,0,0,0,0,0,0,0,0,0,9.9999999407699883E-7,null,"",""]
["10444_B_HTFHTR","WECC_Southern California Edison","California",6,"San Bernardino",71,"10444","HTFHTR","SEGS VIII",9771,1989,9999,"Solar Thermal","","","","","","Non-Fossil","B",2025,"Solar","",1.7011907637023662E-9,5.2776896747247963E-9,1.0374901095508977E-8,1.7353781533936143E-8,0,0,0,0,0,0,0,0,0,0,0,0,1.7410610623602729E-7,5.4013813076943622E-7,1.06180545444439e-06,1.7760496914498534E-6,0,0,0,0,0,0,0,0,0,0,0,0,0,0,0,0,0,0,0,0,8.26503408924955E-8,0,0,0,0,0,0,0,0,0,9.9999999407699883E-7,null,"",""]
["10446_B_HTFHTR","WECC_Southern California Edison","California",6,"San Bernardino",71,"10446","HTFHTR","SEGS IX",9771,1990,9999,"Solar Thermal","","","","","","Non-Fossil","B",2025,"Solar","",0.14970478720580827,0.46443669137578214,0.9129912964047902,1.5271327749863808,0,0,0,0,0,0,0,0,0,0,0,0,15.321337348770406,47.53215550771039,93.43887999110633,156.29237284758713,0,0,0,0,0,0,0,0,0,0,0,0,0,0,0,0,0,0,0,0,7.273229998539605,0,0,0,0,0,0,0,0,0,87.99999947877592,null,"",""]
["10453_G_U1","MISO_Minnesota and Western Wisconsin","Wisconsin",55,"Sawyer",113,"10453","U1","LAC Courte Oreilles Hydroelect",0,1986,9999,"Hydro","","","","","","Non-Fossil","G",2025,"",null,0,0,0,0,0,0,0,0,0,0,0,0,0,0,0,0,0.23749545071201678,0.3569060110089008,0.48362667563251655,1.0780281373534342,0,0,0,0,0,0,0,0,0,0,0,0,0,0,0,0,0,0,0,0,3.1616467215485958E-3,3.301186764897033E-4,4.96099355302372E-4,0.000672241079129198,1.4984591109212732E-3,0,0,0,0,0,0.20319487952311482,null,"",""]
["10453_G_U2","MISO_Minnesota and Western Wisconsin","Wisconsin",55,"Sawyer",113,"10453","U2","LAC Courte Oreilles Hydroelect",0,1986,9999,"Hydro","","","","","","Non-Fossil","G",2025,"",null,0,0,0,0,0,0,0,0,0,0,0,0,0,0,0,0,1.7812158803401261,2.676795082566756,3.6272000672438742,8.085211030150758,0,0,0,0,0,0,0,0,0,0,0,0,0,0,0,0,0,0,0,0,0.023712350411614472,2.475890073672775E-3,3.7207451647677907E-3,0.005041808093468984,0.01123844333190955,0,0,0,0,0,1.5239615964233615,null,"",""]
["10453_G_U3","MISO_Minnesota and Western Wisconsin","Wisconsin",55,"Sawyer",113,"10453","U3","LAC Courte Oreilles Hydroelect",0,1986,9999,"Hydro","","","","","","Non-Fossil","G",2025,"",null,0,0,0,0,0,0,0,0,0,0,0,0,0,0,0,0,1.7812158803401261,2.676795082566756,3.6272000672438742,8.085211030150758,0,0,0,0,0,0,0,0,0,0,0,0,0,0,0,0,0,0,0,0,0.023712350411614472,2.475890073672775E-3,3.7207451647677907E-3,0.005041808093468984,0.01123844333190955,0,0,0,0,0,1.5239615964233615,null,"",""]
["10458_G_GEN1","WECC_Northern California (not including BANC)","California",6,"LASSEN",35,"10458","GEN1","Muck Valley Hydroelectric",0,1988,9999,"Hydro","","","","","","Non-Fossil","G",2025,"Hydro","",0,0,0,0,0,0,0,0,0,0,0,0,0,0,0,0,15.070539047112241,23.457521352818276,46.00407964322243,84.53214004315295,0,0,0,0,0,0,0,0,0,0,0,0,0,0,0,0,0,0,0,0,0.47266620506433826,0.020948049275485974,0.03260595468041739,0.06394567070407917,0.11749967465998253,0,0,0,0,0,29.900000000000002,null,"",""]
["10464_B_E0001","NY_Zone C&E","New York",36,"Jefferson",45,"10464","E0001","ReEnergy Black River",17949,2013,9999,"Biomass","FBC","dry","Baghouse + Wet Scrubber","CF + FU + LA","Wet Scrubber","Non-Fossil","B",2025,"","Biomass Retirement",0,0,0,0,0,0,0,0,0,0,0,0,0,0,0,0,0,0,0,0,0,0,0,0,0,0,0,0,0,0,0,0,0,0,0,0,0,0,0,0,0,0,0,0,0,0,0,0,0,0,18.299999999999997,"Scrubber","Wet Scrubber",""]
["10464_B_E0002","NY_Zone C&E","New York",36,"Jefferson",45,"10464","E0002","ReEnergy Black River",17949,2013,9999,"Biomass","FBC","dry","Baghouse + Wet Scrubber","CF + FU + LA","Wet Scrubber","Non-Fossil","B",2025,"","Biomass Retirement",0,0,0,0,0,0,0,0,0,0,0,0,0,0,0,0,0,0,0,0,0,0,0,0,0,0,0,0,0,0,0,0,0,0,0,0,0,0,0,0,0,0,0,0,0,0,0,0,0,0,18.299999999999997,"Scrubber","Wet Scrubber",""]
["10464_B_E0003","NY_Zone C&E","New York",36,"Jefferson",45,"10464","E0003","ReEnergy Black River",17949,2013,9999,"Biomass","FBC","dry","Baghouse + Wet Scrubber","CF + FU + LA","Wet Scrubber","Non-Fossil","B",2025,"","Biomass Retirement",0,0,0,0,0,0,0,0,0,0,0,0,0,0,0,0,0,0,0,0,0,0,0,0,0,0,0,0,0,0,0,0,0,0,0,0,0,0,0,0,0,0,0,0,0,0,0,0,0,0,18.299999999999997,"Scrubber","Wet Scrubber",""]
["10466_G_GEN1","MISO_Wisconsin- Upper Michigan (WUMS)","Wisconsin",55,"Wood",141,"10466","GEN1","Wisconsin Rapids Paper Mill",9118,1928,9999,"Non-Fossil Waste","","","","","","Non-Fossil","G",2025,"","Non Fossil Other Retirement",0,0,0,0,0,0,0,0,0,0,0,0,0,0,0,0,0,0,0,0,0,0,0,0,0,0,0,0,0,0,0,0,0,0,0,0,0,0,0,0,0,0,0,0,0,0,0,0,0,0,3.4714265877562352E-6,null,"",""]
["10466_G_GEN2","MISO_Wisconsin- Upper Michigan (WUMS)","Wisconsin",55,"Wood",141,"10466","GEN2","Wisconsin Rapids Paper Mill",9118,1995,9999,"Non-Fossil Waste","","","","","","Non-Fossil","G",2025,"","Non Fossil Other Retirement",0,0,0,0,0,0,0,0,0,0,0,0,0,0,0,0,0,0,0,0,0,0,0,0,0,0,0,0,0,0,0,0,0,0,0,0,0,0,0,0,0,0,0,0,0,0,0,0,0,0,3.4714265877562352E-6,null,"",""]
["10466_G_GEN3","MISO_Wisconsin- Upper Michigan (WUMS)","Wisconsin",55,"Wood",141,"10466","GEN3","Wisconsin Rapids Paper Mill",9118,1976,9999,"Non-Fossil Waste","","","","","","Non-Fossil","G",2025,"","Non Fossil Other Retirement",0,0,0,0,0,0,0,0,0,0,0,0,0,0,0,0,0,0,0,0,0,0,0,0,0,0,0,0,0,0,0,0,0,0,0,0,0,0,0,0,0,0,0,0,0,0,0,0,0,0,17.357132938781177,null,"",""]
["10467_G_1","NY_Zone F (Capital)","New York",36,"Saratoga",91,"10467","1","Fourth Branch Hydroelectric Facility",0,1987,9999,"Hydro","","","","","","Non-Fossil","G",2025,"Hydro","",0,0,0,0,0,0,0,0,0,0,0,0,0,0,0,0,3.669536168317588,4.93657820005283,5.6776660020052345,14.283780370375654,0,0,0,0,0,0,0,0,0,0,0,0,0,0,0,0,0,0,0,0,0.05216717313874345,0.005100655273961448,0.006861843698073434,0.007891955742787275,0.019854454714822157,0,0,0,0,0,3.3,null,"",""]
["10472_B_B300","WECC_Southern California Edison","California",6,"Los Angeles",37,"10472","B300","Puente Hills Energy Recovery",14103,1986,9999,"Landfill Gas","","","","FR","","Non-Fossil","B",2025,"LF Gas","",0.598010786752742,0.7936232197472577,0.953570821,2.3452048275,0,0,0,0,0,0,0,0,0,0,0,0,42.403090444785136,56.273361470214866,67.61475,166.291201915,34.46276350060534,45.73571235939466,54.95333273999999,135.15180859999998,0,0,0,0,0.007804042363602451,0.010356785136397546,0.0124440705,0.030604898,0,0,0,0,0,0,0,0,6.43772331,0.294150145978668,0.3903681858455145,0.4690433733529235,1.153561705177106,0,0,0,0,0,22.5,null,"",""]
["10472_B_B400","WECC_Southern California Edison","California",6,"Los Angeles",37,"10472","B400","Puente Hills Energy Recovery",14103,1986,9999,"Landfill Gas","","","","FR","","Non-Fossil","B",2025,"LF Gas","",0.598010786752742,0.7936232197472577,0.953570821,2.3452048275,0,0,0,0,0,0,0,0,0,0,0,0,42.403090444785136,56.273361470214866,67.61475,166.291201915,34.46276350060534,45.73571235939466,54.95333273999999,135.15180859999998,0,0,0,0,0.007804042363602451,0.010356785136397546,0.0124440705,0.030604898,0,0,0,0,0,0,0,0,6.43772331,0.294150145978668,0.3903681858455145,0.4690433733529235,1.153561705177106,0,0,0,0,0,22.5,null,"",""]
["10477_B_P1","MISO_Wisconsin- Upper Michigan (WUMS)","Wisconsin",55,"Wood",141,"10477","P1","Wisconsin Rapids Pulp Mill",5149,1966,9999,"Non-Fossil Waste","","","ESPC + Cyclone","","","Non-Fossil","B",2025,"Non-Fossil","",0.033849387994342554,0.04816807833899079,0.057130947166666675,0.1391484135,0,0,0,0,0,0,0,0,0,0,0,0,6.573973496039688,9.354841818960313,11.095542295,27.024357610000003,0,0,0,0,0,0,0,0,0.03195539550312968,0.0454729046860595,0.05393428925225226,0.13136258944144144,0,0,0,0,0,0,0,0,2.79970018,0.04560363981106448,0.06489451730499853,0.076969752712638,0.187467909828701,0,0,0,0,0,10.8," ","",""]
["10477_B_P2","MISO_Wisconsin- Upper Michigan (WUMS)","Wisconsin",55,"Wood",141,"10477","P2","Wisconsin Rapids Pulp Mill",5149,1966,9999,"Non-Fossil Waste","","","ESPC + Cyclone","","","Non-Fossil","B",2025,"Non-Fossil","",0.033849387994342554,0.04816807833899079,0.057130947166666675,0.1391484135,0,0,0,0,0,0,0,0,0,0,0,0,6.573973496039688,9.354841818960313,11.095542295,27.024357610000003,0,0,0,0,0,0,0,0,0.03255832749375477,0.04633088401975874,0.054951917351351354,0.13384112886486488,0,0,0,0,0,0,0,0,2.79970018,0.04560363981106448,0.06489451730499853,0.076969752712638,0.187467909828701,0,0,0,0,0,10.8," ","",""]
["10477_B_P3","MISO_Wisconsin- Upper Michigan (WUMS)","Wisconsin",55,"Wood",141,"10477","P3","Wisconsin Rapids Pulp Mill",5149,1991,9999,"Non-Fossil Waste","","","","FR + LNB","","Non-Fossil","B",2025,"Non-Fossil","",0.033849387994342554,0.04816807833899079,0.057130947166666675,0.1391484135,0,0,0,0,0,0,0,0,0,0,0,0,6.573973496039688,9.354841818960313,11.095542295,27.024357610000003,0,0,0,0,0,0,0,0,0.002411727962500353,3.4319173347969437E-3,0.004070512396396397,0.009914157693693693,0,0,0,0,0,0,0,0,2.79970018,0.04560363981106448,0.06489451730499853,0.076969752712638,0.187467909828701,0,0,0,0,0,10.8,null,"",""]
["10477_B_R1","MISO_Wisconsin- Upper Michigan (WUMS)","Wisconsin",55,"Wood",141,"10477","R1","Wisconsin Rapids Pulp Mill",5149,1966,9999,"Non-Fossil Waste","","","ESPC","","","Non-Fossil","B",2025,"Non-Fossil","",0.033849387994342554,0.04816807833899079,0.057130947166666675,0.1391484135,0,0,0,0,0,0,0,0,0,0,0,0,6.573973496039688,9.354841818960313,11.095542295,27.024357610000003,0,0,0,0,0,0,0,0,0,0,0,0,0,0,0,0,0,0,0,0,2.79970018,0.04560363981106448,0.06489451730499853,0.076969752712638,0.187467909828701,0,0,0,0,0,10.8,null,"",""]
["10477_B_R2","MISO_Wisconsin- Upper Michigan (WUMS)","Wisconsin",55,"Wood",141,"10477","R2","Wisconsin Rapids Pulp Mill",5149,1975,9999,"Non-Fossil Waste","","","ESPC","","","Non-Fossil","B",2025,"Non-Fossil","",0.033849387994342554,0.04816807833899079,0.057130947166666675,0.1391484135,0,0,0,0,0,0,0,0,0,0,0,0,6.573973496039688,9.354841818960313,11.095542295,27.024357610000003,0,0,0,0,0,0,0,0,0,0,0,0,0,0,0,0,0,0,0,0,2.79970018,0.04560363981106448,0.06489451730499853,0.076969752712638,0.187467909828701,0,0,0,0,0,10.8,null,"",""]
["10477_B_R3","MISO_Wisconsin- Upper Michigan (WUMS)","Wisconsin",55,"Wood",141,"10477","R3","Wisconsin Rapids Pulp Mill",5149,1989,9999,"Non-Fossil Waste","","","ESPC","","","Non-Fossil","B",2025,"Non-Fossil","",0.033849387994342554,0.04816807833899079,0.057130947166666675,0.1391484135,0,0,0,0,0,0,0,0,0,0,0,0,6.573973496039688,9.354841818960313,11.095542295,27.024357610000003,0,0,0,0,0,0,0,0,0,0,0,0,0,0,0,0,0,0,0,0,2.79970018,0.04560363981106448,0.06489451730499853,0.076969752712638,0.187467909828701,0,0,0,0,0,10.8,null,"",""]
["10479_G_T101","WECC_Southern California Edison","California",6,"Mono",51,"10479","T101","Ples I",9771,1990,9999,"Geothermal","","","","","","Non-Fossil","G",2025,"Geothermal","",0.044426584087651225,0.058135618610501164,0.07258252678477543,0.17514472948292784,0,0,0,0,0,0,0,0,0,0,0,0,5.133597211620916,6.717708681043545,8.387083202521449,20.23838909518591,0,0,0,0,6.5982362674626475E-5,8.6343020744151185E-5,1.077995687737304E-4,2.6012495219250809E-4,0,0,0,0,0,0,0,0,0,0,0,0,0.46651308955995596,0.005954972765480263,0.0077925420700105,0.009729016514924868,0.02347653135041563,0,0,0,0,0,3.2999999999999994,null,"",""]
["10479_G_T102","WECC_Southern California Edison","California",6,"Mono",51,"10479","T102","Ples I",9771,1990,9999,"Geothermal","","","","","","Non-Fossil","G",2025,"Geothermal","",0.044426584087651225,0.058135618610501164,0.07258252678477543,0.17514472948292784,0,0,0,0,0,0,0,0,0,0,0,0,5.133597211620916,6.717708681043545,8.387083202521449,20.23838909518591,0,0,0,0,6.5982362674626475E-5,8.6343020744151185E-5,1.077995687737304E-4,2.6012495219250809E-4,0,0,0,0,0,0,0,0,0,0,0,0,0.46651308955995596,0.005954972765480263,0.0077925420700105,0.009729016514924868,0.02347653135041563,0,0,0,0,0,3.2999999999999994,null,"",""]
["10479_G_T103","WECC_Southern California Edison","California",6,"Mono",51,"10479","T103","Ples I",9771,1990,9999,"Geothermal","","","","","","Non-Fossil","G",2025,"Geothermal","",0.044426584087651225,0.058135618610501164,0.07258252678477543,0.17514472948292784,0,0,0,0,0,0,0,0,0,0,0,0,5.133597211620916,6.717708681043545,8.387083202521449,20.23838909518591,0,0,0,0,6.5982362674626475E-5,8.6343020744151185E-5,1.077995687737304E-4,2.6012495219250809E-4,0,0,0,0,0,0,0,0,0,0,0,0,0.46651308955995596,0.005954972765480263,0.0077925420700105,0.009729016514924868,0.02347653135041563,0,0,0,0,0,3.2999999999999994,null,"",""]
["10480_G_GEN1","WECC_Southern California Edison","California",6,"Mono",51,"10480","GEN1","Mammoth Pacific I",9771,1984,9999,"Geothermal","","","","","","Non-Fossil","G",2025,"Geothermal","",0.044426584087651225,0.058135618610501164,0.07258252678477543,0.17514472948292784,0,0,0,0,0,0,0,0,0,0,0,0,5.133597211620916,6.717708681043545,8.387083202521449,20.23838909518591,0,0,0,0,6.5982362674626475E-5,8.6343020744151185E-5,1.077995687737304E-4,2.6012495219250809E-4,0,0,0,0,0,0,0,0,0,0,0,0,0.46651308955995596,0.005954972765480263,0.0077925420700105,0.009729016514924868,0.02347653135041563,0,0,0,0,0,3.2999999999999994,null,"",""]
["10480_G_GEN2","WECC_Southern California Edison","California",6,"Mono",51,"10480","GEN2","Mammoth Pacific I",9771,1984,9999,"Geothermal","","","","","","Non-Fossil","G",2025,"Geothermal","",0.044426584087651225,0.058135618610501164,0.07258252678477543,0.17514472948292784,0,0,0,0,0,0,0,0,0,0,0,0,5.133597211620916,6.717708681043545,8.387083202521449,20.23838909518591,0,0,0,0,6.5982362674626475E-5,8.6343020744151185E-5,1.077995687737304E-4,2.6012495219250809E-4,0,0,0,0,0,0,0,0,0,0,0,0,0.46651308955995596,0.005954972765480263,0.0077925420700105,0.009729016514924868,0.02347653135041563,0,0,0,0,0,3.2999999999999994,null,"",""]
["10481_G_1","WECC_Southern California Edison","California",6,"Mono",51,"10481","1","Mammoth Pacific II",9771,1990,9999,"Geothermal","","","","","","Non-Fossil","G",2025,"Geothermal","",0.044426584087651225,0.058135618610501164,0.07258252678477543,0.17514472948292784,0,0,0,0,0,0,0,0,0,0,0,0,5.133597211620916,6.717708681043545,8.387083202521449,20.23838909518591,0,0,0,0,6.5982362674626475E-5,8.6343020744151185E-5,1.077995687737304E-4,2.6012495219250809E-4,0,0,0,0,0,0,0,0,0,0,0,0,0.46651308955995596,0.005954972765480263,0.0077925420700105,0.009729016514924868,0.02347653135041563,0,0,0,0,0,3.2999999999999994,null,"",""]
["10481_G_2","WECC_Southern California Edison","California",6,"Mono",51,"10481","2","Mammoth Pacific II",9771,1990,9999,"Geothermal","","","","","","Non-Fossil","G",2025,"Geothermal","",0.044426584087651225,0.058135618610501164,0.07258252678477543,0.17514472948292784,0,0,0,0,0,0,0,0,0,0,0,0,5.133597211620916,6.717708681043545,8.387083202521449,20.23838909518591,0,0,0,0,6.5982362674626475E-5,8.6343020744151185E-5,1.077995687737304E-4,2.6012495219250809E-4,0,0,0,0,0,0,0,0,0,0,0,0,0.46651308955995596,0.005954972765480263,0.0077925420700105,0.009729016514924868,0.02347653135041563,0,0,0,0,0,3.2999999999999994,null,"",""]
["10481_G_3","WECC_Southern California Edison","California",6,"Mono",51,"10481","3","Mammoth Pacific II",9771,1990,9999,"Geothermal","","","","","","Non-Fossil","G",2025,"Geothermal","",0.044426584087651225,0.058135618610501164,0.07258252678477543,0.17514472948292784,0,0,0,0,0,0,0,0,0,0,0,0,5.133597211620916,6.717708681043545,8.387083202521449,20.23838909518591,0,0,0,0,6.5982362674626475E-5,8.6343020744151185E-5,1.077995687737304E-4,2.6012495219250809E-4,0,0,0,0,0,0,0,0,0,0,0,0,0.46651308955995596,0.005954972765480263,0.0077925420700105,0.009729016514924868,0.02347653135041563,0,0,0,0,0,3.2999999999999994,null,"",""]
["10487_G_GEN1","MISO_Minnesota and Western Wisconsin","Minnesota",27,"Koochiching",71,"10487","GEN1","International Falls Power",0,1946,9999,"Hydro","","","","","","Non-Fossil","G",2025,"Hydro","",0,0,0,0,0,0,0,0,0,0,0,0,0,0,0,0,2.3424423571463926,3.9669027419694487,5.478368184635499,11.78771328375134,0,0,0,0,0,0,0,0,0,0,0,0,0,0,0,0,0,0,0,0,0.034778115421891645,3.2559948764334943E-3,0.005513994811337543,7.6149317766433505E-3,0.016384921464414386,0,0,0,0,0,2.200000000000002,null,"",""]
["10487_G_GEN2","MISO_Minnesota and Western Wisconsin","Minnesota",27,"Koochiching",71,"10487","GEN2","International Falls Power",0,1946,9999,"Hydro","","","","","","Non-Fossil","G",2025,"Hydro","",0,0,0,0,0,0,0,0,0,0,0,0,0,0,0,0,2.3424423571463926,3.9669027419694487,5.478368184635499,11.78771328375134,0,0,0,0,0,0,0,0,0,0,0,0,0,0,0,0,0,0,0,0,0.034778115421891645,3.2559948764334943E-3,0.005513994811337543,7.6149317766433505E-3,0.016384921464414386,0,0,0,0,0,2.200000000000002,null,"",""]
["10487_G_GEN3","MISO_Minnesota and Western Wisconsin","Minnesota",27,"Koochiching",71,"10487","GEN3","International Falls Power",0,1946,9999,"Hydro","","","","","","Non-Fossil","G",2025,"Hydro","",0,0,0,0,0,0,0,0,0,0,0,0,0,0,0,0,2.3424423571463926,3.9669027419694487,5.478368184635499,11.78771328375134,0,0,0,0,0,0,0,0,0,0,0,0,0,0,0,0,0,0,0,0,0.034778115421891645,3.2559948764334943E-3,0.005513994811337543,7.6149317766433505E-3,0.016384921464414386,0,0,0,0,0,2.200000000000002,null,"",""]
["10487_G_GEN4","MISO_Minnesota and Western Wisconsin","Minnesota",27,"Koochiching",71,"10487","GEN4","International Falls Power",0,1946,9999,"Hydro","","","","","","Non-Fossil","G",2025,"Hydro","",0,0,0,0,0,0,0,0,0,0,0,0,0,0,0,0,2.3424423571463926,3.9669027419694487,5.478368184635499,11.78771328375134,0,0,0,0,0,0,0,0,0,0,0,0,0,0,0,0,0,0,0,0,0.034778115421891645,3.2559948764334943E-3,0.005513994811337543,7.6149317766433505E-3,0.016384921464414386,0,0,0,0,0,2.200000000000002,null,"",""]
["10487_G_GEN5","MISO_Minnesota and Western Wisconsin","Minnesota",27,"Koochiching",71,"10487","GEN5","International Falls Power",0,1946,9999,"Hydro","","","","","","Non-Fossil","G",2025,"Hydro","",0,0,0,0,0,0,0,0,0,0,0,0,0,0,0,0,2.3424423571463926,3.9669027419694487,5.478368184635499,11.78771328375134,0,0,0,0,0,0,0,0,0,0,0,0,0,0,0,0,0,0,0,0,0.034778115421891645,3.2559948764334943E-3,0.005513994811337543,7.6149317766433505E-3,0.016384921464414386,0,0,0,0,0,2.200000000000002,null,"",""]
["10487_G_GEN6","MISO_Minnesota and Western Wisconsin","Minnesota",27,"Koochiching",71,"10487","GEN6","International Falls Power",0,1924,9999,"Hydro","","","","","","Non-Fossil","G",2025,"Hydro","",0,0,0,0,0,0,0,0,0,0,0,0,0,0,0,0,1.7035944415610125,2.8850201759777807,3.984267770643999,8.572882388182792,0,0,0,0,0,0,0,0,0,0,0,0,0,0,0,0,0,0,0,0,0.025293174852284828,0.002367996273769814,0.004010178044609122,0.005538132201195164,0.0119163065195741,0,0,0,0,0,1.6000000000000014,null,"",""]
["10487_G_GEN7","MISO_Minnesota and Western Wisconsin","Minnesota",27,"Koochiching",71,"10487","GEN7","International Falls Power",0,1924,9999,"Hydro","","","","","","Non-Fossil","G",2025,"Hydro","",0,0,0,0,0,0,0,0,0,0,0,0,0,0,0,0,1.7035944415610125,2.8850201759777807,3.984267770643999,8.572882388182792,0,0,0,0,0,0,0,0,0,0,0,0,0,0,0,0,0,0,0,0,0.025293174852284828,0.002367996273769814,0.004010178044609122,0.005538132201195164,0.0119163065195741,0,0,0,0,0,1.6000000000000014,null,"",""]
["10490_G_1G","NY_Zone C&E","New York",36,"Lewis",49,"10490","1G","Upper Beaver Falls Project",0,1985,9999,"Hydro","","","","","","Non-Fossil","G",2025,"Hydro","",0,0,0,0,0,0,0,0,0,0,0,0,0,0,0,0,1.8148505074927321,2.456381537252894,3.037020396507113,7.30825244125274,0,0,0,0,0,0,0,0,0,0,0,0,0,0,0,0,0,0,0,0,0.02371235142505472,2.5226422054148924E-3,3.4143703367815236E-3,0.004221458351144887,0.010158470893341303,0,0,0,0,0,1.5000000000000009,null,"",""]
["10493_G_GEN1","ISONE_Maine","Maine",23,"Oxford",17,"10493","GEN1","Rumford Falls Hydro Facility",0,1918,9999,"Hydro","","","","","","Non-Fossil","G",2025,"Hydro","",0,0,0,0,0,0,0,0,0,0,0,0,0,0,0,0,12.633560300964344,16.506621096385526,18.57588367422648,47.716065071576345,0,0,0,0,0,0,0,0,0,0,0,0,0,0,0,0,0,0,0,0,0.12804669617124523,0.01756064881834046,0.022944203323975884,0.02582047830717481,0.06632533044949115,0,0,0,0,0,8.099999902683226,null,"",""]
["10493_G_GEN2","ISONE_Maine","Maine",23,"Oxford",17,"10493","GEN2","Rumford Falls Hydro Facility",0,1918,9999,"Hydro","","","","","","Non-Fossil","G",2025,"Hydro","",0,0,0,0,0,0,0,0,0,0,0,0,0,0,0,0,12.633560300964344,16.506621096385526,18.57588367422648,47.716065071576345,0,0,0,0,0,0,0,0,0,0,0,0,0,0,0,0,0,0,0,0,0.12804669617124523,0.01756064881834046,0.022944203323975884,0.02582047830717481,0.06632533044949115,0,0,0,0,0,8.099999902683226,null,"",""]
["10493_G_GEN3","ISONE_Maine","Maine",23,"Oxford",17,"10493","GEN3","Rumford Falls Hydro Facility",0,1926,9999,"Hydro","","","","","","Non-Fossil","G",2025,"Hydro","",0,0,0,0,0,0,0,0,0,0,0,0,0,0,0,0,13.72534946277608,17.93311921582625,20.181206954715186,51.83967563331751,0,0,0,0,0,0,0,0,0,0,0,0,0,0,0,0,0,0,0,0,0.13911246003789607,0.019078235753258777,0.02492703570999849,0.028051877667054116,0.07205714913031139,0,0,0,0,0,8.799999894273135,null,"",""]
["10493_G_GEN4","ISONE_Maine","Maine",23,"Oxford",17,"10493","GEN4","Rumford Falls Hydro Facility",0,1950,9999,"Hydro","","","","","","Non-Fossil","G",2025,"Hydro","",0,0,0,0,0,0,0,0,0,0,0,0,0,0,0,0,6.706704851129221,8.762774162278737,9.861271580144923,25.330750593552878,0,0,0,0,0,0,0,0,0,0,0,0,0,0,0,0,0,0,0,0,0.06797540660942648,0.009322319743069627,0.012180256085567444,0.013707167496401445,0.03520974332503852,0,0,0,0,0,4.29999994833801,null,"",""]
["10493_G_GEN5","ISONE_Maine","Maine",23,"Oxford",17,"10493","GEN5","Rumford Falls Hydro Facility",0,1954,9999,"Hydro","","","","","","Non-Fossil","G",2025,"Hydro","",0,0,0,0,0,0,0,0,0,0,0,0,0,0,0,0,11.853710899670249,15.487693868213578,17.429224188163115,44.77062895604694,0,0,0,0,0,0,0,0,0,0,0,0,0,0,0,0,0,0,0,0,0.1201425791236375,0.016476658150541668,0.021527894476816876,0.024226621621546734,0.06223117424890528,0,0,0,0,0,7.599999908690434,null,"",""]
["10493_G_GEN6","ISONE_Maine","Maine",23,"Oxford",17,"10493","GEN6","Rumford Falls Hydro Facility",0,1954,9999,"Hydro","","","","","","Non-Fossil","G",2025,"Hydro","",0,0,0,0,0,0,0,0,0,0,0,0,0,0,0,0,11.853710899670249,15.487693868213578,17.429224188163115,44.77062895604694,0,0,0,0,0,0,0,0,0,0,0,0,0,0,0,0,0,0,0,0,0.1201425791236375,0.016476658150541668,0.021527894476816876,0.024226621621546734,0.06223117424890528,0,0,0,0,0,7.599999908690434,null,"",""]
["10494_G_IG-1","ISONE_MA, VT, NH, RI (Rest of ISO New England)","Vermont",50,"Franklin",11,"10494","IG-1","Sheldon Springs Hydroelectric",0,1988,9999,"Hydro","","","","","","Non-Fossil","G",2025,"Hydro","",0,0,0,0,0,0,0,0,0,0,0,0,0,0,0,0,1.8003558811144345,2.5649401484933394,2.534798716687279,6.900094746295053,0,0,0,0,0,0,0,0,0,0,0,0,0,0,0,0,0,0,0,0,0.026873998283568904,2.5024946747490627E-3,3.5652668064057435E-3,3.5233702161953226E-3,0.009591131697350128,0,0,0,0,0,1.7,null,"",""]
["10494_G_IG-2","ISONE_MA, VT, NH, RI (Rest of ISO New England)","Vermont",50,"Franklin",11,"10494","IG-2","Sheldon Springs Hydroelectric",0,1988,9999,"Hydro","","","","","","Non-Fossil","G",2025,"Hydro","",0,0,0,0,0,0,0,0,0,0,0,0,0,0,0,0,1.8003558811144345,2.5649401484933394,2.534798716687279,6.900094746295053,0,0,0,0,0,0,0,0,0,0,0,0,0,0,0,0,0,0,0,0,0.026873998283568904,2.5024946747490627E-3,3.5652668064057435E-3,3.5233702161953226E-3,0.009591131697350128,0,0,0,0,0,1.7,null,"",""]
["10494_G_IG-3","ISONE_MA, VT, NH, RI (Rest of ISO New England)","Vermont",50,"Franklin",11,"10494","IG-3","Sheldon Springs Hydroelectric",0,1988,9999,"Hydro","","","","","","Non-Fossil","G",2025,"Hydro","",0,0,0,0,0,0,0,0,0,0,0,0,0,0,0,0,0.21180657424875693,0.3017576645286282,0.2982116137279152,0.8117758525053004,0,0,0,0,0,0,0,0,0,0,0,0,0,0,0,0,0,0,0,0,3.1616468568904594E-3,0.000294411138205772,4.1944315369479336E-4,4.145141430818027E-4,0.001128368434982368,0,0,0,0,0,0.2,null,"",""]
["10494_G_SG-1","ISONE_MA, VT, NH, RI (Rest of ISO New England)","Vermont",50,"Franklin",11,"10494","SG-1","Sheldon Springs Hydroelectric",0,1988,9999,"Hydro","","","","","","Non-Fossil","G",2025,"Hydro","",0,0,0,0,0,0,0,0,0,0,0,0,0,0,0,0,10.272618851064713,14.635246729638467,14.463263265803889,39.37112884650707,0,0,0,0,0,0,0,0,0,0,0,0,0,0,0,0,0,0,0,0,0.1533398725591873,0.014278940202979946,0.02034299295419748,0.02010393593946743,0.054725869096644855,0,0,0,0,0,9.7,null,"",""]
["10494_G_SG-2","ISONE_MA, VT, NH, RI (Rest of ISO New England)","Vermont",50,"Franklin",11,"10494","SG-2","Sheldon Springs Hydroelectric",0,1988,9999,"Hydro","","","","","","Non-Fossil","G",2025,"Hydro","",0,0,0,0,0,0,0,0,0,0,0,0,0,0,0,0,10.272618851064713,14.635246729638467,14.463263265803889,39.37112884650707,0,0,0,0,0,0,0,0,0,0,0,0,0,0,0,0,0,0,0,0,0.1533398725591873,0.014278940202979946,0.02034299295419748,0.02010393593946743,0.054725869096644855,0,0,0,0,0,9.7,null,"",""]
["10494_G_SG-3","ISONE_MA, VT, NH, RI (Rest of ISO New England)","Vermont",50,"Franklin",11,"10494","SG-3","Sheldon Springs Hydroelectric",0,1988,9999,"Hydro","","","","","","Non-Fossil","G",2025,"Hydro","",0,0,0,0,0,0,0,0,0,0,0,0,0,0,0,0,1.0590328712437849,1.508788322643141,1.4910580686395762,4.058879262526502,0,0,0,0,0,0,0,0,0,0,0,0,0,0,0,0,0,0,0,0,0.0158082342844523,1.4720556910288601E-3,0.002097215768473967,2.0725707154090134E-3,0.00564184217491184,0,0,0,0,0,1,null,"",""]
["10495_B_6","ISONE_Maine","Maine",23,"Oxford",17,"10495","6","Rumford Cogeneration",5372,1990,9999,"Tires","FBC","dry","ESPH + Reagent InjectionDSI","CF","Reagent Injection","Non-Fossil","B",2025,"Tires","",0.09054145657551076,0.10944331292448921,0.1629969105,0.36298168,0,0,0,0,0,0,0,0,0,0,0,0,16.854329136000004,20.372917418500002,30.341941662500002,67.569188217,44.82732411528927,54.18568516871072,80.700219049,179.713228333,8.466999777411359E-4,0.001023461010258864,0.00152426840075,0.00339442938875,0.06446745219818377,0.07792597790257695,0.11605728498313306,0.2584507150838938,0.09755970382680061,0.11792672217319937,0.17563148450000002,0.3911179105,0.013599231077586454,0.016438269922413554,0.024481984999999998,0.054519486000000006,0.7826161245,0.025634273178788056,0.030985803489456606,0.04614800239601634,0.102768079064261,0,0,0,0,0,26,"DSI","",""]
["10495_B_7","ISONE_Maine","Maine",23,"Oxford",17,"10495","7","Rumford Cogeneration",5372,1990,9999,"Tires","FBC","dry","ESPH + Reagent InjectionDSI","CF","Reagent Injection","Non-Fossil","B",2025,"Tires","",0.09054145657551076,0.10944331292448921,0.1629969105,0.36298168,0,0,0,0,0,0,0,0,0,0,0,0,16.854329136000004,20.372917418500002,30.341941662500002,67.569188217,44.82732411528927,54.18568516871072,80.700219049,179.713228333,8.466999777411359E-4,0.001023461010258864,0.00152426840075,0.00339442938875,0.06425459466286068,0.07766868323637871,0.11567408901686693,0.25759736691610635,0.09755970382680061,0.11792672217319937,0.17563148450000002,0.3911179105,0.013599231077586454,0.016438269922413554,0.024481984999999998,0.054519486000000006,0.7826161245,0.025634273178788056,0.030985803489456606,0.04614800239601634,0.102768079064261,0,0,0,0,0,26,"DSI","",""]
["10495_B_CRECV","ISONE_Maine","Maine",23,"Oxford",17,"10495","CRECV","Rumford Cogeneration",5377,1981,9999,"Non-Fossil Waste","FBC","dry","","other","","Non-Fossil","B",2025,"Non-Fossil","",0.25571948438838227,0.34135799286636564,0.44133102823248493,1.038408505487233,0,0,0,0,0,0,0,0,0,0,0,0,54.86809979141856,73.24300868972432,94.69358557782857,222.80469405897142,0,0,0,0,0,0,0,0,0.07040406246170207,0.09398184697988822,0.12150619115791243,0.2858921005995027,0,0,0,0,0,0,0,0,3.74589514848,0.3806198886431113,0.5080865916141944,0.6568891967256919,1.5455956769829977,0,0,0,0,0,34,null,"",""]
["10496_G_GTAG","WECC_Southern California Edison","California",6,"Kern",29,"10496","GTAG","Kern River Cogeneration",8700,1985,9999,"Combustion Turbine","","","","","","Fossil","G",2025,"NaturalGas","",0,0.81629337375,0.5621488565,1.3784422302500001,0,0,0,0,0,0,0,0,0,0,0,0,0,93.82682454575,64.61481111375001,158.4416356595,0,66.812257779,46.010950884500005,112.82320866350001,0,7.989125e-08,5.5006750000000004E-8,1.3489800000000002E-7,0,0.0099008705,0.00681832925,0.01671919975,0,0,0,0,0,0,0,0,2.6437745175,0,0.61175089603829,0.42128856846165,1.03303946449994,0,3.12086485775,2.32647535,5.44734020775,0,72,null,"",""]
["10496_G_GTBG","WECC_Southern California Edison","California",6,"Kern",29,"10496","GTBG","Kern River Cogeneration",8700,1985,9999,"Combustion Turbine","","","","","","Fossil","G",2025,"NaturalGas","",0,0.81629337375,0.5621488565,1.3784422302500001,0,0,0,0,0,0,0,0,0,0,0,0,0,93.82682454575,64.61481111375001,158.4416356595,0,66.812257779,46.010950884500005,112.82320866350001,0,7.989125e-08,5.5006750000000004E-8,1.3489800000000002E-7,0,0.0099008705,0.00681832925,0.01671919975,0,0,0,0,0,0,0,0,2.6437745175,0,0.61175089603829,0.42128856846165,1.03303946449994,0,3.12086485775,2.32647535,5.44734020775,0,72,null,"",""]
["10496_G_GTCG","WECC_Southern California Edison","California",6,"Kern",29,"10496","GTCG","Kern River Cogeneration",8700,1985,9999,"Combustion Turbine","","","","","","Fossil","G",2025,"NaturalGas","",0,0.81629337375,0.5621488565,1.3784422302500001,0,0,0,0,0,0,0,0,0,0,0,0,0,93.82682454575,64.61481111375001,158.4416356595,0,66.812257779,46.010950884500005,112.82320866350001,0,7.989125e-08,5.5006750000000004E-8,1.3489800000000002E-7,0,0.0099008705,0.00681832925,0.01671919975,0,0,0,0,0,0,0,0,2.6437745175,0,0.61175089603829,0.42128856846165,1.03303946449994,0,3.12086485775,2.32647535,5.44734020775,0,72,null,"",""]
["10496_G_GTDG","WECC_Southern California Edison","California",6,"Kern",29,"10496","GTDG","Kern River Cogeneration",8700,1985,9999,"Combustion Turbine","","","","","","Fossil","G",2025,"NaturalGas","",0,0.81629337375,0.5621488565,1.3784422302500001,0,0,0,0,0,0,0,0,0,0,0,0,0,93.82682454575,64.61481111375001,158.4416356595,0,66.812257779,46.010950884500005,112.82320866350001,0,7.989125e-08,5.5006750000000004E-8,1.3489800000000002E-7,0,0.0099008705,0.00681832925,0.01671919975,0,0,0,0,0,0,0,0,2.6437745175,0,0.61175089603829,0.42128856846165,1.03303946449994,0,3.12086485775,2.32647535,5.44734020775,0,72,null,"",""]
["10501_G_K100","WECC_Northern California (not including BANC)","California",6,"Kern",29,"10501","K100","Mid-Set Cogeneration",8700,1989,9999,"Combustion Turbine","","","","","","Fossil","G",2025,"NaturalGas","",0,0.050758869,0.259146874,0.309905743,0,0,0,0,0,0,0,0,0,0,0,0,0,5.834352748,29.786996861,35.621349609,0,5.537436819,28.271107395999998,33.808544215,0,6.6200000000000007E-9,3.37645e-08,4.03845E-8,0,0.000595472,3.0401300000000003E-3,3.6356020000000004E-3,0,0,0,0,0,0,0,0,0.710107746,0,0.03243900127888,0.16561570254716002,0.19805470382604,0,0.19755982,1.0733469910000002,1.2709068110000001,0,36,null,"",""]
["10503_B_SG201A","NY_Zone F (Capital)","New York",36,"Washington",115,"10503","SG201A","Wheelabrator Hudson Falls",21668,1992,9999,"Municipal Solid Waste","","","ESPC + Dry Scrubber + Mercury Control","OFA","Dry Scrubber","Non-Fossil","B",2025,"MSW","",0.19675052175354674,0.29151995724645324,0.350371828,0.838642307,0,0,0,0,0,0,0,0,0,0,0,0,9.080234513999999,13.453939302,16.170012315,38.704186131,9.040686460451932,13.395342014548065,16.0995854445,38.535613919499994,5.6546099895716975E-4,8.3782835629283008E-4,1.0069686307500002E-3,2.4102579860000002E-3,0.027411275171958557,0.04061454930325269,0.04881376522901409,0.11683958970422534,2.0661846967628744E-4,3.0614103032371252E-4,3.6788200000000004E-4,0.0008806415,0,0,0,0,1.5035426895,0.06298956702911998,0.093329947608999,0.1121713401792645,0.2684908548173835,0,0,0,0,0,5.8,"Scrubber / Mercury Control","Dry Scrubber",""]
["10503_B_SG201B","NY_Zone F (Capital)","New York",36,"Washington",115,"10503","SG201B","Wheelabrator Hudson Falls",21668,1992,9999,"Municipal Solid Waste","","","ESPC + Dry Scrubber + Mercury Control","OFA","Dry Scrubber","Non-Fossil","B",2025,"MSW","",0.19675052175354674,0.29151995724645324,0.350371828,0.838642307,0,0,0,0,0,0,0,0,0,0,0,0,9.080234513999999,13.453939302,16.170012315,38.704186131,9.040686460451932,13.395342014548065,16.0995854445,38.535613919499994,5.6546099895716975E-4,8.3782835629283008E-4,1.0069686307500002E-3,2.4102579860000002E-3,0.028465857679292023,0.0421770958454967,0.05069175677098592,0.12133471029577464,2.0661846967628744E-4,3.0614103032371252E-4,3.6788200000000004E-4,0.0008806415,0,0,0,0,1.5035426895,0.06298956702911998,0.093329947608999,0.1121713401792645,0.2684908548173835,0,0,0,0,0,5.8,"Scrubber / Mercury Control","Dry Scrubber",""]
["10519_G_1","ISONE_MA, VT, NH, RI (Rest of ISO New England)","New Hampshire",33,"Strafford",17,"10519","1","Milton Hydro",0,1914,9999,"Hydro","","","","","","Non-Fossil","G",2025,"Hydro","",0,0,0,0,0,0,0,0,0,0,0,0,0,0,0,0,0.05611677925508181,0.0906316931356785,0.0875379352834456,0.23428640767420592,0,0,0,0,0,0,0,0,0,0,0,0,0,0,0,0,0,0,0,0,1.5808234282964383E-3,7.8002323164563716E-5,1.2597805345859311E-4,1.2167773004398938E-4,3.2565810666714619E-4,0,0,0,0,0,0.09999999999999998,null,"",""]
["10519_G_2","ISONE_MA, VT, NH, RI (Rest of ISO New England)","New Hampshire",33,"Strafford",17,"10519","2","Milton Hydro",0,1914,9999,"Hydro","","","","","","Non-Fossil","G",2025,"Hydro","",0,0,0,0,0,0,0,0,0,0,0,0,0,0,0,0,0.11223355851016362,0.181263386271357,0.1750758705668912,0.46857281534841183,0,0,0,0,0,0,0,0,0,0,0,0,0,0,0,0,0,0,0,0,3.1616468565928767E-3,1.5600464632912743E-4,2.5195610691718622E-4,2.4335546008797876E-4,6.5131621333429238E-4,0,0,0,0,0,0.19999999999999996,null,"",""]
["10519_G_3","ISONE_MA, VT, NH, RI (Rest of ISO New England)","New Hampshire",33,"Strafford",17,"10519","3","Milton Hydro",0,1984,9999,"Hydro","","","","","","Non-Fossil","G",2025,"Hydro","",0,0,0,0,0,0,0,0,0,0,0,0,0,0,0,0,0.05611677925508181,0.0906316931356785,0.0875379352834456,0.23428640767420592,0,0,0,0,0,0,0,0,0,0,0,0,0,0,0,0,0,0,0,0,1.5808234282964383E-3,7.8002323164563716E-5,1.2597805345859311E-4,1.2167773004398938E-4,3.2565810666714619E-4,0,0,0,0,0,0.09999999999999998,null,"",""]
["10519_G_4","ISONE_MA, VT, NH, RI (Rest of ISO New England)","New Hampshire",33,"Strafford",17,"10519","4","Milton Hydro",0,1987,9999,"Hydro","","","","","","Non-Fossil","G",2025,"Hydro","",0,0,0,0,0,0,0,0,0,0,0,0,0,0,0,0,0.16835033776524544,0.2718950794070355,0.2626138058503368,0.7028592230226177,0,0,0,0,0,0,0,0,0,0,0,0,0,0,0,0,0,0,0,0,0.004742470284889315,2.3400696949369117E-4,3.7793416037577935E-4,3.6503319013196813E-4,9.7697432000143857E-4,0,0,0,0,0,0.29999999999999993,null,"",""]
["10520_G_1","MISO_Illinois","Illinois",17,"LaSalle",99,"10520","1","Dayton Hydro",0,1925,9999,"Hydro","","","","","","Non-Fossil","G",2025,"Hydro","",0,0,0,0,0,0,0,0,0,0,0,0,0,0,0,0,1.9578315934174122,2.9339656171979738,3.706955725076924,8.59875293569231,0,0,0,0,0,0,0,0,0,0,0,0,0,0,0,0,0,0,0,0,0.02529317492307693,0.002721385914850206,0.004078212207905194,0.005152668457856914,0.011952266580612315,0,0,0,0,0,1.6000000000000005,null,"",""]
["10520_G_2","MISO_Illinois","Illinois",17,"LaSalle",99,"10520","2","Dayton Hydro",0,1925,9999,"Hydro","","","","","","Non-Fossil","G",2025,"Hydro","",0,0,0,0,0,0,0,0,0,0,0,0,0,0,0,0,1.2236447458858826,1.8337285107487333,2.3168473281730773,5.374220584807693,0,0,0,0,0,0,0,0,0,0,0,0,0,0,0,0,0,0,0,0,0.01580823432692308,1.7008661967813788E-3,2.548882629940746E-3,0.003220417786160571,0.007470166612882696,0,0,0,0,0,1.0000000000000002,null,"",""]
["10520_G_3","MISO_Illinois","Illinois",17,"LaSalle",99,"10520","3","Dayton Hydro",0,1925,9999,"Hydro","","","","","","Non-Fossil","G",2025,"Hydro","",0,0,0,0,0,0,0,0,0,0,0,0,0,0,0,0,1.2236447458858826,1.8337285107487333,2.3168473281730773,5.374220584807693,0,0,0,0,0,0,0,0,0,0,0,0,0,0,0,0,0,0,0,0,0.01580823432692308,1.7008661967813788E-3,2.548882629940746E-3,0.003220417786160571,0.007470166612882696,0,0,0,0,0,1.0000000000000002,null,"",""]
["10521_G_3A","NY_Zone G-I (Downstate NY)","New York",36,"Rockland",87,"10521","3A","Lederle Laboratories",5832,1998,9999,"Combined Cycle","","","","","","Fossil","G",2025,"NaturalGas","",0.015380820592774541,0.020849556803538824,0.028830598824884788,0.06506097622119815,0,0,0,0,0,0,0,0,0,0,0,0,2.63731490869707,3.5750268762338053,4.9435183310599085,11.155860115990782,1.372513007283061,1.8605176320948194,2.5727087758755762,5.805739415253456,1.6409143770106949E-9,2.2243505999478304E-9,3.0764170506912441E-9,6.94168202764977e-09,2.8806380640813858E-4,3.9048649313103189E-4,5.3996032258064506E-4,1.2185106221198156E-3,0,0,0,0,0,0,0,0,0.04526425997695853,0.005632986986925058,0.007635826804498391,0.010558759720599057,0.023827573512022505,0.0870423888149224,0.08297997298231258,0.09547704988479261,0.2654994116820276,0,1.5,null,"",""]
["10521_G_GEN1","NY_Zone G-I (Downstate NY)","New York",36,"Rockland",87,"10521","GEN1","Lederle Laboratories",5832,1991,9999,"Combined Cycle","","","","","","Fossil","G",2025,"NaturalGas","",0.08510720728001914,0.11536754764624815,0.15952931349769583,0.36000406842396315,0,0,0,0,0,0,0,0,0,0,0,0,14.593142494790456,19.78181538182706,27.354134765198165,61.72909264181567,7.59457197363294,10.294864230924668,14.235655226511522,32.12509143106913,9.07972621945918e-09,1.2308073319711332E-8,1.7022841013824887E-8,3.8410640552995396E-8,1.5939530621250334E-3,2.1606919286583765E-3,0.002987780451612903,6.742425442396313E-3,0,0,0,0,0,0,0,0,0.25046223853917055,0.031169194660985323,0.0422515749848911,0.05842513712064812,0.13184590676652452,0.48163455144257067,0.45915585050212965,0.5283063426958525,1.469096744640553,0,8.3,null,"",""]
["10521_G_GEN2","NY_Zone G-I (Downstate NY)","New York",36,"Rockland",87,"10521","GEN2","Lederle Laboratories",5832,1991,9999,"Combined Cycle","","","","","","Fossil","G",2025,"NaturalGas","",0.08510720728001914,0.11536754764624815,0.15952931349769583,0.36000406842396315,0,0,0,0,0,0,0,0,0,0,0,0,14.593142494790456,19.78181538182706,27.354134765198165,61.72909264181567,7.59457197363294,10.294864230924668,14.235655226511522,32.12509143106913,9.07972621945918e-09,1.2308073319711332E-8,1.7022841013824887E-8,3.8410640552995396E-8,1.5939530621250334E-3,2.1606919286583765E-3,0.002987780451612903,6.742425442396313E-3,0,0,0,0,0,0,0,0,0.25046223853917055,0.031169194660985323,0.0422515749848911,0.05842513712064812,0.13184590676652452,0.48163455144257067,0.45915585050212965,0.5283063426958525,1.469096744640553,0,8.3,null,"",""]
["10521_G_GEN3","NY_Zone G-I (Downstate NY)","New York",36,"Rockland",87,"10521","GEN3","Lederle Laboratories",5832,1990,9999,"Combined Cycle","","","","","","Fossil","G",2025,"NaturalGas","",0.022558536869402665,0.030579349978523608,0.0422848782764977,0.09542276512442396,0,0,0,0,0,0,0,0,0,0,0,0,3.868061866089035,5.243372751809582,7.250493552221199,16.361928170119814,2.0130190773484897,2.728759193739069,3.773306204617512,8.51508447570507,2.4066744196156863E-9,3.2623808799234852E-9,4.5120783410138253E-9,1.0181133640552998E-8,4.2249358273193651E-4,5.7271352325884682E-4,0.000791941806451613,1.7871489124423963E-3,0,0,0,0,0,0,0,0,0.06638758129953917,0.008261714247490082,0.01119921264659764,0.015486180923545282,0.03494710781763301,0.1276621702618862,0.12170396037405846,0.14003300649769584,0.38939913713364055,0,2.2,null,"",""]
["10521_G_TG4","NY_Zone G-I (Downstate NY)","New York",36,"Rockland",87,"10521","TG4","Lederle Laboratories",5832,1997,9999,"Combined Cycle","","","","","","Fossil","G",2025,"NaturalGas","",0.01435543255325624,0.019459586349969568,0.026908558903225802,0.060723577806451615,0,0,0,0,0,0,0,0,0,0,0,0,2.4614939147839316,3.3366917511515513,4.613950442322581,10.412136108258062,1.281012140130857,1.736483123288498,2.4011948574838713,5.418690120903226,1.5315200852099822E-9,2.0760605599513088E-9,2.8713225806451615E-9,6.4789032258064521E-9,2.6885955264759596E-4,3.6445406025562975E-4,5.0396296774193547E-4,1.1372765806451613E-3,0,0,0,0,0,0,0,0,0.04224664264516129,0.005257454521130052,7.126771684198497E-3,0.009854842405892452,0.022239068611221,0.08123956289392759,0.07744797478349175,0.08911191322580644,0.24779945090322578,0,1.4,null,"",""]
["10523_G_GEN1","ISONE_Maine","Maine",23,"Kennebec",11,"10523","GEN1","Benton Falls Associates",0,1987,9999,"Hydro","","","","","","Non-Fossil","G",2025,"Hydro","",0,0,0,0,0,0,0,0,0,0,0,0,0,0,0,0,5.14700604854103,6.724919705934843,7.567952608018196,19.439878362494067,0,0,0,0,0,0,0,0,0,0,0,0,0,0,0,0,0,0,0,0,0.052167172514211026,0.00715433840747204,0.009347638391249432,0.010519454125145294,0.027021430923866767,0,0,0,0,0,3.2999999603524257,null,"",""]
["10523_G_GEN2","ISONE_Maine","Maine",23,"Kennebec",11,"10523","GEN2","Benton Falls Associates",0,1987,9999,"Hydro","","","","","","Non-Fossil","G",2025,"Hydro","",0,0,0,0,0,0,0,0,0,0,0,0,0,0,0,0,1.0917891618117335,1.4264981194407242,1.605323280488708,4.123610561741166,0,0,0,0,0,0,0,0,0,0,0,0,0,0,0,0,0,0,0,0,0.011065763866650823,1.5175869349183114E-3,1.9828323860226066E-3,2.2313993598793045E-3,0.005731818680820223,0,0,0,0,0,0.6999999915899084,null,"",""]
["10525_B_4A","SERC_VACAR","North Carolina",37,"Craven",49,"10525","4A","Craven County Wood Energy LP",14638,1990,9999,"Biomass","stoker/SPR","","ESPC + Cyclone","LA + OFA","","Non-Fossil","B",2025,"","Biomass Retirement",0,0,0,0,0,0,0,0,0,0,0,0,0,0,0,0,0,0,0,0,0,0,0,0,0,0,0,0,0,0,0,0,0,0,0,0,0,0,0,0,0,0,0,0,0,0,0,0,0,0,47,null,"",""]
["10526_G_1UNI","ISONE_MA, VT, NH, RI (Rest of ISO New England)","New Hampshire",33,"Grafton",9,"10526","1UNI","Dodge Falls Associates",0,1990,9999,"Hydro","","","","","","Non-Fossil","G",2025,"Hydro","",0,0,0,0,0,0,0,0,0,0,0,0,0,0,0,0,2.8058389627540903,4.5315846567839255,4.37689676417228,11.714320383710294,0,0,0,0,0,0,0,0,0,0,0,0,0,0,0,0,0,0,0,0,0.0790411714148219,3.9001161582281857E-3,0.006298902672929657,0.006083886502199469,0.01628290533335731,0,0,0,0,0,4.999999999999998,null,"",""]
["10530_G_1","NY_Zone F (Capital)","New York",36,"Saratoga",91,"10530","1","Feeder Dam Hydro Plant",0,1924,9999,"Hydro","","","","","","Non-Fossil","G",2025,"Hydro","",0,0,0,0,0,0,0,0,0,0,0,0,0,0,0,0,1.122423529981686,1.517228814434981,1.8623347181071435,4.50198706252381,0,0,0,0,0,0,0,0,0,0,0,0,0,0,0,0,0,0,0,0,0.014227410857142861,0.001560168706674543,0.002108948052064627,2.5886452581689247E-3,0.006257762016908095,0,0,0,0,0,0.9000000000000001,null,"",""]
["10530_G_2","NY_Zone F (Capital)","New York",36,"Saratoga",91,"10530","2","Feeder Dam Hydro Plant",0,1924,9999,"Hydro","","","","","","Non-Fossil","G",2025,"Hydro","",0,0,0,0,0,0,0,0,0,0,0,0,0,0,0,0,1.122423529981686,1.517228814434981,1.8623347181071435,4.50198706252381,0,0,0,0,0,0,0,0,0,0,0,0,0,0,0,0,0,0,0,0,0.014227410857142861,0.001560168706674543,0.002108948052064627,2.5886452581689247E-3,0.006257762016908095,0,0,0,0,0,0.9000000000000001,null,"",""]
["10530_G_3","NY_Zone F (Capital)","New York",36,"Saratoga",91,"10530","3","Feeder Dam Hydro Plant",0,1924,9999,"Hydro","","","","","","Non-Fossil","G",2025,"Hydro","",0,0,0,0,0,0,0,0,0,0,0,0,0,0,0,0,1.2471372555352067,1.6858097938166456,2.069260797896826,5.002207847248678,0,0,0,0,0,0,0,0,0,0,0,0,0,0,0,0,0,0,0,0,0.01580823428571429,1.7335207851939362E-3,2.3432756134051415E-3,2.876272509076583E-3,0.006953068907675661,0,0,0,0,0,1.0000000000000002,null,"",""]
["10530_G_4","NY_Zone F (Capital)","New York",36,"Saratoga",91,"10530","4","Feeder Dam Hydro Plant",0,1924,9999,"Hydro","","","","","","Non-Fossil","G",2025,"Hydro","",0,0,0,0,0,0,0,0,0,0,0,0,0,0,0,0,1.122423529981686,1.517228814434981,1.8623347181071435,4.50198706252381,0,0,0,0,0,0,0,0,0,0,0,0,0,0,0,0,0,0,0,0,0.014227410857142861,0.001560168706674543,0.002108948052064627,2.5886452581689247E-3,0.006257762016908095,0,0,0,0,0,0.9000000000000001,null,"",""]
["10530_G_5","NY_Zone F (Capital)","New York",36,"Saratoga",91,"10530","5","Feeder Dam Hydro Plant",0,1924,9999,"Hydro","","","","","","Non-Fossil","G",2025,"Hydro","",0,0,0,0,0,0,0,0,0,0,0,0,0,0,0,0,1.2471372555352067,1.6858097938166456,2.069260797896826,5.002207847248678,0,0,0,0,0,0,0,0,0,0,0,0,0,0,0,0,0,0,0,0,0.01580823428571429,1.7335207851939362E-3,2.3432756134051415E-3,2.876272509076583E-3,0.006953068907675661,0,0,0,0,0,1.0000000000000002,null,"",""]
["10531_G_1","NY_Zone C&E","New York",36,"Jefferson",45,"10531","1","Beebee Island Hydro Plant",0,1931,9999,"Hydro","","","","","","Non-Fossil","G",2025,"Hydro","",0,0,0,0,0,0,0,0,0,0,0,0,0,0,0,0,4.714283833650252,6.381534538300234,7.879225472217803,18.975043844168287,0,0,0,0,0,0,0,0,0,0,0,0,0,0,0,0,0,0,0,0,0.06797540741401105,6.5528545287738505E-3,0.008870333008237325,0.010952123406382757,0.02637531094339393,0,0,0,0,0,4.299999999999999,null,"",""]
["10531_G_2","NY_Zone C&E","New York",36,"Jefferson",45,"10531","2","Beebee Island Hydro Plant",0,1931,9999,"Hydro","","","","","","Non-Fossil","G",2025,"Hydro","",0,0,0,0,0,0,0,0,0,0,0,0,0,0,0,0,4.714283833650252,6.381534538300234,7.879225472217803,18.975043844168287,0,0,0,0,0,0,0,0,0,0,0,0,0,0,0,0,0,0,0,0,0.06797540741401105,6.5528545287738505E-3,0.008870333008237325,0.010952123406382757,0.02637531094339393,0,0,0,0,0,4.299999999999999,null,"",""]
["10532_G_2-1","MISO_Lower Michigan","Michigan",26,"Clinton",37,"10532","2-1","Grand River",13500,1991,9999,"Landfill Gas","","","","","","Non-Fossil","G",2025,"LF Gas",null,0.016257804623101946,0.02351131743465059,0.030392642403282603,0.07016176446103514,0,0,0,0,0,0,0,0,0,0,0,0,1.2085586306756113,1.7477639978416346,2.2593019874570244,5.215624615974271,0.9369210225596738,1.354933712347372,1.7514975894774534,4.043352324384499,0,0,0,0,0.001957602253650823,0.002830997730835692,3.6595780752941213E-3,0.008448178059780636,0,0,0,0,0,0,0,0,0.2073851859766556,0.008383768586393966,0.012124235042981506,0.015672772961813946,0.036180776591189415,0,0,0,0,0,0.8554112035681529,null,"",""]
["10532_G_2-3","MISO_Lower Michigan","Michigan",26,"Clinton",37,"10532","2-3","Grand River",13500,1991,9999,"Landfill Gas","","","","","","Non-Fossil","G",2025,"LF Gas",null,0.016257804623101946,0.02351131743465059,0.030392642403282603,0.07016176446103514,0,0,0,0,0,0,0,0,0,0,0,0,1.2085586306756113,1.7477639978416346,2.2593019874570244,5.215624615974271,0.9369210225596738,1.354933712347372,1.7514975894774534,4.043352324384499,0,0,0,0,0.001957602253650823,0.002830997730835692,3.6595780752941213E-3,0.008448178059780636,0,0,0,0,0,0,0,0,0.2073851859766556,0.008383768586393966,0.012124235042981506,0.015672772961813946,0.036180776591189415,0,0,0,0,0,0.8554112035681529,null,"",""]
["10532_G_2-4","MISO_Lower Michigan","Michigan",26,"Clinton",37,"10532","2-4","Grand River",13500,1996,9999,"Landfill Gas","","","","","","Non-Fossil","G",2025,"LF Gas",null,0.016257804623101946,0.02351131743465059,0.030392642403282603,0.07016176446103514,0,0,0,0,0,0,0,0,0,0,0,0,1.2085586306756113,1.7477639978416346,2.2593019874570244,5.215624615974271,0.9369210225596738,1.354933712347372,1.7514975894774534,4.043352324384499,0,0,0,0,0.001957602253650823,0.002830997730835692,3.6595780752941213E-3,0.008448178059780636,0,0,0,0,0,0,0,0,0.2073851859766556,0.008383768586393966,0.012124235042981506,0.015672772961813946,0.036180776591189415,0,0,0,0,0,0.8554112035681529,null,"",""]
["10532_G_2-5","MISO_Lower Michigan","Michigan",26,"Clinton",37,"10532","2-5","Grand River",13500,1997,9999,"Landfill Gas","","","","","","Non-Fossil","G",2025,"LF Gas",null,0.016257804623101946,0.02351131743465059,0.030392642403282603,0.07016176446103514,0,0,0,0,0,0,0,0,0,0,0,0,1.2085586306756113,1.7477639978416346,2.2593019874570244,5.215624615974271,0.9369210225596738,1.354933712347372,1.7514975894774534,4.043352324384499,0,0,0,0,0.001957602253650823,0.002830997730835692,3.6595780752941213E-3,0.008448178059780636,0,0,0,0,0,0,0,0,0.2073851859766556,0.008383768586393966,0.012124235042981506,0.015672772961813946,0.036180776591189415,0,0,0,0,0,0.8554112035681529,null,"",""]
["10538_G_GEN1","NY_Zone C&E","New York",36,"Jefferson",45,"10538","GEN1","Dexter Plant",0,1931,9999,"Hydro","","","","","","Non-Fossil","G",2025,"Hydro","",0,0,0,0,0,0,0,0,0,0,0,0,0,0,0,0,0.5481725387965409,0.7420388998023529,0.916189008397419,2.2064004469963128,0,0,0,0,0,0,0,0,0,0,0,0,0,0,0,0,0,0,0,0,0.007904117141164076,0.000761959828927192,1.0314340707252708E-3,1.2735027216724136E-3,3.0668966213248765E-3,0,0,0,0,0,0.4999999999999999,null,"",""]
["10538_G_GEN2","NY_Zone C&E","New York",36,"Jefferson",45,"10538","GEN2","Dexter Plant",0,1931,9999,"Hydro","","","","","","Non-Fossil","G",2025,"Hydro","",0,0,0,0,0,0,0,0,0,0,0,0,0,0,0,0,0.5481725387965409,0.7420388998023529,0.916189008397419,2.2064004469963128,0,0,0,0,0,0,0,0,0,0,0,0,0,0,0,0,0,0,0,0,0.007904117141164076,0.000761959828927192,1.0314340707252708E-3,1.2735027216724136E-3,3.0668966213248765E-3,0,0,0,0,0,0.4999999999999999,null,"",""]
["10538_G_GEN3","NY_Zone C&E","New York",36,"Jefferson",45,"10538","GEN3","Dexter Plant",0,1958,9999,"Hydro","","","","","","Non-Fossil","G",2025,"Hydro","",0,0,0,0,0,0,0,0,0,0,0,0,0,0,0,0,0.21926901551861638,0.29681555992094116,0.3664756033589676,0.8825601787985251,0,0,0,0,0,0,0,0,0,0,0,0,0,0,0,0,0,0,0,0,3.1616468564656303E-3,3.0478393157087679E-4,4.1257362829010826E-4,5.0940108866896544E-4,1.2267586485299505E-3,0,0,0,0,0,0.19999999999999996,null,"",""]
["10538_G_GEN4","NY_Zone C&E","New York",36,"Jefferson",45,"10538","GEN4","Dexter Plant",0,1986,9999,"Hydro","","","","","","Non-Fossil","G",2025,"Hydro","",0,0,0,0,0,0,0,0,0,0,0,0,0,0,0,0,0.21926901551861638,0.29681555992094116,0.3664756033589676,0.8825601787985251,0,0,0,0,0,0,0,0,0,0,0,0,0,0,0,0,0,0,0,0,3.1616468564656303E-3,3.0478393157087679E-4,4.1257362829010826E-4,5.0940108866896544E-4,1.2267586485299505E-3,0,0,0,0,0,0.19999999999999996,null,"",""]
["10538_G_GEN5","NY_Zone C&E","New York",36,"Jefferson",45,"10538","GEN5","Dexter Plant",0,1986,9999,"Hydro","","","","","","Non-Fossil","G",2025,"Hydro","",0,0,0,0,0,0,0,0,0,0,0,0,0,0,0,0,0.21926901551861638,0.29681555992094116,0.3664756033589676,0.8825601787985251,0,0,0,0,0,0,0,0,0,0,0,0,0,0,0,0,0,0,0,0,3.1616468564656303E-3,3.0478393157087679E-4,4.1257362829010826E-4,5.0940108866896544E-4,1.2267586485299505E-3,0,0,0,0,0,0.19999999999999996,null,"",""]
["10538_G_GEN6","NY_Zone C&E","New York",36,"Jefferson",45,"10538","GEN6","Dexter Plant",0,1988,9999,"Hydro","","","","","","Non-Fossil","G",2025,"Hydro","",0,0,0,0,0,0,0,0,0,0,0,0,0,0,0,0,1.315614093111698,1.7808933595256464,2.198853620153805,5.29536107279115,0,0,0,0,0,0,0,0,0,0,0,0,0,0,0,0,0,0,0,0,0.01896988113879378,1.8287035894252602E-3,0.002475441769740649,3.0564065320137918E-3,0.007360551891179701,0,0,0,0,0,1.1999999999999995,null,"",""]
["10538_G_GEN7","NY_Zone C&E","New York",36,"Jefferson",45,"10538","GEN7","Dexter Plant",0,1988,9999,"Hydro","","","","","","Non-Fossil","G",2025,"Hydro","",0,0,0,0,0,0,0,0,0,0,0,0,0,0,0,0,1.315614093111698,1.7808933595256464,2.198853620153805,5.29536107279115,0,0,0,0,0,0,0,0,0,0,0,0,0,0,0,0,0,0,0,0,0.01896988113879378,1.8287035894252602E-3,0.002475441769740649,3.0564065320137918E-3,0.007360551891179701,0,0,0,0,0,1.1999999999999995,null,"",""]
["10539_G_GEN1","NY_Zone C&E","New York",36,"Jefferson",45,"10539","GEN1","Theresa Plant",0,1929,9999,"Hydro","","","","","","Non-Fossil","G",2025,"Hydro","",0,0,0,0,0,0,0,0,0,0,0,0,0,0,0,0,1.0963450775930819,1.4840777996047059,1.832378016794838,4.4128008939926255,0,0,0,0,0,0,0,0,0,0,0,0,0,0,0,0,0,0,0,0,0.01580823428232815,0.001523919657854384,2.0628681414505416E-3,0.002547005443344827,6.133793242649753E-3,0,0,0,0,0,0.9999999999999998,null,"",""]
["10539_G_GEN2","NY_Zone C&E","New York",36,"Jefferson",45,"10539","GEN2","Theresa Plant",0,1927,9999,"Hydro","","","","","","Non-Fossil","G",2025,"Hydro","",0,0,0,0,0,0,0,0,0,0,0,0,0,0,0,0,0.3289035232779245,0.4452233398814116,0.5497134050384512,1.3238402681977874,0,0,0,0,0,0,0,0,0,0,0,0,0,0,0,0,0,0,0,0,0.004742470284698445,4.5717589735631505E-4,6.1886044243516223E-4,7.6410163300344794E-4,1.8401379727949253E-3,0,0,0,0,0,0.2999999999999999,null,"",""]
["10540_G_GEN1","NY_Zone C&E","New York",36,"Jefferson",45,"10540","GEN1","Diamond Island Plant",0,1914,9999,"Hydro","","","","","","Non-Fossil","G",2025,"Hydro","",0,0,0,0,0,0,0,0,0,0,0,0,0,0,0,0,0.43853803103723277,0.5936311198418823,0.7329512067179352,1.7651203575970502,0,0,0,0,0,0,0,0,0,0,0,0,0,0,0,0,0,0,0,0,0.006323293712931261,6.0956786314175359E-4,8.2514725658021652E-4,1.0188021773379309E-3,0.002453517297059901,0,0,0,0,0,0.3999999999999999,null,"",""]
["10540_G_GEN2","NY_Zone C&E","New York",36,"Jefferson",45,"10540","GEN2","Diamond Island Plant",0,1914,9999,"Hydro","","","","","","Non-Fossil","G",2025,"Hydro","",0,0,0,0,0,0,0,0,0,0,0,0,0,0,0,0,0.43853803103723277,0.5936311198418823,0.7329512067179352,1.7651203575970502,0,0,0,0,0,0,0,0,0,0,0,0,0,0,0,0,0,0,0,0,0.006323293712931261,6.0956786314175359E-4,8.2514725658021652E-4,1.0188021773379309E-3,0.002453517297059901,0,0,0,0,0,0.3999999999999999,null,"",""]
["10540_G_GEN3","NY_Zone C&E","New York",36,"Jefferson",45,"10540","GEN3","Diamond Island Plant",0,1914,9999,"Hydro","","","","","","Non-Fossil","G",2025,"Hydro","",0,0,0,0,0,0,0,0,0,0,0,0,0,0,0,0,0.43853803103723277,0.5936311198418823,0.7329512067179352,1.7651203575970502,0,0,0,0,0,0,0,0,0,0,0,0,0,0,0,0,0,0,0,0,0.006323293712931261,6.0956786314175359E-4,8.2514725658021652E-4,1.0188021773379309E-3,0.002453517297059901,0,0,0,0,0,0.3999999999999999,null,"",""]
["10544_G_GEN1","NY_Zone C&E","New York",36,"St Lawrence",89,"10544","GEN1","Hailesboro 4 Plant",0,1922,9999,"Hydro","","","","","","Non-Fossil","G",2025,"Hydro","",0,0,0,0,0,0,0,0,0,0,0,0,0,0,0,0,0.9679202706627905,1.3100701532015437,1.6197442114704603,3.8977346353347944,0,0,0,0,0,0,0,0,0,0,0,0,0,0,0,0,0,0,0,0,0.01264658742669585,1.3454091762212762E-3,0.001820997512950146,0.00225144445394394,0.005417851143115363,0,0,0,0,0,0.8000000000000005,null,"",""]
["10544_G_GEN2","NY_Zone C&E","New York",36,"St Lawrence",89,"10544","GEN2","Hailesboro 4 Plant",0,1922,9999,"Hydro","","","","","","Non-Fossil","G",2025,"Hydro","",0,0,0,0,0,0,0,0,0,0,0,0,0,0,0,0,0.7259402029970928,0.9825526149011578,1.2148081586028452,2.9233009765010958,0,0,0,0,0,0,0,0,0,0,0,0,0,0,0,0,0,0,0,0,0.009484940570021886,1.009056882165957E-3,1.3657481347126095E-3,1.6885833404579548E-3,0.004063388357336521,0,0,0,0,0,0.6000000000000003,null,"",""]
["10545_G_GEN1","NY_Zone C&E","New York",36,"Lewis",49,"10545","GEN1","Copenhagen Plant",0,1984,9999,"Hydro","","","","","","Non-Fossil","G",2025,"Hydro","",0,0,0,0,0,0,0,0,0,0,0,0,0,0,0,0,1.5348831086303143,2.0777089194465876,2.5653292235127725,6.177921251589675,0,0,0,0,0,0,0,0,0,0,0,0,0,0,0,0,0,0,0,0,0.022131527995259408,0.002133487520996137,0.002888015398030757,3.5658076206827576E-3,0.008587310539709653,0,0,0,0,0,1.3999999999999995,null,"",""]
["10545_G_GEN2","NY_Zone C&E","New York",36,"Lewis",49,"10545","GEN2","Copenhagen Plant",0,1984,9999,"Hydro","","","","","","Non-Fossil","G",2025,"Hydro","",0,0,0,0,0,0,0,0,0,0,0,0,0,0,0,0,1.5348831086303143,2.0777089194465876,2.5653292235127725,6.177921251589675,0,0,0,0,0,0,0,0,0,0,0,0,0,0,0,0,0,0,0,0,0.022131527995259408,0.002133487520996137,0.002888015398030757,3.5658076206827576E-3,0.008587310539709653,0,0,0,0,0,1.3999999999999995,null,"",""]
["10545_G_GEN3","NY_Zone C&E","New York",36,"Lewis",49,"10545","GEN3","Copenhagen Plant",0,1984,9999,"Hydro","","","","","","Non-Fossil","G",2025,"Hydro","",0,0,0,0,0,0,0,0,0,0,0,0,0,0,0,0,0.3289035232779245,0.4452233398814116,0.5497134050384512,1.3238402681977874,0,0,0,0,0,0,0,0,0,0,0,0,0,0,0,0,0,0,0,0,0.004742470284698445,4.5717589735631505E-4,6.1886044243516223E-4,7.6410163300344794E-4,1.8401379727949253E-3,0,0,0,0,0,0.2999999999999999,null,"",""]
["10546_G_GEN1","PJM West","Pennsylvania",42,"Beaver",7,"10546","GEN1","Beaver Valley Patterson Dam",0,1982,9999,"Hydro","","","","","","Non-Fossil","G",2025,"Hydro","",0,0,0,0,0,0,0,0,0,0,0,0,0,0,0,0,0.33558313200000006,0.4723197660000001,0.42767422733333327,1.2355771253333334,0,0,0,0,0,0,0,0,0,0,0,0,0,0,0,0,0,0,0,0,6.323293666666667E-3,4.6646055348000009E-4,0.00065652447474,5.944671759933333E-4,1.7174522042133333E-3,0,0,0,0,0,0.39999999999999997,null,"",""]
["10546_G_GEN2","PJM West","Pennsylvania",42,"Beaver",7,"10546","GEN2","Beaver Valley Patterson Dam",0,1982,9999,"Hydro","","","","","","Non-Fossil","G",2025,"Hydro","",0,0,0,0,0,0,0,0,0,0,0,0,0,0,0,0,0.33558313200000006,0.4723197660000001,0.42767422733333327,1.2355771253333334,0,0,0,0,0,0,0,0,0,0,0,0,0,0,0,0,0,0,0,0,6.323293666666667E-3,4.6646055348000009E-4,0.00065652447474,5.944671759933333E-4,1.7174522042133333E-3,0,0,0,0,0,0.39999999999999997,null,"",""]
["10546_G_GEN3","PJM West","Pennsylvania",42,"Beaver",7,"10546","GEN3","Beaver Valley Patterson Dam",0,1982,9999,"Hydro","","","","","","Non-Fossil","G",2025,"Hydro","",0,0,0,0,0,0,0,0,0,0,0,0,0,0,0,0,0.33558313200000006,0.4723197660000001,0.42767422733333327,1.2355771253333334,0,0,0,0,0,0,0,0,0,0,0,0,0,0,0,0,0,0,0,0,6.323293666666667E-3,4.6646055348000009E-4,0.00065652447474,5.944671759933333E-4,1.7174522042133333E-3,0,0,0,0,0,0.39999999999999997,null,"",""]
["10547_G_GEN1","NY_Zone C&E","New York",36,"St Lawrence",89,"10547","GEN1","Pyrites Plant",0,1949,9999,"Hydro","","","","","","Non-Fossil","G",2025,"Hydro","",0,0,0,0,0,0,0,0,0,0,0,0,0,0,0,0,1.330890372161337,1.8013464606521228,2.227148290771883,5.3593851235853425,0,0,0,0,0,0,0,0,0,0,0,0,0,0,0,0,0,0,0,0,0.017389057711706794,1.8499376173042547E-3,0.002503871580306451,0.003095736124172917,7.4495453217836224E-3,0,0,0,0,0,1.1000000000000008,null,"",""]
["10547_G_GEN2","NY_Zone C&E","New York",36,"St Lawrence",89,"10547","GEN2","Pyrites Plant",0,1985,9999,"Hydro","","","","","","Non-Fossil","G",2025,"Hydro","",0,0,0,0,0,0,0,0,0,0,0,0,0,0,0,0,3.9926711164840105,5.404039381956367,6.681444872315648,16.078155370756026,0,0,0,0,0,0,0,0,0,0,0,0,0,0,0,0,0,0,0,0,0.05216717313512038,0.005549812851912763,0.007511614740919351,0.009287208372518752,0.022348635965350867,0,0,0,0,0,3.3000000000000016,null,"",""]
["10547_G_GEN3","NY_Zone C&E","New York",36,"St Lawrence",89,"10547","GEN3","Pyrites Plant",0,1985,9999,"Hydro","","","","","","Non-Fossil","G",2025,"Hydro","",0,0,0,0,0,0,0,0,0,0,0,0,0,0,0,0,3.9926711164840105,5.404039381956367,6.681444872315648,16.078155370756026,0,0,0,0,0,0,0,0,0,0,0,0,0,0,0,0,0,0,0,0,0.05216717313512038,0.005549812851912763,0.007511614740919351,0.009287208372518752,0.022348635965350867,0,0,0,0,0,3.3000000000000016,null,"",""]
["10548_G_GEN1","WECC_Northern California (not including BANC)","California",6,"Santa Clara",85,"10548","GEN1","San Jose Cogeneration",9006,1984,9999,"Combustion Turbine","","","","","","Fossil","G",2025,"NaturalGas","",0,0.037324173,0.046567426,0.08389159900000001,0,0,0,0,0,0,0,0,0,0,0,0,0,4.144367656,5.170711128000001,9.315078784,0,2.9103649459999996,3.631110378,6.541475323999999,0,3.4820650000000002E-9,4.3411500000000005E-9,7.823215e-09,0,0.011779708,0.014696877999999998,0.026476585999999996,0,0,0,0,0,0,0,0,0.261927209,0,0.02304268416736,0.028749153871680005,0.05179183803904001,0,0.145270324,0.1928752,0.338145524,0,5.6,null,"",""]
["10549_G_2","NY_Zone G-I (Downstate NY)","New York",36,"Orange",71,"10549","2","Al Turi",13500,2011,9999,"Landfill Gas","","","","","","Non-Fossil","G",2025,"LF Gas","",0.013521317822741224,0.01944111967725878,0.0258693855,0.058831823000000005,0,0,0,0,0,0,0,0,0,0,0,0,1.0015812299999998,1.4400860045,1.9162492795,4.357916513999999,0.7792216833889931,1.120374670611007,1.4908256515,3.3904220055,0,0,0,0,1.9723329892187827E-3,2.835845010781218E-3,3.7735409999999996E-3,0.008581719,0,0,0,0,0,0,0,0,0.2073851985,0.006947966809108498,0.0099898734738946,0.0132930170745553,0.0302308573575584,0,0,0,0,0,0.8,null,"",""]
["10549_G_3","NY_Zone G-I (Downstate NY)","New York",36,"Orange",71,"10549","3","Al Turi",13500,2011,9999,"Landfill Gas","","","","","","Non-Fossil","G",2025,"LF Gas","",0.013521317822741224,0.01944111967725878,0.0258693855,0.058831823000000005,0,0,0,0,0,0,0,0,0,0,0,0,1.0015812299999998,1.4400860045,1.9162492795,4.357916513999999,0.7792216833889931,1.120374670611007,1.4908256515,3.3904220055,0,0,0,0,1.9723329892187827E-3,2.835845010781218E-3,3.7735409999999996E-3,0.008581719,0,0,0,0,0,0,0,0,0.2073851985,0.006947966809108498,0.0099898734738946,0.0132930170745553,0.0302308573575584,0,0,0,0,0,0.8,null,"",""]
["10550_G_GEN1","SERC_VACAR","North Carolina",37,"Lincoln",109,"10550","GEN1","High Shoals Hydro (NC)",0,1934,9999,"Hydro","","","","","","Non-Fossil","G",2025,"Hydro","",0,0,0,0,0,0,0,0,0,0,0,0,0,0,0,0,1.7299190405376088,1.946942242171693,2.129186616924418,5.806047899633721,0,0,0,0,0,0,0,0,0,0,0,0,0,0,0,0,0,0,0,0,0.02845482170930232,2.4045874663472765E-3,2.7062497166186537E-3,0.002959569397524941,0.008070406580490871,0,0,0,0,0,1.7999999999999996,null,"",""]
["10553_G_6033","ISONE_MA, VT, NH, RI (Rest of ISO New England)","Massachusetts",25,"Worcester",27,"10553","6033","Anderson Power Products Division",14775,1987,9999,"Combustion Turbine","","","","","","Fossil","G",2025,"Oil","",0,0,0,0,0,0,0,0,0,0,0,0,0,0,0,0,0,0,0,0,0,0,0,0,0,0,0,0,0,0,0,0,0,0,0,0,0,0,0,0,1.972521345315157E-8,0,0,0,0,0,0,0,0,0,9.99999913544676e-07,null,"",""]
["10553_G_6035","ISONE_MA, VT, NH, RI (Rest of ISO New England)","Massachusetts",25,"Worcester",27,"10553","6035","Anderson Power Products Division",14775,1987,9999,"Combustion Turbine","","","","","","Fossil","G",2025,"Oil","",0,0,0,0,0,0,0,0,0,0,0,0,0,0,0,0,0,0,0,0,0,0,0,0,0,0,0,0,0,0,0,0,0,0,0,0,0,0,0,0,1.972521345315157E-8,0,0,0,0,0,0,0,0,0,9.99999913544676e-07,null,"",""]
["10553_G_6046","ISONE_MA, VT, NH, RI (Rest of ISO New England)","Massachusetts",25,"Worcester",27,"10553","6046","Anderson Power Products Division",14775,1987,9999,"Combustion Turbine","","","","","","Fossil","G",2025,"Oil","",0,0,0,0,0,0,0,0,0,0,0,0,0,0,0,0,0,0,0,0,0,0,0,0,0,0,0,0,0,0,0,0,0,0,0,0,0,0,0,0,1.972521345315157E-8,0,0,0,0,0,0,0,0,0,9.99999913544676e-07,null,"",""]
["10554_G_3ST1","ERCOT_Rest","Texas",48,"Calhoun",57,"10554","3ST1","Formosa Utility Venture Ltd",5500,2019,9999,"Combined Cycle","other","","","STM","","Fossil","G",2025,"NaturalGas","",0.36746587669567343,0.4981204106319128,0.6887968720172415,1.5543831593448276,0,0,0,0,0,0,0,0,0,0,0,0,66.81197760638013,90.56734742198195,125.2357949926034,282.6151200209655,34.269699307258456,46.454481283172576,64.23688072689654,144.9610613173276,4.0981903667859467E-8,5.5553247194209491E-8,7.6812659482758615E-8,1.7334781034482759E-7,0.003219734537654526,4.364529039931681E-3,0.00603523125,0.013619494827586207,0,0,0,0,0,0,0,0,1.1466945869396552,0.14270233682992314,0.19344094548056315,0.267488573762724,0.6036318560732103,1.4351776372528082,1.7849163990833983,2.3812817950689653,5.601375831405171,0,38,null,"",""]
["10554_G_3TBG1","ERCOT_Rest","Texas",48,"Calhoun",57,"10554","3TBG1","Formosa Utility Venture Ltd",5500,2019,9999,"Combined Cycle","","","","","","Fossil","G",2025,"NaturalGas","",0.9380050010389558,1.271517890297251,1.7582446469913795,3.9677675383275863,0,0,0,0,0,0,0,0,0,0,0,0,170.5463638899703,231.18507105084862,319.68084511269814,721.4122800535171,87.4779166527387,118.58117590704579,163.97309027655172,370.0321828363362,1.0461170146795705E-7,1.4180697310100844E-7,1.9607442025862068E-7,4.4249309482758617E-7,0.008218796056644447,0.011141034654562447,0.015405721875,0.034765552586206894,0,0,0,0,0,0,0,0,2.9270888140301725,0.3642664913816459,0.49378346609512164,0.6827997803943218,1.5408497378710893,3.66347975825059,4.556233966081306,6.078535108465516,14.29824883279741,0,97,null,"",""]
["10554_G_3TBG2","ERCOT_Rest","Texas",48,"Calhoun",57,"10554","3TBG2","Formosa Utility Venture Ltd",5500,2019,9999,"Combined Cycle","","","","","","Fossil","G",2025,"NaturalGas","",0.9380050010389558,1.271517890297251,1.7582446469913795,3.9677675383275863,0,0,0,0,0,0,0,0,0,0,0,0,170.5463638899703,231.18507105084862,319.68084511269814,721.4122800535171,87.4779166527387,118.58117590704579,163.97309027655172,370.0321828363362,1.0461170146795705E-7,1.4180697310100844E-7,1.9607442025862068E-7,4.4249309482758617E-7,0.008218796056644447,0.011141034654562447,0.015405721875,0.034765552586206894,0,0,0,0,0,0,0,0,2.9270888140301725,0.3642664913816459,0.49378346609512164,0.6827997803943218,1.5408497378710893,3.66347975825059,4.556233966081306,6.078535108465516,14.29824883279741,0,97,null,"",""]
["10554_G_BO3","ERCOT_Rest","Texas",48,"Calhoun",57,"10554","BO3","Formosa Utility Venture Ltd",5500,1987,9999,"Combined Cycle","","","","","","Fossil","G",2025,"NaturalGas","",0.3094449483505964,0.4194698188752532,0.5800394724527039,1.3089542396785536,0,0,0,0,0,0,0,0,0,0,0,0,56.26271789737592,76.26723981644292,105.4617222741805,237.99167998799933,29.082266524204194,39.42262795503236,54.51329102818684,123.01818550742338,3.4776710290647419E-8,4.7141762838433442E-8,6.5186780512305375E-8,1.4710525364138622E-7,0.007121458462740713,0.009653532582826299,0.013348821337055814,0.030123812382622826,0,0,0,0,0,0,0,0,0.7501353118365981,0.12017038872370692,0.16289763804769164,0.22525353617427996,0.5083215629456785,1.2085706399820868,1.5030874915832908,2.005289935858028,4.716948067423405,0,32,null,"",""]
["10554_G_ST1","ERCOT_Rest","Texas",48,"Calhoun",57,"10554","ST1","Formosa Utility Venture Ltd",5500,1994,9999,"Combined Cycle","","","","STM","","Fossil","G",2025,"NaturalGas","",0.2755994071247499,0.37359030743577243,0.5165976551531895,1.1657873697137118,0,0,0,0,0,0,0,0,0,0,0,0,50.10898312735043,67.92551046151948,93.92684640044202,211.9613399893119,25.90139362311936,35.110778022450695,48.55089982197891,109.56307146754895,3.0973007602607854E-8,4.1985632527979788E-8,5.8056976393771979E-8,1.3101561652435961E-7,6.3425489433784465E-3,0.008597677456579673,0.011888794003315334,0.02682902040327345,0,0,0,0,0,0,0,0,0.6680892621044703,0.10702675245705146,0.14508070888622535,0.2006164306552181,0.45272389199849483,1.0763832262340463,1.3386872971913684,1.7859613491235562,4.20103187254897,0,28.500000000000004,null,"",""]
["10554_G_ST2","ERCOT_Rest","Texas",48,"Calhoun",57,"10554","ST2","Formosa Utility Venture Ltd",5500,1994,9999,"Combined Cycle","","","","STM","","Fossil","G",2025,"NaturalGas","",0.556033891567478,0.7537348307914707,1.0422584270634525,2.352027149422401,0,0,0,0,0,0,0,0,0,0,0,0,101.09707122184736,137.04269654517088,189.50153221141807,427.6412999784363,52.25719766067941,70.83753460669878,97.95356981627324,221.0483020836514,6.2489401303507082E-8,8.47078551003101e-08,1.1713249623304873E-7,2.643297526368659E-7,0.004909713486096539,6.655389392264198E-3,0.009203014871874061,0.0207681177502348,0,0,0,0,0,0,0,0,1.3478993884563872,0.21593116723791086,0.29270669336694594,0.4047524478131593,0.9133903084180162,2.171650368717813,2.700860336438726,3.603255353494894,8.475766058651432,0,57.5,null,"",""]
["10554_G_ST3","ERCOT_Rest","Texas",48,"Calhoun",57,"10554","ST3","Formosa Utility Venture Ltd",5500,2002,9999,"Combined Cycle","","","","STM","","Fossil","G",2025,"NaturalGas","",0.4573983142807252,0.6200288260249835,0.857370845219153,1.934797985524862,0,0,0,0,0,0,0,0,0,0,0,0,83.1633298920588,112.73251385367969,155.88560823652304,351.7814519822615,42.98722520608931,58.2715719460322,80.57745830103867,181.83625545316016,5.1404324898363209E-8,6.9681418195559428E-8,9.6354209944751374E-8,2.17439953038674E-7,0.004038773006823759,0.005474781187027763,0.007570480059819876,0.017084034253671398,0,0,0,0,0,0,0,0,1.1087937578084717,0.1776268558322293,0.24078307123924417,0.3329528831576075,0.751362810229081,1.7864184772235219,2.2217511984965514,2.964069186440147,6.9722388621602205,0,47.3,null,"",""]
["10554_G_TBG1","ERCOT_Rest","Texas",48,"Calhoun",57,"10554","TBG1","Formosa Utility Venture Ltd",5500,1993,9999,"Combined Cycle","","","","","","Fossil","G",2025,"NaturalGas","",0.696251133788842,0.9438070924693198,1.305088813018584,2.945147039276746,0,0,0,0,0,0,0,0,0,0,0,0,126.59111526909581,171.60128958699656,237.2888751169061,535.4812799729985,65.43509967945943,88.70091289882282,122.65490481342042,276.79091739170264,7.82475981539567e-08,1.0606896638647525E-7,1.4667025615268712E-7,3.3098682069311905E-7,0.016023281541166605,0.02172044831135917,0.030034848008375584,0.06777857786090136,0,0,0,0,0,0,0,0,1.6878044516323456,0.2703833746283405,0.36651968560730613,0.5068204563921298,1.1437235166277766,2.7192839399596958,3.381946856062404,4.511902355680563,10.613133151702662,0,72,null,"",""]
["10554_G_TBG2","ERCOT_Rest","Texas",48,"Calhoun",57,"10554","TBG2","Formosa Utility Venture Ltd",5500,1993,9999,"Combined Cycle","","","","","","Fossil","G",2025,"NaturalGas","",0.696251133788842,0.9438070924693198,1.305088813018584,2.945147039276746,0,0,0,0,0,0,0,0,0,0,0,0,126.59111526909581,171.60128958699656,237.2888751169061,535.4812799729985,65.43509967945943,88.70091289882282,122.65490481342042,276.79091739170264,7.82475981539567e-08,1.0606896638647525E-7,1.4667025615268712E-7,3.3098682069311905E-7,0.00614781514780784,0.008333704978139516,0.011523775143911869,0.026005295269859223,0,0,0,0,0,0,0,0,1.6878044516323456,0.2703833746283405,0.36651968560730613,0.5068204563921298,1.1437235166277766,2.7192839399596958,3.381946856062404,4.511902355680563,10.613133151702662,0,72,null,"",""]
["10554_G_TBG3","ERCOT_Rest","Texas",48,"Calhoun",57,"10554","TBG3","Formosa Utility Venture Ltd",5500,1993,9999,"Combined Cycle","","","","","","Fossil","G",2025,"NaturalGas","",0.696251133788842,0.9438070924693198,1.305088813018584,2.945147039276746,0,0,0,0,0,0,0,0,0,0,0,0,126.59111526909581,171.60128958699656,237.2888751169061,535.4812799729985,65.43509967945943,88.70091289882282,122.65490481342042,276.79091739170264,7.82475981539567e-08,1.0606896638647525E-7,1.4667025615268712E-7,3.3098682069311905E-7,0.00614781514780784,0.008333704978139516,0.011523775143911869,0.026005295269859223,0,0,0,0,0,0,0,0,1.6878044516323456,0.2703833746283405,0.36651968560730613,0.5068204563921298,1.1437235166277766,2.7192839399596958,3.381946856062404,4.511902355680563,10.613133151702662,0,72,null,"",""]
["10554_G_TBG4","ERCOT_Rest","Texas",48,"Calhoun",57,"10554","TBG4","Formosa Utility Venture Ltd",5500,1994,9999,"Combined Cycle","","","","","","Fossil","G",2025,"NaturalGas","",0.696251133788842,0.9438070924693198,1.305088813018584,2.945147039276746,0,0,0,0,0,0,0,0,0,0,0,0,126.59111526909581,171.60128958699656,237.2888751169061,535.4812799729985,65.43509967945943,88.70091289882282,122.65490481342042,276.79091739170264,7.82475981539567e-08,1.0606896638647525E-7,1.4667025615268712E-7,3.3098682069311905E-7,0.00614781514780784,0.008333704978139516,0.011523775143911869,0.026005295269859223,0,0,0,0,0,0,0,0,1.6878044516323456,0.2703833746283405,0.36651968560730613,0.5068204563921298,1.1437235166277766,2.7192839399596958,3.381946856062404,4.511902355680563,10.613133151702662,0,72,null,"",""]
["10554_G_TBG5","ERCOT_Rest","Texas",48,"Calhoun",57,"10554","TBG5","Formosa Utility Venture Ltd",5500,1994,9999,"Combined Cycle","","","","","","Fossil","G",2025,"NaturalGas","",0.696251133788842,0.9438070924693198,1.305088813018584,2.945147039276746,0,0,0,0,0,0,0,0,0,0,0,0,126.59111526909581,171.60128958699656,237.2888751169061,535.4812799729985,65.43509967945943,88.70091289882282,122.65490481342042,276.79091739170264,7.82475981539567e-08,1.0606896638647525E-7,1.4667025615268712E-7,3.3098682069311905E-7,0.006147815147807838,0.008333704978139515,0.011523775143911865,0.026005295269859216,0,0,0,0,0,0,0,0,1.6878044516323456,0.2703833746283405,0.36651968560730613,0.5068204563921298,1.1437235166277766,2.7192839399596958,3.381946856062404,4.511902355680563,10.613133151702662,0,72,null,"",""]
["10554_G_TBG6","ERCOT_Rest","Texas",48,"Calhoun",57,"10554","TBG6","Formosa Utility Venture Ltd",5500,2003,9999,"Combined Cycle","","","","","","Fossil","G",2025,"NaturalGas","",0.696251133788842,0.9438070924693198,1.305088813018584,2.945147039276746,0,0,0,0,0,0,0,0,0,0,0,0,126.59111526909581,171.60128958699656,237.2888751169061,535.4812799729985,65.43509967945943,88.70091289882282,122.65490481342042,276.79091739170264,7.82475981539567e-08,1.0606896638647525E-7,1.4667025615268712E-7,3.3098682069311905E-7,0.006147815147807838,0.008333704978139515,0.011523775143911865,0.026005295269859216,0,0,0,0,0,0,0,0,1.6878044516323456,0.2703833746283405,0.36651968560730613,0.5068204563921298,1.1437235166277766,2.7192839399596958,3.381946856062404,4.511902355680563,10.613133151702662,0,72,null,"",""]
["10555_G_1","ISONE_Maine","Maine",23,"Somerset",25,"10555","1","Brassua Hydroelectric Project",0,1989,9999,"Hydro","","","","","","Non-Fossil","G",2025,"",null,0,0,0,0,0,0,0,0,0,0,0,0,0,0,0,0,4.317875555019971,5.501190532913545,6.31234624905518,16.131412336988696,0,0,0,0,0,0,0,0,0,0,0,0,0,0,0,0,0,0,0,0,0.056909643180523446,0.00600184702147776,0.007646654840749828,0.008774161286186698,0.022422663148414287,0,0,0,0,0,3.6305537719900105,null,"",""]
["10556_G_GEN1","ISONE_MA, VT, NH, RI (Rest of ISO New England)","Massachusetts",25,"Middlesex",17,"10556","GEN1","Boott Hydropower",0,1985,9999,"Hydro","","","","","","Non-Fossil","G",2025,"Hydro","",0,0,0,0,0,0,0,0,0,0,0,0,0,0,0,0,5.349171637633501,7.4754011626019485,6.851372243138021,19.67594504337347,0,0,0,0,0,0,0,0,0,0,0,0,0,0,0,0,0,0,0,0,0.11223846345602162,0.007435348576310566,0.010390807616016708,0.009523407417961849,0.027349563610289125,0,0,0,0,0,7.099999999999999,null,"",""]
["10556_G_GEN2","ISONE_MA, VT, NH, RI (Rest of ISO New England)","Massachusetts",25,"Middlesex",17,"10556","GEN2","Boott Hydropower",0,1985,9999,"Hydro","","","","","","Non-Fossil","G",2025,"Hydro","",0,0,0,0,0,0,0,0,0,0,0,0,0,0,0,0,5.349171637633501,7.4754011626019485,6.851372243138021,19.67594504337347,0,0,0,0,0,0,0,0,0,0,0,0,0,0,0,0,0,0,0,0,0.11223846345602162,0.007435348576310566,0.010390807616016708,0.009523407417961849,0.027349563610289125,0,0,0,0,0,7.099999999999999,null,"",""]
["10556_G_GEN3","ISONE_MA, VT, NH, RI (Rest of ISO New England)","Massachusetts",25,"Middlesex",17,"10556","GEN3","Boott Hydropower",0,1985,9999,"Hydro","","","","","","Non-Fossil","G",2025,"Hydro","",0,0,0,0,0,0,0,0,0,0,0,0,0,0,0,0,5.650533420035388,7.896550523875299,7.237365045568333,20.78444898947902,0,0,0,0,0,0,0,0,0,0,0,0,0,0,0,0,0,0,0,0,0.11856175717185383,0.007854241453849189,0.010976205228186665,0.010059937413339982,0.028890384095375834,0,0,0,0,0,7.499999999999999,null,"",""]
["10562_B_PB6","FRCC","Florida",12,"Nassau",89,"10562","PB6","Fernandina Plant",7106,2006,9999,"Biomass","","","ESPH + Wet Scrubber + SNCR","CF + FR + NH3","Wet Scrubber","Non-Fossil","B",2025,"","Biomass Retirement",0,0,0,0,0,0,0,0,0,0,0,0,0,0,0,0,0,0,0,0,0,0,0,0,0,0,0,0,0,0,0,0,0,0,0,0,0,0,0,0,0,0,0,0,0,0,0,0,0,0,21.000000000000004,"Scrubber / SNCR","Wet Scrubber",""]
["10562_B_REC5","FRCC","Florida",12,"Nassau",89,"10562","REC5","Fernandina Plant",7106,1976,9999,"Biomass","","","PM Scrubber + Wet Scrubber","other","Wet Scrubber","Non-Fossil","B",2025,"","Biomass Retirement",0,0,0,0,0,0,0,0,0,0,0,0,0,0,0,0,0,0,0,0,0,0,0,0,0,0,0,0,0,0,0,0,0,0,0,0,0,0,0,0,0,0,0,0,0,0,0,0,0,0,21,"Scrubber","Wet Scrubber",""]
["10566_B_BOIL1","PJM_EMAAC","New Jersey",34,"Salem",33,"10566","BOIL1","Chambers Cogeneration LP",10097,1994,9999,"Coal Steam","wall","dry","Baghouse + Dry Scrubber + SCR","LNB + OFA","Dry Scrubber","Fossil","B",2025,"","Coal Retirement",0,0,0,0,0,0,0,0,0,0,0,0,0,0,0,0,0,0,0,0,0,0,0,0,0,0,0,0,0,0,0,0,0,0,0,0,0,0,0,0,0,0,0,0,0,0,0,0,0,0,122,"Scrubber / SCR","Dry Scrubber",""]
["10566_B_BOIL2","PJM_EMAAC","New Jersey",34,"Salem",33,"10566","BOIL2","Chambers Cogeneration LP",10097,1994,9999,"Coal Steam","wall","dry","Baghouse + Dry Scrubber + SCR","LNB + OFA","Dry Scrubber","Fossil","B",2025,"","Coal Retirement",0,0,0,0,0,0,0,0,0,0,0,0,0,0,0,0,0,0,0,0,0,0,0,0,0,0,0,0,0,0,0,0,0,0,0,0,0,0,0,0,0,0,0,0,0,0,0,0,0,0,122,"Scrubber / SCR","Dry Scrubber",""]
["10567_G_GTG","ISONE_Connecticut","Connecticut",9,"Hartford",3,"10567","GTG","Algonquin Windsor Locks",5673,1990,9999,"Combined Cycle","","","","STM","","Fossil","G",2025,"NaturalGas","",0.3491013761861566,0.4704787528138434,0.654373517,1.473953646,0,0,0,0,0,0,0,0,0,0,0,0,61.537348075314526,82.93297233668548,115.34876000099999,259.819080413,40.39727274315915,54.442805997840864,75.722719016,170.562797757,4.8311822520213033E-8,6.5109127479786978E-8,9.0465949999999988E-8,2.0388689999999999E-7,0.050387358043778335,0.06790629595622165,0.09444851800000001,0.212742172,0,0,0,0,0,0,0,0,1.149141699,0.1336030934933684,0.18005490979592362,0.2504324877291828,0.5640904910184749,2.587291218951865,1.9406933800481336,2.094429336,6.622413934999999,0,35,null,"",""]
["10567_G_GTG2","ISONE_Connecticut","Connecticut",9,"Hartford",3,"10567","GTG2","Algonquin Windsor Locks",5673,2012,9999,"Combined Cycle","","","","","","Fossil","G",2025,"NaturalGas","",0.12966619839873791,0.1747492146012621,0.24305302099999998,0.547468434,0,0,0,0,0,0,0,0,0,0,0,0,22.85672904000001,30.803675109,42.843823776,96.50422792500001,15.004701142338753,20.221613437661247,28.125580455000005,63.351895035000005,1.7948871622954056E-8,2.4189428377045937E-8,3.361875e-08,7.5757049999999991E-8,0.018715265265233642,0.025222285734766363,0.035080862,0.07901841300000001,0,0,0,0,0,0,0,0,0.392290253,0.04881922019301061,0.0657929398064138,0.0915092471530252,0.20612140715244964,0.9609938704357248,0.7208289615642751,0.777930873,2.459753705,0,13,null,"",""]
["10567_G_STG","ISONE_Connecticut","Connecticut",9,"Hartford",3,"10567","STG","Algonquin Windsor Locks",5673,1990,9999,"Combined Cycle","","","","STM","","Fossil","G",2025,"NaturalGas","",0.15958921041214752,0.21507601458785247,0.299142203,0.6738074279999999,0,0,0,0,0,0,0,0,0,0,0,0,28.131358320000004,37.912214847,52.730860031999995,118.774433199,18.467324155551157,24.888139174448842,34.61609901999999,77.97156235,2.2087416288700458E-8,2.9766883711299547E-8,4.14103e-08,9.3264600000000013E-8,0.023034226369552394,0.031042885630447603,0.043176476,0.097253588,0,0,0,0,0,0,0,0,0.52532192,0.06107569814549881,0.082310813565531,0.11448341930852698,0.2578699310195568,1.1827616648450556,0.8871740901549442,0.9574533799999999,3.027389135,0,16,null,"",""]
["10570_G_1","ISONE_MA, VT, NH, RI (Rest of ISO New England)","New Hampshire",33,"Coos",7,"10570","1","Errol Hydroelectric Project",0,1986,9999,"Hydro","","","","","","Non-Fossil","G",2025,"Hydro","",0,0,0,0,0,0,0,0,0,0,0,0,0,0,0,0,1.6835033776524546,2.7189507940703552,2.626138058503368,7.028592230226177,0,0,0,0,0,0,0,0,0,0,0,0,0,0,0,0,0,0,0,0,0.04742470284889315,2.340069694936912E-3,0.003779341603757794,0.003650331901319682,0.009769743200014388,0,0,0,0,0,2.999999999999999,null,"",""]
["10586_G_EXIS","WECC_Southern California Edison","California",6,"Kern",29,"10586","EXIS","Cameron Ridge LLC",0,1984,9999,"Onshore Wind","","","","","","Non-Fossil","G",2025,"Wind","",0,0,0,0,0,0,0,0,0,0,0,0,0,0,0,0,20.0311697226305,41.28288569087624,74.06212357476304,135.37617898826977,0,0,0,0,0,0,0,0,0,0,0,0,0,0,0,0,0,0,0,0,2.1014924430070194,0,0,0,0,0,0,0,0,0,59.59999990821121,null,"",""]
["10593_B_BLR1","MISO_WOTAB (including Western)","Louisiana",22,"Calcasieu",19,"10593","BLR1","Agrilectric Power Partners Ltd",16484,1984,9999,"Biomass","","","Baghouse","","","Non-Fossil","B",2025,"","Biomass Retirement",0,0,0,0,0,0,0,0,0,0,0,0,0,0,0,0,0,0,0,0,0,0,0,0,0,0,0,0,0,0,0,0,0,0,0,0,0,0,0,0,0,0,0,0,0,0,0,0,0,0,10.9,null,"",""]
["10597_G_WGN1","WECC_Southern California Edison","California",6,"Kern",29,"10597","WGN1","Ridgetop Energy LLC",0,1984,9999,"Onshore Wind","","","","","","Non-Fossil","G",2025,"Wind","",0,0,0,0,0,0,0,0,0,0,0,0,0,0,0,0,9.746710099937658,20.087310151600857,36.03693932329074,65.87095957482926,0,0,0,0,0,0,0,0,0,0,0,0,0,0,0,0,0,0,0,0,1.0225382692483818,0,0,0,0,0,0,0,0,0,28.999999955337668,null,"",""]
["10601_G_GEN1","WECC_Southern California Edison","California",6,"Los Angeles",37,"10601","GEN1","Tesoro Wilmington Calciner",9193,1982,9999,"Non-Fossil Waste","","","","","","Non-Fossil","G",2025,"Non-Fossil","",0.45611455732108297,0.5904064156789168,0.782424448,1.8289454209999998,0,0,0,0,0,0,0,0,0,0,0,0,49.615420207615045,64.22347617938496,85.110893948,198.949790335,0,0,0,0,0,0,0,0,0,0,0,0,0,0,0,0,0,0,0,0,0,0.3441820618208685,0.4455181142521394,0.590414085779402,1.3801142618524098,0,0,0,0,0,30.7,null,"",""]
["10603_B_031","PJM_PENELEC","Pennsylvania",42,"Cambria",21,"10603","031","Ebensburg Power",14500,1991,9999,"Coal Steam","FBC","dry","Baghouse + Reagent Injection + DSI","CF","Reagent Injection","Fossil","B",2025,"Waste Coal","",0,0,0,0,0,0,0,0,0,0,0,0,0,0,0,0,0,0,0,0,0,0,0,0,0,0,0,0,0,0,0,0,0,0,0,0,0,0,0,0,1.572051947,0,0,0,0,0,0,0,0,0,50,"DSI","",""]
["10608_G_GEN1","ISONE_MA, VT, NH, RI (Rest of ISO New England)","Vermont",50,"Essex",9,"10608","GEN1","Gilman Mill",0,1986,9999,"Hydro","","","","","","Non-Fossil","G",2025,"Hydro","",0,0,0,0,0,0,0,0,0,0,0,0,0,0,0,0,2.2239690296119483,3.1684554775505958,3.13122194414311,8.523646451305654,0,0,0,0,0,0,0,0,0,0,0,0,0,0,0,0,0,0,0,0,0.033197291997349825,3.0913169511606066E-3,4.40415311379533E-3,0.004352398502358928,0.011847868567314866,0,0,0,0,0,2.1,null,"",""]
["10608_G_GEN2","ISONE_MA, VT, NH, RI (Rest of ISO New England)","Vermont",50,"Essex",9,"10608","GEN2","Gilman Mill",0,1966,9999,"Hydro","","","","","","Non-Fossil","G",2025,"Hydro","",0,0,0,0,0,0,0,0,0,0,0,0,0,0,0,0,0.9531295841194063,1.3579094903788267,1.3419522617756185,3.6529913362738515,0,0,0,0,0,0,0,0,0,0,0,0,0,0,0,0,0,0,0,0,0.014227410856007067,1.3248501219259741E-3,1.8874941916265698E-3,1.865313643868112E-3,5.077657957420656E-3,0,0,0,0,0,0.8999999999999999,null,"",""]
["10613_G_HG1","ISONE_Maine","Maine",23,"Washington",29,"10613","HG1","Domtar - Woodland Mill",0,1912,9999,"Hydro","","","","","","Non-Fossil","G",2025,"",null,0,0,0,0,0,0,0,0,0,0,0,0,0,0,0,0,3.478288641543866,4.431514595958133,5.084945589516672,12.994748827018672,0,0,0,0,0,0,0,0,0,0,0,0,0,0,0,0,0,0,0,0,0.045843879228755,4.8348212117459745E-3,6.1598052883818045E-3,7.0680743694281735E-3,0.018062700869555953,0,0,0,0,0,2.92461276076973,null,"",""]
["10686_B_5","MISO_Minnesota and Western Wisconsin","Minnesota",27,"Itasca",61,"10686","5","Rapids Energy Center",4431,1980,9999,"Biomass","","","ESPC + Cyclone","","","Non-Fossil","B",2025,"","Biomass Retirement",0,0,0,0,0,0,0,0,0,0,0,0,0,0,0,0,0,0,0,0,0,0,0,0,0,0,0,0,0,0,0,0,0,0,0,0,0,0,0,0,0,0,0,0,0,0,0,0,0,0,10.8,null,"",""]
["10726_G_GEN3","ISONE_MA, VT, NH, RI (Rest of ISO New England)","Massachusetts",25,"Hampden",13,"10726","GEN3","Masspower",8485,1993,9999,"Combined Cycle","","","SCR","STM","","Fossil","G",2025,"","CC Retirement",0,0,0,0,0,0,0,0,0,0,0,0,0,0,0,0,0,0,0,0,0,0,0,0,0,0,0,0,0,0,0,0,0,0,0,0,0,0,0,0,0,0,0,0,0,0,0,0,0,0,79,"SCR","",""]
["10745_G_ST2","MISO_Lower Michigan","Michigan",26,"Midland",111,"10745","ST2","Midland Cogeneration Venture",7578,1990,9999,"Combined Cycle","","","","STM","","Fossil","G",2025,"NaturalGas","",3.816010636248563,0.6354402847216715,7.184974020250857,11.636424941221092,0,0,0,0,0,0,0,0,0,0,0,0,503.56434900215186,83.85329701810812,948.1359224278115,1535.5535684480715,268.5796423391662,44.72375490185298,505.69506649682995,818.9984637378492,3.2116288383148711E-7,5.3479891383253439E-8,6.0468287988875086E-7,9.7932565510349121E-7,0.22507009895706612,0.037478566334451104,0.4237731405723553,0.6863218058638725,0,0,0,0,0,0,0,0,11.477051070530877,1.07555279638937,0.28686177442370037,2.025104129681129,3.3875187004941996,15.981218700663161,2.450606237405944,24.483885540643683,42.91571047871279,0,380,null,"",""]
["10798_G_GEN4","PJM West","Virginia",51,"Grayson",77,"10798","GEN4","Fries Hydroelectric Project",0,1981,9999,"Hydro","","","","","","Non-Fossil","G",2025,"Hydro","",0,0,0,0,0,0,0,0,0,0,0,0,0,0,0,0,0.5433829970093459,0.6532663549740395,1.0234507565524404,2.2201001085358256,0,0,0,0,0,0,0,0,0,0,0,0,0,0,0,0,0,0,0,0,0.03161646855659398,7.5530236584299079E-4,9.0804023341391486E-4,0.001422596551607892,0.003085939150864798,0,0,0,0,0,2,null,"",""]
["10848_G_GEN1","NY_Zone G-I (Downstate NY)","New York",36,"Orange",71,"10848","GEN1","Walden",0,1986,9999,"Hydro","","","","","","Non-Fossil","G",2025,"Hydro","",0,0,0,0,0,0,0,0,0,0,0,0,0,0,0,0,0.5041926809218014,0.6827803663724727,0.8430470484513982,2.0300200957456727,0,0,0,0,0,0,0,0,0,0,0,0,0,0,0,0,0,0,0,0,0.01738905771637816,7.0082782648130419E-4,9.4906470925773762E-4,1.1718353973474442E-3,0.002821727933086486,0,0,0,0,0,1.0999999999999999,null,"",""]
["10875_G_GEN9","WECC_Southern California Edison","California",6,"Inyo",27,"10875","GEN9","Coso Energy Developers",9771,1989,9999,"Geothermal","","","","","","Non-Fossil","G",2025,"Geothermal","",0.3163711291090315,0.4139960719232659,0.5168755695279463,1.2472427705602438,0,0,0,0,0,0,0,0,0,0,0,0,36.55743468881562,47.838228486219194,59.72619856341032,144.12186173844512,0,0,0,0,4.6987440086476435E-4,6.148669659053191E-4,7.6766359581292864E-4,1.8524049625830122E-3,0,0,0,0,0,0,0,0,0,0,0,0,3.322138668078474,0.042406624239026115,0.05549234504401417,0.06928239033355589,0.1671813596165962,0,0,0,0,0,23.499999999999996,null,"",""]
["1125_G_5","MISO_Iowa-MidAmerican","Iowa",19,"Kossuth",109,"1125","5","Bancroft",25000,1954,9999,"Combustion Turbine","","","","","","Fossil","G",2025,"",null,0,0,0,0,0,0,0,0,0,0,0,0,0,0,0,0,0,0,0,0,0,0,0,0,0,0,0,0,0,0,0,0,0,0,0,0,0,0,0,0,0.009862607467979784,0,0,0,0,0,0,0,0,0,0.5050335513978351,null,"",""]
["1127_G_3","MISO_Iowa","Iowa",19,"Davis",51,"1127","3","Bloomfield",13034,1964,9999,"Combustion Turbine","","","","","","Fossil","G",2025,"NaturalGas","",0,0,0,0,0,0,0,0,0,0,0,0,0,0,0,0,0,0,0,0,0,0,0,0,0,0,0,0,0,0,0,0,0,0,0,0,0,0,0,0,0.04339547331132077,0,0,0,0,0,0,0,0,0,2.2000000000000006,null,"",""]
["1150_G_8","MISO_Iowa-MidAmerican","Iowa",19,"Warren",181,"1150","8","Indianola",25000,2000,9999,"Combustion Turbine","","","","","","Fossil","G",2025,"Oil","",0,0,0,0,0,0,0,0,0,0,0,0,0,0,0,0,0,0,0,0,0,0,0,0,0,0,0,0,0,0,0,0,0,0,0,0,0,0,0,0,0.4497349054897959,0,0,0,0,0,0,0,0,0,22.8,null,"",""]
["116_G_GT2","WECC_Arizona","Arizona",4,"Maricopa",13,"116","GT2","Ocotillo",21978,1973,9999,"Combustion Turbine","","","","","","Fossil","G",2025,"NaturalGas","",0,0,0,0,0,0,0,0,0,0,0,0,0,0,0,0,0,0,0,0,0,0,0,0,0,0,0,0,0,0,0,0,0,0,0,0,0,0,0,0,0.986260758,0,0,0,0,0,0,0,0,0,50,null,"",""]
["117_G_GT1","WECC_Arizona","Arizona",4,"Maricopa",13,"117","GT1","West Phoenix",22352,1972,9999,"Combustion Turbine","","","","","","Fossil","G",2025,"NaturalGas","",0,0,0,0,0,0,0,0,0,0,0,0,0,0,0,0,0,0,0,0,0,0,0,0,0,0,0,0,0,0,0,0,0,0,0,0,0,0,0,0,0.986260758,0,0,0,0,0,0,0,0,0,50,null,"",""]
["1193_G_5","MISO_Iowa","Iowa",19,"Montgomery",137,"1193","5","Villisca Municipal Power Plant",10745,2003,9999,"Combustion Turbine","","","","","","Fossil","G",2025,"",null,0,0,0,0,0,0,0,0,0,0,0,0,0,0,0,0,0,0,0,0,0,0,0,0,0,0,0,0,0,0,0,0,0,0,0,0,0,0,0,0,0.03945042966197639,0,0,0,0,0,0,0,0,0,2.1752065756164214,null,"",""]
["120_G_GT3","WECC_Arizona","Arizona",4,"Yuma",27,"120","GT3","Yucca",11938,1973,9999,"Combustion Turbine","","","SCR","","","Fossil","G",2025,"NaturalGas","",0,3.69534901369863E-3,0.1665848144109589,0.17028016342465752,0,0,0,0,0,0,0,0,0,0,0,0,0,0.30954505649315067,13.954164387123289,14.263709443616438,0,0.21632572356164384,9.751875037369864,9.968200760931508,0,2.582191780821918e-10,1.1666164383561644E-8,1.1924383561643836E-8,0,1.4999413265102881E-4,0.006761677646922736,0.006911671779573764,0,0,0,0,0,0,0,0,1.135906188958904,0,1.600347942069589E-3,0.0721430298814274,0.07374337782349699,0,0.013127174904109588,0.62124725,0.6343744249041096,0,52,"SCR","",""]
["126_G_RIC7","WECC_Arizona","Arizona",4,"Pima",19,"126","RIC7","H Wilson Sundt Generating Station",10745,2020,9999,"Combustion Turbine","","","","","","Fossil","G",2025,"NaturalGas","",0,0.040021990625000003,0.063117331125,0.10313932175,0,0,0,0,0,0,0,0,0,0,0,0,0,3.724708304125,5.87411179,9.598820094125,0,2.342887337125,3.69488856775,6.037775904875,0,2.7975e-09,4.4175e-09,7.215e-09,0,0.021230665500000002,0.03348216625,0.05471283175,0,0,0,0,0,0,0,0,0.358998915875,0,0.01758062319547,0.027725807648799998,0.045306430844269996,0,0.14217214325,0.23538441100000002,0.37755655425,0,18.2,null,"",""]
["1266_G_1A","SPP North- (Kansas, Missouri)","Kansas",20,"Coffey",31,"1266","1A","Burlington (KS)",12648,2003,9999,"Combustion Turbine","","","","","","Fossil","G",2025,"",null,0,0,0,0,0,0,0,0,0,0,0,0,0,0,0,0,0,0,0,0,0,0,0,0,0,0,0,0,0,0,0,0,0,0,0,0,0,0,0,0,0.03945042955753908,0,0,0,0,0,0,0,0,0,2.026415056105377,null,"",""]
["1274_G_2","SPP North- (Kansas, Missouri)","Kansas",20,"Barton",9,"1274","2","Ellinwood",18907,1957,9999,"Combustion Turbine","","","","","","Fossil","G",2025,"NaturalGas",null,0,0,8.1508067305795934E-4,8.1508067305795934E-4,0,0,0,0,0,0,0,0,0,0,0,0,0,0,0.04328039681519098,0.04328039681519098,0,0,0.04771482296968379,0.04771482296968379,0,0,5.698888083848239e-11,5.698888083848239e-11,0,0,6.7234376270987491E-4,6.7234376270987491E-4,0,0,0,0,0,0,0,0,0.025642778945103663,0,0,2.0428347296770147E-4,2.0428347296770147E-4,0,0,0.002734068589927866,0.002734068589927866,0,1.3340371227269436,null,"",""]
["1297_G_1","SPP West (Oklahoma, Arkansas, Louisiana)","Kansas",20,"Rush",165,"1297","1","La Crosse",13318,1962,9999,"Combustion Turbine","","","","","","Fossil","G",2025,"NaturalGas",null,7.048668159195832e-11,0,4.3380577204632603E-10,5.042924536382843e-10,0,0,0,0,0,0,0,0,0,0,0,0,5.4093531812936371E-9,0,3.3292541414917165E-8,3.8701894596210806E-8,4.1261687425159916E-9,0,2.5395020482134896E-8,2.9521189224650886E-8,4.934067711437083e-18,0,3.0366063301938445E-17,3.530013101337553e-17,5.812645780569074e-11,0,3.5783783229531146E-10,4.159642901010022e-10,0,0,0,0,0,0,0,0,1.9725175882981567E-8,2.553214701570597e-11,0,1.5714079547840902E-10,1.82672942494115E-10,2.7115992566354733E-10,0,1.4149389563536967E-9,1.6860988820172441E-9,0,3.0666605333456e-06,null,"",""]
["1312_G_2","SPP North- (Kansas, Missouri)","Kansas",20,"Decatur",39,"1312","2","Oberlin (KS)",10745,1954,9999,"Combustion Turbine","","","","","","Fossil","G",2025,"NaturalGas",null,0,0,1.2711910009552018E-9,1.2711910009552018E-9,0,0,0,0,0,0,0,0,0,0,0,0,0,0,1.1837372912605811E-7,1.1837372912605811E-7,0,0,7.4415521116026076E-8,7.4415521116026076E-8,0,0,8.921935487956689e-17,8.921935487956689e-17,0,0,1.0485800527114306E-9,1.0485800527114306E-9,0,0,0,0,0,0,0,0,1.972521364350718E-8,0,0,5.587240014749943e-10,5.587240014749943e-10,0,0,4.2640237514416661E-9,4.2640237514416661E-9,0,1.0735454718461218E-6,null,"",""]
["1316_G_IC7","SPP North- (Kansas, Missouri)","Kansas",20,"Franklin",59,"1316","IC7","Ottawa",18000,1981,9999,"Combustion Turbine","","","","","","Fossil","G",2025,"NaturalGas",null,0,0,3.52175496575364E-3,3.52175496575364E-3,0,0,0,0,0,0,0,0,0,0,0,0,0,0,0.19642641631509755,0.19642641631509755,0,0,0.2061635372890146,0.2061635372890146,0,0,2.4623436761504004E-10,2.4623436761504004E-10,0,0,0.004754369324813327,0.004754369324813327,0,0,0,0,0,0,0,0,0.11637876598162435,0,0,9.2713268500726055E-4,9.2713268500726055E-4,0,0,0.011813210583395625,0.011813210583395625,0,6.054476172376129,null,"",""]
["1355_B_3","SERC_Central_Kentucky","Kentucky",21,"Mercer",167,"1355","3","E W Brown",11543,1971,9999,"Coal Steam","tangential","dry","ESPC + Baghouse + Wet Scrubber + SCR + Mercury Control + DSI","LNC3","Wet Scrubber","Fossil","B",2025,"","Coal Retirement",0,0,0,0,0,0,0,0,0,0,0,0,0,0,0,0,0,0,0,0,0,0,0,0,0,0,0,0,0,0,0,0,0,0,0,0,0,0,0,0,0,0,0,0,0,0,0,0,0,0,409,"Scrubber / SCR / Mercury Control / DSI","Wet Scrubber",""]
["1358_G_2","SERC_Central_Kentucky","Kentucky",21,"Fayette",67,"1358","2","Haefling",23821,1970,9999,"Combustion Turbine","","","","","","Fossil","G",2025,"",null,0,0,0,0,0,0,0,0,0,0,0,0,0,0,0,0,0,0,0,0,0,0,0,0,0,0,0,0,0,0,0,0,0,0,0,0,0,0,0,0,0.14949636757894735,0,0,0,0,0,0,0,0,0,12,null,"",""]
["1378_G_STG1","SERC_Central_TVA","Kentucky",21,"Muhlenberg",177,"1378","STG1","Paradise",7178,2017,9999,"Combined Cycle","","","SCR","LNB","","Fossil","G",2025,"NaturalGas","",5.893741235166244,7.989293674336485,11.047530668256364,24.93056557775909,0,0,0,0,0,0,0,0,0,0,0,0,821.0840395796763,1113.0250314302277,1539.0820099465975,3473.1910809565015,345.01961194739044,467.6932517509059,646.7224452883792,1459.4353089866754,4.1258735081475108E-7,5.5928507554888535E-7,7.7332397999999982E-7,1.7451964063636365E-6,0.1624729371530017,0.22024109258518,0.30454759988090907,0.6872616296190908,0,0,0,0,0,0,0,0,14.751626741336365,1.8762268059185625,2.5433296702451638,3.516895694437154,7.93645217060088,23.751699361466333,28.877843694889126,38.43232234072546,91.06186539708092,0,467,"SCR","",""]
["1393_B_6","MISO_WOTAB (including Western)","Louisiana",22,"Calcasieu",19,"1393","6","R S Nelson",11854,1982,9999,"Coal Steam","tangential","wet","ESPC + Mercury Control","LNC3","","Fossil","B",2025,"Coal","",10.680810963612164,10.621473150387835,14.280725456,35.58300957,0,0,0,0,10.680810963612164,10.621473150387835,14.280725456,35.58300957,0,0,0,0,901.0301134156543,896.0243927113452,1204.71785522,3001.772361347,1144.4488947013601,1138.09084801464,1530.1797326030003,3812.7194753190006,2.9966349569195477E-3,0.002979986992080454,0.004006635943,0.009983257892,0.7845055656918158,0.7801472033081842,1.048919285,2.613572054,2.789392105579517,2.7738954894204815,3.729542915,9.292830509999998,5.2164350912578865E-5,5.1874549087421153E-5,6.972300000000001E-5,1.7376190000000001E-4,21.09299061,3.1022931248755707,3.0850581704663864,4.14790567375827,10.335256969100227,23.1749580187616,23.046208307238395,30.985962954999998,77.207129281,0,550,"Mercury Control","",""]
["1480_G_328","ISONE_Maine","Maine",23,"Androscoggin",1,"1480","328","Androscoggin 3",0,1928,9999,"Hydro","","","","","","Non-Fossil","G",2025,"Hydro","",0,0,0,0,0,0,0,0,0,0,0,0,0,0,0,0,1.5596988025881909E-6,2.037854456343892E-6,2.2933189721267258E-6,5.8908722310588082E-6,0,0,0,0,0,0,0,0,0,0,0,0,0,0,0,0,0,0,0,0,1.580823409521546E-8,2.167981335597588E-9,2.83261769431801e-09,3.1877133712561497E-9,8.1883124011717482E-9,0,0,0,0,0,9.9999998798558341E-7,null,"",""]
["1504_G_SH4","ISONE_Maine","Maine",23,"Somerset",25,"1504","SH4","Shawmut",0,1913,9999,"Hydro","","","","","","Non-Fossil","G",2025,"",null,0,0,0,0,0,0,0,0,0,0,0,0,0,0,0,0,1.0794688887549928,1.3752976332283862,1.578086562263795,4.032853084247174,0,0,0,0,0,0,0,0,0,0,0,0,0,0,0,0,0,0,0,0,0.014227410795130862,1.50046175536944E-3,0.001911663710187457,2.1935403215466746E-3,0.005605665787103572,0,0,0,0,0,0.9076384429975026,null,"",""]
["1508_G_WB3","ISONE_Maine","Maine",23,"York",31,"1508","WB3","West Buxton",0,1920,9999,"Hydro","","","","","","Non-Fossil","G",2025,"Hydro","",0,0,0,0,0,0,0,0,0,0,0,0,0,0,0,0,1.71566868284701,2.241639901978281,2.5226508693393983,6.479959454164689,0,0,0,0,0,0,0,0,0,0,0,0,0,0,0,0,0,0,0,0,0.01738905750473701,0.002384779469157347,3.1158794637498113E-3,3.5064847083817645E-3,0.009007143641288923,0,0,0,0,0,1.099999986784142,null,"",""]
["1571_G_GT1","PJM_SWMAAC","Maryland",24,"Prince Georges",33,"1571","GT1","Chalk Point LLC",14549,1967,9999,"Combustion Turbine","","","","","","Fossil","G",2025,"",null,0,0,0,0,0,0,0,0,0,0,0,0,0,0,0,0,0,0,0,0,0,0,0,0,0,0,0,0,0,0,0,0,0,0,0,0,0,0,0,0,0.3156034332771137,0,0,0,0,0,0,0,0,0,22.03773520935457,null,"",""]
["1580_G_102","PJM_EMAAC","Maryland",24,"Talbot",41,"1580","102","Easton",13502,1995,9999,"Combustion Turbine","","","","","","Fossil","G",2025,"",null,0,0,0,0,0,0,0,0,0,0,0,0,0,0,0,0,0,0,0,0,0,0,0,0,0,0,0,0,0,0,0,0,0,0,0,0,0,0,0,0,0.02958782179693829,0,0,0,0,0,0,0,0,0,1.5281689662544926,null,"",""]
["160_G_GT1","WECC_Arizona","Arizona",4,"Cochise",3,"160","GT1","Apache Station",13017,1963,9999,"Combustion Turbine","","","","","","Fossil","G",2025,"NaturalGas","",0,0.000787781,0,0.000787781,0,0,0,0,0,0,0,0,0,0,0,0,0,0.060519382,0,0.060519382,0,0.046116688,0,0.046116688,0,5.5000000000000004E-11,0,5.5000000000000004E-11,0,2e-05,0,2e-05,0,0,0,0,0,0,0,0,0.197252152,0,0.00028565148304,0,0.00028565148304,0,2.798474E-3,0,2.798474E-3,0,10,null,"",""]
["1670_G_2","ISONE_MA, VT, NH, RI (Rest of ISO New England)","Massachusetts",25,"Essex",9,"1670","2","High Street Station",11144,1954,9999,"Combustion Turbine","","","","","","Fossil","G",2025,"",null,0,0,0,0,0,0,0,0,0,0,0,0,0,0,0,0,0,0,0,0,0,0,0,0,0,0,0,0,0,0,0,0,0,0,0,0,0,0,0,0,0.02564277644041065,0,0,0,0,0,0,0,0,0,1.6146494758408312,null,"",""]
["1702_B_4","MISO_Lower Michigan","Michigan",26,"Bay",17,"1702","4","Dan E Karn",11919,1977,9999,"O/G Steam","wall","dry","","LNB + OFA","","Fossil","B",2025,"NaturalGas","",0,0,0,0,0,0,0,0,0,0,0,0,0,0,0,0,0,0,0,0,0,0,0,0,0,0,0,0,0,0,0,0,0,0,0,0,0,0,0,0,16.72996424648379,0,0,0,0,0,0,0,0,0,603,null,"",""]
["1716_G_3","MISO_Lower Michigan","Michigan",26,"Mecosta",107,"1716","3","Rogers",0,1922,9999,"Hydro","","","","","","Non-Fossil","G",2025,"Hydro","",0,0,0,0,0,0,0,0,0,0,0,0,0,0,0,0,0.8718472852632793,1.4175676609620862,1.2557884577563652,3.5452034039817306,0,0,0,0,0,0,0,0,0,0,0,0,0,0,0,0,0,0,0,0,0.011065763067621812,1.2118677265159526E-3,1.9704190487372965E-3,1.7455459562813519E-3,0.004927832731534601,0,0,0,0,0,0.6999999412470077,null,"",""]
["1744_G_3","MISO_Lower Michigan","Michigan",26,"Washtenaw",161,"1744","3","Superior",25000,1966,9999,"Combustion Turbine","","","","","","Fossil","G",2025,"Oil","",0,0,0,0,0,0,0,0,0,0,0,0,0,0,0,0,0,0,0,0,0,0,0,0,0,0,0,0,0,0,0,0,0,0,0,0,0,0,0,0,0.2367025818527316,0,0,0,0,0,0,0,0,0,12,null,"",""]
["1751_G_15","MISO_Wisconsin- Upper Michigan (WUMS)","Michigan",26,"Chippewa",33,"1751","15","Edison Sault",0,1963,9999,"Hydro","","","","","","Non-Fossil","G",2025,"Hydro","",0,0,0,0,0,0,0,0,0,0,0,0,0,0,0,0,0.4935125010255508,0.8137577939283875,0.7181363709420509,2.0254066658959893,0,0,0,0,0,0,0,0,0,0,0,0,0,0,0,0,0,0,0,0,0.006323293711738487,0.000685982376425519,1.1311233335604622E-3,9.9820955560944963E-4,2.8153152655954307E-3,0,0,0,0,0,0.4000000000000002,null,"",""]
["1751_G_6","MISO_Wisconsin- Upper Michigan (WUMS)","Michigan",26,"Chippewa",33,"1751","6","Edison Sault",0,1963,9999,"Hydro","","","","","","Non-Fossil","G",2025,"Hydro","",0,0,0,0,0,0,0,0,0,0,0,0,0,0,0,0,0.4935125010255508,0.8137577939283875,0.7181363709420509,2.0254066658959893,0,0,0,0,0,0,0,0,0,0,0,0,0,0,0,0,0,0,0,0,0.006323293711738487,0.000685982376425519,1.1311233335604622E-3,9.9820955560944963E-4,2.8153152655954307E-3,0,0,0,0,0,0.4000000000000002,null,"",""]
["1753_G_3A","PJM West","Michigan",26,"Berrien",21,"1753","3A","Berrien Springs",0,1996,9999,"Hydro","","","","","","Non-Fossil","G",2025,"Hydro","",0,0,0,0,0,0,0,0,0,0,0,0,0,0,0,0,0.6238296000000002,0.8456356800000001,0.980123708666667,2.4495889886666675,0,0,0,0,0,0,0,0,0,0,0,0,0,0,0,0,0,0,0,0,0.006323293750000001,8.6712314400000032E-4,1.1754335952000002E-3,1.362371955046667E-3,3.4049286942466677E-3,0,0,0,0,0,0.4,null,"",""]
["1829_G_6","MISO_Lower Michigan","Michigan",26,"Hillsdale",59,"1829","6","Hillsdale",10745,1976,9999,"Combustion Turbine","","","","","","Fossil","G",2025,"NaturalGas","",0,0,0.010910738623914654,0.010910738623914654,0,0,0,0,0,0,0,0,0,0,0,0,0,0,1.0154247329032258,1.0154247329032258,0,0,0.6387146467216477,0.6387146467216477,0,0,7.642657875240776e-10,7.642657875240776e-10,0,0,0.005787874126771781,0.005787874126771781,0,0,0,0,0,0,0,0,0.11835129096774194,0,0,0.004792804739303226,0.004792804739303226,0,0,0.03717999222421099,0.03717999222421099,0,6,null,"",""]
["1867_G_11","MISO_Lower Michigan","Michigan",26,"Ottawa",139,"1867","11","Zeeland",18000,1980,9999,"Combustion Turbine","","","","","","Fossil","G",2025,"NaturalGas","",0,0,2.1307267341688708E-4,2.1307267341688708E-4,0,0,0,0,0,0,0,0,0,0,0,0,0,0,0.011837373935483873,0.011837373935483873,0,0,0.012473277591283525,0.012473277591283525,0,0,1.489055494990213E-11,1.489055494990213E-11,0,0,1.1302970103794784E-4,1.1302970103794784E-4,0,0,0,0,0,0,0,0,0.12624137703225807,0,0,5.5872404975483876E-5,5.5872404975483876E-5,0,0,7.2607750385791936E-4,7.2607750385791936E-4,0,6.4,null,"",""]
["187_G_2","SPP West (Oklahoma, Arkansas, Louisiana)","Arkansas",5,"Clark",19,"187","2","Degray",0,1972,9999,"Pumped Storage","","","","","","Non-Fossil","G",2025,"Pumps","",0,0,0,0,0,0,0,0,0,0,0,0,0,0,0,0,5.808790686,2.193594659,12.921891683999998,20.924277029,0,0,0,0,0,0,0,0,0,0,0,0,0,0,0,0,0,0,0,0,0.511987807,8.82754319118025e-05,3.33357709771414e-05,1.9637229695190097E-4,3.1798349984084486E-4,0,0,0,0,0,28,null,"",""]
["1902_G_3","MISO_Minnesota and Western Wisconsin","Minnesota",27,"Lake",75,"1902","3","Winton",0,1923,9999,"Hydro","","","","","","Non-Fossil","G",2025,"Hydro","",0,0,0,0,0,0,0,0,0,0,0,0,0,0,0,0,1.2944748911531785,2.1402813749502685,2.6889157074482752,6.123671973551722,0,0,0,0,0,0,0,0,0,0,0,0,0,0,0,0,0,0,0,0,0.0316164685689655,1.7993200987029177E-3,0.002974991111180873,3.7375928333531028E-3,0.008511904043236894,0,0,0,0,0,1.9999999999999991,null,"",""]
["1929_G_2","MISO_Minnesota and Western Wisconsin","Minnesota",27,"Watonwan",165,"1929","2","St James",10745,2002,9999,"Combustion Turbine","","","","","","Fossil","G",2025,"Oil","",0,0,0,0,0,0,0,0,0,0,0,0,0,0,0,0,0,0,0,0,0,0,0,0,0,0,0,0,0,0,0,0,0,0,0,0,0,0,0,0,0.03945043030529596,0,0,0,0,0,0,0,0,0,2,null,"",""]
["1969_G_6","MISO_Minnesota and Western Wisconsin","Minnesota",27,"Wright",171,"1969","6","Delano",23106,1989,9999,"Combustion Turbine","","","","","","Fossil","G",2025,"Oil","",0,0,0,0,0,0,0,0,0,0,0,0,0,0,0,0,0,0,0,0,0,0,0,0,0,0,0,0,0,0,0,0,0,0,0,0,0,0,0,0,0.04192347002291829,0,0,0,0,0,0,0,0,0,1.200000000000001,null,"",""]
["1982_G_4","MISO_Minnesota and Western Wisconsin","Minnesota",27,"Waseca",161,"1982","4","Janesville",10745,1998,9999,"Combustion Turbine","","","","","","Fossil","G",2025,"Oil","",0,0,0,0,0,0,0,0,0,0,0,0,0,0,0,0,0,0,0,0,0,0,0,0,0,0,0,0,0,0,0,0,0,0,0,0,0,0,0,0,0.03550538727476637,0,0,0,0,0,0,0,0,0,1.8000000000000005,null,"",""]
["1996_G_6","MISO_Minnesota and Western Wisconsin","Minnesota",27,"Carlton",17,"1996","6","Moose Lake",10745,2005,9999,"Combustion Turbine","","","","","","Fossil","G",2025,"Oil","",0,0,0,0,0,0,0,0,0,0,0,0,0,0,0,0,0,0,0,0,0,0,0,0,0,0,0,0,0,0,0,0,0,0,0,0,0,0,0,0,0.045367994851090346,0,0,0,0,0,0,0,0,0,2.3000000000000003,null,"",""]
["2002_G_4","MISO_Minnesota and Western Wisconsin","Minnesota",27,"Chisago",25,"2002","4","North Branch (MN)",10745,2003,9999,"Combustion Turbine","","","","","","Fossil","G",2025,"Oil","",0,0,0,0,0,0,0,0,0,0,0,0,0,0,0,0,0,0,0,0,0,0,0,0,0,0,0,0,0,0,0,0,0,0,0,0,0,0,0,0,0.03945043030529596,0,0,0,0,0,0,0,0,0,2,null,"",""]
["2012_G_9","MISO_Iowa","Minnesota",27,"Brown",15,"2012","9","Springfield (MN)",12283,2001,9999,"Combustion Turbine","","","","","","Fossil","G",2025,"Oil","",0,0,0,0,0,0,0,0,0,0,0,0,0,0,0,0,0,0,0,0,0,0,0,0,0,0,0,0,0,0,0,0,0,0,0,0,0,0,0,0,0.035505387169811324,0,0,0,0,0,0,0,0,0,1.8,null,"",""]
["2059_G_6","MISO_Mississippi","Mississippi",28,"Coahoma",27,"2059","6","L L Wilkins",13902,1996,9999,"Combined Cycle","","","","","","Fossil","G",2025,"NaturalGas","",0,0,3.0544351247167954E-3,3.0544351247167954E-3,0,0,0,0,0,0,0,0,0,0,0,0,0,0,0.21971192262857142,0.21971192262857142,0,0,0.1788066335348767,0.1788066335348767,0,0,2.1369717979080325E-10,2.1369717979080325E-10,0,0,1.0449847461540138E-4,1.0449847461540138E-4,0,0,0,0,0,0,0,0,0.23863307384761903,0,0,8.8205204041791481E-4,8.8205204041791481E-4,0,0,0.01145413059051115,0.01145413059051115,0,6.800000000000001,null,"",""]
["2098_G_7","SPP North- (Kansas, Missouri)","Missouri",29,"Buchanan",21,"2098","7","Lake Road (MO)",21739,1990,9999,"Combustion Turbine","","","","","","Fossil","G",2025,"Oil","",0,0,0,0,0,0,0,0,0,0,0,0,0,0,0,0,0,0,0,0,0,0,0,0,0,0,0,0,0,0,0,0,0,0,0,0,0,0,0,0,0.41620204001666666,0,0,0,0,0,0,0,0,0,21.1,null,"",""]
["2115_G_SG2","SPP North- (Kansas, Missouri)","Missouri",29,"Bates",13,"2115","SG2","Butler Municipal Power Plant",15847,2000,9999,"Combustion Turbine","","","","","","Fossil","G",2025,"",null,0,0,0,0,0,0,0,0,0,0,0,0,0,0,0,0,0,0,0,0,0,0,0,0,0,0,0,0,0,0,0,0,0,0,0,0,0,0,0,0,0.03550538575853571,0,0,0,0,0,0,0,0,0,1.8789472860110839,null,"",""]
["2138_G_12","MISO_Missouri","Missouri",29,"Clark",45,"2138","12","Kahoka",25000,1999,9999,"Combustion Turbine","","","","","","Fossil","G",2025,"Oil","",0,0,0,0,0,0,0,0,0,0,0,0,0,0,0,0,0,0,0,0,0,0,0,0,0,0,0,0,0,0,0,0,0,0,0,0,0,0,0,0,0.02169773666932726,0,0,0,0,0,0,0,0,0,1.1000000000000003,null,"",""]
["2140_G_2","SERC_Delta_AECI","Missouri",29,"Macon",121,"2140","2","La Plata",25000,2013,9999,"Combustion Turbine","","","","","","Fossil","G",2025,"",null,0,0,0,0,0,0,0,0,0,0,0,0,0,0,0,0,0,0,0,0,0,0,0,0,0,0,0,0,0,0,0,0,0,0,0,0,0,0,0,0,0.033532862182998724,0,0,0,0,0,0,0,0,0,2.0019536054756384,null,"",""]
["2167_B_2","SERC_Delta_AECI","Missouri",29,"New Madrid",143,"2167","2","New Madrid",9814,1977,9999,"Coal Steam","cyclone","wet","ESPC + SCR + Mercury Control","LNB + OFA","","Fossil","B",2025,"Coal","",9.244650883078604,12.531637863728774,17.340137520195636,39.116426267003014,0,0,0,0,9.244650883078604,12.531637863728774,17.340137520195636,39.116426267003014,0,0,0,0,941.9860284295232,1276.9143940933536,1766.8776767755633,3985.7780992984403,990.564342106119,1342.7649970771818,1857.9957351913522,4191.325074374653,2.593702303590825E-3,0.00351590756708978,0.004864992220879986,0.010974602091560592,2.8862262286583475,3.9124399988479817,1.353744536089363,8.152410763595693,2.414325679976631,3.2727525884127657,4.528536537909363,10.21561480629876,2.2580361665866986E-3,3.0608934702619716E-3,4.2354301887227944E-3,0.009554359825571465,25.37242885355286,3.7818340913977107,5.126486212783549,7.093564056889138,16.001884361070395,15.352733546867551,20.81148325242049,28.79703240035586,64.9612491996439,0,575,"SCR / Mercury Control","",""]
["2215_G_1","SPP Nebraska","Nebraska",31,"Nemaha",127,"2215","1","Auburn",10745,1982,9999,"Combustion Turbine","","","","","","Fossil","G",2025,"NaturalGas",null,0,0,7.4379849637595124E-4,7.4379849637595124E-4,0,0,0,0,0,0,0,0,0,0,0,0,0,0,0.06917465262637476,0.06917465262637476,0,0,0.04354196278011644,0.04354196278011644,0,0,5.208276681251872e-11,5.208276681251872e-11,0,0,4.0266947480293566E-4,4.0266947480293566E-4,0,0,0,0,0,0,0,0,0.04339547264795817,0,0,3.2650436039648889E-4,3.2650436039648889E-4,0,0,2.730945989076603E-3,2.730945989076603E-3,0,2.227543001133912,null,"",""]
["2225_G_3","SPP Nebraska","Nebraska",31,"Franklin",61,"2225","3","Campbell Village",12987,1946,9999,"Combustion Turbine","","","","","","Fossil","G",2025,"",null,0,0,0,0,0,0,0,0,0,0,0,0,0,0,0,0,0,0,0,0,0,0,0,0,0,0,0,0,0,0,0,0,0,0,0,0,0,0,0,0,1.9725213221109267E-8,0,0,0,0,0,0,0,0,0,1.0540539504615282E-6,null,"",""]
["2240_G_CTNWD","SPP Nebraska","Nebraska",31,"Dodge",53,"2240","CTNWD","Lon Wright",0,2017,9999,"Onshore Wind","","","","","","Non-Fossil","G",2025,"Wind","",0,0,0,0,0,0,0,0,0,0,0,0,0,0,0,0,43.59655901286124,56.94999840199075,54.13222611981148,154.67878353466347,0,0,0,0,0,0,0,0,0,0,0,0,0,0,0,0,0,0,0,0,1.442131561335621,0,0,0,0,0,0,0,0,0,40.90000000000001,null,"",""]
["2291_B_2","SPP Nebraska","Nebraska",31,"Douglas",55,"2291","2","North Omaha",10903,1957,9999,"O/G Steam","tangential","dry","","LNC1","","Fossil","B",2025,"","O/G Retirement",0,0,0,0,0,0,0,0,0,0,0,0,0,0,0,0,0,0,0,0,0,0,0,0,0,0,0,0,0,0,0,0,0,0,0,0,0,0,0,0,0,0,0,0,0,0,0,0,0,0,88.5,null,"",""]
["2299_G_5","SPP Nebraska","Nebraska",31,"Webster",181,"2299","5","Red Cloud",17054,1973,9999,"Combustion Turbine","","","","","","Fossil","G",2025,"",null,0,0,0,0,0,0,0,0,0,0,0,0,0,0,0,0,0,0,0,0,0,0,0,0,0,0,0,0,0,0,0,0,0,0,0,0,0,0,0,0,1.9725213221109267E-8,0,0,0,0,0,0,0,0,0,1.0540539504615282E-6,null,"",""]
["2310_G_4","SPP Nebraska","Nebraska",31,"Saunders",155,"2310","4","Wahoo",10745,1947,9999,"Combustion Turbine","","","","","","Fossil","G",2025,"NaturalGas",null,0,0,3.7189924818797562E-4,3.7189924818797562E-4,0,0,0,0,0,0,0,0,0,0,0,0,0,0,0.03458732631318738,0.03458732631318738,0,0,0.02177098139005822,0.02177098139005822,0,0,2.604138340625936e-11,2.604138340625936e-11,0,0,2.0133473740146783E-4,2.0133473740146783E-4,0,0,0,0,0,0,0,0,0.021697736323979085,0,0,1.6325218019824444E-4,1.6325218019824444E-4,0,0,1.3654729945383015E-3,1.3654729945383015E-3,0,1.113771500566956,null,"",""]
["2322_G_22","WECC_Southern Nevada","Nevada",32,"Clark",3,"2322","22","Clark (NVE)",10971,2008,9999,"Combustion Turbine","","","","","","Fossil","G",2025,"NaturalGas","",0,0.408256929431517,0.4016910530132548,0.8099479824447717,0,0,0,0,0,0,0,0,0,0,0,0,0,37.21237165113403,36.613896003151694,73.82626765428572,0,23.899360649366717,23.514994247882182,47.4143548972489,0,2.8578365243004419E-8,2.8118176730486009E-8,5.6696541973490431E-8,0,0.005301216250710152,5.215958310328896E-3,0.01051717456103905,0,0,0,0,0,0,0,0,1.0257111880412373,0,0.18106805662849615,0.17815599223401002,0.35922404886250614,0,1.4682885769720178,1.501038898156112,2.96932747512813,0,52.00000000000001,null,"",""]
["2364_G_GT1","ISONE_MA, VT, NH, RI (Rest of ISO New England)","New Hampshire",33,"Merrimack",13,"2364","GT1","Merrimack",15313,1968,9999,"Combustion Turbine","","","","","","Fossil","G",2025,"Oil","",0,0,0,0,0,0,0,0,0,0,0,0,0,0,0,0,0,0,0,0,0,0,0,0,0,0,0,0,0,0,0,0,0,0,0,0,0,0,0,0,0.3313836146561265,0,0,0,0,0,0,0,0,0,16.8,null,"",""]
["2398_G_1101","PJM_EMAAC","New Jersey",34,"Bergen",3,"2398","1101","Bergen Generating Station",7813,1995,9999,"Combined Cycle","","","","DLNB + H2O","","Fossil","G",2025,"NaturalGas","",0.1823417518807288,1.1493536365126422E-3,0.5708006218965518,0.7542917274137931,0,0,0,0,0,0,0,0,0,0,0,0,23.33825058413793,0.1471078505172414,73.05780393793104,96.54316237258621,10.67428615278828,0.06728316186689193,33.414668418275866,44.15623773293103,1.2765141013898696E-8,8.046243437716866e-11,3.9957068965517246E-8,5.28026724137931e-08,3.1471568560052904E-3,1.9837454339538248E-5,0.009851858448275862,0.013018852758620691,0,0,0,0,0,0,0,0,3.319379067241379,0.0892687439451145,5.9057687064886213E-4,0.2327915586489097,0.3226508794646731,0.7986156768284716,0.004056559723252721,1.8217590039655176,2.6244312405172416,0,110.00000000000001,null,"",""]
["2406_G_2201","PJM_EMAAC","New Jersey",34,"Union",39,"2406","2201","PSEG Linden Generating Station",7298,2006,9999,"Combined Cycle","","","SCR","DLNB + H2O","","Fossil","G",2025,"NaturalGas","",0.6522300583767375,0.019016039851067448,1.9376376855517075,2.6088837837795125,0,0,0,0,0,0,0,0,0,0,0,0,89.37106853590168,2.605650842037002,265.50256039726946,357.4792797752081,38.18154760952603,1.1131989726526728,113.42931011408302,152.72405669626173,4.5663295587972025E-8,1.331332460808464E-9,1.3563310235772359E-7,1.8262773040650409E-7,2.4879280054769274E-3,7.2536580445988838E-5,0.007391129888102457,0.009951594474025372,0,0,0,0,0,0,0,0,7.41629751573496,0.29839317234110374,0.01116410748146984,0.9176813043340294,1.227238584156603,2.8566202982541555,0.06711572393673869,6.184136392648782,9.107872414839676,0,188.3,"SCR","",""]
["2494_G_GT13","NY_Zone J (NYC)","New York",36,"Kings",47,"2494","GT13","Gowanus Gas Turbines Generating",17325,1971,9999,"Combustion Turbine","","","","","","Fossil","G",2025,"Oil","",0,0,0,0,0,0,0,0,0,0,0,0,0,0,0,0,0,0,0,0,0,0,0,0,0,0,0,0,0,0,0,0,0,0,0,0,0,0,0,0,0.35110882975204205,0,0,0,0,0,0,0,0,0,17.800000000000004,null,"",""]
["2494_G_GT34","NY_Zone J (NYC)","New York",36,"Kings",47,"2494","GT34","Gowanus Gas Turbines Generating",17319,1971,9999,"Combustion Turbine","","","","","","Fossil","G",2025,"NaturalGas","",0,0,9.867759454897946E-3,9.867759454897946E-3,0,0,0,0,0,0,0,0,0,0,0,0,0,0,0.5697649657640258,0.5697649657640258,0,0,0.5776586376766282,0.5776586376766282,0,0,6.906361859601783E-10,6.906361859601783E-10,0,0,4.4025254709909419E-4,4.4025254709909419E-4,0,0,0,0,0,0,0,0,0.3195484853961238,0,0,3.7004539373891136E-3,3.7004539373891136E-3,0,0,0.03289988006787346,0.03289988006787346,0,16.2,null,"",""]
["2500_G_GT24","NY_Zone J (NYC)","New York",36,"Queens",81,"2500","GT24","Ravenswood",16892,1969,9999,"Combustion Turbine","","","","","","Fossil","G",2025,"NaturalGas",null,0,0,1.3050187229794326E-4,1.3050187229794326E-4,0,0,0,0,0,0,0,0,0,0,0,0,0,0,0.00772564542857143,0.00772564542857143,0,0,7.6395758885589304E-3,7.6395758885589304E-3,0,0,9.146492719781381e-12,9.146492719781381e-12,0,0,7.5203111577452648E-6,7.5203111577452648E-6,0,0,0,0,0,0,0,0,0.028178878857142858,0,0,4.2954588582857151E-5,4.2954588582857151E-5,0,0,4.3510323192636022E-4,4.3510323192636022E-4,0,30.628571428571433,null,"",""]
["2545_G_4","NY_Zone C&E","New York",36,"Oswego",75,"2545","4","Bennetts Bridge",0,1966,9999,"Hydro","","","","","","Non-Fossil","G",2025,"Hydro","",0,0,0,0,0,0,0,0,0,0,0,0,0,0,0,0,7.893684558670188,10.68536015715388,13.193121720922832,31.7721664367469,0,0,0,0,0,0,0,0,0,0,0,0,0,0,0,0,0,0,0,0,0.11381928683276268,0.010972221536551561,0.014852650618443895,0.018338439192082754,0.04416331134707821,0,0,0,0,0,7.1999999999999975,null,"",""]
["2559_G_2","NY_Zone C&E","New York",36,"Lewis",49,"2559","2","Elmer",0,1916,9999,"Hydro","","","","","","Non-Fossil","G",2025,"Hydro","",0,0,0,0,0,0,0,0,0,0,0,0,0,0,0,0,1.0963450775930819,1.4840777996047059,1.832378016794838,4.4128008939926255,0,0,0,0,0,0,0,0,0,0,0,0,0,0,0,0,0,0,0,0,0.01580823428232815,0.001523919657854384,2.0628681414505416E-3,0.002547005443344827,6.133793242649753E-3,0,0,0,0,0,0.9999999999999998,null,"",""]
["2582_G_2","NY_Zone C&E","New York",36,"Oswego",75,"2582","2","Lighthouse Hill",0,1930,9999,"Hydro","","","","","","Non-Fossil","G",2025,"Hydro","",0,0,0,0,0,0,0,0,0,0,0,0,0,0,0,0,3.946842279335094,5.34268007857694,6.596560860461416,15.88608321837345,0,0,0,0,0,0,0,0,0,0,0,0,0,0,0,0,0,0,0,0,0.05690964341638134,5.4861107682757804E-3,0.007426325309221948,9.169219596041377E-3,0.022081655673539105,0,0,0,0,0,3.5999999999999988,null,"",""]
["2606_G_3","NY_Zone F (Capital)","New York",36,"Rensselaer",83,"2606","3","Schaghticoke",0,1908,9999,"Hydro","","","","","","Non-Fossil","G",2025,"Hydro","",0,0,0,0,0,0,0,0,0,0,0,0,0,0,0,0,4.225526496850557,5.68454459400023,6.5379184265514825,16.44798951740227,0,0,0,0,0,0,0,0,0,0,0,0,0,0,0,0,0,0,0,0,0.06007129028097732,0.005873481830622274,0.00790151698566032,0.00908770661290656,0.022862705429189153,0,0,0,0,0,3.8000000000000003,null,"",""]
["2621_G_2","NY_Zone C&E","New York",36,"Oswego",75,"2621","2","Varick",0,1926,9999,"Hydro","","","","","","Non-Fossil","G",2025,"Hydro","",0,0,0,0,0,0,0,0,0,0,0,0,0,0,0,0,1.5348831086303143,2.0777089194465876,2.5653292235127725,6.177921251589675,0,0,0,0,0,0,0,0,0,0,0,0,0,0,0,0,0,0,0,0,0.022131527995259408,0.002133487520996137,0.002888015398030757,3.5658076206827576E-3,0.008587310539709653,0,0,0,0,0,1.3999999999999995,null,"",""]
["2641_G_HY3","NY_Zone B (Genesee)","New York",36,"Monroe",55,"2641","HY3","Rochester 5",0,1927,9999,"Hydro","","","","","","Non-Fossil","G",2025,"Hydro","",0,0,0,0,0,0,0,0,0,0,0,0,0,0,0,0,18.94222027711265,25.455392307285056,30.98140437063097,75.37901695502867,0,0,0,0,0,0,0,0,0,0,0,0,0,0,0,0,0,0,0,0,0.2845482170936902,0.026329686185186586,0.03538299530712633,0.04306415207517715,0.10477683356749007,0,0,0,0,0,18,null,"",""]
["2692_G_12","NY_Zone A (West)","New York",36,"Niagara",63,"2692","12","Lewiston Niagara",0,1962,9999,"Pumped Storage","","","","","","Non-Fossil","G",2025,"Pumps","",0,0,0,0,0,0,0,0,0,0,0,0,0,0,0,0,0,0,0,0,0,0,0,0,0,0,0,0,0,0,0,0,0,0,0,0,0,0,0,0,0.36570557649999996,0,0,0,0,0,0,0,0,0,20,null,"",""]
["2707_G_5","SERC_VACAR","North Carolina",37,"Anson",7,"2707","5","Blewett",0,1912,9999,"Hydro","","","","","","Non-Fossil","G",2025,"Hydro","",0,0,0,0,0,0,0,0,0,0,0,0,0,0,0,0,4.805330668160024,5.4081728949213685,5.914407269234494,16.127910832315887,0,0,0,0,0,0,0,0,0,0,0,0,0,0,0,0,0,0,0,0,0.07904117141472866,6.679409628742433E-3,0.007517360323940703,0.008221026104235947,0.022417796056919084,0,0,0,0,0,4.999999999999998,null,"",""]
["2718_B_2","SERC_VACAR","North Carolina",37,"Gaston",71,"2718","2","G G Allen",10779,1957,9999,"Coal Steam","tangential","dry","ESPC + Wet Scrubber + SNCR","LNC3","Wet Scrubber","Fossil","B",2025,"Coal",null,0.0231934314208079,2.4825813690894085E-3,0.014800221179295033,0.04047623396919234,0.0231934314208079,2.4825813690894085E-3,0.014800221179295033,0.04047623396919234,0,0,0,0,0,0,0,0,2.151724322,0.230316533,1.3730593815,3.7551002365,2.415609553891641,0.2585623129532111,1.5414499556144878,4.215621822459339,4.9455935909041954E-6,5.2936705591789794E-7,3.1558935500971414E-6,8.6308541969192358E-6,2.6316443818897753E-3,2.8168627548087033E-4,1.6793157011727926E-3,0.004592646358543439,1.2686862586615642E-3,1.3579779601509428E-4,8.0957779156258687E-4,0.002214061846239245,1.1597718305422449E-5,1.2413980004337813E-6,7.3962149320011104E-6,2.0235331237857339E-5,0.1130367275,0.0106721580226328,0.001142327764885915,0.00681012272064955,0.018624608508168265,0.06434227081882798,0.006887075908760155,0.04105812296183736,0.1122874696894255,0,81,"Scrubber / SNCR","Wet Scrubber",""]
["2729_G_1","SERC_VACAR","North Carolina",37,"Catawba",35,"2729","1","Oxford Dam",0,1928,9999,"Hydro","","","","","","Non-Fossil","G",2025,"Hydro","",0,0,0,0,0,0,0,0,0,0,0,0,0,0,0,0,6.979055553957268,7.26991896534998,8.749512813983321,22.99848733329057,0,0,0,0,0,0,0,0,0,0,0,0,0,0,0,0,0,0,0,0,0.31616468569595896,0.009700887220000606,0.010105187361836474,0.012161822811436816,0.031967897393273895,0,0,0,0,0,20.000000000000004,null,"",""]
["2830_G_BECK2","PJM West","Ohio",39,"Clermont",25,"2830","BECK2","Walter C Beckjord",0,2015,9999,"Energy Storage","","","","","","Non-Fossil","G",2025,"EnerStor","",0,0,0,0,0,0,0,0,0,0,0,0,0,0,0,0,5.7839996011034741E-8,3.8559997340689835E-9,3.4029197653158777E-7,4.0198797227669148E-7,0,0,0,0,0,0,0,0,0,0,0,0,0,0,0,0,0,0,0,0,3.6776311360254383E-8,4.552082102806026e-10,3.034721401870696e-11,2.67814163715089E-9,3.1636970614501993E-9,0,0,0,0,0,9.9999993103448739E-7,null,"",""]
["2851_G_2","PJM West","Ohio",39,"Montgomery",113,"2851","2","Monument",10770,1968,9999,"Combustion Turbine","","","","","","Fossil","G",2025,"Oil","",0,0,0,0,0,0,0,0,0,0,0,0,0,0,0,0,0,0,0,0,0,0,0,0,0,0,0,0,0,0,0,0,0,0,0,0,0,0,0,0,0.06494943094285718,0,0,0,0,0,0,0,0,0,2.4000000000000017,null,"",""]
["2866_B_5","PJM_ATSI","Ohio",39,"Jefferson",81,"2866","5","FirstEnergy W H Sammis",11309,1967,9999,"Coal Steam","wall","dry","ESPC + Wet Scrubber + SNCR","LNB + OFA","Wet Scrubber","Fossil","B",2025,"Coal","",5.239814549009435,7.102859721990565,9.66261703,22.005291301,5.239814549009435,7.102859721990565,9.66261703,22.005291301,0,0,0,0,0,0,0,0,464.1321124876416,629.1568635943585,855.894958296,1949.1839343780002,544.3358454450001,737.8774793809998,1003.796749211,2286.010074037,1.0518069510849072E-3,1.4257827559150935E-3,0.0019396121115,0.004417201818500001,0.5205755750943395,0.7056691129056605,0.959981004,2.186225692,0.313801777783019,0.425375743216981,0.578674375,1.317851896,0.00261995773584906,3.5514982641509396E-3,0.004831346000000001,0.011002802,16.37338159,2.3105455481931716,3.132072854217406,4.2608219349710685,9.703440337381647,9.084246520754736,12.31420083924527,16.752042333,38.150489693000004,0,290,"Scrubber / SNCR","Wet Scrubber",""]
["2933_G_3A","PJM_ATSI","Ohio",39,"Lorain",93,"2933","3A","Oberlin (OH)",18000,2001,9999,"Combustion Turbine","","","","","","Fossil","G",2025,"NaturalGas","",0,4.0245671942446042E-4,0.002528574100719424,2.9310308201438845E-3,0,0,0,0,0,0,0,0,0,0,0,0,0,0.022358707625899286,0.1404763331798561,0.1628350408057554,0,0.023559817345323742,0.1480227216115108,0.17158253895683456,0,2.821223021582734e-11,1.7705683453237414E-10,2.0526906474820147E-10,0,2.1349320863309345E-4,1.3413450215827335E-3,1.5548382302158269E-3,0,0,0,0,0,0,0,0,0.06114816705755397,0,1.0553309999424462E-4,6.6304829260892088E-4,7.6858139260316553E-4,0,1.3460260215827338E-3,0.007712826316546763,0.009058852338129498,0,3.1000000000000005,null,"",""]
["2951_B_8","SPP West (Oklahoma, Arkansas, Louisiana)","Oklahoma",40,"Oklahoma",109,"2951","8","Horseshoe Lake",11881,1969,9999,"O/G Steam","tangential","","","","","Fossil","B",2025,"NaturalGas","",0,0,0,0,0,0,0,0,0,0,0,0,0,0,0,0,0,0,0,0,0,0,0,0,0,0,0,0,0,0,0,0,0,0,0,0,0,0,0,0,14.93969541,0,0,0,0,0,0,0,0,0,403,null,"",""]
["2975_G_9","SPP West (Oklahoma, Arkansas, Louisiana)","Oklahoma",40,"Payne",119,"2975","9","Cushing",10745,1965,9999,"Combustion Turbine","","","","","","Fossil","G",2025,"NaturalGas","",1.569337999006951E-4,3.4002323311817283E-4,9.6586870754716988E-4,1.462825740566038E-3,0,0,0,0,0,0,0,0,0,0,0,0,0.014605284990566042,0.031644784146226415,0.08989005566037736,0.1361401247971698,0.009186903889275077,0.019904958426762657,0.05654195066037736,0.08563381297641509,1.0989697120158891E-11,2.381101042701092e-11,6.756367924528302e-11,1.0236438679245284E-10,1.2945151340615683E-4,2.8047827904667338E-4,7.9672567924528293E-4,1.2066554716981131E-3,0,0,0,0,0,0,0,0,0.053258080882075474,6.89369451554717e-05,1.4936338117018869E-4,4.2428106271698112E-4,6.4258138904264156E-4,6.0373591437052135E-4,1.1926254111011766E-3,3.1503578349056606E-3,4.9467191603773586E-3,0,2.6999999999999997,null,"",""]
["3_G_A1CT2","SERC_Southeastern","Alabama",1,"Mobile",97,"3","A1CT2","Barry",7050,2000,9999,"Combined Cycle","","","SCR","DLNB","","Fossil","G",2025,"NaturalGas","",2.176628735801886,2.950541175198113,4.079984471,9.207154381999999,0,0,0,0,0,0,0,0,0,0,0,0,308.74166495490556,418.51647916109437,578.721201364,1305.97934548,127.4198463229246,172.72468057107537,238.84229084699996,538.9868177409999,1.5235386792452829E-7,2.065241320754717E-7,2.8557e-07,6.44448e-07,0.008453565849056629,0.011459278150943377,0.015845816000000002,0.03575866000000001,0,0,0,0,0,0,0,0,5.587679121,0.7088494427528326,0.9608848001760631,1.3287037276165459,2.9984379705454414,8.899387012859725,10.96830231914027,15.220924998000001,35.08861433,0,175.6,"SCR","",""]
["3008_B_1","SPP West (Oklahoma, Arkansas, Louisiana)","Oklahoma",40,"Woodward",153,"3008","1","Mooreland",11239,1964,9999,"O/G Steam","wall","dry","","","","Fossil","B",2025,"NaturalGas","",0,0,0,0,0,0,0,0,0,0,0,0,0,0,0,0,0,0,0,0,0,0,0,0,0,0,0,0,0,0,0,0,0,0,0,0,0,0,0,0,1.5999954068322981,0,0,0,0,0,0,0,0,0,49.99999999999999,null,"",""]
["3040_G_2","WECC_Pacific Northwest","Oregon",41,"Douglas",19,"3040","2","Toketee Falls",0,1949,9999,"Hydro","","","","","","Non-Fossil","G",2025,"",null,0,0,0,0,0,0,0,0,0,0,0,0,0,0,0,0,14.484818867911624,18.130176136323637,21.83242454416837,54.44741954840363,0,0,0,0,0,0,0,0,0,0,0,0,0,0,0,0,0,0,0,0,0.2371235140774004,0.020133898226397155,0.025200944829489855,0.030347070116394034,0.07568191317228104,0,0,0,0,0,15.032469373379394,null,"",""]
["3075_G_15","WECC_Pacific Northwest","Oregon",41,"Multnomah",51,"3075","15","Bonneville",0,1982,9999,"Hydro","","","","","","Non-Fossil","G",2025,"Hydro","",0,0,0,0,0,0,0,0,0,0,0,0,0,0,0,0,81.87157820351146,98.81743297545486,110.98978993139941,291.6788011103657,0,0,0,0,0,0,0,0,0,0,0,0,0,0,0,0,0,0,0,0,1.0512475801900376,0.11380149370288128,0.13735623183588164,0.1542758080046445,0.4054335335434074,0,0,0,0,0,66.50000000000001,null,"",""]
["3096_G_2A","PJM West","Pennsylvania",42,"Allegheny",3,"3096","2A","Brunot Island",11247,1973,9999,"Combined Cycle","","","SCR","H2O","","Fossil","G",2025,"NaturalGas","",0,0,0.07559377215573769,0.07559377215573769,0,0,0,0,0,0,0,0,0,0,0,0,0,0,6.721238757885245,6.721238757885245,0,0,4.425259430303279,4.425259430303279,0,0,5.2965983606557377E-9,5.2965983606557377E-9,0,0,1.3727421803278685E-3,1.3727421803278685E-3,0,0,0,0,0,0,0,0,1.4530510280819673,0,0,0.027701241253118604,0.027701241253118604,0,0,0.2388353941967213,0.2388353941967213,0,46,"SCR","",""]
["3120_G_1","PJM_PENELEC","Pennsylvania",42,"Tioga",117,"3120","1","Blossburg",13745,1971,9999,"Combustion Turbine","","","","","","Fossil","G",2025,"NaturalGas","",0,0,7.87059E-4,7.87059E-4,0,0,0,0,0,0,0,0,0,0,0,0,0,0,0.05726148,0.05726148,0,0,0.046074436,0.046074436,0,0,5.5000000000000004E-11,5.5000000000000004E-11,0,0,7.35e-05,7.35e-05,0,0,0,0,0,0,0,0,0.315603442,0,0,0.0003183738288,0.0003183738288,0,0,0.002213471,0.002213471,0,16,null,"",""]
["3139_G_CTG4","PJM_Western MAAC","Pennsylvania",42,"Lehigh",77,"3139","CTG4","TalenEnergy Martin Creek LLC Allentown",16333,1967,9999,"Combustion Turbine","","","","","","Fossil","G",2025,"",null,0,0,0,0,0,0,0,0,0,0,0,0,0,0,0,0,0,0,0,0,0,0,0,0,0,0,0,0,0,0,0,0,0,0,0,0,0,0,0,0,1.9725212627172792E-8,0,0,0,0,0,0,0,0,0,2.5679996712960431E-6,null,"",""]
["3164_G_5","PJM_EMAAC","Pennsylvania",42,"Lancaster",71,"3164","5","Muddy Run",0,1967,9999,"Pumped Storage","","","","","","Non-Fossil","G",2025,"Pumps","",0,0,0,0,0,0,0,0,0,0,0,0,0,0,0,0,18.623322431625873,8.82414130473114,61.936606320626176,89.38407005698318,0,0,0,0,0,0,0,0,0,0,0,0,0,0,0,0,0,0,0,0,2.4502273622056077,2.8301619392944621E-4,1.3409932067328769E-4,9.4124250117704367E-4,1.3583580157797777E-3,0,0,0,0,0,134,null,"",""]
["3175_G_4","PJM_Western MAAC","Pennsylvania",42,"Lancaster",71,"3175","4","Safe Harbor",0,1931,9999,"Hydro","","","","","","Non-Fossil","G",2025,"Hydro","",0,0,0,0,0,0,0,0,0,0,0,0,0,0,0,0,30.579429202212303,43.162984674489,37.96631540948972,111.70872928619103,0,0,0,0,0,0,0,0,0,0,0,0,0,0,0,0,0,0,0,0,0.5058634970544135,0.04250540659107516,0.05999654869753968,0.05277317841919069,0.15527513370780552,0,0,0,0,0,32,null,"",""]
["3236_G_G11A","ISONE_MA, VT, NH, RI (Rest of ISO New England)","Rhode Island",44,"Providence",7,"3236","G11A","Manchester Street",8070,1995,9999,"Combined Cycle","","","SCR","DLNB + STM","","Fossil","G",2025,"","CC Retirement",0,0,0,0,0,0,0,0,0,0,0,0,0,0,0,0,0,0,0,0,0,0,0,0,0,0,0,0,0,0,0,0,0,0,0,0,0,0,0,0,0,0,0,0,0,0,0,0,0,0,110.2,"SCR","",""]
["3270_G_1","SERC_VACAR","South Carolina",45,"Kershaw",55,"3270","1","Wateree Hydro",0,1919,9999,"Hydro","","","","","","Non-Fossil","G",2025,"Hydro","",0,0,0,0,0,0,0,0,0,0,0,0,0,0,0,0,13.546915425728933,15.555876235014193,16.54744213700306,45.65023379774619,0,0,0,0,0,0,0,0,0,0,0,0,0,0,0,0,0,0,0,0,0.2687399828348624,0.01883021244176325,0.021622667966669666,0.02300094457043425,0.06345382497886717,0,0,0,0,0,17,null,"",""]
["3289_G_2","SERC_VACAR","South Carolina",45,"Union",87,"3289","2","Neal Shoals",0,1905,9999,"Hydro","","","","","","Non-Fossil","G",2025,"Hydro","",0,0,0,0,0,0,0,0,0,0,0,0,0,0,0,0,0.49180207047177693,0.5211414336933797,0.5438140811880371,1.5567575853531936,0,0,0,0,0,0,0,0,0,0,0,0,0,0,0,0,0,0,0,0,0.017389057714285713,6.8360487795576992E-4,7.2438659283379783E-4,7.559015728513716E-4,2.1638930436409395E-3,0,0,0,0,0,1.1,null,"",""]
["3323_G_4","SERC_VACAR","South Carolina",45,"McCormick",65,"3323","4","J Strom Thurmond",0,1953,9999,"Hydro","","","","","","Non-Fossil","G",2025,"Hydro","",0,0,0,0,0,0,0,0,0,0,0,0,0,0,0,0,21.460453984222994,22.740717106620203,23.73006899729616,67.93124008813935,0,0,0,0,0,0,0,0,0,0,0,0,0,0,0,0,0,0,0,0,0.7587952457142856,0.02983003103806996,0.031609596778202076,0.03298479590624167,0.0944244237225137,0,0,0,0,0,47.99999999999999,null,"",""]
["3323_G_7","SERC_VACAR","South Carolina",45,"McCormick",65,"3323","7","J Strom Thurmond",0,1954,9999,"Hydro","","","","","","Non-Fossil","G",2025,"Hydro","",0,0,0,0,0,0,0,0,0,0,0,0,0,0,0,0,21.460453984222994,22.740717106620203,23.73006899729616,67.93124008813935,0,0,0,0,0,0,0,0,0,0,0,0,0,0,0,0,0,0,0,0,0.7587952457142856,0.02983003103806996,0.031609596778202076,0.03298479590624167,0.0944244237225137,0,0,0,0,0,47.99999999999999,null,"",""]
["3393_G_STG1","SERC_Central_TVA","Tennessee",47,"Shelby",157,"3393","STG1","Allen",7050,2018,9999,"Combined Cycle","","","SCR","","","Fossil","G",2025,"NaturalGas","",5.308941266719662,7.196564828219985,9.951351642764756,22.456857737704404,0,0,0,0,0,0,0,0,0,0,0,0,753.0413144170567,1020.7893373208989,1411.539240043844,3185.3698917817997,310.78542176037,421.28690505294776,582.5521251154879,1314.6244519288057,3.716282097664508E-7,5.03762684350078e-07,6.9660872022621434E-7,1.5719996143427432E-6,0.03102405535895862,0.04205483059769949,0.05815307264993822,0.13123195860659634,0,0,0,0,0,0,0,0,13.529168595093623,1.7207450540589022,2.3325655177242894,3.2254527333546927,7.278763305137884,21.39496320607521,26.01247152552378,34.618917616209764,82.02635234780877,0,428.3,"SCR","",""]
["3401_G_1","SERC_Central_TVA","Tennessee",47,"Sullivan",163,"3401","1","Fort Patrick Henry",0,1954,9999,"Hydro","","","","","","Non-Fossil","G",2025,"Hydro","",0,0,0,0,0,0,0,0,0,0,0,0,0,0,0,0,22.39412179382498,22.94366415065045,24.208794209147428,69.54658015362286,0,0,0,0,0,0,0,0,0,0,0,0,0,0,0,0,0,0,0,0,0.32248797938971424,0.031127829293416717,0.03189169316940415,0.03365022395071492,0.09666974641353579,0,0,0,0,0,20.4,null,"",""]
["3407_B_6","SERC_Central_TVA","Tennessee",47,"Roane",145,"3407","6","Kingston",11127,1955,9999,"Coal Steam","tangential","dry","ESPC + Cyclone + Wet Scrubber + SCR","LNC2","Wet Scrubber","Fossil","B",2025,"Coal","Coal Retirement",0.008255442477270695,0,0.01006392922727318,0.018319371704543876,0.008255442477270695,0,0.01006392922727318,0.018319371704543876,0,0,0,0,0,0,0,0,0.75720504,0,0.9230834262222222,1.6802884662222222,0.8576125161292882,0,1.0454868338140502,1.9030993499433384,1.6571481793294034E-6,0,2.0201661533693844E-6,3.6773143326987876E-6,2.4858202616581465E-4,0,3.0298668205125314E-4,5.5156870821706778E-4,4.9440781594878574E-4,0,6.0270805717864352E-4,1.0971158731274292E-3,4.12726674354106e-06,0,5.0284810729942246E-6,9.1557478165352851E-6,0.028257592555555554,4.4423707741431335E-3,0,0.005415546144206211,9.857916918349344E-3,0.01898564425766176,0,0.023144761163503884,0.04213040542116565,2.3712566666666667E-4,155.33333333333334,"Scrubber / SCR","Wet Scrubber",""]
["3426_G_2","SERC_Central_TVA","Tennessee",47,"Sumner",165,"3426","2","Old Hickory",0,1957,9999,"Hydro","","","","","","Non-Fossil","G",2025,"Hydro","",0,0,0,0,0,0,0,0,0,0,0,0,0,0,0,0,32.60731551204008,34.742856505001406,38.50898475187033,105.85915676891182,0,0,0,0,0,0,0,0,0,0,0,0,0,0,0,0,0,0,0,0,0.4584387942579843,0.04532416856173572,0.04829257054195196,0.05352748880509976,0.14714422790878745,0,0,0,0,0,28.999999999999996,null,"",""]
["3456_G_CT1","WECC_New Mexico","Texas",48,"El Paso",141,"3456","CT1","Newman",9123,1975,9999,"Combined Cycle","","","","","","Fossil","G",2025,"","CC Retirement",0,0,0,0,0,0,0,0,0,0,0,0,0,0,0,0,0,0,0,0,0,0,0,0,0,0,0,0,0,0,0,0,0,0,0,0,0,0,0,0,0,0,0,0,0,0,0,0,0,0,72,null,"",""]
["3469_G_55","ERCOT_Rest","Texas",48,"Harris",201,"3469","55","T H Wharton",16279,1975,9999,"Combustion Turbine","","","","H2O","","Fossil","G",2025,"NaturalGas","",0,0,0,0,0,0,0,0,0,0,0,0,0,0,0,0,0,0,0,0,0,0,0,0,0,0,0,0,0,0,0,0,0,0,0,0,0,0,0,0,1.144062479,0,0,0,0,0,0,0,0,0,58,null,"",""]
["3494_G_CT2","ERCOT_West","Texas",48,"Ward",475,"3494","CT2","Permian Basin",14093,1988,9999,"Combustion Turbine","","","","H2O","","Fossil","G",2025,"Oil","",0,0,0,0,0,0,0,0,0,0,0,0,0,0,0,0,0,0,0,0,0,0,0,0,0,0,0,0,0,0,0,0,0,0,0,0,0,0,0,0,1.2624137699688474,0,0,0,0,0,0,0,0,0,64,null,"",""]
["3595_G_2","ERCOT_Rest","Texas",48,"Llano",299,"3595","2","Buchanan Dam (TX)",0,1938,9999,"Hydro","","","","","","Non-Fossil","G",2025,"Hydro","",0,0,0,0,0,0,0,0,0,0,0,0,0,0,0,0,4.453208840952274,6.896848595859267,9.626941124047612,20.976998560859155,0,0,0,0,0,0,0,0,0,0,0,0,0,0,0,0,0,0,0,0,0.2892906873769262,0.006189960288923661,0.009586619548244382,0.013381448162426179,0.029158027999594223,0,0,0,0,0,18.3,null,"",""]
["3612_B_1","ERCOT_Rest","Texas",48,"Bexar",29,"3612","1","V H Braunig",11692,1966,9999,"O/G Steam","tangential","","","","","Fossil","B",2025,"","O/G Retirement",0,0,0,0,0,0,0,0,0,0,0,0,0,0,0,0,0,0,0,0,0,0,0,0,0,0,0,0,0,0,0,0,0,0,0,0,0,0,0,0,0,0,0,0,0,0,0,0,0,0,286.3333333333333,null,"",""]
["3666_G_8182","WECC_Utah","Utah",49,"Box Elder",3,"3666","8182","Brigham City",0,1964,9999,"Hydro","","","","","","Non-Fossil","G",2025,"Hydro","",0,0,0,0,0,0,0,0,0,0,0,0,0,0,0,0,0.3515286145139279,0.5012778123509959,0.779994972429194,1.6328013992941177,0,0,0,0,0,0,0,0,0,0,0,0,0,0,0,0,0,0,0,0,0.007904117141612202,4.8862477417435971E-4,6.9677615916788436E-4,1.0841930116765798E-3,0.002269593945018824,0,0,0,0,0,0.5,null,"",""]
["3717_G_1","ISONE_MA, VT, NH, RI (Rest of ISO New England)","Vermont",50,"Chittenden",7,"3717","1","Milton",0,1929,9999,"Hydro","","","","","","Non-Fossil","G",2025,"Hydro","",0,0,0,0,0,0,0,0,0,0,0,0,0,0,0,0,3.575682094498158,5.093418500941582,5.072748698957654,13.741849294397394,0,0,0,0,0,0,0,0,0,0,0,0,0,0,0,0,0,0,0,0,0.05532881998371334,0.00497019811135244,0.007079851716308799,7.0511206915511385E-3,0.019101170519212375,0,0,0,0,0,3.4999999999999996,null,"",""]
["3745_G_GEN2","ISONE_MA, VT, NH, RI (Rest of ISO New England)","Vermont",50,"Windham",25,"3745","GEN2","Bellows Falls",0,1928,9999,"Hydro","","","","","","Non-Fossil","G",2025,"Hydro","",0,0,0,0,0,0,0,0,0,0,0,0,0,0,0,0,16.039488252463165,22.847620132795093,22.754901306752906,61.642009692011165,0,0,0,0,0,0,0,0,0,0,0,0,0,0,0,0,0,0,0,0,0.248189278212657,0.0222948886709238,0.031758191984585175,0.031629312816386534,0.08568239347189552,0,0,0,0,0,15.699999999999998,null,"",""]
["377_G_9","WECC_LADWP","California",6,"Los Angeles",37,"377","9","Grayson",10745,2004,9999,"Combustion Turbine","","","SCR","","","Fossil","G",2025,"NaturalGas","",0,0.003938255999999999,0.146433265,0.150371521,0,0,0,0,0,0,0,0,0,0,0,0,0,0.366519879,13.628037778,13.994557657,0,0.230545512,8.572203389,8.802748901000001,0,2.76e-10,1.02305E-8,1.05065E-8,0,4.8100000000000004E-5,1.790182E-3,0.001838282,0,0,0,0,0,0,0,0,1.04852879,0,0.00189490777443,0.07045695531226,0.07235186308668999,0,0.015534622,0.622468193,0.638002815,0,48,"SCR","",""]
["3804_G_6ST","PJM_Dominion","Virginia",51,"Prince William",153,"3804","6ST","Possum Point",7223,2003,9999,"Combined Cycle","","","SCR","DLNB + H2O","","Fossil","G",2025,"NaturalGas","",2.509325320166404,1.396029837779928,4.711590874178891,8.616946032125224,0,0,0,0,0,0,0,0,0,0,0,0,347.40763119104156,193.27562477350594,652.3038729073883,1192.9871288719357,146.8959042357231,81.72358669984398,275.8165297841718,504.43602071973885,1.7566353419690068E-7,9.7728075820988571E-8,3.298228479427549E-7,6.0321445796064413E-7,0.013130001212151694,0.007304701911283011,0.024653293545617173,0.045087996669051875,0,0,0,0,0,0,0,0,8.411756369051878,0.7967170847331108,0.6141517459660728,1.49594192332841,2.9068107540275934,10.439924150081257,4.698207848519818,14.45376535177102,29.591897350372097,0,262,"SCR","",""]
["3833_G_5","PJM_Dominion","Virginia",51,"Mecklenburg",117,"3833","5","John H Kerr",0,1953,9999,"Hydro","","","","","","Non-Fossil","G",2025,"Hydro","",0,0,0,0,0,0,0,0,0,0,0,0,0,0,0,0,21.34943301495131,23.208800293215347,24.854611551666668,69.41284485983331,0,0,0,0,0,0,0,0,0,0,0,0,0,0,0,0,0,0,0,0,0.7398253644999999,0.029675711890782316,0.03226023240756933,0.03454791005681667,0.09648385435516832,0,0,0,0,0,46.8,null,"",""]
["3869_G_2","WECC_Pacific Northwest","Washington",53,"Spokane",63,"3869","2","Nine Mile",0,1908,9999,"Hydro","","","","","","Non-Fossil","G",2025,"Hydro","",0,0,0,0,0,0,0,0,0,0,0,0,0,0,0,0,7.1721143820143975,9.92600072757842,12.516952371117924,29.615067480710742,0,0,0,0,0,0,0,0,0,0,0,0,0,0,0,0,0,0,0,0,0.13911246169912456,0.009969238991000001,0.013797141011333988,0.017398563795853902,0.04116494379818789,0,0,0,0,0,8.8,null,"",""]
["3888_G_8A","WECC_Pacific Northwest","Washington",53,"Grant",25,"3888","8A","Wanapum",0,2018,9999,"Hydro","","","","","","Non-Fossil","G",2025,"Hydro","",0,0,0,0,0,0,0,0,0,0,0,0,0,0,0,0,116.46984030083516,142.89129222247598,207.88462796250636,467.24576048581747,0,0,0,0,0,0,0,0,0,0,0,0,0,0,0,0,0,0,0,0,1.928604582857143,0.16189307801816089,0.1986188961892416,0.28895963286788384,0.6494716070752864,0,0,0,0,0,122,null,"",""]
["3895_G_21","WECC_Pacific Northwest","Oregon",41,"Wasco",65,"3895","21","The Dalles",0,1973,9999,"Hydro","","","","","","Non-Fossil","G",2025,"Hydro","",0,0,0,0,0,0,0,0,0,0,0,0,0,0,0,0,105.87903346619528,127.79397347201682,143.53566818196015,377.20867512017224,0,0,0,0,0,0,0,0,0,0,0,0,0,0,0,0,0,0,0,0,1.3595081488171916,0.14717185651801187,0.1776336231261026,0.1995145787729237,0.5243200584170381,0,0,0,0,0,86.00000000000001,null,"",""]
["3918_G_51","WECC_Pacific Northwest","Washington",53,"Lewis",41,"3918","51","Mossyrock",0,1968,9999,"Hydro","","","","","","Non-Fossil","G",2025,"Hydro","",0,0,0,0,0,0,0,0,0,0,0,0,0,0,0,0,177.56877301815948,217.85065865764736,316.93885880689396,712.3582904827008,0,0,0,0,0,0,0,0,0,0,0,0,0,0,0,0,0,0,0,0,2.940331576173505,0.24682059449524194,0.3028124155341296,0.4405450137415836,0.9901780237709551,0,0,0,0,0,186.00000000000003,null,"",""]
["3925_G_5","WECC_Pacific Northwest","Washington",53,"Walla Walla",71,"3925","5","Ice Harbor",0,1975,9999,"Hydro","","","","","","Non-Fossil","G",2025,"Hydro","",0,0,0,0,0,0,0,0,0,0,0,0,0,0,0,0,70.90613082218778,98.13205264765028,123.74714275991583,292.7853262297539,0,0,0,0,0,0,0,0,0,0,0,0,0,0,0,0,0,0,0,0,1.375316382707254,0.09855952184284089,0.13640355318023373,0.17200852843628292,0.40697160345935757,0,0,0,0,0,87,null,"",""]
["3975_G_2","MISO_Wisconsin- Upper Michigan (WUMS)","Wisconsin",55,"Portage",97,"3975","2","Whiting",0,1891,9999,"Hydro","","","","","","Non-Fossil","G",2025,"Hydro","",0,0,0,0,0,0,0,0,0,0,0,0,0,0,0,0,0.6084038803122132,0.9084459808080052,1.2302496096604214,2.7470994707806398,0,0,0,0,0,0,0,0,0,0,0,0,0,0,0,0,0,0,0,0,0.007904117142857141,8.4568139363397625E-4,1.2627399133231273E-3,1.7100469574279856E-3,0.003818468264385089,0,0,0,0,0,0.4999999999999999,null,"",""]
["399_G_GT11","WECC_LADWP","California",6,"Los Angeles",37,"399","GT11","Harbor",11029,2002,9999,"Combustion Turbine","","","SCR","","","Fossil","G",2025,"NaturalGas","",0,0,3.7695195999999996E-3,3.7695195999999996E-3,0,0,0,0,0,0,0,0,0,0,0,0,0,0,0.3417825376,0.3417825376,0,0,0.22066767779999996,0.22066767779999996,0,0,2.6399999999999997E-10,2.6399999999999997E-10,0,0,4.7872826034552024E-5,4.7872826034552024E-5,0,0,0,0,0,0,0,0,1.0354221797999998,0,0,1.767015719392E-3,1.767015719392E-3,0,0,0.0160237228,0.0160237228,0,47.4,"SCR","",""]
["4015_G_5","MISO_Minnesota and Western Wisconsin","Wisconsin",55,"Chippewa",17,"4015","5","Wissota",0,1917,9999,"Hydro","","","","","","Non-Fossil","G",2025,"",null,0,0,0,0,0,0,0,0,0,0,0,0,0,0,0,0,3.443684035324244,5.175137159629061,7.012586796671489,15.631407991624796,0,0,0,0,0,0,0,0,0,0,0,0,0,0,0,0,0,0,0,0,0.04584387746245464,0.004786720809100699,0.007193440651884395,0.009747495647373369,0.021727657108358462,0,0,0,0,0,2.946325753085165,null,"",""]
["4040_G_ST2","MISO_Wisconsin- Upper Michigan (WUMS)","Wisconsin",55,"Ozaukee",89,"4040","ST2","Port Washington Generating Station",7050,2005,9999,"Combined Cycle","","","SCR","DLNB","","Fossil","G",2025,"NaturalGas","",2.189121078083614,0.27831149911756936,3.7868362465562133,6.254268823757397,0,0,0,0,0,0,0,0,0,0,0,0,310.51362808855293,39.47680838440118,537.1398930886153,887.1303295615694,128.1511478988294,16.292355156793338,221.68139387774116,366.1248969333639,1.5324507431909195E-7,1.9482643876174297E-8,2.6507242233727817E-7,4.3780014053254438E-7,0.010857864420436963,1.3804026439289128E-3,0.018782419364222935,0.03102068642858881,0,0,0,0,0,0,0,0,8.600361744008875,0.7475437760710952,0.1625177036484752,1.391180735416435,2.3012422151360052,9.561968214123205,1.0975231985735419,13.1164403993787,23.77593181207545,0,264.59999999999997,"SCR","",""]
["4053_G_HC6","MISO_Wisconsin- Upper Michigan (WUMS)","Wisconsin",55,"Columbia",21,"4053","HC6","Kilbourn",0,1937,9999,"Hydro","","","","","","Non-Fossil","G",2025,"Hydro","",0,0,0,0,0,0,0,0,0,0,0,0,0,0,0,0,2.8648037576116545,4.33099043394114,5.89821488079503,13.094009072347824,0,0,0,0,0,0,0,0,0,0,0,0,0,0,0,0,0,0,0,0,0.03793976228571428,3.9820772230802085E-3,0.006020076703178186,0.00819851868430507,0.018200672610563462,0,0,0,0,0,2.3999999999999995,null,"",""]
["4068_G_1","MISO_Wisconsin- Upper Michigan (WUMS)","Wisconsin",55,"Lincoln",69,"4068","1","Merrill",0,1917,9999,"Hydro","","","","","","Non-Fossil","G",2025,"Hydro","",0,0,0,0,0,0,0,0,0,0,0,0,0,0,0,0,0.24336155212488525,0.36337839232320207,0.49209984386416855,1.098839788312256,0,0,0,0,0,0,0,0,0,0,0,0,0,0,0,0,0,0,0,0,3.1616468571428564E-3,3.3827255745359048E-4,5.0509596532925089E-4,6.8401878297119428E-4,1.5273873057540356E-3,0,0,0,0,0,0.19999999999999996,null,"",""]
["4114_G_6","MISO_Minnesota and Western Wisconsin","Wisconsin",55,"Grant",43,"4114","6","Fennimore",13052,1999,9999,"Combustion Turbine","","","","","","Fossil","G",2025,"Oil","",0,0,0,0,0,0,0,0,0,0,0,0,0,0,0,0,0,0,0,0,0,0,0,0,0,0,0,0,0,0,0,0,0,0,0,0,0,0,0,0,0.0394504303155007,0,0,0,0,0,0,0,0,0,2.000000000000001,null,"",""]
["414_G_1","WECC_Northern California (not including BANC)","California",6,"Tuolumne",109,"414","1","Beardsley",0,1957,9999,"Hydro","","","","","","Non-Fossil","G",2025,"Hydro","",0,0,0,0,0,0,0,0,0,0,0,0,0,0,0,0,5.443124448600049,8.680279859094432,16.449029582704092,30.572433890398568,0,0,0,0,0,0,0,0,0,0,0,0,0,0,0,0,0,0,0,0,0.17389057709855188,7.565942983554068E-3,0.012065589004141246,0.022864151119958688,0.042495683107654,0,0,0,0,0,11.000000000000002,null,"",""]
["4180_G_3","WECC_Wyoming","Wyoming",56,"Carbon",7,"4180","3","Kortes",0,1950,9999,"Hydro","","","","","","Non-Fossil","G",2025,"Hydro","",0,0,0,0,0,0,0,0,0,0,0,0,0,0,0,0,4.919531646760257,8.899942854312986,23.351897860773946,37.17137236184719,0,0,0,0,0,0,0,0,0,0,0,0,0,0,0,0,0,0,0,0,0.19286045823661976,0.006838148988996756,0.012370920567495051,0.032459138026475785,0.05166820758296759,0,0,0,0,0,12.200000000000001,null,"",""]
["437_G_4","WECC_Northern California (not including BANC)","California",6,"Butte",7,"437","4","Edward C Hyatt",0,1968,9999,"Pumped Storage","","","","","","Non-Fossil","G",2025,"Pumps","",0,0,0,0,0,0,0,0,0,0,0,0,0,0,0,0,1.3417035323401407,41.32868515001116,51.8302362938496,94.50062497620091,0,0,0,0,0,0,0,0,0,0,0,0,0,0,0,0,0,0,0,0,2.055265339559289,2.0389693004496213E-5,6.2806661991747558E-4,7.8765731840838168E-4,1.4361136313303536E-3,0,0,0,0,0,112.4,null,"",""]
["445_G_4","WECC_Northern California (not including BANC)","California",6,"Shasta",89,"445","4","Shasta",0,1944,9999,"Hydro","","","","","","Non-Fossil","G",2025,"Hydro","",0,0,0,0,0,0,0,0,0,0,0,0,0,0,0,0,70.26578835989056,112.05452167126259,212.34201824128363,394.66232827243675,0,0,0,0,0,0,0,0,0,0,0,0,0,0,0,0,0,0,0,0,2.2447692690569547,0.09766944582024788,0.15575578512305502,0.29515540535538376,0.5485806362986867,0,0,0,0,0,142,null,"",""]
["457_G_HC2","WECC_San Diego Gas and Electric","California",6,"San Diego",73,"457","HC2","Bear Valley",0,1986,9999,"Hydro","","","","","","Non-Fossil","G",2025,"Hydro","",0,0,0,0,0,0,0,0,0,0,0,0,0,0,0,0,0.37183111693159265,0.6017381267472394,1.1789493581313866,2.1525186018102187,0,0,0,0,0,0,0,0,0,0,0,0,0,0,0,0,0,0,0,0,0.011065764014598538,5.1684525253491305E-4,8.3641599617866611E-4,1.6387396078026296E-3,2.9920008565162085E-3,0,0,0,0,0,0.6999999999999998,null,"",""]
["483_G_1","WECC_Southern California Edison","California",6,"Orange",59,"483","1","Coyote Creek",0,1984,9999,"Hydro","","","","","","Non-Fossil","G",2025,"Hydro","",0,0,0,0,0,0,0,0,0,0,0,0,0,0,0,0,1.2394167151441051,1.9956527464713099,3.8409555854228783,7.076025047038294,0,0,0,0,0,0,0,0,0,0,0,0,0,0,0,0,0,0,0,0,0.049005525605379185,1.7227892340503086E-3,2.7739573175951213E-3,0.005338928263737809,0.00983567481538324,0,0,0,0,0,3.099999957727273,null,"",""]
["50010_G_GEN5","PJM West","West Virginia",54,"Fayette",19,"50010","GEN5","Glen Ferris Hydro",0,1912,9999,"Hydro","","","","","","Non-Fossil","G",2025,"Hydro","",0,0,0,0,0,0,0,0,0,0,0,0,0,0,0,0,0.542734965248217,0.6521600059330814,0.6504412228550649,1.8453361940363633,0,0,0,0,0,0,0,0,0,0,0,0,0,0,0,0,0,0,0,0,0.006323293714285714,7.544016016950224E-4,9.065024082469819E-4,9.0411329976853954E-4,0.002565017309710544,0,0,0,0,0,0.4,null,"",""]
["50047_G_GEN4","ISONE_Maine","Maine",23,"Franklin",7,"50047","GEN4","International Paper Jay Hydro",0,1912,9999,"Hydro","","","","","","Non-Fossil","G",2025,"Hydro","",0,0,0,0,0,0,0,0,0,0,0,0,0,0,0,0,0.7798494012940955,1.018927228171946,1.146659486063363,2.945436115529404,0,0,0,0,0,0,0,0,0,0,0,0,0,0,0,0,0,0,0,0,0.00790411704760773,0.001083990667798794,1.4163088471590049E-3,1.593856685628075E-3,0.004094156200585874,0,0,0,0,0,0.49999999399279177,null,"",""]
["50127_G_GTC","ERCOT_West","Texas",48,"Wichita",485,"50127","GTC","Signal Hill Generating LLC",14659,1987,9999,"Combined Cycle","","","","","","Fossil","G",2025,"NaturalGas","",0,0,0,0,0,0,0,0,0,0,0,0,0,0,0,0,0,0,0,0,0,0,0,0,0,0,0,0,0,0,0,0,0,0,0,0,0,0,0,0,0.5944706147529567,0,0,0,0,0,0,0,0,0,19.7,null,"",""]
["50170_G_GEN1","WECC_Northern California (not including BANC)","California",6,"Kern",29,"50170","GEN1","Berry Cogen",8700,1986,9999,"Combustion Turbine","","","","","","Fossil","G",2025,"NaturalGas","",0,0.39839870899999996,0.47343235800000005,0.871831067,0,0,0,0,0,0,0,0,0,0,0,0,0,45.792955164999995,54.417512402,100.210467567,0,32.157912268000004,38.214471701,70.372383969,0,3.846795e-08,4.5663e-08,8.413095e-08,0,3.801423E-3,4.5173109999999995E-3,0.008318734,0,0,0,0,0,0,0,0,0.985494049,0,0.2546088307173999,0.30256136895512,0.5571701996725199,0,1.5506172470000001,1.9608849300000002,3.5115021770000006,0,35,null,"",""]
["502_G_5","WECC_Colorado","Colorado",8,"Prowers",99,"502","5","Holly",16469,2000,9999,"Combustion Turbine","","","","","","Fossil","G",2025,"",null,0,0,0,0,0,0,0,0,0,0,0,0,0,0,0,0,0,0,0,0,0,0,0,0,0,0,0,0,0,0,0,0,0,0,0,0,0,0,0,0,0.005917562902528823,0,0,0,0,0,0,0,0,0,0.4333332129629964,null,"",""]
["50229_B_TPCBLR","ERCOT_Rest","Texas",48,"Harris",201,"50229","TPCBLR","Texas Petrochemicals",8300,1972,9999,"O/G Steam","","","","","","Fossil","B",2025,"NaturalGas","",0.2545946796979076,0.4314522003020923,0.50389776,1.1899446399999998,0,0,0,0,0,0,0,0,0,0,0,0,30.674057964,51.98219309400001,60.71057347,143.366824528,22.5157726294751,38.1566482615249,44.563568016999994,105.235988908,2.69222527055823e-08,4.5624147294417716E-8,5.3278900000000005E-8,1.258253e-07,0.040842987540025674,0.06921510245997432,0.08083718299999998,0.19089527299999998,0,0,0,0,0,0,0,0,1.245897563,0.0269797056200143,0.045721510626498506,0.05339865374725442,0.12609986999376724,0.9943470014834528,1.5460240035165476,1.742055766,4.282426771000001,0,35,null,"",""]
["50350_G_GEN1","WECC_Northern California (not including BANC)","California",6,"Butte",7,"50350","GEN1","Forks of Butte Hydro Project",0,1992,9999,"Hydro","","","","","","Non-Fossil","G",2025,"Hydro","",0,0,0,0,0,0,0,0,0,0,0,0,0,0,0,0,7.3084553907400505,11.37572105738679,22.309670729990813,40.993847178117655,0,0,0,0,0,0,0,0,0,0,0,0,0,0,0,0,0,0,0,0,0.22921939710477945,0.01015875299312865,0.01581225226976763,0.03101044231468722,0.0569814475775835,0,0,0,0,0,14.500000000000004,null,"",""]
["50366_G_GN10","PJM West","Indiana",18,"St Joseph",141,"50366","GN10","University of Notre Dame",13469,2006,9999,"Combustion Turbine","","","","","","Fossil","G",2025,"Oil","",0,0,0,0,0,0,0,0,0,0,0,0,0,0,0,0,0,0,0,0,0,0,0,0,0,0,0,0,0,0,0,0,0,0,0,0,0,0,0,0,0.03353286585915492,0,0,0,0,0,0,0,0,0,1.6999999999999997,null,"",""]
["50396_B_BLR2","WECC_Pacific Northwest","Oregon",41,"Douglas",19,"50396","BLR2","Dillard Complex",11664,1977,9999,"Biomass","","","ESPC + Cyclone","","","Non-Fossil","B",2025,"","Biomass Retirement",0,0,0,0,0,0,0,0,0,0,0,0,0,0,0,0,0,0,0,0,0,0,0,0,0,0,0,0,0,0,0,0,0,0,0,0,0,0,0,0,0,0,0,0,0,0,0,0,0,0,13.299999999999999,null,"",""]
["50450_G_GEN1","NY_Zone C&E","New York",36,"Oswego",75,"50450","GEN1","Indeck Oswego Energy Center",9313,1990,9999,"Combined Cycle","","","","STM","","Fossil","G",2025,"NaturalGas","",0.063061172,0,0,0.063061172,0,0,0,0,0,0,0,0,0,0,0,0,6.771305907,0,0,6.771305907,3.691601004,0,0,3.691601004,4.41865e-09,0,0,4.41865e-09,3.773406E-3,0,0,3.773406E-3,0,0,0,0,0,0,0,0,1.059183684,0.0266682090736387,0,0,0.0266682090736387,0.271771143,0,0,0.271771143,0,35.1,null,"",""]
["50475_G_GEN1","ERCOT_Rest","Texas",48,"Nueces",355,"50475","GEN1","Corpus Christi",11996,1989,9999,"Combustion Turbine","","","","","","Fossil","G",2025,"NaturalGas","",0,0,0,0,0,0,0,0,0,0,0,0,0,0,0,0,0,0,0,0,0,0,0,0,0,0,0,0,0,0,0,0,0,0,0,0,0,0,0,0,0.6509321,0,0,0,0,0,0,0,0,0,33,null,"",""]
["505_G_2","WECC_Wyoming","Wyoming",56,"Fremont",13,"505","2","Boysen",0,1952,9999,"Hydro","","","","","","Non-Fossil","G",2025,"Hydro","",0,0,0,0,0,0,0,0,0,0,0,0,0,0,0,0,3.4678665706670664,6.273730208778007,16.461173901857045,26.202770681302116,0,0,0,0,0,0,0,0,0,0,0,0,0,0,0,0,0,0,0,0,0.13595081482253524,0.004820334533227222,0.00872048499020143,0.022881031723581295,0.036421851247009945,0,0,0,0,0,8.600000000000001,null,"",""]
["50568_G_GEN6","NY_Zone C&E","New York",36,"Monroe",55,"50568","GEN6","High Acres Gas Recovery",13500,2008,9999,"Landfill Gas","","","","","","Non-Fossil","G",2025,"LF Gas","",0.03568404330357496,0.05118258263672356,0.06738603934328359,0.1542526652835821,0,0,0,0,0,0,0,0,0,0,0,0,2.643262466936025,3.791302417541586,4.991558470208955,11.426123354686567,2.056435731535583,2.9496010547629252,3.883390061820896,8.889426848119404,0,0,0,0,4.296716055025406E-3,0.006162895350226227,0.008113952962645455,0.01857356436789709,0,0,0,0,0,0,0,0,0.4147703970149253,0.018336305970943382,0.026300256605619327,0.034626430226469246,0.07926299280303195,0,0,0,0,0,1.5999999999999999,null,"",""]
["50622_G_GEN2","WECC_Northern California (not including BANC)","California",6,"Kern",29,"50622","GEN2","Berry Cogen Tanne Hills 18",8700,1986,9999,"Combustion Turbine","","","","","","Fossil","G",2025,"NaturalGas","",0,0.07945326639864866,0.09428456416891892,0.17373783056756759,0,0,0,0,0,0,0,0,0,0,0,0,0,9.132559353702698,10.83730621778378,19.96986557148648,0,6.434900463722974,7.636083611128379,14.070984074851351,0,7.6915101351351348E-9,9.1286621621621632E-9,1.6820172297297298E-8,0,0.026045188099746555,0.03090696365711117,0.05695215175685772,0,0,0,0,0,0,0,0,0.13807650608783778,0,0.050519096911327034,0.059949341895267495,0.11046843880659453,0,0.3092419782162162,0.3905123462837838,0.6997543245,0,6.999999999999997,null,"",""]
["50636_G_5","MISO_Minnesota and Western Wisconsin","Minnesota",27,"Crow Wing",35,"50636","5","Brainerd Public Utilities",0,1940,9999,"Hydro","","","","","","Non-Fossil","G",2025,"Hydro","",0,0,0,0,0,0,0,0,0,0,0,0,0,0,0,0,0.6388479155853797,1.0818825659916678,1.4941004139914995,3.214830895568547,0,0,0,0,0,0,0,0,0,0,0,0,0,0,0,0,0,0,0,0,0.00948494056960681,8.8799860266368011E-4,1.5038167667284206E-3,2.0767995754481863E-3,0.004468614944840287,0,0,0,0,0,0.6000000000000005,null,"",""]
["50661_B_A","ISONE_MA, VT, NH, RI (Rest of ISO New England)","Massachusetts",25,"Essex",9,"50661","A","Covanta Haverhill",16454,1989,9999,"Municipal Solid Waste","","","Baghouse + Dry Scrubber + SNCR + Mercury Control","","Dry Scrubber","Non-Fossil","B",2025,"MSW","",0.6247287508873017,0.8915252111305326,1.1267543578799886,2.643008319897823,0,0,0,0,0,0,0,0,0,0,0,0,37.96819928823449,54.182886314441035,68.47905420347517,160.63013980615068,28.70628611327502,40.96558346572352,51.77436274326266,121.4462323222612,1.7954704306070907E-3,0.002562243457584003,3.2382920243883497E-3,0.007596005912579444,0.09370931243354746,0.1337287813848134,0.1690131536862827,0.39645124750464356,0.017998593702776587,0.02568506736424441,0.03246207655284116,0.07614573761986217,0,0,0,0,5.547554060159574,0.2633853156935372,0.375866564247052,0.47503904972828653,1.1142909296688757,0,0,0,0,0,21.4,"Scrubber / SNCR / Mercury Control","Dry Scrubber",""]
["50721_G_GEN3","MISO_Illinois","Illinois",17,"Tazewell",179,"50721","GEN3","Tazewell Gas Recovery",13500,1999,9999,"Landfill Gas","","","","","","Non-Fossil","G",2025,"LF Gas","",0.01852209684041432,0.025149534341403868,0.03197279890909091,0.0756444300909091,0,0,0,0,0,0,0,0,0,0,0,0,1.3720071743636368,1.8629284710909095,2.3683554718181825,5.603291117272729,1.0674099195431408,1.4493425155477686,1.842560426,4.35931286109091,0,0,0,0,0.0022302499841571,3.0282612735340665E-3,0.003849844824032233,0.0091083560817234,0,0,0,0,0,0,0,0,0.2073851985454546,0.009517610777647368,0.012923130742858365,0.01642927674509564,0.03887001826560137,0,0,0,0,0,0.8000000000000002,null,"",""]
["50806_B_RBF","SERC_VACAR","South Carolina",45,"Florence",41,"50806","RBF","Florence Mill",4867,1974,9999,"Non-Fossil Waste","wall","","ESPH","","","Non-Fossil","B",2025,"Non-Fossil","",0.11271976892732866,0.14875264339863342,0.19545618178349894,0.4569285941094611,0,0,0,0,0,0,0,0,0,0,0,0,23.1600100726103,30.56351829163916,40.15947849728247,93.88300686153194,0,0,0,0,0,0,0,0,0.008395857274646904,0.011079742046016349,0.014558411242349217,0.03403401056301247,0,0,0,0,0,0,0,0,3.7070104234639176,0.16066093938593012,0.2120190597620225,0.27858621478981394,0.6512662139377665,0,0,0,0,0,14.3,null,"",""]
["50837_B_UNIT3","WECC_Southern California Edison","California",6,"Los Angeles",37,"50837","UNIT3","Southeast Resource Recovery",19076,1988,9999,"Municipal Solid Waste","","","Baghouse + Wet Scrubber + SNCR + Mercury Control","NH3","Wet Scrubber","Non-Fossil","B",2025,"MSW","",0.28343615586687987,0.3921427564664536,0.5580363396666668,1.2336152520000003,0,0,0,0,0,0,0,0,0,0,0,0,14.85825936750576,20.556864973160906,29.253320360000004,64.66844470066667,14.247356088901359,19.71166124509865,28.050558392000006,62.009575726000016,8.9111863762921135E-4,1.2328904117041221E-3,1.7544571236666668E-3,3.8784661730000007E-3,0.018603729856885708,0.025738840143114304,0.03662749733333334,0.08097006733333335,0.001085196213121853,1.5014027868781473E-3,2.1366533333333337E-3,0.004723252333333334,0,0,0,0,2.410852933,0.10307171284205845,0.14260292750578754,0.2029302195664137,0.4486048599142597,0,0,0,0,0,9.299999999999999,"Scrubber / SNCR / Mercury Control","Wet Scrubber",""]
["50900_B_11PB","PJM_Dominion","Virginia",51,"Covington City",580,"50900","11PB","Covington Facility",12628,1994,9999,"O/G Steam","wall","dry","","FR + LNB","","Fossil","B",2025,"NaturalGas","",0.04692824069797509,0.025956268625885806,0.03930428338652604,0.11218879271038694,0,0,0,0,0,0,0,0,0,0,0,0,3.716205335923663,2.055453657190839,3.112470950458015,8.884129943572516,3.777362272401588,2.0892798958894887,3.1636923363344738,9.03033450462555,4.5181881187374771E-9,2.499034755362047E-9,3.7829261906668321E-9,1.0800149064766356E-8,1.0388707188090634E-3,5.746051214346636E-4,8.7009192638346476E-4,2.4835677666271917E-3,0,0,0,0,0,0,0,0,0.17817516932824426,3.2686293448495564E-3,1.8078969092278207E-3,0.002737608114738424,0.007814134368815801,0.19524262989882127,0.08735339462240801,0.12057390034518359,0.40316992486641284,0,6.699999999999999,null,"",""]
["50964_G_IND","WECC_Northern California (not including BANC)","California",6,"Lassen",35,"50964","IND","Amedee Geothermal Venture I",9771,1988,9999,"Geothermal","","","","","","Non-Fossil","G",2025,"Geothermal","",0.020051768096787298,0.026547367917378988,0.03407552865176498,0.08067466466593128,0,0,0,0,0,0,0,0,0,0,0,0,2.0521715377996284,2.716955062544775,3.4874146609405487,8.256541261284951,0,0,0,0,2.9780885975296921E-5,3.9428150828174978E-5,5.0608975160822122E-5,1.1981801196429401E-4,0,0,0,0,0,0,0,0,0,0,0,0,0.11081709559568044,0.002380518983847569,3.1516678725519386E-3,0.004045401006691036,0.009577587863090544,0,0,0,0,0,1.1,null,"",""]
["511_G_4","WECC_Colorado","Colorado",8,"Las Animas",71,"511","4","Trinidad (CO)",16963,1966,9999,"Combustion Turbine","","","","","","Fossil","G",2025,"NaturalGas","",0,0,8.94175e-05,8.94175e-05,0,0,0,0,0,0,0,0,0,0,0,0,0,0,0.00527133,0.00527133,0,0,0.0052345045,0.0052345045,0,0,6.2499999999999994E-12,6.2499999999999994E-12,0,0,4.745e-05,4.745e-05,0,0,0,0,0,0,0,0,0.037477909,0,0,2.48806776e-05,2.48806776e-05,0,0,0.000277262,0.000277262,0,1.9,null,"",""]
["52068_G_GEN3","PJM_EMAAC","New Jersey",34,"Passaic",31,"52068","GEN3","Great Falls Hydro Project",0,1985,9999,"Hydro","","","","","","Non-Fossil","G",2025,"Hydro","",0,0,0,0,0,0,0,0,0,0,0,0,0,0,0,0,1.2907538557073166,2.0763638207560975,2.1067936197804875,5.473911296243902,0,0,0,0,0,0,0,0,0,0,0,0,0,0,0,0,0,0,0,0,0.05216717321951218,0.00179414785943317,0.002886145710850976,2.9284431314948772E-3,0.007608736701779023,0,0,0,0,0,3.3,null,"",""]
["52088_G_GEN3","ERCOT_Rest","Texas",48,"Galveston",167,"52088","GEN3","Texas City Power Plant",5889,1987,9999,"Combined Cycle","","","","DLNB","","Fossil","G",2025,"NaturalGas","",0.8116079119739616,1.4596977679728242,2.0184582709534373,4.289763950900223,0,0,0,0,0,0,0,0,0,0,0,0,137.8176111421476,247.86852913034897,342.7505978311309,728.4367381036275,109.42415401901707,196.80216398506275,272.1364410219778,578.3627590260576,1.308505812115892E-7,2.3533814606113811E-7,3.2540343237250555E-7,6.9159215964523286E-7,0.05454227019884801,0.09809568006279283,0.13564591349002214,0.288283863751663,0,0,0,0,0,0,0,0,3.138322028203991,0.2943618176095431,0.5294173230717079,0.7320739935062912,1.5558531341875421,3.1698222853167444,5.23053949841718,6.978135537685143,15.378497321419065,0,104,null,"",""]
["52155_G_GEN1","WECC_Pacific Northwest","Oregon",41,"Linn",43,"52155","GEN1","Lacomb Irrigation District",0,1986,9999,"Hydro","","","","","","Non-Fossil","G",2025,"Hydro","",0,0,0,0,0,0,0,0,0,0,0,0,0,0,0,0,1.2311515519325031,1.4859764357211256,1.6690193974646528,4.3861473851182815,0,0,0,0,0,0,0,0,0,0,0,0,0,0,0,0,0,0,0,0,0.015808234288571994,1.7113006571861846E-3,2.0655072456523555E-3,2.3199369624758567E-3,0.006096744865314397,0,0,0,0,0,1,null,"",""]
["52193_B_HRSG 2","PJM_EMAAC","Delaware",10,"New Castle",3,"52193","HRSG 2","Delaware City Plant",5291,2000,9999,"Fossil Waste","","","SCR","STM","","Fossil","B",2025,"Fwaste","",0.03370627209056524,0.051802079409434744,0.11911776399999999,0.20462611549999996,0,0,0,0,0,0,0,0,0,0,0,0,6.370491875000001,9.790602920999996,22.513279795499997,38.6743745915,11.233219873886362,17.26397230661363,39.698131161999996,68.19532334249999,0,0,0,0,0.0007269265866606,1.1171899599529455E-3,0.002568970412217795,0.004413086958831341,2.7986558466268742E-3,0.004301163653373125,0.009890500999999998,0.016990320499999996,0,0,0,0,6.428941155,0.04419208824949276,0.06791739111990847,0.15617457286345848,0.26828405223285967,0,0,0,0,0,24.8,"SCR","",""]
["54103_G_HG1","MISO_Wisconsin- Upper Michigan (WUMS)","Wisconsin",55,"Wood",141,"54103","HG1","Port Edwards Mill",0,1913,9999,"Hydro","","","","","","Non-Fossil","G",2025,"Hydro","",0,0,0,0,0,0,0,0,0,0,0,0,0,0,0,0,0.4867231042497705,0.7267567846464041,0.9841996877283371,2.197679576624512,0,0,0,0,0,0,0,0,0,0,0,0,0,0,0,0,0,0,0,0,0.006323293714285713,0.000676545114907181,1.0101919306585018E-3,1.3680375659423886E-3,3.0547746115080713E-3,0,0,0,0,0,0.3999999999999999,null,"",""]
["54124_G_GEN1","ISONE_Maine","Maine",23,"Somerset",25,"54124","GEN1","Pittsfield Hydro",0,1986,9999,"Hydro","","","","","","Non-Fossil","G",2025,"",null,0,0,0,0,0,0,0,0,0,0,0,0,0,0,0,0,0.47976395055777465,0.6112433925459495,0.7013718054505755,1.7923791485543,0,0,0,0,0,0,0,0,0,0,0,0,0,0,0,0,0,0,0,0,0.006323293686724829,6.6687189127530679E-4,8.4962831563886992E-4,0.0009749068095763,2.4914070164904767E-3,0,0,0,0,0,0.40339486355444565,null,"",""]
["54134_G_WEH1","ISONE_Maine","Maine",23,"Penobscot",19,"54134","WEH1","Great Lakes Hydro America - ME",0,1940,9999,"Hydro","","","","","","Non-Fossil","G",2025,"",null,0,0,0,0,0,0,0,0,0,0,0,0,0,0,0,0,5.517285431414408,7.0292990142784175,8.065775762681618,20.612360208374444,0,0,0,0,0,0,0,0,0,0,0,0,0,0,0,0,0,0,0,0,0.07271787739733551,7.669026749666027E-3,0.009770725629847002,0.011211428310127447,0.028651180689640475,0,0,0,0,0,4.639040930876124,null,"",""]
["54239_G_5877","SERC_Southeastern","Georgia",13,"Camden",39,"54239","5877","Naval Submarine Base Kings Bay",14775,1989,9999,"Combustion Turbine","","","","","","Fossil","G",2025,"Oil","",0,0,0,0,0,0,0,0,0,0,0,0,0,0,0,0,0,0,0,0,0,0,0,0,0,0,0,0,0,0,0,0,0,0,0,0,0,0,0,0,0.04931303790786948,0,0,0,0,0,0,0,0,0,2.4999999999999996,null,"",""]
["54324_G_GEN3","ISONE_MA, VT, NH, RI (Rest of ISO New England)","Rhode Island",44,"Providence",7,"54324","GEN3","Ocean State Power II",8983,1991,9999,"Combined Cycle","","","SCR","NH3","","Fossil","G",2025,"Oil","",0,0,0,0,0,0,0,0,0,0,0,0,0,0,0,0,0,0,0,0,0,0,0,0,0,0,0,0,0,0,0,0,0,0,0,0,0,0,0,0,2.407010616093321,0,0,0,0,0,0,0,0,0,76.19999999999999,"SCR","",""]
["54365_G_APC3","FRCC","Florida",12,"Polk",105,"54365","APC3","Orange Cogeneration Facility",7328,1995,9999,"Combined Cycle","","","","LNB","","Fossil","G",2025,"NaturalGas","",0.08613420667715316,0.19838747432284676,0.44671360599999993,0.7312352869999998,0,0,0,0,0,0,0,0,0,0,0,0,11.754122046000003,27.072526416,60.959826334,99.786474796,5.633362575264064,12.974967975735934,29.216031868,47.824362418999996,6.7370132284682846E-9,1.5516936771531715E-8,3.493e-08,5.718395e-08,2.414857150593093E-3,0.005561987849406907,0.012524168,0.020501013,0,0,0,0,0,0,0,0,0.124103501,0.03745336218924051,0.0694148812719363,0.130202846589253,0.2370710900504298,0.36372906156677076,0.7681988214332292,1.7831375850000002,2.915065468,0,24.6,null,"",""]
["54477_G_GEN7","WECC_Northern California (not including BANC)","California",6,"Butte",7,"54477","GEN7","Oroville Cogeneration LP",13392,1990,9999,"Combustion Turbine","","","","","","Fossil","G",2025,"NaturalGas","",0,8.089379775364927e-10,4.5576252412047447E-9,5.3665632187412375E-9,0,0,0,0,0,0,0,0,0,0,0,0,0,6.0404569593382369E-8,3.4032447145265677E-7,4.0072904104603913E-7,0,4.7355229430146478E-8,2.6680338148262928E-7,3.1415861091277577E-7,0,5.661617887025042e-17,3.186942971889903e-16,3.753104760592407E-16,0,8.270227823251865e-11,4.659516447168085e-10,5.486539229493272e-10,0,0,0,0,0,0,0,0,1.9725213706005288E-8,0,2.851095684807648e-10,1.6063315052565397E-9,1.8914410737373044E-9,0,3.1484870716072079E-9,1.8876991614430945E-8,2.2025478686038153E-8,0,9.9999992670157654E-7,null,"",""]
["54539_G_GEN2","MISO_Lower Michigan","Michigan",26,"Shiawassee",155,"54539","GEN2","Venice Resources Gas Recovery",13500,1992,9999,"Landfill Gas","","","","","","Non-Fossil","G",2025,"LF Gas",null,0.016257804623101946,0.02351131743465059,0.030392642403282603,0.07016176446103514,0,0,0,0,0,0,0,0,0,0,0,0,1.2085586306756113,1.7477639978416346,2.2593019874570244,5.215624615974271,0.9369210225596738,1.354933712347372,1.7514975894774534,4.043352324384499,0,0,0,0,0.001957602253650823,0.002830997730835692,3.6595780752941213E-3,0.008448178059780636,0,0,0,0,0,0,0,0,0.2073851859766556,0.008383768586393966,0.012124235042981506,0.015672772961813946,0.036180776591189415,0,0,0,0,0,0.8554112035681529,null,"",""]
["54555_G_GEN1","WECC_Northern California (not including BANC)","California",6,"Calaveras",9,"54555","GEN1","Collierville Powerhouse",0,1989,9999,"Hydro","","","","","","Non-Fossil","G",2025,"Hydro","",0,0,0,0,0,0,0,0,0,0,0,0,0,0,0,0,62.59593117976166,99.82321824939942,189.16384019381954,351.5829896229806,0,0,0,0,0,0,0,0,0,0,0,0,0,0,0,0,0,0,0,0,1.9997416375753856,0.0870083443398687,0.1387542733666652,0.2629377378694087,0.4887003555759426,0,0,0,0,0,126.5,null,"",""]
["54639_G_SHL1","ISONE_MA, VT, NH, RI (Rest of ISO New England)","New Hampshire",33,"Coos",7,"54639","SHL1","Berlin Gorham",0,1916,9999,"Hydro","","","","","","Non-Fossil","G",2025,"Hydro","",0,0,0,0,0,0,0,0,0,0,0,0,0,0,0,0,1.0732296631980813,1.6540444946559174,1.574929265485516,4.302203423339515,0,0,0,0,0,0,0,0,0,0,0,0,0,0,0,0,0,0,0,0,0.01422741085863268,1.4917892318453408E-3,0.002299121847571717,0.002189151679024859,0.005980062758441917,0,0,0,0,0,0.9000000000000001,null,"",""]
["54661_G_GEN3","MISO_Wisconsin- Upper Michigan (WUMS)","Wisconsin",55,"Kenosha",59,"54661","GEN3","Pheasant Run Landfill Gas Recovery",13500,1996,9999,"Landfill Gas","","","","","","Non-Fossil","G",2025,"LF Gas","",0.016880830917320237,0.024101897490895644,0.028633033711495528,0.0696157621197114,0,0,0,0,0,0,0,0,0,0,0,0,1.2650394152494857,1.8061818436320167,2.1457424928247546,5.216963751706257,0.9728254053139853,1.3889682510450072,1.650093099791398,4.011886756150391,0,0,0,0,2.0326208713317313E-3,0.002902109506258216,3.447704231912038E-3,0.008382434609501985,0,0,0,0,0,0,0,0,0.2492765524913177,0.008775575665857351,0.01252947951188111,0.014885010995104383,0.036190066172842844,0,0,0,0,0,0.7999998884462318,null,"",""]
["54677_B_HRB","MISO_Amite South (including DSG)","Louisiana",22,"St Bernard",87,"54677","HRB","CII Carbon LLC",9196,1981,9999,"Non-Fossil Waste","","","Baghouse + Dry Scrubber + DSI","other","Dry Scrubber","Non-Fossil","B",2025,"Non-Fossil","",0.04771784831091984,0.08416205868908015,0.13110966400000001,0.262989571,0,0,0,0,0,0,0,0,0,0,0,0,5.188977467999999,9.152026792000003,14.257249267999999,28.598253528,0,0,0,0,0,0,0,0,0,0,0,0,0,0,0,0,0,0,0,0,0,0.035995925383781394,0.06348758990510232,0.09890250709196169,0.1983860223808454,0,0,0,0,0,46,"Scrubber / DSI","Dry Scrubber",""]
["54700_G_GEN5","MISO_Iowa-MidAmerican","Iowa",19,"Polk",153,"54700","GEN5","Metro Methane Recovery Facility",13500,1998,9999,"Landfill Gas","","","","","","Non-Fossil","G",2025,"LF Gas","",0.020641418652565725,0.02846015999029143,0.03569184,0.08479341864285717,0,0,0,0,0,0,0,0,0,0,0,0,1.5289939747857142,2.10816,2.6438400000000004,6.280993974785714,1.1895443160232895,1.6401305607624246,2.0568850472857148,4.886559924071429,0,0,0,0,2.485431743171276E-3,3.4268858282572954E-3,4.2976543571428575E-3,0.01020997192857143,0,0,0,0,0,0,0,0,0.20738519849999998,0.010606627869951214,0.014624301324307214,0.018340312316549146,0.04357124151080757,0,0,0,0,0,0.7999999999999999,null,"",""]
["54756_G_3-6","MISO_Lower Michigan","Michigan",26,"Ottawa",139,"54756","3-6","Coopersville",13500,1994,9999,"Landfill Gas","","","","","","Non-Fossil","G",2025,"LF Gas",null,0.016257804623101946,0.02351131743465059,0.030392642403282603,0.07016176446103514,0,0,0,0,0,0,0,0,0,0,0,0,1.2085586306756113,1.7477639978416346,2.2593019874570244,5.215624615974271,0.9369210225596738,1.354933712347372,1.7514975894774534,4.043352324384499,0,0,0,0,0.001957602253650823,0.002830997730835692,3.6595780752941213E-3,0.008448178059780636,0,0,0,0,0,0,0,0,0.2073851859766556,0.008383768586393966,0.012124235042981506,0.015672772961813946,0.036180776591189415,0,0,0,0,0,0.8554112035681529,null,"",""]
["54766_G_GEN22","PJM_Dominion","Virginia",51,"Dinwiddie",53,"54766","GEN22","Boydton Plank Road Cogen Plant",11084,2000,9999,"Combustion Turbine","","","","","","Fossil","G",2025,"","CT Retirement",0,0,0,0,0,0,0,0,0,0,0,0,0,0,0,0,0,0,0,0,0,0,0,0,0,0,0,0,0,0,0,0,0,0,0,0,0,0,0,0,0,0,0,0,0,0,0,0,0,0,0.3,null,"",""]
["54782_G_GEN9","NY_Zone C&E","New York",36,"Seneca",99,"54782","GEN9","Seneca Energy",13500,1998,9999,"Landfill Gas","","","","","","Non-Fossil","G",2025,"LF Gas","",0.01784202165178748,0.02559129131836178,0.033693019671641795,0.07712633264179106,0,0,0,0,0,0,0,0,0,0,0,0,1.3216312334680125,1.895651208770793,2.4957792351044774,5.713061677343283,1.0282178657677914,1.4748005273814626,1.941695030910448,4.444713424059702,0,0,0,0,0.002451226373306475,3.5158598857687497E-3,0.00462891548780436,0.010596001746879585,0,0,0,0,0,0,0,0,0.20738519850746265,9.168152985471691E-3,0.013150128302809663,0.017313215113234623,0.039631496401515975,0,0,0,0,0,0.7999999999999999,null,"",""]
["54839_G_GEN2","SERC_Southeastern","Georgia",13,"Lowndes",185,"54839","GEN2","Valdosta Water Treatment Plant",13469,2008,9999,"Combustion Turbine","","","","","","Fossil","G",2025,"Oil","",0,0,0,0,0,0,0,0,0,0,0,0,0,0,0,0,0,0,0,0,0,0,0,0,0,0,0,0,0,0,0,0,0,0,0,0,0,0,0,0,0.03353286577735125,0,0,0,0,0,0,0,0,0,1.7,null,"",""]
["54882_G_GEN1","SERC_VACAR","North Carolina",37,"Franklin",69,"54882","GEN1","CenturyLink Regional HQ",13469,1993,9999,"Combustion Turbine","","","","","","Fossil","G",2025,"Oil","",0,0,0,0,0,0,0,0,0,0,0,0,0,0,0,0,0,0,0,0,0,0,0,0,0,0,0,0,0,0,0,0,0,0,0,0,0,0,0,0,1.9725214926328822E-8,0,0,0,0,0,0,0,0,0,9.9999998816568083E-7,null,"",""]
["54899_G_1A","SERC_Central_TVA","North Carolina",37,"Graham",75,"54899","1A","Cheoah",0,2012,9999,"Hydro","","","","","","Non-Fossil","G",2025,"Hydro","",0,0,0,0,0,0,0,0,0,0,0,0,0,0,0,0,27.828676555462078,25.810870202343818,32.501216129957804,86.1407628877637,0,0,0,0,0,0,0,0,0,0,0,0,0,0,0,0,0,0,0,0,0.44263055999999995,0.03868186041209229,0.03587710958125791,0.04517669042064135,0.11973566041399154,0,0,0,0,0,28,null,"",""]
["54950_G_STG1","WECC_Pacific Northwest","Oregon",41,"Lane",39,"54950","STG1","Univ of Oregon Central Power Station",8762,2012,9999,"Combined Cycle","","","","","","Fossil","G",2025,"Oil","",0,0,0,0,0,0,0,0,0,0,0,0,0,0,0,0,0,0,0,0,0,0,0,0,0,0,0,0,0,0,0,0,0,0,0,0,0,0,0,0,0.03772021666666667,0,0,0,0,0,0,0,0,0,1.5,null,"",""]
["54985_G_GEN3","SERC_Southeastern","Alabama",1,"Houston",69,"54985","GEN3","Crestwood Dothan",10745,2002,9999,"Combustion Turbine","","","","","","Fossil","G",2025,"Oil","",0,0,0,0,0,0,0,0,0,0,0,0,0,0,0,0,0,0,0,0,0,0,0,0,0,0,0,0,0,0,0,0,0,0,0,0,0,0,0,0,0.02958782277108433,0,0,0,0,0,0,0,0,0,1.5,null,"",""]
["54995_B_504","MISO_Indiana (including parts of Kentucky)","Indiana",18,"Lake",89,"54995","504","Indiana Harbor E 5 AC Station",4136,2012,9999,"Fossil Waste","","","","","","Fossil","B",2025,"Fwaste","",0.07722668736139343,0.09949934213860656,0.1259228485,0.30264887799999995,0,0,0,0,0,0,0,0,0,0,0,0,18.671829636000002,24.056900908,30.4455629625,73.17429350649999,32.92442277065007,42.420030146349944,53.685289873749994,129.02974279075,0,0,0,0,0.005487738495522494,0.007070436254477505,0.00894810075,0.021506275499999998,0.008202908238254236,0.010568677761745764,0.01337534475,0.03214693075,0,0,0,0,0,0.12952644148119352,0.16688266915584726,0.21120080390092147,0.5076099145379622,0,0,0,0,0,22.5,null,"",""]
["55063_G_STG1","SERC_Central_TVA","Mississippi",28,"Panola",107,"55063","STG1","Batesville Generation Facility",7350,2000,9999,"Combined Cycle","","","SCR","LNB","","Fossil","G",2025,"NaturalGas","",1.2321725665046457,1.9195002352902257,2.316726937692308,5.46839973948718,0,0,0,0,0,0,0,0,0,0,0,0,167.6425260632024,261.1564946100028,315.2009438902563,743.9999645634615,72.13138204623161,112.36754377864014,135.62119492833332,320.1201207532051,8.6248703892003887E-8,1.3435975764645762E-7,1.6216987179487174E-7,3.8277833333333328E-7,0.015765644951637823,0.024560000779774636,0.029642514324554007,0.06996816005596647,0,0,0,0,0,0,0,0,3.4746872410256406,0.3830733348229455,0.5967584219245645,0.7202532647942732,1.700085021541783,4.965639173604942,6.938163749856595,8.05946587846154,19.963268801923075,0,109.99999999999999,"SCR","",""]
["55084_G_GE1","WECC_Northern California (not including BANC)","California",6,"Contra Costa",13,"55084","GE1","Crockett Cogen Project",6218,1995,9999,"Combined Cycle","","","SCR","LNB + NH3","","Fossil","G",2025,"NaturalGas","",2.7047127107547184,3.666388341245282,5.069852146999999,11.440953198999999,0,0,0,0,0,0,0,0,0,0,0,0,434.9811369200943,589.6410967139057,815.3509400979999,1839.9731737319999,227.03520297566052,307.7588307003395,425.56642221600003,960.3604558920001,2.7143575471698105E-7,3.6794624528301895E-7,5.089530000000001E-7,1.148335E-6,0.02429746047169809,0.03293655752830192,0.04554445100000001,0.10277846900000001,0,0,0,0,0,0,0,0,9.376356615,0.9939582671418119,1.3473656510144512,1.8631263260529176,4.2044502442091805,12.65483841941296,14.270038664587036,20.998557672,47.92343475599999,0,247.4,"SCR","",""]
["55094_G_UNT1","WECC_San Diego Gas and Electric","California",6,"San Diego",73,"55094","UNT1","MM San Diego-Miramar",10236,1997,9999,"Landfill Gas","","","","","","Non-Fossil","G",2025,"LF Gas","",0.027237268803563995,0.035177916196436,0.045527902249999995,0.10794308724999999,0,0,0,0,0,0,0,0,0,0,0,0,2.660928945,3.436685818500001,4.44782164225,10.545436405750001,2.088121662127186,2.696884528622812,3.4903572824999998,8.275363473249998,0,0,0,0,2.3387221465596656E-3,3.020544103440334E-3,0.00390923475,0.009268500999999998,0,0,0,0,0,0,0,0,0.414770397,0.01845885829076105,0.02384028203111588,0.0308545290362395,0.07315366935811643,0,0,0,0,0,1.6,null,"",""]
["55109_G_TG1","PJM_ComEd","Illinois",17,"Kane",89,"55109","TG1","Rocky Road Power LLC",12087,1999,9999,"Combustion Turbine","","","","DLNB","","Fossil","G",2025,"NaturalGas","",0,0,3.3546437794944595E-3,3.3546437794944595E-3,0,0,0,0,0,0,0,0,0,0,0,0,0,0,0.2775414670455622,0.2775414670455622,0,0,0.1963808428363972,0.1963808428363972,0,0,2.3432127684290026E-10,2.3432127684290026E-10,0,0,1.6407550724886158E-4,1.6407550724886158E-4,0,0,0,0,0,0,0,0,2.0159169890254445,0,0,1.8095703651370657E-3,1.8095703651370657E-3,0,0,0.011322045509907864,0.011322045509907864,0,102.20000000000003,null,"",""]
["55133_G_3093","MISO_Minnesota and Western Wisconsin","Minnesota",27,"Dakota",37,"55133","3093","Thomson Reuters Campus Bldg A-D",13469,1999,9999,"Combustion Turbine","","","","","","Fossil","G",2025,"Oil","",0,0,0,0,0,0,0,0,0,0,0,0,0,0,0,0,0,0,0,0,0,0,0,0,0,0,0,0,0,0,0,0,0,0,0,0,0,0,0,0,0.05589796003055772,0,0,0,0,0,0,0,0,0,1.6000000000000014,null,"",""]
["55149_G_U2","ISONE_Connecticut","Connecticut",9,"Windham",15,"55149","U2","Lake Road Generating Plant",7434,2002,9999,"Combined Cycle","","","SCR","DLNB + H2O","","Fossil","G",2025,"NaturalGas","",0.020541515623515277,0,1.3821783165448962,1.4027198321684116,0,0,0,0,0,0,0,0,0,0,0,0,2.7631847902702704,0,185.9265962403303,188.68978103060056,1.202500330936838,0,80.91271864526794,82.11521897620479,1.4374093134668733E-9,0,9.6752345316246434E-8,9.81897546297133e-08,6.2584101752773426E-5,0,0.004211201711609949,0.004273785813362723,0,0,0,0,0,0,0,0,8.686718102102102,0.011505253205175788,0,0.6205657414318609,0.6320709946370368,0.15223911138208168,0,4.423887498141819,4.576126609523901,0,275,"SCR","",""]
["55178_G_CT-1","SPP North- (Kansas, Missouri)","Missouri",29,"Cass",37,"55178","CT-1","Dogwood Energy Facility",7852,2001,9999,"Combined Cycle","","","SCR","","","Fossil","G",2025,"NaturalGas","",0.04722107984911822,0,0.8889458894036577,0.936166969252776,0,0,0,0,0,0,0,0,0,0,0,0,6.013891963591117,0,113.21267064109733,119.22656260468845,2.7643220055633577,0,52.038892388006204,54.803214393569554,3.3100421293272371E-9,0,6.2227261920313525E-8,6.5537304049640767E-8,3.6064158099281514E-4,0,0.006789109740039189,0.007149751321032004,0,0,0,0,0,0,0,0,5.692169461303069,0.024777971438940803,0,0.37763030779969387,0.40240827923863465,0.1897437306841933,0,2.9818386016257348,3.1715823323099284,0,180.2,"SCR","",""]
["55198_G_GTG2","PJM West","Kentucky",21,"Lawrence",127,"55198","GTG2","Riverside Generating LLC",11408,2001,9999,"Combustion Turbine","","","","DLNB","","Fossil","G",2025,"NaturalGas","",0.001607435,0,0.2761432303333333,0.2777506653333333,0,0,0,0,0,0,0,0,0,0,0,0,0.14090419766666668,0,24.206103615999996,24.347007813666664,0.09409925,0,16.165424684666664,16.259523934666664,1.125E-10,0,1.9325e-08,1.9437499999999998E-8,4.3569540153017857E-5,0,0.007484862412978181,0.007528431953131199,0,0,0,0,0,0,0,0,3.2546605006666667,6.4956835124333335E-4,0,0.11159013766975998,0.1122397060210033,0.006285166666666666,0,0.8724631033333333,0.87874827,0,165,null,"",""]
["55206_G_CT2","ERCOT_Rest","Texas",48,"Nueces",355,"55206","CT2","Corpus Christi Energy Center",5595,2002,9999,"Combined Cycle","","","","DLNB","","Fossil","G",2025,"NaturalGas","",1.495252056740556,2.026897232470531,2.8027770985927507,6.324926387803838,0,0,0,0,0,0,0,0,0,0,0,0,267.2479101227212,362.2693892774665,500.9431810075224,1130.46048040771,152.9738048183289,207.36449097595684,286.74194069176974,647.0802364860554,1.8293264513014484E-7,2.4797536339863995E-7,3.4286727505330491E-7,7.7377528358208975E-7,0.045221993390996515,0.06130092437446191,0.08476641234968016,0.1912893301151386,0,0,0,0,0,0,0,0,4.586778348827292,0.5708093466729501,0.7737637810455545,1.069954297266037,2.4145274249845414,5.8398682701598155,7.26298708489349,9.689652124179105,22.792507479232412,0,152,null,"",""]
["55218_G_H03","MISO_Mississippi","Mississippi",28,"Hinds",49,"55218","H03","Hinds Energy Facility",7143,2001,9999,"Combined Cycle","","","SCR","DLNB","","Fossil","G",2025,"NaturalGas","",1.8908113255076189,1.610670396492381,2.558476371,6.059958093,0,0,0,0,0,0,0,0,0,0,0,0,264.70829155846013,225.48934585253983,358.17952841600004,848.377165827,110.68809504496078,94.28864505303922,149.77320678400002,354.749946882,1.3235019365485928E-7,1.1274130634514074E-7,1.7908149999999995E-7,4.24173E-7,0.010094347809347488,0.008598778190652513,0.013658803999999998,0.03235193,0,0,0,0,0,0,0,0,5.161489956,0.604874493267623,0.5615336734752776,0.8530770155498802,2.019485182292781,7.71146521186304,5.996462322136958,9.594285384,23.302212918,0,163.4,"SCR","",""]
["55234_G_GT2","MISO_Missouri","Missouri",29,"Audrain",7,"55234","GT2","Audrain Generating Station",11924,2001,9999,"Combustion Turbine","","","","DLNB","","Fossil","G",2025,"NaturalGas","",0,0,0.02834504844652235,0.02834504844652235,0,0,0,0,0,0,0,0,0,0,0,0,0,0,2.377142609,2.377142609,0,0,1.6593191371518843,1.6593191371518843,0,0,1.9861875360343832E-9,1.9861875360343832E-9,0,0,3.6281663173995339E-4,3.6281663173995339E-4,0,0,0,0,0,0,0,0,1.47939113625,0,0,0.01549896981068,0.01549896981068,0,0,0.09537749245625032,0.09537749245625032,0,75,null,"",""]
["55247_G_GT6","PJM West","Ohio",39,"Pickaway",129,"55247","GT6","Darby Power, LLC",16297,2002,9999,"Combustion Turbine","","","","DLNB","","Fossil","G",2025,"Oil","",0,0,0,0,0,0,0,0,0,0,0,0,0,0,0,0,0,0,0,0,0,0,0,0,0,0,0,0,0,0,0,0,0,0,0,0,0,0,0,0,1.4300780988333335,0,0,0,0,0,0,0,0,0,72.5,null,"",""]
["55253_G_GT1","PJM_ComEd","Illinois",17,"Will",197,"55253","GT1","Crete Energy Venture LLC",13065,2002,9999,"Combustion Turbine","","","","DLNB","","Fossil","G",2025,"NaturalGas","",0,0,0,0,0,0,0,0,0,0,0,0,0,0,0,0,0,0,0,0,0,0,0,0,0,0,0,0,0,0,0,0,0,0,0,0,0,0,0,0,1.47939113675,0,0,0,0,0,0,0,0,0,75,null,"",""]
["55270_G_LM6","MISO_Lower Michigan","Michigan",26,"Jackson",75,"55270","LM6","Jackson Generating Station",8213,2002,9999,"Combined Cycle","","","","STM","","Fossil","G",2025,"NaturalGas","",0.31226885356997547,0.003910881595770403,0.3469670467127072,0.6631467818784531,0,0,0,0,0,0,0,0,0,0,0,0,38.021289840716285,0.47618185735001123,42.24607898585636,80.74355068392265,18.28021868394799,0.2289430085658223,20.31145091494475,38.82061260745856,2.1862095058113555E-8,2.738027319416918e-10,2.4291505524861879E-8,4.6427403314917124E-8,0.008720952697151622,1.0922195092771727E-4,0.00968999376699965,0.01852016841507899,0,0,0,0,0,0,0,0,1.3579278,0.09748788419463476,1.9116722199715133E-3,0.13461300564519807,0.23401256205980436,1.3077628224926972,0.0150825043028828,1.1823426826243093,2.5051880094198893,0,45,null,"",""]
["55294_G_GTG2","ISONE_Maine","Maine",23,"Cumberland",5,"55294","GTG2","Westbrook Energy Center Power Plant",7183,2001,9999,"Combined Cycle","","","SCR","","","Fossil","G",2025,"","CC Retirement",0,0,0,0,0,0,0,0,0,0,0,0,0,0,0,0,0,0,0,0,0,0,0,0,0,0,0,0,0,0,0,0,0,0,0,0,0,0,0,0,0,0,0,0,0,0,0,0,0,0,173.89999999999998,"SCR","",""]
["55308_G_GEN1","SERC_Central_TVA","Kentucky",21,"Marshall",157,"55308","GEN1","Calvert City",8700,2000,9999,"Combustion Turbine","","","","","","Fossil","G",2025,"NaturalGas","",0.07266154806968642,0.02478641593031359,0.133823547,0.23127151099999999,0,0,0,0,0,0,0,0,0,0,0,0,8.351902120000002,2.84901334,15.382016902,26.582932362,6.26013616309408,2.13546700890592,11.529531702,19.925134874,7.4817979094076646E-9,2.5522020905923345E-9,1.3779149999999999E-8,2.3813149999999998E-8,0.004183377881533104,1.4270401184668957E-3,0.007704815,0.013315233,0,0,0,0,0,0,0,0,0.453679949,0.03850226877320001,0.0131339514974,0.07091109791822,0.12254731818882002,0.29282508060915646,0.08959218139084345,0.465547447,0.847964709,0,23,null,"",""]
["55327_G_STG1","ERCOT_Rest","Texas",48,"Chambers",71,"55327","STG1","Baytown Energy Center",6658,2002,9999,"Combined Cycle","","","SCR","","","Fossil","G",2025,"NaturalGas","",0.5886952867938545,0.9150858382061456,4.532240584285715,6.036021709285715,0,0,0,0,0,0,0,0,0,0,0,0,88.41923800313958,137.44154970614608,680.7210249535715,906.581812662857,42.85779495337333,66.61945848448381,329.95310488642855,439.43035832428575,5.12594011043467e-08,7.9679170324224773E-8,3.9455589285714285E-7,5.2549446428571429E-7,3.675218303128969E-3,0.005712870982585315,0.028294638571428565,0.03768272785714285,0,0,0,0,0,0,0,0,8.68671810357143,0.294929744819738,0.45844775523878184,1.5554888084587024,2.3088663085172225,2.299212971512701,3.2790298959873,15.668686119285713,21.246928986785715,0,275,"SCR","",""]
["55372_G_STG2","WECC_Arizona","Arizona",4,"Maricopa",13,"55372","STG2","Harquahala Generating Project",7090,2004,9999,"Combined Cycle","","","SCR","DLNB","","Fossil","G",2025,"NaturalGas","",1.4323098983060147,1.9415756399259354,2.6847950903340685,6.058680628566018,0,0,0,0,0,0,0,0,0,0,0,0,202.01832131687559,273.8470577850982,378.67349653830956,854.5388756402832,83.84742143272481,113.65983794213852,157.16790460046934,354.6751639753327,1.002599899658428E-7,1.359079863981422E-7,1.879432487774475E-7,4.2411122514143248E-7,0.028198949503628862,0.03822524266047472,0.05285755640782737,0.11928174857193095,0,0,0,0,0,0,0,0,3.629468763414517,0.461624110895425,0.6257571281026864,0.8652918954066978,1.952673134404809,6.127897025992536,6.89715741336675,10.012446646465339,23.037501085824626,0,114.9,"SCR","",""]
["55382_G_2GT2","SERC_Southeastern","Georgia",13,"Murray",213,"55382","2GT2","Thomas A Smith Energy Facility",7403,2002,9999,"Combined Cycle","","","SCR","DLNB","","Fossil","G",2025,"NaturalGas","",1.4562445322464055,0.09617398575359455,3.533546248666667,5.085964766666667,0,0,0,0,0,0,0,0,0,0,0,0,196.71005433470214,12.991217851297888,477.3127446375,687.0140168234999,85.24855491609111,5.6300251259088645,206.85379740666667,297.7323774486666,1.0194215496148445E-7,6.73251170518222E-9,2.4734308333333336E-7,3.5601774999999997E-7,0.005901779833777921,3.8976811729485631E-4,0.014320528918094409,0.020612076869167186,0,0,0,0,0,0,0,0,6.633493823333333,0.5496622204486268,0.05352540864141188,1.1424072171667887,1.7455948462568274,5.9540166193942445,0.3575158886057527,13.182364497000002,19.493897004999997,0,210,"SCR","",""]
["554_G_4","ISONE_Connecticut","Connecticut",9,"New London",11,"554","4","Taftville",0,1949,9999,"Hydro","","","","","","Non-Fossil","G",2025,"Hydro","",0,0,0,0,0,0,0,0,0,0,0,0,0,0,0,0,0.3422237215818189,0.490381873799725,0.5063971143667992,1.339002709748343,0,0,0,0,0,0,0,0,0,0,0,0,0,0,0,0,0,0,0,0,6.323293579460691E-3,4.7569097299872827E-4,6.8163080458161771E-4,7.03891988969851E-4,1.861213766550197E-3,0,0,0,0,0,0.3999999914712155,null,"",""]
["55447_G_CT03","MISO_Missouri","Missouri",29,"Boone",19,"55447","CT03","Columbia Energy Center",13304,2001,9999,"Combustion Turbine","","","","DLNB","","Fossil","G",2025,"NaturalGas","",0,0,0,0,0,0,0,0,0,0,0,0,0,0,0,0,0,0,0,0,0,0,0,0,0,0,0,0,0,0,0,0,0,0,0,0,0,0,0,0,0.6903825305,0,0,0,0,0,0,0,0,0,35,null,"",""]
["55463_G_ST04","SPP West (Oklahoma, Arkansas, Louisiana)","Oklahoma",40,"Oklahoma",109,"55463","ST04","Redbud Power Plant",7158,2004,9999,"Combined Cycle","","","SCR","DLNB","","Fossil","G",2025,"NaturalGas","",0.25296386100082985,0,1.498778561292946,1.7517424222937759,0,0,0,0,0,0,0,0,0,0,0,0,35.340019669229875,0,209.38510216225228,244.72512183148217,14.808504411216596,0,87.7384969753112,102.54700138652778,1.7711908713692945E-8,0,1.0491477178423236E-7,1.2262668049792531E-7,1.445340003029736E-3,0,0.008563476177541827,0.010008816180571563,0,0,0,0,0,0,0,0,4.232800820647303,0.14445570627826768,0,0.5681068382356877,0.7125625445139554,0.9731707063286307,0,4.888541187517012,5.861711893845643,0,134,"SCR","",""]
["55480_G_U4","ERCOT_Rest","Texas",48,"Kaufman",257,"55480","U4","Forney Energy Center",7376,2003,9999,"Combined Cycle","","","","DLNB","","Fossil","G",2025,"NaturalGas","",0,0,0.33608812779283315,0.33608812779283315,0,0,0,0,0,0,0,0,0,0,0,0,0,0,45.56509325166294,45.56509325166294,0,0,19.67459900355823,19.67459900355823,0,0,2.3525166573348265E-8,2.3525166573348265E-8,0,0,5.678504964664018E-3,5.678504964664018E-3,0,0,0,0,0,0,0,0,5.039420947290034,0,0,0.1794542219749682,0.1794542219749682,0,0,1.1619108222290033,1.1619108222290033,0,167,null,"",""]
["55522_G_CT3","WECC_Arizona","Arizona",4,"Pinal",21,"55522","CT3","Sundance",10930,2002,9999,"Combustion Turbine","","","SCR","H2O","","Fossil","G",2025,"NaturalGas","",0,0.002661434849815643,0.1409648995063084,0.143626334356124,0,0,0,0,0,0,0,0,0,0,0,0,0,0.24349815910000003,12.897063085,13.140561244099999,0,0.15580039783822358,8.252085220307322,8.407885618145546,0,1.865017063285117E-10,9.8693402958855985E-9,1.0055842002214111E-8,0,2.0998679406239324E-5,1.1122131081011367E-3,1.133211787507376E-3,0,0,0,0,0,0,0,0,0.8956183412000001,0,1.2588854825470001E-3,0.06667781614945,0.067936701631997,0,0.009454349799083248,0.5257025166211036,0.5351568664201868,0,41,"SCR","",""]
["55566_G_AH30","MISO_Minnesota and Western Wisconsin","Minnesota",27,"Lincoln",81,"55566","AH30","Autumn Hills LLC",0,2001,9999,"Onshore Wind","","","","","","Non-Fossil","G",2025,"Wind","",0,0,0,0,0,0,0,0,0,0,0,0,0,0,0,0,1.63430599354876,2.2203309899542676,1.8502297574410858,5.704866740944113,0,0,0,0,0,0,0,0,0,0,0,0,0,0,0,0,0,0,0,0,0.06699388665535334,0,0,0,0,0,0,0,0,0,1.8999999989425354,null,"",""]
["55601_G_UNT2","WECC_San Diego Gas and Electric","California",6,"Orange",59,"55601","UNT2","Prima Plant",13500,1999,9999,"Landfill Gas","","","","","","Non-Fossil","G",2025,"LF Gas","",0.0568408531059401,0.061366691544944896,0.09501117412577778,0.21321871877666276,0,0,0,0,0,0,0,0,0,0,0,0,4.4903163611560615,4.847848756961856,7.505697138481501,16.84386225659942,3.275681524848207,3.5365010683456353,5.475398941164046,12.287581534357887,0,0,0,0,2.4867874813048058E-3,0.002684792925585317,0.004156739018825507,0.00932831942571563,0,0,0,0,0,0,0,0,0.6999248655128549,0.031149314808654453,0.03362951625895477,0.05206700468756816,0.1168458357551774,0,0,0,0,0,2.699999307692485,null,"",""]
["55640_G_3","PJM_ComEd","Illinois",17,"Will",197,"55640","3","University Park North",10745,2002,9999,"Combustion Turbine","","","SCR","H2O","","Fossil","G",2025,"NaturalGas","",0,0,0.04881108891666667,0.04881108891666667,0,0,0,0,0,0,0,0,0,0,0,0,0,0,4.542679288166665,4.542679288166665,0,0,2.8574011474166667,2.8574011474166667,0,0,3.4166666666666667E-9,3.4166666666666667E-9,0,0,0.000431246017543,0.000431246017543,0,0,0,0,0,0,0,0,0.9829957399999999,0,0,0.02348565191982166,0.02348565191982166,0,0,0.16473921416666665,0.16473921416666665,0,45,"SCR","",""]
["55690_G_CTG1","PJM_Western MAAC","Pennsylvania",42,"Northampton",95,"55690","CTG1","Bethlehem Power Plant",8107,2002,9999,"Combined Cycle","","","SCR","H2O + OFA","","Fossil","G",2025,"NaturalGas","",1.9689888573946563,0.5761589195065768,2.1604010362469133,4.705548813148146,0,0,0,0,0,0,0,0,0,0,0,0,242.87515200386406,71.06931287498607,266.48588087799646,580.4303457568466,115.26460770446259,33.72834314574369,126.46987667655378,275.46282752676007,1.3781882688970475E-7,4.0328083163205308E-8,1.5122542857142859E-7,3.2937233862433862E-7,0.005299504082798035,0.001550723121057057,5.814680642044075E-3,0.012664907845899166,0,0,0,0,0,0,0,0,3.727391767813051,0.5549844458241671,0.23705762212053358,0.6089363926231814,1.4009784605678821,7.064007769330809,1.7971958239143455,6.146008430037036,15.007212023282188,0,118,"SCR","",""]
["55719_G_GENI","WECC_Southern California Edison","California",6,"Riverside",65,"55719","GENI","Mountain View I&2",0,2001,9999,"Onshore Wind","","","","","","Non-Fossil","G",2025,"Wind","",0,0,0,0,0,0,0,0,0,0,0,0,0,0,0,0,14.922549256456278,30.754364507968205,55.17379675703823,100.85071052146272,0,0,0,0,0,0,0,0,0,0,0,0,0,0,0,0,0,0,0,0,1.5655413501595914,0,0,0,0,0,0,0,0,0,44.39999993162043,null,"",""]
["55748_G_CTG4","WECC_Northern California (not including BANC)","California",6,"Santa Clara",85,"55748","CTG4","Los Esteros Critical Energy Center",8378,2003,9999,"Combined Cycle","","","SCR","H2O","","Fossil","G",2025,"NaturalGas","",0.6628627263618715,0.07610646117488154,0.034852368866383536,0.7738215564031364,0,0,0,0,0,0,0,0,0,0,0,0,79.11944694977052,9.084084649788467,4.1599867416203855,92.36351834117936,38.80398400970846,4.455272238151717,2.040257676772297,45.29951392463247,4.6400485260391961E-8,5.3274631224894443E-9,2.4403789611238164E-9,5.416832734400522E-8,1.8021632514291367E-3,2.0691503997890038E-4,9.4754034629206167E-5,0.002103832326037243,0,0,0,0,0,0,0,0,1.4214629622672328,0.18079273263258444,0.03713206376959986,0.01713965486814157,0.23506445127032588,3.1014091326799242,0.2962157969345808,0.1443532192747468,3.541978148889252,0,45,"SCR","",""]
["55835_G_CTG2","WECC_Colorado","Colorado",8,"Weld",123,"55835","CTG2","Rocky Mountain Energy Center",7737,2004,9999,"Combined Cycle","","","SCR","DLNB","","Fossil","G",2025,"NaturalGas","",0.7863484007356956,0.20709118076430455,0.750134398,1.7435739795000003,0,0,0,0,0,0,0,0,0,0,0,0,101.63479393044788,26.766341054552115,96.954167935,225.35530291999999,46.03283537470624,12.123117720793761,43.912867625,102.06882072049999,5.50369509634884e-08,1.44944240365116E-8,5.2505249999999993E-8,1.2203662499999999E-7,0.005446516135840361,1.4343838641596395E-3,0.0051956885,0.0120765885,0,0,0,0,0,0,0,0,4.580269545,0.29674070805652525,0.10963005033655697,0.3233987156422257,0.729769474035308,3.190486701587763,0.7250840654122369,2.3259813585,6.2415521255,0,145,"SCR","",""]
["55880_G_P-31","WECC_Northern California (not including BANC)","California",6,"Sonoma",97,"55880","P-31","Sonoma Central Landfill Phase III",14103,2004,9999,"Landfill Gas","","","","","","Non-Fossil","G",2025,"LF Gas","",0.01623776215238393,0.021004880347616075,0.027082582,0.0643252245,0,0,0,0,0,0,0,0,0,0,0,0,1.151369472,1.489391073,1.920341907,4.561102452,0.9357660822218028,1.2104903622781973,1.5607421135,3.706998558,0,0,0,0,1.795674456885579E-3,2.3228525431144204E-3,0.00299488,7.1134069999999995E-3,0,0,0,0,0,0,0,0,0.2415853055,0.00798704751733095,0.01033190262659625,0.0133214076226011,0.03164035776652829,0,0,0,0,0,0.7,null,"",""]
["55928_G_8","SERC_Central_TVA","Tennessee",47,"Warren",177,"55928","8","McMinnville",10745,2001,9999,"Combustion Turbine","","","","","","Fossil","G",2025,"Oil","",0,0,0,0,0,0,0,0,0,0,0,0,0,0,0,0,0,0,0,0,0,0,0,0,0,0,0,0,0,0,0,0,0,0,0,0,0,0,0,0,0.03550538727272728,0,0,0,0,0,0,0,0,0,1.8000000000000005,null,"",""]
["55990_G_7","PJM_ATSI","Ohio",39,"Ashtabula",7,"55990","7","Ashtabula",5500,2001,9999,"Combined Cycle","","","","","","Fossil","G",2025,"NaturalGas","",0.006769068113207551,0.009175847886792453,0.012688378,0.028633294000000004,0,0,0,0,0,0,0,0,0,0,0,0,1.2307464000000001,1.6683451200000001,2.306974392,5.206065912,1.3944869936320772,1.8903045913679226,2.613898188,5.898689772999999,1.6676766509433961E-9,2.2606283490566032E-9,3.1237549999999996E-9,7.0520599999999985E-9,2.9273646226415066E-4,3.9682053773584916E-4,0.000548636,1.2381929999999998E-3,0,0,0,0,0,0,0,0,0.021123321,2.6287260700429203E-3,0.003563384228280411,0.00492741943195757,0.011119529730280901,0.025248640595124952,0.03068899140487505,0.03870290299999999,0.094640535,0,0.7,null,"",""]
["56005_G_PV-1","PJM_EMAAC","Virginia",51,"Rockingham",165,"56005","PV-1","Pleasant Valley (VA)",16038,1997,9999,"Combustion Turbine","","","","","","Fossil","G",2025,"Oil","",0,0,0,0,0,0,0,0,0,0,0,0,0,0,0,0,0,0,0,0,0,0,0,0,0,0,0,0,0,0,0,0,0,0,0,0,0,0,0,0,0.177526936,0,0,0,0,0,0,0,0,0,9,null,"",""]
["56039_G_G1","WECC_Southern California Edison","California",6,"Los Angeles",37,"56039","G1","H. Gonzales",13806,1987,9999,"Combustion Turbine","","","","","","Fossil","G",2025,"NaturalGas","",0,0,6.0032541545245778E-4,6.0032541545245778E-4,0,0,0,0,0,0,0,0,0,0,0,0,0,0,0.04348293494558824,0.04348293494558824,0,0,0.0351430489209722,0.0351430489209722,0,0,4.203117794336986e-11,4.203117794336986e-11,0,0,2.5970076375529419E-5,2.5970076375529419E-5,0,0,0,0,0,0,0,0,0.10651616183382355,0,0,2.0373673386785111E-4,2.0373673386785111E-4,0,0,2.4844704864707312E-3,2.4844704864707312E-3,0,5.4,null,"",""]
["56108_G_U-1","MISO_Louisiana","Louisiana",22,"Lafayette",55,"56108","U-1","T J Labbe Electric Generating",17832,2005,9999,"Combustion Turbine","","","","H2O","","Fossil","G",2025,"NaturalGas","",0,0,1.5108086377120427E-3,1.5108086377120427E-3,0,0,0,0,0,0,0,0,0,0,0,0,0,0,0.084724574,0.084724574,0,0,0.08844273561172017,0.08844273561172017,0,0,1.057470349081733e-10,1.057470349081733e-10,0,0,6.9633009364452561E-5,6.9633009364452561E-5,0,0,0,0,0,0,0,0,0.9270851125,0,0,0.00039989998928,0.00039989998928,0,0,0.005192267911509884,0.005192267911509884,0,47,null,"",""]
["56125_G_4152","WECC_Southern California Edison","California",6,"Ventura",111,"56125","4152","Springville Hydroelectric",0,1994,9999,"Hydro","","","","","","Non-Fossil","G",2025,"Hydro","",0,0,0,0,0,0,0,0,0,0,0,0,0,0,0,0,0.39981184359487254,0.643758950474616,1.2390179307815734,2.282588724851062,0,0,0,0,0,0,0,0,0,0,0,0,0,0,0,0,0,0,0,0,0.01580823406625135,5.5573846259687363E-4,8.9482494115971647E-4,1.7222349237863896E-3,0.00317279832754298,0,0,0,0,0,0.9999999863636363,null,"",""]
["56148_G_7","SPP_WAUE","South Dakota",46,"Stanley",117,"56148","7","Ft. Pierre",13770,2004,9999,"Combustion Turbine","","","","","","Fossil","G",2025,"Oil","",0,0,0,0,0,0,0,0,0,0,0,0,0,0,0,0,0,0,0,0,0,0,0,0,0,0,0,0,0,0,0,0,0,0,0,0,0,0,0,0,0.03945042535214775,0,0,0,0,0,0,0,0,0,1.9999997484277046,null,"",""]
["56184_G_IC10","WECC_Northern California (not including BANC)","California",6,"Tehama",103,"56184","IC10","Red Bluff",10745,2001,9999,"Combustion Turbine","","","","","","Fossil","G",2025,"NaturalGas","",0,1.8173318393192143E-3,0.010239001867300325,0.01205633370661954,0,0,0,0,0,0,0,0,0,0,0,0,0,0.16913279486147065,0.952908520067439,1.1220413149289097,0,0.10638660637958386,0.5993911690028663,0.70577777538245,0,1.2719193230961428E-10,7.15967489936377e-10,8.431594222459914e-10,0,1.8579605308419625E-4,0.001046790709599007,1.2325867626832034E-3,0,0,0,0,0,0,0,0,0.05523059837681481,0,7.9830679174614145E-4,0.004497728214718311,0.005296035006464452,0,0.00707328121538041,0.04240839080882388,0.04948167202420429,0,2.7999997947644144,null,"",""]
["56207_G_1","MISO_Minnesota and Western Wisconsin","Minnesota",27,"Jackson",63,"56207","1","DL Windy Acres LLC",0,2003,9999,"Onshore Wind","","","","","","Non-Fossil","G",2025,"Wind","",0,0,0,0,0,0,0,0,0,0,0,0,0,0,0,0,1.720322098472379,2.3371905157413346,1.947610270990617,6.00512288520433,0,0,0,0,0,0,0,0,0,0,0,0,0,0,0,0,0,0,0,0,0.07051988068984563,0,0,0,0,0,0,0,0,0,1.9999999988868795,null,"",""]
["56247_G_2","MISO_Minnesota and Western Wisconsin","Minnesota",27,"Dakota",37,"56247","2","West Group Data Center F",13469,2004,9999,"Combustion Turbine","","","","","","Fossil","G",2025,"Oil","",0,0,0,0,0,0,0,0,0,0,0,0,0,0,0,0,0,0,0,0,0,0,0,0,0,0,0,0,0,0,0,0,0,0,0,0,0,0,0,0,0.020961735011459145,0,0,0,0,0,0,0,0,0,0.6000000000000005,null,"",""]
["56255_G_2","WECC_Pacific Northwest","Washington",53,"Columbia",13,"56255","2","Hopkins Ridge Wind",0,2008,9999,"Onshore Wind","","","","","","Non-Fossil","G",2025,"Wind","",0,0,0,0,0,0,0,0,0,0,0,0,0,0,0,0,3.8237972323739955,6.436524277466098,7.650528702080622,17.910850211920714,0,0,0,0,0,0,0,0,0,0,0,0,0,0,0,0,0,0,0,0,0.25387157072547956,0,0,0,0,0,0,0,0,0,7.199999999999999,null,"",""]
["563_G_11","ISONE_Connecticut","Connecticut",9,"Hartford",3,"563","11","South Meadow",16589,1970,9999,"Combustion Turbine","","","","","","Fossil","G",2025,"","CT Retirement",0,0,0,0,0,0,0,0,0,0,0,0,0,0,0,0,0,0,0,0,0,0,0,0,0,0,0,0,0,0,0,0,0,0,0,0,0,0,0,0,0,0,0,0,0,0,0,0,0,0,37.1,null,"",""]
["56322_G_1","WECC_Pacific Northwest","Washington",53,"Kittitas",37,"56322","1","Wild Horse",0,2006,9999,"Onshore Wind","","","","","","Non-Fossil","G",2025,"Wind","",0,0,0,0,0,0,0,0,0,0,0,0,0,0,0,0,121.40556212787439,204.3596458095486,242.90428629105975,568.6694942284827,0,0,0,0,0,0,0,0,0,0,0,0,0,0,0,0,0,0,0,0,8.060422370533976,0,0,0,0,0,0,0,0,0,228.59999999999997,null,"",""]
["56344_G_1","SERC_VACAR","North Carolina",37,"Burke",23,"56344","1","Morganton Station 5",12283,2006,9999,"Combustion Turbine","","","","","","Fossil","G",2025,"Oil","",0,0,0,0,0,0,0,0,0,0,0,0,0,0,0,0,0,0,0,0,0,0,0,0,0,0,0,0,0,0,0,0,0,0,0,0,0,0,0,0,0.03550538686739188,0,0,0,0,0,0,0,0,0,1.7999999786982255,null,"",""]
["56400_G_CT1","FRCC","Florida",12,"St Lucie",111,"56400","CT1","Treasure Coast Energy Center",7050,2008,9999,"Combined Cycle","","","SCR","DLNB + H2O","","Fossil","G",2025,"NaturalGas","",1.9683863529745462,2.668257056254385,3.6896442688603774,8.326287678089308,0,0,0,0,0,0,0,0,0,0,0,0,279.20373793649514,378.47617809169344,523.353796809756,1181.0337128379444,115.22933707295431,156.1997680322268,215.9917754261384,487.42088053131954,1.3778246101815595E-7,1.8677178049127805E-7,2.5829968553459124E-7,5.8285392704402519E-7,0.00567008557956567,0.007686116007855721,0.010628295737106918,0.023984497324528307,0,0,0,0,0,0,0,0,5.016184851836478,0.63799746697948,0.8648410107944071,1.1958951522871961,2.698733630061083,8.312136955488423,10.332063237067562,14.727877697145914,33.3720778897019,0,158.8,"SCR","",""]
["56419_G_B1","PJM_ComEd","Illinois",17,"Will",197,"56419","B1","Beecher Gas Recovery",13500,2006,9999,"Landfill Gas","","","","","","Non-Fossil","G",2025,"LF Gas",null,0.02068863263409281,0.02799093145893134,0.03571534364233845,0.0843949077353626,0,0,0,0,0,0,0,0,0,0,0,0,1.521923526214398,2.059104526695582,2.6273375686878024,6.208365621597783,1.1922652112424448,1.6130893906328505,2.0582395419487063,4.863594143824002,0,0,0,0,0.002287852480423635,3.0953772102924743E-3,0.003949581344999962,0.009332811035716072,0,0,0,0,0,0,0,0,0.2851545354126834,0.010557580183625275,0.014284003612933121,0.018225834986511022,0.04306741878306942,0,0,0,0,0,1.9336834472302182,null,"",""]
["56433_G_1","WECC_LADWP","California",6,"Kern",29,"56433","1","Pine Tree Wind Power Project",0,2009,9999,"Onshore Wind","","","","","","Non-Fossil","G",2025,"Wind","",0,0,0,0,0,0,0,0,0,0,0,0,0,0,0,0,37.70439916454009,80.38675775448837,130.5890715201607,248.68022843918916,0,0,0,0,0,0,0,0,0,0,0,0,0,0,0,0,0,0,0,0,4.760091950292184,0,0,0,0,0,0,0,0,0,135,null,"",""]
["56476_G_A","WECC_Northern California (not including BANC)","California",6,"Contra Costa",13,"56476","A","Gateway Generating Station",7223,2009,9999,"Combined Cycle","","","SCR","DLNB","","Fossil","G",2025,"NaturalGas","",2.247820414018325,3.0470454501137305,4.213429798242812,9.508295662374866,0,0,0,0,0,0,0,0,0,0,0,0,311.2031584684324,421.85317036831947,583.3351513636848,1316.3914802004367,131.5874070128873,178.37404061746946,246.65418037355164,556.6156280039083,1.5735384290795074E-7,2.1330187594188953E-7,2.9493339723109689E-7,6.6558911608093711E-7,0.007026666066369281,0.009525036223300578,0.013171116959531416,0.029722819249201275,0,0,0,0,0,0,0,0,5.591087652342918,0.7111180827530104,0.9639600677318573,1.3329561836123158,3.0080343340971836,10.517125914935722,11.859479234143084,17.45138636580937,39.827991514888176,0,177,"SCR","",""]
["56497_G_5","SPP West (Oklahoma, Arkansas, Louisiana)","Kansas",20,"Ellis",51,"56497","5","Goodman Energy Center",10745,2008,9999,"Combustion Turbine","","","SCR","","","Fossil","G",2025,"NaturalGas","",4.7661366666666667E-4,0,0.002933378888888889,3.4099925555555557E-3,0,0,0,0,0,0,0,0,0,0,0,0,0.044356791333333326,0,0.27299943599999993,0.3173562273333333,0.027900967333333335,0,0.17172000322222222,0.19962097055555555,3.3333333333333335E-11,0,2.0555555555555558E-10,2.388888888888889e-10,2.3039986055429674E-6,0,1.4195786648073911E-5,1.6499785253616877E-5,0,0,0,0,0,0,0,0,0.1791236682222222,2.2932461119333332E-4,0,1.4114070841199995E-3,1.6407316953133328E-3,1.8335683333333332E-3,0,0.009567753444444445,0.011401321777777779,0,8.199999999999998,"SCR","",""]
["56501_G_PWF4","MISO_Iowa-MidAmerican","Iowa",19,"Pocahontas",151,"56501","PWF4","Pomeroy Wind Farm",0,2011,9999,"Onshore Wind","","","","","","Non-Fossil","G",2025,"Wind","",0,0,0,0,0,0,0,0,0,0,0,0,0,0,0,0,25.230868161712948,35.52856471440972,28.76479901427005,89.52423189039271,0,0,0,0,0,0,0,0,0,0,0,0,0,0,0,0,0,0,0,0,1.0542722172011636,0,0,0,0,0,0,0,0,0,29.89999999511877,null,"",""]
["56516_G_2G02","WECC_Colorado","Colorado",8,"Jefferson",59,"56516","2G02","Plains End II LLC",10745,2008,9999,"Combustion Turbine","","","","","","Fossil","G",2025,"NaturalGas","",2.814152173327541E-3,0,0.07890318280886187,0.0817173349821894,0,0,0,0,0,0,0,0,0,0,0,0,0.2619034147219807,0,7.343246421966545,7.605149836688526,0.164740469267159,0,4.618992321599045,4.783732790866203,1.9688162467419635E-10,0,5.5224385317115551E-9,5.7193201563857517E-9,0.006054156003581533,0,0.1697463897085237,0.17580054571210524,0,0,0,0,0,0,0,0,0.16371928579800163,0.001236184117487749,0,0.034660123111682054,0.035896307229169803,0.011417986148566464,0,0.24465926762250217,0.2560772537710686,0,8.299999999999994,null,"",""]
["56526_G_GEN5","NY_Zone A (West)","New York",36,"Erie",29,"56526","GEN5","Chaffee Gas Recovery",13500,2007,9999,"Landfill Gas","","","","","","Non-Fossil","G",2025,"LF Gas","",0.01542951319077386,0.022217512834586763,0.02950441491378352,0.06715144093914414,0,0,0,0,0,0,0,0,0,0,0,0,1.1429269021714281,1.645741690228571,2.1855122164285707,4.97418080882857,0.8891874149776131,1.2803730461458123,1.700309927551108,3.8698703886745336,0,0,0,0,1.7062735073864557E-3,2.4569247960682205E-3,3.2627472465644155E-3,0.007425945550019092,0,0,0,0,0,0,0,0,0.20738519851428566,0.007928481428834596,0.011416506517473654,0.015160893481047882,0.03450588142735613,0,0,0,0,0,0.7999999999999998,null,"",""]
["56546_G_1","SERC_VACAR","North Carolina",37,"Mecklenburg",119,"56546","1","Cornelius Delivery No 1",12283,2007,9999,"Combustion Turbine","","","","","","Fossil","G",2025,"Oil","",0,0,0,0,0,0,0,0,0,0,0,0,0,0,0,0,0,0,0,0,0,0,0,0,0,0,0,0,0,0,0,0,0,0,0,0,0,0,0,0,0.03945042985265764,0,0,0,0,0,0,0,0,0,1.9999999763313616,null,"",""]
["56571_G_3","PJM_SWMAAC","Maryland",24,"Baltimore",5,"56571","3","Eastern Landfill Gas LLC",14103,2006,9999,"Landfill Gas","","","","","","Non-Fossil","G",2025,"LF Gas",null,0.016892375697408254,0.02328609255075974,0.031889858448741655,0.07206832669690964,0,0,0,0,0,0,0,0,0,0,0,0,1.1907567036508588,1.6414547783770699,2.247940919238382,5.080152401266311,0.9734907239173611,1.3419542342954065,1.837780653193948,4.153225611406715,0,0,0,0,1.3926945897057366E-3,1.9198255882862975E-3,2.6291585111399697E-3,0.005941678689132004,0,0,0,0,0,0,0,0,0.3370008976665337,0.00826027665743061,0.011386768219305078,0.015593961256347775,0.03524100613308346,0,0,0,0,0,1.521481256076851,null,"",""]
["56638_G_GEN1","ERCOT_West","Texas",48,"Nolan",353,"56638","GEN1","Buffalo Gap 3 Wind Farm",0,2008,9999,"Onshore Wind","","","","","","Non-Fossil","G",2025,"Wind","",0,0,0,0,0,0,0,0,0,0,0,0,0,0,0,0,121.31846841967885,178.4076093972529,181.00230476332143,480.7283825802532,0,0,0,0,0,0,0,0,0,0,0,0,0,0,0,0,0,0,0,0,6.001241850203901,0,0,0,0,0,0,0,0,0,170.19999996571033,null,"",""]
["56674_G_CGT4","ERCOT_Rest","Texas",48,"Fayette",149,"56674","CGT4","Winchester Power Park",10745,2010,9999,"Combustion Turbine","","","SCR","","","Fossil","G",2025,"NaturalGas","",0,0,0.0004261285,0.0004261285,0,0,0,0,0,0,0,0,0,0,0,0,0,0,0.03965831125,0.03965831125,0,0,0.0249455655,0.0249455655,0,0,2.9875E-11,2.9875E-11,0,0,6.3924870466321242E-7,6.3924870466321242E-7,0,0,0,0,0,0,0,0,0.9611513905,0,0,2.050334691625E-4,2.050334691625E-4,0,0,0.001473195,0.001473195,0,44,"SCR","",""]
["56681_G_24","PJM_Dominion","Virginia",51,"Amelia",7,"56681","24","Amelia",13500,2001,9999,"Landfill Gas","","","","","","Non-Fossil","G",2025,"LF Gas",null,0.003686860290882374,0.004737078437909754,0.006211069958891915,0.014635008687684043,0,0,0,0,0,0,0,0,0,0,0,0,0.27243772804890676,0.35004279668669747,0.4589622752144745,1.0814427999500789,0.21247007180784866,0.2729930934326828,0.3579377506654219,0.8434009159059533,0,0,0,0,1.1060580884577616E-3,1.4211235329058196E-3,1.8633209819800245E-3,0.004390502603343605,0,0,0,0,0,0,0,0,0.07776944684717607,1.8898999255734432E-3,0.002428246117538285,3.1838203026459747E-3,7.5019663457577025E-3,0,0,0,0,0,0.3070234011028978,null,"",""]
["56682_G_4","PJM_Dominion","Virginia",51,"Brunswick",25,"56682","4","Brunswick Landfill Gas",13500,2007,9999,"Landfill Gas","","","","","","Non-Fossil","G",2025,"LF Gas",null,0.003686860290882374,0.004737078437909754,0.006211069958891915,0.014635008687684043,0,0,0,0,0,0,0,0,0,0,0,0,0.27243772804890676,0.35004279668669747,0.4589622752144745,1.0814427999500789,0.21247007180784866,0.2729930934326828,0.3579377506654219,0.8434009159059533,0,0,0,0,1.1060580884577616E-3,1.4211235329058196E-3,1.8633209819800245E-3,0.004390502603343605,0,0,0,0,0,0,0,0,0.07776944684717607,1.8898999255734432E-3,0.002428246117538285,3.1838203026459747E-3,7.5019663457577025E-3,0,0,0,0,0,0.3070234011028978,null,"",""]
["56683_G_31","PJM_Dominion","Virginia",51,"Charles City",36,"56683","31","Charles City",13500,2003,9999,"Landfill Gas","","","","","","Non-Fossil","G",2025,"LF Gas",null,0.003686860290882374,0.004737078437909754,0.006211069958891915,0.014635008687684043,0,0,0,0,0,0,0,0,0,0,0,0,0.27243772804890676,0.35004279668669747,0.4589622752144745,1.0814427999500789,0.21247007180784866,0.2729930934326828,0.3579377506654219,0.8434009159059533,0,0,0,0,1.1060580884577616E-3,1.4211235329058196E-3,1.8633209819800245E-3,0.004390502603343605,0,0,0,0,0,0,0,0,0.07776944684717607,1.8898999255734432E-3,0.002428246117538285,3.1838203026459747E-3,7.5019663457577025E-3,0,0,0,0,0,0.3070234011028978,null,"",""]
["56684_G_15","PJM_Dominion","Virginia",51,"Chesterfield",41,"56684","15","Chesterfield Landfill Gas",13500,2004,9999,"Landfill Gas","","","","","","Non-Fossil","G",2025,"LF Gas",null,0.003686860290882374,0.004737078437909754,0.006211069958891915,0.014635008687684043,0,0,0,0,0,0,0,0,0,0,0,0,0.27243772804890676,0.35004279668669747,0.4589622752144745,1.0814427999500789,0.21247007180784866,0.2729930934326828,0.3579377506654219,0.8434009159059533,0,0,0,0,1.1060580884577616E-3,1.4211235329058196E-3,1.8633209819800245E-3,0.004390502603343605,0,0,0,0,0,0,0,0,0.07776944684717607,1.8898999255734432E-3,0.002428246117538285,3.1838203026459747E-3,7.5019663457577025E-3,0,0,0,0,0,0.3070234011028978,null,"",""]
["56684_G_40","PJM_Dominion","Virginia",51,"Chesterfield",41,"56684","40","Chesterfield Landfill Gas",13500,2004,9999,"Landfill Gas","","","","","","Non-Fossil","G",2025,"LF Gas",null,0.003686860290882374,0.004737078437909754,0.006211069958891915,0.014635008687684043,0,0,0,0,0,0,0,0,0,0,0,0,0.27243772804890676,0.35004279668669747,0.4589622752144745,1.0814427999500789,0.21247007180784866,0.2729930934326828,0.3579377506654219,0.8434009159059533,0,0,0,0,1.1060580884577616E-3,1.4211235329058196E-3,1.8633209819800245E-3,0.004390502603343605,0,0,0,0,0,0,0,0,0.07776944684717607,1.8898999255734432E-3,0.002428246117538285,3.1838203026459747E-3,7.5019663457577025E-3,0,0,0,0,0,0.3070234011028978,null,"",""]
["56687_G_28","PJM_AP","Pennsylvania",42,"Franklin",55,"56687","28","Mountain View",13500,2003,9999,"Landfill Gas","","","","","","Non-Fossil","G",2025,"LF Gas","",0.002976182918666064,3.9872574719589365E-3,0.005129387894531249,0.01209282828515625,0,0,0,0,0,0,0,0,0,0,0,0,0.2204579939765623,0.295352405332031,0.3799546586718746,0.895765057980468,0.1715144454006741,0.22978166082588844,0.295601494828125,0.6968976010546875,0,0,0,0,3.2912161771454183E-4,4.4093144315326326E-4,5.6723337962971459E-4,1.3372864404975196E-3,0,0,0,0,0,0,0,0,0.10236566046093741,0.001529316623627026,0.002048858991933502,2.635744638922943E-3,0.006213920254483471,0,0,0,0,0,0.29999999999999977,null,"",""]
["56687_G_8","PJM_AP","Pennsylvania",42,"Franklin",55,"56687","8","Mountain View",13500,2003,9999,"Landfill Gas","","","","","","Non-Fossil","G",2025,"LF Gas","",0.002976182918666064,3.9872574719589365E-3,0.005129387894531249,0.01209282828515625,0,0,0,0,0,0,0,0,0,0,0,0,0.2204579939765623,0.295352405332031,0.3799546586718746,0.895765057980468,0.1715144454006741,0.22978166082588844,0.295601494828125,0.6968976010546875,0,0,0,0,3.2912161771454183E-4,4.4093144315326326E-4,5.6723337962971459E-4,1.3372864404975196E-3,0,0,0,0,0,0,0,0,0.10236566046093741,0.001529316623627026,0.002048858991933502,2.635744638922943E-3,0.006213920254483471,0,0,0,0,0,0.29999999999999977,null,"",""]
["56690_G_2","PJM_Western MAAC","Pennsylvania",42,"Schuylkill",107,"56690","2","Pine Grove",13500,2008,9999,"Landfill Gas","","","","","","Non-Fossil","G",2025,"LF Gas",null,0.005561196906221546,0.007116172387833624,0.009556965999246835,0.02223433529330201,0,0,0,0,0,0,0,0,0,0,0,0,0.417635798509996,0.5344116361358843,0.7177108086946173,1.6697582433404976,0.32048621632737356,0.4100978983065104,0.5507583936009716,1.2813425082348555,0,0,0,0,6.149849494564739E-4,7.8694191017753782E-4,0.001056857045630431,0.002458783905264443,0,0,0,0,0,0,0,0,0.0777694347923658,0.002897138623836817,3.7072123548815977E-3,0.004978758315337672,0.011583109294056086,0,0,0,0,0,0.32008362174157734,null,"",""]
["56693_G_25","PJM_Dominion","Virginia",51,"Virginia Beach City",810,"56693","25","Virginia Beach",13500,2001,9999,"Landfill Gas","","","","","","Non-Fossil","G",2025,"LF Gas",null,0.003686860290882374,0.004737078437909754,0.006211069958891915,0.014635008687684043,0,0,0,0,0,0,0,0,0,0,0,0,0.27243772804890676,0.35004279668669747,0.4589622752144745,1.0814427999500789,0.21247007180784866,0.2729930934326828,0.3579377506654219,0.8434009159059533,0,0,0,0,1.1060580884577616E-3,1.4211235329058196E-3,1.8633209819800245E-3,0.004390502603343605,0,0,0,0,0,0,0,0,0.07776944684717607,1.8898999255734432E-3,0.002428246117538285,3.1838203026459747E-3,7.5019663457577025E-3,0,0,0,0,0,0.3070234011028978,null,"",""]
["56703_G_8","NY_Zone C&E","New York",36,"Lewis",49,"56703","8","Lyons Falls Hydroelectric",0,1974,9999,"Hydro","","","","","","Non-Fossil","G",2025,"Hydro","",0,0,0,0,0,0,0,0,0,0,0,0,0,0,0,0,1.4518804059941857,1.9651052298023155,2.4296163172056904,5.8466019530021915,0,0,0,0,0,0,0,0,0,0,0,0,0,0,0,0,0,0,0,0,0.018969881140043773,0.002018113764331914,2.731496269425219E-3,3.3771666809159096E-3,0.008126776714673042,0,0,0,0,0,1.2000000000000006,null,"",""]
["56771_G_1","ERCOT_Rest","Texas",48,"Erath",143,"56771","1","Silver Star I Wind Power Project",0,2008,9999,"Onshore Wind","","","","","","Non-Fossil","G",2025,"Wind","",0,0,0,0,0,0,0,0,0,0,0,0,0,0,0,0,45.6496145783191,64.73153914595291,75.74193948641184,186.12309321068383,0,0,0,0,0,0,0,0,0,0,0,0,0,0,0,0,0,0,0,0,2.11559642234894,0,0,0,0,0,0,0,0,0,59.99999999999999,null,"",""]
["56832_G_GE2","WECC_Imperial Irrigation District (IID)","California",6,"Imperial",25,"56832","GE2","North Brawley Geothermal Plant",9771,2009,9999,"Geothermal","","","","","","Non-Fossil","G",2025,"Geothermal","",0.16893751093998163,0.22544966318473295,0.28695288773101474,0.6813400618557293,0,0,0,0,0,0,0,0,0,0,0,0,17.28968487604985,23.07334593831229,29.367811660376816,69.73084247473895,0,0,0,0,3.1253439520375086E-4,4.1708187684476121E-4,0.000530862842323864,1.260479114372376E-3,0,0,0,0,0,0,0,0,0,0,0,0,1.0779481117094463,0.020056034456217828,0.026765081288442256,0.03406666152603711,0.08088777727069718,0,0,0,0,0,10.7,null,"",""]
["56839_G_1","SPP SPS (Texas Panhandle)","Texas",48,"Moore",341,"56839","1","Flat Iron Wind (7) LLC",0,2008,9999,"Onshore Wind","","","","","","Non-Fossil","G",2025,"Wind","",0,0,0,0,0,0,0,0,0,0,0,0,0,0,0,0,8.435392860313911,12.51705004643211,13.824345066494336,34.77678797324036,0,0,0,0,0,0,0,0,0,0,0,0,0,0,0,0,0,0,0,0,0.35259940349954655,0,0,0,0,0,0,0,0,0,9.99999999414537,null,"",""]
["56868_G_12","PJM_ATSI","Ohio",39,"Mahoning",99,"56868","12","Carbon Limestone",13797,2003,9999,"Landfill Gas","","","","","","Non-Fossil","G",2025,"LF Gas",null,2.1213875549798389E-8,2.53248210498529e-08,3.4961056625264246E-8,8.149975322491553E-8,0,0,0,0,0,0,0,0,0,0,0,0,1.5242853020898751E-6,1.8196699803263411E-6,2.5120645517758931E-6,5.8560198341921088E-6,1.2225344349569066E-6,1.459444113353487E-6,2.0147707340286197E-6,4.6967492823390132E-6,0,0,0,0,2.3459374787976597E-9,2.8005465906138273E-9,3.86616913755252e-09,9.0126532069640068E-9,0,0,0,0,0,0,0,0,2.5923136717031991E-7,1.0573963817724915E-8,1.2623046686726125E-8,1.7426186319483017E-8,4.0623196823934057E-8,0,0,0,0,0,1.7180842382021147E-6,null,"",""]
["56883_G_GEN 7","PJM_EMAAC","New Jersey",34,"Camden",7,"56883","GEN 7","Pennsauken Solar",0,2007,9999,"Solar PV","","","","","","Non-Fossil","G",2025,"Solar","",0,0,0,0,0,0,0,0,0,0,0,0,0,0,0,0,0.04252674389821233,0.09188788988073122,0.1523693255412117,0.2867839593201552,0,0,0,0,0,0,0,0,0,0,0,0,0,0,0,0,0,0,0,0,7.5356703246052415E-3,0,0,0,0,0,0,0,0,0,0.20173996856283272,null,"",""]
["56896_G_2","MISO_Missouri","Missouri",29,"Cole",51,"56896","2","Ameresco Jefferson City",13500,2009,9999,"Landfill Gas","","","","","","Non-Fossil","G",2025,"LF Gas","",0.02161323801543677,0.028088865352984292,0.03771553057894737,0.08741763394736843,0,0,0,0,0,0,0,0,0,0,0,0,1.6009805908421053,2.080656689052631,2.7937424756842106,6.475379755578946,1.2455492911574202,1.6187332182636325,2.1735078989999996,5.037790408421053,0,0,0,0,0.002390101837462948,3.1062096593054375E-3,4.1707739647261835E-3,0.009667085461494569,0,0,0,0,0,0,0,0,0.23330834826315788,0.011105998868606888,0.014433510916221247,0.019380185463589897,0.04491969524841803,0,0,0,0,0,0.9,null,"",""]
["56915_G_2","SERC_VACAR","North Carolina",37,"Wake",183,"56915","2","SAS Solar Farm",0,2008,9999,"Solar PV","","","","","","Non-Fossil","G",2025,"Solar","",0,0,0,0,0,0,0,0,0,0,0,0,0,0,0,0,0.14562956851931902,0.28953177305783906,0.46316421708260574,0.8983255586597638,0,0,0,0,0,0,0,0,0,0,0,0,0,0,0,0,0,0,0,0,0.015799206614524282,0,0,0,0,0,0,0,0,0,0.4999999997085901,null,"",""]
["56941_G_1","PJM_ComEd","Illinois",17,"LaSalle",99,"56941","1","Grand Ridge Wind Energy Center",0,2008,9999,"Onshore Wind","","","","","","Non-Fossil","G",2025,"Wind","",0,0,0,0,0,0,0,0,0,0,0,0,0,0,0,0,80.79484975589014,107.57663584919612,71.84941526753067,260.22090087261694,0,0,0,0,0,0,0,0,0,0,0,0,0,0,0,0,0,0,0,0,4.680435980789261,0,0,0,0,0,0,0,0,0,99,null,"",""]
["56969_G_1","WECC_Pacific Northwest","Oregon",41,"Umatilla",59,"56969","1","Four Corners Windfarm LLC",0,2009,9999,"Onshore Wind","","","","","","Non-Fossil","G",2025,"Wind","",0,0,0,0,0,0,0,0,0,0,0,0,0,0,0,0,4.009827629471436,6.993034830517999,11.45604979936003,22.458912259349464,0,0,0,0,0,0,0,0,0,0,0,0,0,0,0,0,0,0,0,0,0.35259940383360777,0,0,0,0,0,0,0,0,0,10,null,"",""]
["56987_G_GEN1","NY_Zone B (Genesee)","New York",36,"Allegany",3,"56987","GEN1","Hyland LFGTE Facility",13500,2008,9999,"Landfill Gas","","","","","","Non-Fossil","G",2025,"LF Gas","",0.03561617818575651,0.05111093033430663,0.06751137167957305,0.15423848019963618,0,0,0,0,0,0,0,0,0,0,0,0,2.6232611905605006,3.7645060977667666,4.972457942775366,11.360225231102632,2.0525248863091288,2.945472024719661,3.8906128410921137,8.888609752120903,0,0,0,0,0.002846976416367387,4.0855482169212705E-3,0.005396511494666287,0.012329036127954943,0,0,0,0,0,0,0,0,0.4147703229338707,0.018197557160328212,0.026114370593756094,0.03449392990930079,0.0788058576633851,0,0,0,0,0,1.5999997142857647,null,"",""]
["57008_G_1","WECC_Northern California (not including BANC)","California",6,"Ventura",111,"57008","1","SunEdison Procter & Gamble Oxnard",0,2009,9999,"Solar PV","","","","","","Non-Fossil","G",2025,"Solar","",0,0,0,0,0,0,0,0,0,0,0,0,0,0,0,0,0.29726598183422104,0.594403807915505,1.0027005093399877,1.8943702990897135,0,0,0,0,0,0,0,0,0,0,0,0,0,0,0,0,0,0,0,0,0.025278730614729152,0,0,0,0,0,0,0,0,0,0.7999999999999999,null,"",""]
["57026_G_GEN1","SERC_Southeastern","Georgia",13,"Chatham",51,"57026","GEN1","Superior Landfill Gas Recovery",13500,2009,9999,"Landfill Gas","","","","","","Non-Fossil","G",2025,"LF Gas","",0.01441015152254672,0.01936543380968109,0.02617207032376207,0.05994765565598988,0,0,0,0,0,0,0,0,0,0,0,0,1.0660219022599622,1.4325995500869746,1.936135103762521,4.434756556109458,0.8304426218716439,1.1160105847208426,1.5082702413621099,3.454723447954596,0,0,0,0,2.4538331438882046E-3,3.2976435572948082E-3,4.4567117396635235E-3,0.010208188440846536,0,0,0,0,0,0,0,0,0.20738518992193825,7.39499161209815E-3,0.00993793995595155,0.013430964994114227,0.030763896562163925,0,0,0,0,0,0.799999966873707,null,"",""]
["57038_G_PHS2","MISO_MT, SD, ND","North Dakota",38,"Morton",59,"57038","PHS2","Bison I Wind Energy Center",0,2012,9999,"Onshore Wind","","","","","","Non-Fossil","G",2025,"Wind","",0,0,0,0,0,0,0,0,0,0,0,0,0,0,0,0,39.812799237802075,56.93934658100614,54.66741583658579,151.419561655394,0,0,0,0,0,0,0,0,0,0,0,0,0,0,0,0,0,0,0,0,2.124983993093678,0,0,0,0,0,0,0,0,0,45,null,"",""]
["57073_B_BLR1","WECC_Southern California Edison","California",6,"San Bernardino",71,"57073","BLR1","Ivanpah 2",9771,2013,9999,"Solar Thermal","other","","","","","Non-Fossil","B",2025,"Solar","",0.22625837157241468,0.701932726738398,1.379861845702694,2.308052944013507,0,0,0,0,0,0,0,0,0,0,0,0,23.15611212939163,71.83837139233502,141.22012544110387,236.2146089628305,0,0,0,0,0,0,0,0,0,0,0,0,0,0,0,0,0,0,0,0,10.992495338701902,0,0,0,0,0,0,0,0,0,132.99999921224085,null,"",""]
["57160_G_LD#1","SPP West (Oklahoma, Arkansas, Louisiana)","Arkansas",5,"Independence",63,"57160","LD#1","White River Lock and Dam 1",0,2007,9999,"Hydro","","","","","","Non-Fossil","G",2025,"Hydro","",0,0,0,0,0,0,0,0,0,0,0,0,0,0,0,0,2.671571040788503,3.8421488592033,5.465506496990312,11.979226396982115,0,0,0,0,0,0,0,0,0,0,0,0,0,0,0,0,0,0,0,0,0.06797540742399402,3.7134837466960328E-3,0.005340586914292574,0.007597054030816525,0.01665112469180513,0,0,0,0,0,4.299999999999999,null,"",""]
["57168_G_GEN5","FRCC","Florida",12,"Collier",21,"57168","GEN5","Waste Management Naples LFGTE Project",13500,2011,9999,"Landfill Gas","","","","","","Non-Fossil","G",2025,"LF Gas","",0.016493988772004455,0.021327412606240527,0.02412950158027642,0.06195090295852139,0,0,0,0,0,0,0,0,0,0,0,0,1.223907215212922,1.5825628676858046,1.7904869144914637,4.5969569973901905,0.9505320791182139,1.2290774613130864,1.3905590458068309,3.570168586238131,0,0,0,0,1.823987716722725E-3,2.3584918821630027E-3,2.6683609146727887E-3,0.006850840513558516,0,0,0,0,0,0,0,0,0.20738519517670592,0.008490241683870041,0.010978235163221441,0.012420603822647352,0.031889080669738834,0,0,0,0,0,0.7999999872813992,null,"",""]
["57190_G_UNIT2","MISO_Wisconsin- Upper Michigan (WUMS)","Wisconsin",55,"Marinette",75,"57190","UNIT2","Little Quinnesec Falls Hydro Project",0,1900,9999,"Hydro","","","","","","Non-Fossil","G",2025,"Hydro","",0,0,0,0,0,0,0,0,0,0,0,0,0,0,0,0,0.973446208499541,1.4535135692928083,1.9683993754566742,4.395359153249024,0,0,0,0,0,0,0,0,0,0,0,0,0,0,0,0,0,0,0,0,0.012646587428571426,0.001353090229814362,2.0203838613170036E-3,0.002736075131884777,0.006109549223016143,0,0,0,0,0,0.7999999999999998,null,"",""]
["57225_G_S011D","WECC_Southern California Edison","California",6,"San Bernardino",71,"57225","S011D","Solar Photovoltaic Project #11",0,2015,9999,"Solar PV","","","","","","Non-Fossil","G",2025,"Solar","",0,0,0,0,0,0,0,0,0,0,0,0,0,0,0,0,0.20119305252494651,0.3956883977857258,0.6683431641176197,1.265224614428292,0,0,0,0,0,0,0,0,0,0,0,0,0,0,0,0,0,0,0,0,0.018697139262432487,0,0,0,0,0,0,0,0,0,0.5000000000000001,null,"",""]
["57232_G_S018B","WECC_Southern California Edison","California",6,"San Bernardino",71,"57232","S018B","Solar Photovoltaic Project #18",0,2012,9999,"Solar PV","","","","","","Non-Fossil","G",2025,"Solar","",0,0,0,0,0,0,0,0,0,0,0,0,0,0,0,0,0.20119305252494651,0.3956883977857258,0.6683431641176197,1.265224614428292,0,0,0,0,0,0,0,0,0,0,0,0,0,0,0,0,0,0,0,0,0.018697139262432487,0,0,0,0,0,0,0,0,0,0.5000000000000001,null,"",""]
["57251_G_LAK1","MISO_Iowa-MidAmerican","Iowa",19,"Kossuth",109,"57251","LAK1","Lakota Wind Wind Farm",0,2009,9999,"Onshore Wind","","","","","","Non-Fossil","G",2025,"Wind","",0,0,0,0,0,0,0,0,0,0,0,0,0,0,0,0,8.86033831765839,12.476586270946557,10.101350824409215,31.43827541301416,0,0,0,0,0,0,0,0,0,0,0,0,0,0,0,0,0,0,0,0,0.370229373933519,0,0,0,0,0,0,0,0,0,10.499999998285855,null,"",""]
["57258_G_2","SPP SPS (Texas Panhandle)","New Mexico",35,"Curry",9,"57258","2","Texico Wind Ranch LP",0,1999,9999,"Onshore Wind","","","","","","Non-Fossil","G",2025,"Wind","",0,0,0,0,0,0,0,0,0,0,0,0,0,0,0,0,0.5797556872773338,0.8216528695985318,0.8349067921965851,2.2363153490724508,0,0,0,0,0,0,0,0,0,0,0,0,0,0,0,0,0,0,0,0,0.021155964227041992,0,0,0,0,0,0,0,0,0,0.6,null,"",""]
["57317_G_1","WECC_Colorado","Colorado",8,"Alamosa",3,"57317","1","San Luis Valley Solar Ranch",0,2011,9999,"Solar PV","","","","","","Non-Fossil","G",2025,"Solar","",0,0,0,0,0,0,0,0,0,0,0,0,0,0,0,0,12.479729724857552,24.24105133278091,38.74189084833846,75.46267190597692,0,0,0,0,0,0,0,0,0,0,0,0,0,0,0,0,0,0,0,0,1.105944464153846,0,0,0,0,0,0,0,0,0,35,null,"",""]
["57346_G_1","SPP West (Oklahoma, Arkansas, Louisiana)","Oklahoma",40,"Roger Mills",129,"57346","1","Elk City LLC",0,2009,9999,"Onshore Wind","","","","","","Non-Fossil","G",2025,"Wind","",0,0,0,0,0,0,0,0,0,0,0,0,0,0,0,0,89.52649598389345,132.61915053660283,131.70051094958308,353.84615747007933,0,0,0,0,0,0,0,0,0,0,0,0,0,0,0,0,0,0,0,0,4.619164902861719,0,0,0,0,0,0,0,0,0,98.89999999999998,null,"",""]
["57358_G_1","SPP West (Oklahoma, Arkansas, Louisiana)","Oklahoma",40,"Woodward",153,"57358","1","Keenan II Renewable Energy Co LLC",0,2010,9999,"Onshore Wind","","","","","","Non-Fossil","G",2025,"Wind","",0,0,0,0,0,0,0,0,0,0,0,0,0,0,0,0,137.41276127760386,203.5549752422276,202.14497029470888,543.1127068145404,0,0,0,0,0,0,0,0,0,0,0,0,0,0,0,0,0,0,0,0,7.089881013694731,0,0,0,0,0,0,0,0,0,151.79999999999995,null,"",""]
["57410_G_GEN5","PJM_ATSI","Ohio",39,"Ashtabula",7,"57410","GEN5","Geneva",13500,2013,9999,"Landfill Gas","","","","","","Non-Fossil","G",2025,"LF Gas",null,0.016605773424499717,0.019823734676988572,0.027366776223298826,0.06379628432478712,0,0,0,0,0,0,0,0,0,0,0,0,1.2194282416719,1.4557359842610729,2.0096516414207146,4.684815867353688,0.956974117383097,1.142422006538933,1.577119948358998,3.6765160722810286,0,0,0,0,7.3547003450656677E-4,8.779936022385587E-4,1.2120747354534367E-3,0.002825538372198562,0,0,0,0,0,0,0,0,0.20738509373625597,0.008459171054179931,0.0100984373493809,0.013940949055586412,0.032498557459147245,0,0,0,0,0,1.374467390561692,null,"",""]
["57435_G_5","PJM_Dominion","North Carolina",37,"Hertford",91,"57435","5","Solar Star North Carolina II LLC",0,2011,9999,"Solar PV","","","","","","Non-Fossil","G",2025,"Solar","",0,0,0,0,0,0,0,0,0,0,0,0,0,0,0,0,0.2813513846044222,0.5766052333609739,0.9571090593367514,1.8150656773021474,0,0,0,0,0,0,0,0,0,0,0,0,0,0,0,0,0,0,0,0,0.031598413254298845,0,0,0,0,0,0,0,0,0,1.0000000000000002,null,"",""]
["57446_G_2","WECC_Northern Nevada","Nevada",32,"Lander",15,"57446","2","McGinness Hills",9771,2012,9999,"Geothermal","","","","","","Non-Fossil","G",2025,"Geothermal",null,0.23795866516765912,0.30121107770944516,0.3492807344681536,0.888450477345258,0,0,0,0,0,0,0,0,0,0,0,0,24.35353788121334,30.827015213207787,35.74663521295659,90.9271883073777,0,0,0,0,4.3432215570379871E-4,0.00054977045908564,6.375071966200688E-4,1.6215998114095076E-3,0,0,0,0,0,0,0,0,0,0,0,0,1.6933988271211107,0.028250103942207477,0.03575933764732104,0.04146609684702964,0.10547553843655816,0,0,0,0,0,13.752061536477884,null,"",""]
["57500_G_LWF","MISO_Iowa","Iowa",19,"Marshall",127,"57500","LWF","Laurel Wind Farm",0,2011,9999,"Onshore Wind","","","","","","Non-Fossil","G",2025,"Wind","",0,0,0,0,0,0,0,0,0,0,0,0,0,0,0,0,104.46893094441458,145.19723921124876,116.49515194898854,366.1613221046519,0,0,0,0,0,0,0,0,0,0,0,0,0,0,0,0,0,0,0,0,4.2170888676772975,0,0,0,0,0,0,0,0,0,119.6,null,"",""]
["57520_G_1","ERCOT_West","Texas",48,"Young",503,"57520","1","Trinity Hills",0,2011,9999,"Onshore Wind","","","","","","Non-Fossil","G",2025,"Wind","",0,0,0,0,0,0,0,0,0,0,0,0,0,0,0,0,160.379878933183,235.85024744055178,239.2803676365883,635.510494010323,0,0,0,0,0,0,0,0,0,0,0,0,0,0,0,0,0,0,0,0,7.933486582231951,0,0,0,0,0,0,0,0,0,224.99999995467,null,"",""]
["57567_G_ASEC1","WECC_New Mexico","New Mexico",35,"Bernalillo",1,"57567","ASEC1","Albuquerque Solar Energy Center",0,2011,9999,"Solar PV","","","","","","Non-Fossil","G",2025,"Solar","",0,0,0,0,0,0,0,0,0,0,0,0,0,0,0,0,0.8268926326680568,1.5246923324071486,2.342469694900534,4.694054659975739,0,0,0,0,0,0,0,0,0,0,0,0,0,0,0,0,0,0,0,0,0.06319682649199417,0,0,0,0,0,0,0,0,0,1.9999999999999998,null,"",""]
["57623_G_GEN1","PJM_ComEd","Illinois",17,"McLean",113,"57623","GEN1","Bright Stalk Wind Farm I",0,2019,9999,"Onshore Wind","","","","","","Non-Fossil","G",2025,"Wind","",0,0,0,0,0,0,0,0,0,0,0,0,0,0,0,0,163.2219187001183,217.3265370708816,145.15033387600002,525.6987896469999,0,0,0,0,0,0,0,0,0,0,0,0,0,0,0,0,0,0,0,0,7.051988075,0,0,0,0,0,0,0,0,0,200,null,"",""]
["57655_G_BC01","WECC_Northern California (not including BANC)","California",6,"Kern",29,"57655","BC01","Bakersfield College Solar 01",0,2010,9999,"Solar PV","","","","","","Non-Fossil","G",2025,"Solar","",0,0,0,0,0,0,0,0,0,0,0,0,0,0,0,0,0.40874072502205394,0.8173052358838194,1.3787132003424831,2.6047591612483565,0,0,0,0,0,0,0,0,0,0,0,0,0,0,0,0,0,0,0,0,0.034758254595252586,0,0,0,0,0,0,0,0,0,1.1,null,"",""]
["57682_G_1","WECC_Northern California (not including BANC)","California",6,"Madera",39,"57682","1","City of Madera WWTP",0,2009,9999,"Solar PV","","","","","","Non-Fossil","G",2025,"Solar","",0,0,0,0,0,0,0,0,0,0,0,0,0,0,0,0,0.37158247729277627,0.7430047598943812,1.2533756366749844,2.3679628738621417,0,0,0,0,0,0,0,0,0,0,0,0,0,0,0,0,0,0,0,0,0.03159841326841144,0,0,0,0,0,0,0,0,0,0.9999999999999999,null,"",""]
["57689_G_NORD1","ISONE_Connecticut","Connecticut",9,"Fairfield",1,"57689","NORD1","Norden 1-3",11010,2004,9999,"Combustion Turbine","","","","","","Fossil","G",2025,"Oil","",0,0,0,0,0,0,0,0,0,0,0,0,0,0,0,0,0,0,0,0,0,0,0,0,0,0,0,0,0,0,0,0,0,0,0,0,0,0,0,0,0.03945043031775701,0,0,0,0,0,0,0,0,0,1.9999999999999998,null,"",""]
["57737_G_1","SPP SPS (Texas Panhandle)","New Mexico",35,"Lea",25,"57737","1","SPS2 Jal",0,2011,9999,"Solar PV","","","","","","Non-Fossil","G",2025,"Solar","",0,0,0,0,0,0,0,0,0,0,0,0,0,0,0,0,4.025504176487198,7.620616488616179,11.92432704649521,23.570447711598586,0,0,0,0,0,0,0,0,0,0,0,0,0,0,0,0,0,0,0,0,0.31598413257690366,0,0,0,0,0,0,0,0,0,10,null,"",""]
["57765_G_SFC","WECC_Arizona","Arizona",4,"Yuma",27,"57765","SFC","Arizona Western College PV",0,2011,9999,"Solar PV","","","","","","Non-Fossil","G",2025,"Solar","",0,0,0,0,0,0,0,0,0,0,0,0,0,0,0,0,0.4327178130995474,0.8140378245370902,1.2329565213888973,2.4797121590255347,0,0,0,0,0,0,0,0,0,0,0,0,0,0,0,0,0,0,0,0,0.031598413244318134,0,0,0,0,0,0,0,0,0,0.9999999994891969,null,"",""]
["57787_G_1","SPP North- (Kansas, Missouri)","Kansas",20,"Kingman",95,"57787","1","Flat Ridge 2 Wind Energy LLC",0,2012,9999,"Onshore Wind","","","","","","Non-Fossil","G",2025,"Wind","",0,0,0,0,0,0,0,0,0,0,0,0,0,0,0,0,420.95749925346945,622.0806993140636,633.3802517700782,1676.4184503376111,0,0,0,0,0,0,0,0,0,0,0,0,0,0,0,0,0,0,0,0,16.586275951806286,0,0,0,0,0,0,0,0,0,470.3999999999999,null,"",""]
["57854_G_2T1","WECC_LADWP","California",6,"Los Angeles",37,"57854","2T1","North Hollywood",0,1993,9999,"Hydro","","","","","","Non-Fossil","G",2025,"Hydro","",0,0,0,0,0,0,0,0,0,0,0,0,0,0,0,0,2.7662757750200361E-7,4.423832893799786E-7,8.3071343964462435E-7,1.5497243065266066E-6,0,0,0,0,0,0,0,0,0,0,0,0,0,0,0,0,0,0,0,0,1.580823402114183E-8,3.8451233272778496E-10,6.149127722381701e-10,1.1546916811060279E-9,2.1541167860719831E-9,0,0,0,0,0,9.99999983633388e-07,null,"",""]
["57865_G_E09","SPP SPS (Texas Panhandle)","Texas",48,"Hale",189,"57865","E09","Antelope Station",10745,2011,9999,"Combustion Turbine","","","","","","Fossil","G",2025,"NaturalGas","",0,1.7630833333333331E-4,0.002170223444444444,2.3465317777777773E-3,0,0,0,0,0,0,0,0,0,0,0,0,0,0.016408406666666667,0.20197519066666672,0.21838359733333337,0,0.010321089611111112,0.1270448792222222,0.13736596883333332,0,1.2333333333333333E-11,1.5194444444444445E-10,1.6427777777777777E-10,0,2.1110236756168354E-6,2.5966730837264145E-5,2.8077754512880982E-5,0,0,0,0,0,0,0,0,0.1794994578888889,0,7.7447679466666666E-5,9.5332289994666693E-4,1.0307705794133336E-3,0,0.000619250611111111,0.007141283166666666,0.007760533777777777,0,9.100000000000003,null,"",""]
["57874_G_VIWF","MISO_Iowa","Iowa",19,"Marshall",127,"57874","VIWF","Vienna Wind Farm",0,2012,9999,"Onshore Wind","","","","","","Non-Fossil","G",2025,"Wind","",0,0,0,0,0,0,0,0,0,0,0,0,0,0,0,0,92.24012631881422,128.20090686210594,102.85859570077918,323.29962888169933,0,0,0,0,0,0,0,0,0,0,0,0,0,0,0,0,0,0,0,0,3.72344970256457,0,0,0,0,0,0,0,0,0,105.6,null,"",""]
["57887_G_1","SPP SPS (Texas Panhandle)","New Mexico",35,"Lea",25,"57887","1","Wildcat Wind",0,2012,9999,"Onshore Wind","","","","","","Non-Fossil","G",2025,"Wind","",0,0,0,0,0,0,0,0,0,0,0,0,0,0,0,0,26.378883771118687,37.38520556673319,37.98825904494462,101.7523483827965,0,0,0,0,0,0,0,0,0,0,0,0,0,0,0,0,0,0,0,0,0.9625963723304107,0,0,0,0,0,0,0,0,0,27.3,null,"",""]
["57938_G_GEN1","MISO_Louisiana","Louisiana",22,"Red River",81,"57938","GEN1","ADA Carbon Solutions Red River",9193,2011,9999,"Non-Fossil Waste","","","","","","Non-Fossil","G",2025,"Non-Fossil","",0.15928858481735664,0.2002761201826433,0.264489542,0.6240542469999999,0,0,0,0,0,0,0,0,0,0,0,0,17.327160360000004,21.78571964,28.77075408,67.88363408000001,0,0,0,0,0,0,0,0,0,0,0,0,0,0,0,0,0,0,0,0,0,0.12019847364489902,0.151127489650803,0.199582658334026,0.470908621629728,0,0,0,0,0,20.5,null,"",""]
["57974_G_GEN1","ERCOT_West","Texas",48,"Archer",9,"57974","GEN1","Bobcat Bluff Wind Project LLC",0,2012,9999,"Onshore Wind","","","","","","Non-Fossil","G",2025,"Wind","",0,0,0,0,0,0,0,0,0,0,0,0,0,0,0,0,106.91991928878866,157.2334982937012,159.52024509105885,423.6736626735487,0,0,0,0,0,0,0,0,0,0,0,0,0,0,0,0,0,0,0,0,5.288991054821301,0,0,0,0,0,0,0,0,0,149.99999996978,null,"",""]
["57991_G_1","PJM_PENELEC","Pennsylvania",42,"Cambria",21,"57991","1","Highland North Wind Farm",0,2012,9999,"Onshore Wind","","","","","","Non-Fossil","G",2025,"Wind","",0,0,0,0,0,0,0,0,0,0,0,0,0,0,0,0,64.92997808303535,79.29712550100344,52.73969222676938,196.96679581080818,0,0,0,0,0,0,0,0,0,0,0,0,0,0,0,0,0,0,0,0,2.6444955283492475,0,0,0,0,0,0,0,0,0,75,null,"",""]
["58034_G_1","WECC_Southern California Edison","California",6,"Kern",29,"58034","1","Nickel 1 Solar Facility",0,2012,9999,"Solar PV","","","","","","Non-Fossil","G",2025,"Solar","",0,0,0,0,0,0,0,0,0,0,0,0,0,0,0,0,0.6035791575748397,1.1870651933571772,2.005029492352859,3.795673843284876,0,0,0,0,0,0,0,0,0,0,0,0,0,0,0,0,0,0,0,0,0.056091417787297454,0,0,0,0,0,0,0,0,0,1.5000000000000002,null,"",""]
["58047_G_3","PJM_AP","Pennsylvania",42,"Allegheny",3,"58047","3","PPG Monroeville Chemicals Center",13469,1998,9999,"Combustion Turbine","","","","","","Fossil","G",2025,"Oil","",0,0,0,0,0,0,0,0,0,0,0,0,0,0,0,0,0,0,0,0,0,0,0,0,0,0,0,0,0,0,0,0,0,0,0,0,0,0,0,0,0.015780172363636366,0,0,0,0,0,0,0,0,0,0.8,null,"",""]
["58101_G_WTG2","WECC_Southern California Edison","California",6,"San Bernardino",71,"58101","WTG2","Foundation Cemex River Plant",0,2012,9999,"Onshore Wind","","","","","","Non-Fossil","G",2025,"Wind","",0,0,0,0,0,0,0,0,0,0,0,0,0,0,0,0,0.5377495227551812,1.10826538767453,1.988244928181558,3.634259838611269,0,0,0,0,0,0,0,0,0,0,0,0,0,0,0,0,0,0,0,0,0.05641590451025555,0,0,0,0,0,0,0,0,0,1.5999999975358714,null,"",""]
["58170_G_GEN1","WECC_Southern California Edison","California",6,"San Bernardino",71,"58170","GEN1","Crafton Hills College Solar Farm",0,2012,9999,"Solar PV","","","","","","Non-Fossil","G",2025,"Solar","",0,0,0,0,0,0,0,0,0,0,0,0,0,0,0,0,0.523101936564861,1.028789834242887,1.7376922267058112,3.2895839975135592,0,0,0,0,0,0,0,0,0,0,0,0,0,0,0,0,0,0,0,0,0.048612562082324465,0,0,0,0,0,0,0,0,0,1.3000000000000003,null,"",""]
["58207_G_G11","PJM_SWMAAC","Maryland",24,"Montgomery",31,"58207","G11","Central Utility Plant at White Oak",13469,2014,9999,"Combustion Turbine","","","","","","Fossil","G",2025,"Oil","",0,0,0,0,0,0,0,0,0,0,0,0,0,0,0,0,0,0,0,0,0,0,0,0,0,0,0,0,0,0,0,0,0,0,0,0,0,0,0,0,0.04536799493670886,0,0,0,0,0,0,0,0,0,2.3000000000000003,null,"",""]
["58242_G_1","ERCOT_Panhandle","Texas",48,"Carson",65,"58242","1","Pattern Panhandle Wind LLC",0,2014,9999,"Onshore Wind","","","","","","Non-Fossil","G",2025,"Wind","",0,0,0,0,0,0,0,0,0,0,0,0,0,0,0,0,213.08289972545975,302.1034896235247,314.0989518734255,829.2853412224099,0,0,0,0,0,0,0,0,0,0,0,0,0,0,0,0,0,0,0,0,7.68666699948184,0,0,0,0,0,0,0,0,0,218,null,"",""]
["58266_G_7","WECC_Pacific Northwest","Oregon",41,"Columbia",9,"58266","7","Port Westward Unit 2",10745,2014,9999,"Combustion Turbine","","","","","","Fossil","G",2025,"NaturalGas","",0,0.03515443533333333,0.12032239708333332,0.15547683241666665,0,0,0,0,0,0,0,0,0,0,0,0,0,3.2717017480000004,11.197989488333336,14.469691236333336,0,2.0579406415,7.0436731235,9.101613765,0,2.4629166666666667E-9,8.4243333333333325E-9,1.0887249999999999E-8,0,0.01864854908333333,0.06382802358333332,0.08247657266666665,0,0,0,0,0,0,0,0,0.36886152341666667,0,0.015442432250560002,0.05285451038493335,0.06829694263549335,0,0.12474582274999998,0.38804095025,0.512786773,0,18.700000000000003,null,"",""]
["58296_G_ROL6","WECC_Southern California Edison","California",6,"Kern",29,"58296","ROL6","Roll Delano 2",7669,2012,9999,"Fuel Cell","","","","","","Non-Fossil","G",2025,"NaturalGas","",0,0,6.0048283716453886E-5,6.0048283716453886E-5,0,0,0,0,0,0,0,0,0,0,0,0,0,0,0.00783,0.00783,0,0,0.003515225760639793,0.003515225760639793,0,0,4.206379191401292e-12,4.206379191401292e-12,0,0,0,0,0,0,0,0,0,0,0,0,0,0,0,3.528639817908342E-4,3.528639817908342E-4,0,0,2.4851209883062353E-4,2.4851209883062353E-4,0,0.9999999999999999,null,"",""]
["58315_G_1","SERC_VACAR","North Carolina",37,"Catawba",35,"58315","1","Arndt Farm",0,2012,9999,"Solar PV","","","","","","Non-Fossil","G",2025,"Solar","",0,0,0,0,0,0,0,0,0,0,0,0,0,0,0,0,1.45629568519319,2.89531773057839,4.631642170826058,8.983255586597638,0,0,0,0,0,0,0,0,0,0,0,0,0,0,0,0,0,0,0,0,0.1579920661452428,0,0,0,0,0,0,0,0,0,4.999999997085901,null,"",""]
["58337_G_1","SERC_VACAR","North Carolina",37,"Rockingham",157,"58337","1","Moore Solar Farm",0,2013,9999,"Solar PV","","","","","","Non-Fossil","G",2025,"Solar","",0,0,0,0,0,0,0,0,0,0,0,0,0,0,0,0,1.45629568519319,2.89531773057839,4.631642170826058,8.983255586597638,0,0,0,0,0,0,0,0,0,0,0,0,0,0,0,0,0,0,0,0,0.1579920661452428,0,0,0,0,0,0,0,0,0,4.999999997085901,null,"",""]
["58398_G_1","WECC_Imperial Irrigation District (IID)","California",6,"Imperial",25,"58398","1","Heber Solar",0,2014,9999,"Solar PV","","","","","","Non-Fossil","G",2025,"Solar","",0,0,0,0,0,0,0,0,0,0,0,0,0,0,0,0,4.2800474846969365,8.235595009622246,13.498319622480107,26.01396211679929,0,0,0,0,0,0,0,0,0,0,0,0,0,0,0,0,0,0,0,0,0.3159841325707338,0,0,0,0,0,0,0,0,0,9.999999999999998,null,"",""]
["58429_G_3","WECC_LADWP","California",6,"Los Angeles",37,"58429","3","Sunshine Gas Producers",13500,2014,9999,"Landfill Gas","","","","","","Non-Fossil","G",2025,"LF Gas","",0.0999243558197214,0.12536876113265955,0.16372558399999998,0.3890187009523809,0,0,0,0,0,0,0,0,0,0,0,0,7.401804138095237,9.286574902857144,12.12782104,28.81620008095238,5.758540704030664,7.224876338445527,9.435341682666667,22.418758725142858,0,0,0,0,1.0242343933301323E-3,1.2850420295220644E-3,1.6781779412825505E-3,0.003987454364134747,0,0,0,0,0,0,0,0,1.0369259925714285,0.05134629917037065,0.06442094985680953,0.0841306681163823,0.19989791714356248,0,0,0,0,0,4,null,"",""]
["58440_G_9560","WECC_LADWP","California",6,"Los Angeles",37,"58440","9560","CBS Studio Center",8508,2013,9999,"Fuel Cell","","","","","","Non-Fossil","G",2025,"NaturalGas","",0,0,2.3686276632672739E-5,2.3686276632672739E-5,0,0,0,0,0,0,0,0,0,0,0,0,0,0,2.7840000000000005E-3,2.7840000000000005E-3,0,0,1.3865943715585401E-3,1.3865943715585401E-3,0,0,1.6600410649665919E-12,1.6600410649665919E-12,0,0,0,0,0,0,0,0,0,0,0,0,0,0,0,1.2546274908118547E-4,1.2546274908118547E-4,0,0,1.0068718491713271E-4,1.0068718491713271E-4,0,0.4000000000000001,null,"",""]
["58486_G_1","WECC_Arizona","Arizona",4,"Pima",19,"58486","1","Picture Rocks Solar, LLC",0,2012,9999,"Solar PV","","","","","","Non-Fossil","G",2025,"Solar","",0,0,0,0,0,0,0,0,0,0,0,0,0,0,0,0,8.654356261990948,16.28075649074181,24.659130427777953,49.5942431805107,0,0,0,0,0,0,0,0,0,0,0,0,0,0,0,0,0,0,0,0,0.6319682648863628,0,0,0,0,0,0,0,0,0,19.99999998978394,null,"",""]
["58500_G_RIO","WECC_Southern California Edison","California",6,"Kern",29,"58500","RIO","Rio Grande Solar",0,2013,9999,"Solar PV","","","","","","Non-Fossil","G",2025,"Solar","",0,0,0,0,0,0,0,0,0,0,0,0,0,0,0,0,2.0119305252494653,3.9568839778572573,6.683431641176197,12.65224614428292,0,0,0,0,0,0,0,0,0,0,0,0,0,0,0,0,0,0,0,0,0.18697139262432486,0,0,0,0,0,0,0,0,0,5.000000000000001,null,"",""]
["58533_G_1","WECC_Northern Nevada","Nevada",32,"Mineral",21,"58533","1","Don A Campbell 1 Geothermal",9771,2014,9999,"Geothermal","","","","","","Non-Fossil","G",2025,"Geothermal",null,0.20575373303970523,0.2604456686961368,0.30200965762283954,0.7682090593586817,0,0,0,0,0,0,0,0,0,0,0,0,21.05757034841755,26.654937966307486,30.908744733007577,78.62125304773261,0,0,0,0,3.7554171357847253E-4,4.753654345477339E-4,5.5122802715269108E-4,1.4021351752788974E-3,0,0,0,0,0,0,0,0,0,0,0,0,1.4642170309693814,0.024426781604164356,0.030919728040916687,0.035854143890288785,0.09120065353536982,0,0,0,0,0,11.89088027590193,null,"",""]
["58587_G_1","MISO_Lower Michigan","Michigan",26,"Tuscola",157,"58587","1","Tuscola Wind II LLC",0,2013,9999,"Onshore Wind","","","","","","Non-Fossil","G",2025,"Wind","",0,0,0,0,0,0,0,0,0,0,0,0,0,0,0,0,91.16124855105346,114.45545357746738,82.97342887859764,288.5901310071185,0,0,0,0,0,0,0,0,0,0,0,0,0,0,0,0,0,0,0,0,3.5365720196913784,0,0,0,0,0,0,0,0,0,100.29999999999998,null,"",""]
["58615_G_IMS","MISO_Indiana (including parts of Kentucky)","Indiana",18,"Marion",97,"58615","IMS","Indianapolis Motor Speedway Solar PV",0,2014,9999,"Solar PV","","","","","","Non-Fossil","G",2025,"Solar","",0,0,0,0,0,0,0,0,0,0,0,0,0,0,0,0,1.8059141640897325,4.348207593299105,7.674398740600759,13.828520497989597,0,0,0,0,0,0,0,0,0,0,0,0,0,0,0,0,0,0,0,0,0.28438571933301804,0,0,0,0,0,0,0,0,0,9.000000000000002,null,"",""]
["58647_G_1","NY_Zone J (NYC)","New York",36,"Richmond",85,"58647","1","Port Richmond WWT Solar",0,2015,9999,"Solar PV","","","","","","Non-Fossil","G",2025,"Solar","",0,0,0,0,0,0,0,0,0,0,0,0,0,0,0,0,0.24711899652182429,0.47271399334659675,0.8291669998684208,1.5489999897368418,0,0,0,0,0,0,0,0,0,0,0,0,0,0,0,0,0,0,0,0,0.03159841328947368,0,0,0,0,0,0,0,0,0,0.9999999999999999,null,"",""]
["58697_G_CT004","SERC_VACAR","North Carolina",37,"New Hanover",129,"58697","CT004","L V Sutton Combined Cycle",10745,2017,9999,"Combustion Turbine","","","","","","Fossil","G",2025,"NaturalGas","",0.038397996000000004,0.000355537,0.1121783415,0.1509318745,0,0,0,0,0,0,0,0,0,0,0,0,3.5735688000000003,0.0330886,10.440050444999999,14.046707845,2.247818730605505,0.02081313639449542,6.566920142,8.835552009,2.6892495412844035E-9,2.4900458715596325E-11,7.852e-09,1.056615E-8,4.587431779816512E-3,4.2476220183486228E-5,0.013401922499999996,0.018031830499999995,0,0,0,0,0,0,0,0,0.769283391,0.016670698452000005,1.54358319E-4,0.04870283532592499,0.065527892096925,0.17035894605934734,1.3961374406526608E-3,0.42735624,0.5991113235000001,0,39,null,"",""]
["58714_G_GEN4","PJM_PENELEC","Pennsylvania",42,"Wyoming",131,"58714","GEN4","Oxbow Creek",10745,2019,9999,"Combustion Turbine","","","","","","Fossil","G",2025,"NaturalGas","",2.4411922416534183E-4,0,0.009306919721780604,0.009551038945945946,0,0,0,0,0,0,0,0,0,0,0,0,0.022719332232114465,0,0.8661628406518282,0.8888821728839428,0.014290739413354531,0,0.5448270805564388,0.5591178199697933,1.702702702702703e-11,0,6.512003179650239e-10,6.682273449920509e-10,1.2949913351281172E-4,0,0.004937088260535379,0.005066587394048191,0,0,0,0,0,0,0,0,0.08284590366772654,1.0723524813558027E-4,0,0.00408828860787663,0.00419552385601221,8.441153656597774E-4,0,0.026174145696343402,0.02701826106200318,0,4.199999999999999,null,"",""]
["58750_G_LDFRB","WECC_LADWP","California",6,"Los Angeles",37,"58750","LDFRB","Lancaster Dry Farm Ranch B",0,2014,9999,"Solar PV","","","","","","Non-Fossil","G",2025,"Solar","",0,0,0,0,0,0,0,0,0,0,0,0,0,0,0,0,1.9454120356124815,3.9559390825916174,6.697027759035206,12.598378877239305,0,0,0,0,0,0,0,0,0,0,0,0,0,0,0,0,0,0,0,0,0.21794127657085566,0,0,0,0,0,0,0,0,0,5.000000000000001,null,"",""]
["58797_G_VS","MISO_Indiana (including parts of Kentucky)","Indiana",18,"Porter",127,"58797","VS","Valparaiso Solar, LLC",0,2012,9999,"Solar PV","","","","","","Non-Fossil","G",2025,"Solar","",0,0,0,0,0,0,0,0,0,0,0,0,0,0,0,0,0.2006571293433036,0.4831341770332338,0.8527109711778621,1.5365022775543997,0,0,0,0,0,0,0,0,0,0,0,0,0,0,0,0,0,0,0,0,0.031598413259224224,0,0,0,0,0,0,0,0,0,1.0000000000000002,null,"",""]
["58834_G_UNIT2","MISO_Minnesota and Western Wisconsin","Wisconsin",55,"Richland",103,"58834","UNIT2","Richland Center Renewable Energy LLC",11006,2013,9999,"Non-Fossil Waste","","","","","","Non-Fossil","G",2025,"Non-Fossil","",0.008827210552549331,0.01269038615077582,0.014503829446007829,0.036021426149332986,0,0,0,0,0,0,0,0,0,0,0,0,0.8020366414999998,1.1530431529999996,1.3178111677500002,3.2728909622499995,0,0,0,0,0,0,0,0,0,0,0,0,0,0,0,0,0,0,0,0,0.2073851985,5.563726433682149E-3,0.007998657838779422,0.009141653197913402,0.02270403747037497,0,0,0,0,0,0.8,null,"",""]
["58856_G_1","SERC_VACAR","North Carolina",37,"Robeson",155,"58856","1","Pate Farm",0,2013,9999,"Solar PV","","","","","","Non-Fossil","G",2025,"Solar","",0,0,0,0,0,0,0,0,0,0,0,0,0,0,0,0,1.45629568519319,2.89531773057839,4.631642170826058,8.983255586597638,0,0,0,0,0,0,0,0,0,0,0,0,0,0,0,0,0,0,0,0,0.1579920661452428,0,0,0,0,0,0,0,0,0,4.999999997085901,null,"",""]
["58884_G_LGWF","MISO_Iowa","Iowa",19,"Webster",187,"58884","LGWF","Lundgren Wind Project",0,2014,9999,"Onshore Wind","","","","","","Non-Fossil","G",2025,"Wind","",0,0,0,0,0,0,0,0,0,0,0,0,0,0,0,0,219.2449972161209,304.7199585453465,244.48397273575353,768.4489284972209,0,0,0,0,0,0,0,0,0,0,0,0,0,0,0,0,0,0,0,0,8.850245031663894,0,0,0,0,0,0,0,0,0,251,null,"",""]
["58933_G_STG1","PJM_ATSI","Pennsylvania",42,"Beaver",7,"58933","STG1","Shell Chemical Appalachia LLC",6590,2020,9999,"Combined Cycle","","","","","","Fossil","G",2025,"NaturalGas","",0.8423460727248238,1.1418468985825387,1.5789366532247757,3.563129624532138,0,0,0,0,0,0,0,0,0,0,0,0,127.82186227208999,173.26963552438875,239.5958502587472,540.6873480552259,65.56334570878913,88.87475751635854,122.8952956974398,277.3333989225875,7.8387557597886062E-8,1.0625868918824558E-7,1.4694278632645109E-7,3.3158903311258275E-7,6.1598548597033564E-3,0.008350025476486745,0.011546357304246196,0.026056237640436297,0,0,0,0,0,0,0,0,2.193807801710947,0.27301210198630577,0.3700830715814372,0.5117478774256574,1.1548430509934005,3.141937238386963,3.8189337180446685,4.816178533560186,11.777049489991818,0,72.7,null,"",""]
["58955_G_BEAR","SERC_VACAR","North Carolina",37,"Vance",181,"58955","BEAR","BearPond Solar Center LLC",0,2014,9999,"Solar PV","","","","","","Non-Fossil","G",2025,"Solar","",0,0,0,0,0,0,0,0,0,0,0,0,0,0,0,0,1.3980438577854626,2.779505021355255,4.446376483993014,8.623925363133733,0,0,0,0,0,0,0,0,0,0,0,0,0,0,0,0,0,0,0,0,0.1516723834994331,0,0,0,0,0,0,0,0,0,4.799999997202465,null,"",""]
["58993_G_3203","ISONE_Maine","Maine",23,"Penobscot",19,"58993","3203","Pine Tree Landfill Gas to Energy",13500,2008,9999,"Landfill Gas","","","","","","Non-Fossil","G",2025,"LF Gas","",1.8833699176702728E-8,2.5657469737826402E-8,3.5376620896917905E-8,7.9867789811447042E-8,0,0,0,0,0,0,0,0,0,0,0,0,1.3950888196042316E-6,1.9005533026062781E-6,2.6204904267277245E-6,5.9161325489382337E-6,1.0853672435381093E-6,1.4786143149166793E-6,2.038719278388176E-6,4.6027008368429647E-6,0,0,0,0,2.0827287657976785E-9,2.8373369341407286E-9,3.9121338323745325E-9,8.8321995323129388E-9,0,0,0,0,0,0,0,0,2.5923125509569828E-7,9.6777281003644376E-9,1.3184134117060075E-8,1.8178336377660393E-8,4.1040198595084909E-8,0,0,0,0,0,9.9999906250087869E-7,null,"",""]
["59049_G_PS01","ISONE_MA, VT, NH, RI (Rest of ISO New England)","Vermont",50,"Chittenden",7,"59049","PS01","Whitcomb Solar Farm",0,2014,9999,"Solar PV","","","","","","Non-Fossil","G",2025,"Solar","",0,0,0,0,0,0,0,0,0,0,0,0,0,0,0,0,0.47641107683244743,1.0085675014317275,1.6643310561869165,3.1493096344510914,0,0,0,0,0,0,0,0,0,0,0,0,0,0,0,0,0,0,0,0,0.06951650916884738,0,0,0,0,0,0,0,0,0,2.200000000000001,null,"",""]
["59073_G_5501","PJM_SWMAAC","Maryland",24,"Calvert",9,"59073","5501","Cove Point LNG Terminal",0,2018,9999,"Energy Storage","","","","","","Non-Fossil","G",2025,"EnerStor","",0,0,0,0,0,0,0,0,0,0,0,0,0,0,0,0,0,0,0.44826,0.44826,0,0,0,0,0,0,0,0,0,0,0,0,0,0,0,0,0,0,0,0,0.1103289415,0,0,3.527863872975625E-3,3.527863872975625E-3,0,0,0,0,0,3,null,"",""]
["59085_G_INV-1","ISONE_MA, VT, NH, RI (Rest of ISO New England)","Massachusetts",25,"Plymouth",23,"59085","INV-1","Lepomis PV Energy LLC",0,2014,9999,"Solar PV","","","","","","Non-Fossil","G",2025,"Solar","",0,0,0,0,0,0,0,0,0,0,0,0,0,0,0,0,0.9416126825677047,1.8883388109321206,3.46657466745745,6.296526160957275,0,0,0,0,0,0,0,0,0,0,0,0,0,0,0,0,0,0,0,0,0.14219285963728143,0,0,0,0,0,0,0,0,0,4.500000000000003,null,"",""]
["59130_G_57449","WECC_Northern California (not including BANC)","California",6,"Contra Costa",13,"59130","57449","CSD 2 - Heritage High",0,2013,9999,"Solar PV","","","","","","Non-Fossil","G",2025,"Solar","",0,0,0,0,0,0,0,0,0,0,0,0,0,0,0,0,0.4830572204806092,0.9659061878626956,1.6293883276774799,3.0783517360207844,0,0,0,0,0,0,0,0,0,0,0,0,0,0,0,0,0,0,0,0,0.041077937248934875,0,0,0,0,0,0,0,0,0,1.2999999999999998,null,"",""]
["59163_G_HSC 1","SERC_VACAR","North Carolina",37,"Lenoir",107,"59163","HSC 1","Highland Solar Center LLC",0,2015,9999,"Solar PV","","","","","","Non-Fossil","G",2025,"Solar","",0,0,0,0,0,0,0,0,0,0,0,0,0,0,0,0,1.45629568519319,2.89531773057839,4.631642170826058,8.983255586597638,0,0,0,0,0,0,0,0,0,0,0,0,0,0,0,0,0,0,0,0,0.1579920661452428,0,0,0,0,0,0,0,0,0,4.999999997085901,null,"",""]
["59190_G_1","SERC_VACAR","North Carolina",37,"Chatham",37,"59190","1","Vickers",0,2014,9999,"Solar PV","","","","","","Non-Fossil","G",2025,"Solar","",0,0,0,0,0,0,0,0,0,0,0,0,0,0,0,0,0.5825182740772761,1.1581270922313562,1.852656868330423,3.5933022346390553,0,0,0,0,0,0,0,0,0,0,0,0,0,0,0,0,0,0,0,0,0.06319682645809713,0,0,0,0,0,0,0,0,0,1.9999999988343604,null,"",""]
["59240_G_G1","FRCC","Florida",12,"Charlotte",15,"59240","G1","Green Gas-Port Charlotte LLC",13500,2011,9999,"Landfill Gas","","","","","","Non-Fossil","G",2025,"LF Gas","",0.02886448035100779,0.03732297206092092,0.04222662776548373,0.10841408017741243,0,0,0,0,0,0,0,0,0,0,0,0,2.141837626622613,2.7694850184501574,3.1333521003600606,8.044674745432832,1.6634311384568745,2.150885557297901,2.433478330161954,6.247795025916729,0,0,0,0,0.003191978504264768,0.004127360793785254,0.00466963160067738,0.011988970898727401,0,0,0,0,0,0,0,0,0.3629240915592353,0.01485792294677257,0.01921191153563752,0.021736056689632858,0.055805891172042946,0,0,0,0,0,1.3999999777424483,null,"",""]
["59301_G_WEDC1","ISONE_MA, VT, NH, RI (Rest of ISO New England)","Rhode Island",44,"Kent",3,"59301","WEDC1","WED Coventry 1",0,2016,9999,"Onshore Wind","","","","","","Non-Fossil","G",2025,"Wind","",0,0,0,0,0,0,0,0,0,0,0,0,0,0,0,0,0.827544813197308,1.1807718966488452,0.9392805979615385,2.947597307807692,0,0,0,0,0,0,0,0,0,0,0,0,0,0,0,0,0,0,0,0,0.05288991057692308,0,0,0,0,0,0,0,0,0,1.5,null,"",""]
["59327_G_GEN1","PJM_EMAAC","Pennsylvania",42,"Chester",29,"59327","GEN1","Marlboro Mushrooms Solar Field",0,2011,9999,"Solar PV","","","","","","Non-Fossil","G",2025,"Solar","",0,0,0,0,0,0,0,0,0,0,0,0,0,0,0,0,0.201456703379932,0.43397335166071854,0.7321016254471542,1.3675316804878048,0,0,0,0,0,0,0,0,0,0,0,0,0,0,0,0,0,0,0,0,0.03159841325203252,0,0,0,0,0,0,0,0,0,1,null,"",""]
["59374_G_OMSLR","WECC_Pacific Northwest","Oregon",41,"Klamath",35,"59374","OMSLR","Old Mill Solar",0,2015,9999,"Solar PV","","","","","","Non-Fossil","G",2025,"Solar","",0,0,0,0,0,0,0,0,0,0,0,0,0,0,0,0,1.3994439088795714,2.9873454558860546,5.5356607737597665,9.922450138525392,0,0,0,0,0,0,0,0,0,0,0,0,0,0,0,0,0,0,0,0,0.15799206630859378,0,0,0,0,0,0,0,0,0,5.000000000000001,null,"",""]
["59436_G_10","MISO_Lower Michigan","Michigan",26,"Shiawassee",155,"59436","10","Lennon Generating",13500,2012,9999,"Landfill Gas","","","","","","Non-Fossil","G",2025,"LF Gas",null,0.03048338366831614,0.04408372018996985,0.056986204506154874,0.13155330836444087,0,0,0,0,0,0,0,0,0,0,0,0,2.2660474325167708,3.277057495953064,4.23619122648192,9.779296154951755,1.7567269172993885,2.540500710651322,3.2840579802702248,7.581285608220935,0,0,0,0,3.3710049812096625E-3,4.8749981946754565E-3,0.006301819431365756,0.014547822607250875,0,0,0,0,0,0,0,0,0.38884722370622915,0.015719566099488685,0.02273294070559032,0.029386449303401143,0.06783895610848015,0,0,0,0,0,1.6038960066902865,null,"",""]
["59455_G_TECHP","WECC_Arizona","Arizona",4,"Pima",19,"59455","TECHP","Tech Park Solar",0,2012,9999,"Solar PV","","","","","","Non-Fossil","G",2025,"Solar","",0,0,0,0,0,0,0,0,0,0,0,0,0,0,0,0,2.163589065497737,4.070189122685452,6.164782606944488,12.398560795127676,0,0,0,0,0,0,0,0,0,0,0,0,0,0,0,0,0,0,0,0,0.1579920662215907,0,0,0,0,0,0,0,0,0,4.999999997445985,null,"",""]
["59482_G_STELL","MISO_Indiana (including parts of Kentucky)","Indiana",18,"Perry",123,"59482","STELL","IMPA Tell City Solar Park",0,2015,9999,"Solar PV","","","","","","Non-Fossil","G",2025,"Solar","",0,0,0,0,0,0,0,0,0,0,0,0,0,0,0,0,0.2006571293433036,0.4831341770332338,0.8527109711778621,1.5365022775543997,0,0,0,0,0,0,0,0,0,0,0,0,0,0,0,0,0,0,0,0,0.031598413259224224,0,0,0,0,0,0,0,0,0,1.0000000000000002,null,"",""]
["59554_G_FLS1","SERC_VACAR","North Carolina",37,"Rutherford",161,"59554","FLS1","Innovative Solar 15, LLC",0,2014,9999,"Solar PV","","","","","","Non-Fossil","G",2025,"Solar","",0,0,0,0,0,0,0,0,0,0,0,0,0,0,0,0,0.4368887055579571,0.868595319173517,1.3894926512478172,2.6949766759792912,0,0,0,0,0,0,0,0,0,0,0,0,0,0,0,0,0,0,0,0,0.04739761984357284,0,0,0,0,0,0,0,0,0,1.4999999991257702,null,"",""]
["59595_G_PV1","SERC_VACAR","North Carolina",37,"Alexander",3,"59595","PV1","Stikeleather Farm",0,2015,9999,"Solar PV","","","","","","Non-Fossil","G",2025,"Solar","",0,0,0,0,0,0,0,0,0,0,0,0,0,0,0,0,1.45629568519319,2.89531773057839,4.631642170826058,8.983255586597638,0,0,0,0,0,0,0,0,0,0,0,0,0,0,0,0,0,0,0,0,0.1579920661452428,0,0,0,0,0,0,0,0,0,4.999999997085901,null,"",""]
["59614_G_MDG3","PJM_AP","Virginia",51,"Highland",91,"59614","MDG3","Monterey Diesel Generation Facility",10745,2016,9999,"Combustion Turbine","","","SCR","","","Fossil","G",2025,"Oil","",0,0,0,0,0,0,0,0,0,0,0,0,0,0,0,0,0,0,0,0,0,0,0,0,0,0,0,0,0,0,0,0,0,0,0,0,0,0,0,0,0.011835129100000001,0,0,0,0,0,0,0,0,0,0.6000000000000001,"SCR","",""]
["59647_G_3","SPP West (Oklahoma, Arkansas, Louisiana)","Oklahoma",40,"Payne",119,"59647","3","Stillwater Energy Center",10745,2016,9999,"Combustion Turbine","","","","","","Fossil","G",2025,"NaturalGas","",1.0810993684210526E-3,2.3423819649122804E-3,0.007947549,0.011371030333333332,0,0,0,0,0,0,0,0,0,0,0,0,0.100614186,0.21799740299999998,0.7396509119999999,1.058262501,0.06328756063157906,0.1371230480350876,0.4652495213333333,0.66566013,7.56842105263158e-11,1.6398245614035087E-10,5.561666666666667e-10,7.958333333333332e-10,3.2196631578947359E-5,6.9759368421052625E-5,2.3667799999999999E-4,0.000338634,0,0,0,0,0,0,0,0,0.36688900199999996,4.7489895791999996E-4,1.0289477421599998E-3,0.00349115230464,4.9949990047199995E-3,0.004159069550950405,0.008215863782382928,0.025922388666666664,0.038297321999999995,0,18.599999999999998,null,"",""]
["59701_G_SFC1","ISONE_Connecticut","Connecticut",9,"New London",11,"59701","SFC1","Subase Microgrid Project",9500,2020,9999,"Fuel Cell","","","","","","Non-Fossil","G",2025,"NaturalGas","",0,0,0,0,0,0,0,0,0,0,0,0,0,0,0,0,0,0,0,0,0,0,0,0,0,0,0,0,0,0,0,0,0,0,0,0,0,0,0,0,0,0,0,0,0,0,0,0,0,0,3.6999999999999997,null,"",""]
["59717_G_TOW1","ISONE_MA, VT, NH, RI (Rest of ISO New England)","Massachusetts",25,"Middlesex",17,"59717","TOW1","Framingham State University Plant",13469,2004,9999,"Combustion Turbine","","","","","","Fossil","G",2025,"Oil","",0,0,0,0,0,0,0,0,0,0,0,0,0,0,0,0,0,0,0,0,0,0,0,0,0,0,0,0,0,0,0,0,0,0,0,0,0,0,0,0,0.003945042690630314,0,0,0,0,0,0,0,0,0,0.1999999827089352,null,"",""]
["59764_G_STG10","PJM_ATSI","Ohio",39,"Lucas",95,"59764","STG10","Oregon Clean Energy Center",7050,2017,9999,"Combined Cycle","","","SCR","NH3","","Fossil","G",2025,"NaturalGas","",4.147494159738574,5.622158749867847,7.774275646277961,17.54392855588438,0,0,0,0,0,0,0,0,0,0,0,0,588.2970439858169,797.4693262918855,1102.7341342275927,2488.500504505295,242.7943081431456,329.12117326070836,455.10609627805053,1027.0215776819045,2.9031619335838396E-7,3.9353972877469785E-7,5.4417917331288345E-7,1.2280350954459653E-6,0.011275790647188057,0.01528496065507717,0.021135991167059935,0.04769674246932516,0,0,0,0,0,0,0,0,10.569366827701748,1.3442944090520614,1.822265754492797,2.519814346285851,5.686374509830709,15.470086197280928,18.803441735896754,23.71361726228811,57.98714519546579,0,334.6,"SCR","",""]
["59800_G_AMZ00","WECC_Southern California Edison","California",6,"San Bernardino",71,"59800","AMZ00","Amazon San Bernardino",7002,2014,9999,"Fuel Cell","","","","","","Non-Fossil","G",2025,"NaturalGas","",0,0,5.4825672523485473E-5,5.4825672523485473E-5,0,0,0,0,0,0,0,0,0,0,0,0,0,0,0.00783,0.00783,0,0,3.209494168209653E-3,3.209494168209653E-3,0,0,3.840535545467707e-12,3.840535545467707e-12,0,0,0,0,0,0,0,0,0,0,0,0,0,0,0,3.528639817908342E-4,3.528639817908342E-4,0,0,2.2689812439849078E-4,2.2689812439849078E-4,0,0.9999999999999999,null,"",""]
["59823_G_INDY3","MISO_Indiana (including parts of Kentucky)","Indiana",18,"Marion",97,"59823","INDY3","INDY III",0,2015,9999,"Solar PV","","","","","","Non-Fossil","G",2025,"Solar","",0,0,0,0,0,0,0,0,0,0,0,0,0,0,0,0,0.501642823358259,1.2078354425830846,2.1317774279446553,3.841255693885999,0,0,0,0,0,0,0,0,0,0,0,0,0,0,0,0,0,0,0,0,0.07899603314806056,0,0,0,0,0,0,0,0,0,2.5000000000000004,null,"",""]
["59845_G_E17","PJM West","Virginia",51,"Pulaski",155,"59845","E17","New River",13500,2013,9999,"Landfill Gas","","","","","","Non-Fossil","G",2025,"LF Gas",null,3.0743987979798756E-3,0.003909856858270125,0.004687200328124999,0.011671455984374999,0,0,0,0,0,0,0,0,0,0,0,0,0.22773325875000006,0.28961904492187507,0.34720002309375014,0.8645523267656253,0.1771745395832137,0.22532115519803633,0.27011866678124996,0.6726143615625,0,0,0,0,3.3998352939897911E-4,4.3237296833219182E-4,5.1833570501884254E-4,1.2906922027500134E-3,0,0,0,0,0,0,0,0,0.06561797296875002,1.5797851195006132E-3,2.0090866832667147E-3,2.4085258033211022E-3,0.00599739760608843,0,0,0,0,0,0.3000000000000001,null,"",""]
["59879_G_GEN01","WECC_Southern California Edison","California",6,"Kern",29,"59879","GEN01","North Rosamond Solar LLC",0,2019,9999,"Solar PV","","","","","","Non-Fossil","G",2025,"Solar","",0,0,0,0,0,0,0,0,0,0,0,0,0,0,0,0,64.38177680798289,126.62028729143223,213.8698125176383,404.87187661705343,0,0,0,0,0,0,0,0,0,0,0,0,0,0,0,0,0,0,0,0,5.983084563978395,0,0,0,0,0,0,0,0,0,160.00000000000003,null,"",""]
["59940_G_TQ8","WECC_Northern California (not including BANC)","California",6,"Fresno",19,"59940","TQ8","Great Valley Solar Portfolio Holdings, LLC",0,2018,9999,"Solar PV","","","","","","Non-Fossil","G",2025,"Solar","",0,0,0,0,0,0,0,0,0,0,0,0,0,0,0,0,74.31649545855527,148.60095197887622,250.6751273349969,473.59257477242835,0,0,0,0,0,0,0,0,0,0,0,0,0,0,0,0,0,0,0,0,6.319682653682287,0,0,0,0,0,0,0,0,0,199.99999999999997,null,"",""]
["59961_G_WABSB","WECC_LADWP","California",6,"Los Angeles",37,"59961","WABSB","Western Antelope Blue Sky B",0,2016,9999,"Solar PV","","","","","","Non-Fossil","G",2025,"Solar","",0,0,0,0,0,0,0,0,0,0,0,0,0,0,0,0,7.39256573532743,15.032568513848148,25.448705484333782,47.87383973350936,0,0,0,0,0,0,0,0,0,0,0,0,0,0,0,0,0,0,0,0,0.8281768509692515,0,0,0,0,0,0,0,0,0,19.000000000000004,null,"",""]
["60032_G_RCHTR","WECC_Southern California Edison","California",6,"San Bernardino",71,"60032","RCHTR","SunE Rochester",0,2016,9999,"Solar PV","","","","","","Non-Fossil","G",2025,"Solar","",0,0,0,0,0,0,0,0,0,0,0,0,0,0,0,0,0.40238610504989303,0.7913767955714516,1.3366863282352395,2.530449228856584,0,0,0,0,0,0,0,0,0,0,0,0,0,0,0,0,0,0,0,0,0.037394278524864974,0,0,0,0,0,0,0,0,0,1.0000000000000002,null,"",""]
["60060_G_SDIA2","WECC_San Diego Gas and Electric","California",6,"San Diego",73,"60060","SDIA2","Lindberg FIeld Solar",0,2016,9999,"Solar PV","","","","","","Non-Fossil","G",2025,"Solar","",0,0,0,0,0,0,0,0,0,0,0,0,0,0,0,0,0.6070153885557226,1.2723797449827394,2.1332052392884617,4.012600372826924,0,0,0,0,0,0,0,0,0,0,0,0,0,0,0,0,0,0,0,0,0.05371730253846154,0,0,0,0,0,0,0,0,0,1.7000000000000002,null,"",""]
["60079_G_DU2CA","WECC_Southern California Edison","California",6,"Tulare",107,"60079","DU2CA","CED Ducor 2",0,2016,9999,"Solar PV","","","","","","Non-Fossil","G",2025,"Solar","",0,0,0,0,0,0,0,0,0,0,0,0,0,0,0,0,8.047722100997861,15.82753591142903,26.73372656470479,50.60898457713168,0,0,0,0,0,0,0,0,0,0,0,0,0,0,0,0,0,0,0,0,0.7478855704972994,0,0,0,0,0,0,0,0,0,20.000000000000004,null,"",""]
["60102_G_2","MISO_Lower Michigan","Michigan",26,"Muskegon",121,"60102","2","Lorin Industries",8700,1990,9999,"Combustion Turbine","","","","","","Fossil","G",2025,"NaturalGas","",1.4118447499999998E-3,0,0.0035336795,0.00494552425,0,0,0,0,0,0,0,0,0,0,0,0,0.16228096875000003,0,0.40616982675,0.5684507955,0.109087672,0,0.27303337725,0.38212104925,1.30425e-10,0,3.2640124999999996E-10,4.5682624999999996E-10,6.2630299999999993E-4,0,0.00156755275,2.1938557500000002E-3,0,0,0,0,0,0,0,0,0.015780172,7.6596617250000026E-4,0,0.00191712158226,2.68308775476E-3,0.00591271825,0,0.0120415405,0.01795425875,0,0.8,null,"",""]
["60181_G_PV1","SERC_VACAR","North Carolina",37,"Craven",49,"60181","PV1","Grove Solar",0,2020,9999,"Solar PV","","","","","","Non-Fossil","G",2025,"Solar","",0,0,0,0,0,0,0,0,0,0,0,0,0,0,0,0,1.45629568519319,2.89531773057839,4.631642170826058,8.983255586597638,0,0,0,0,0,0,0,0,0,0,0,0,0,0,0,0,0,0,0,0,0.1579920661452428,0,0,0,0,0,0,0,0,0,4.999999997085901,null,"",""]
["60208_G_PV1","PJM_Dominion","North Carolina",37,"Northampton",131,"60208","PV1","Long Farm 46 Solar, LLC",0,2016,9999,"Solar PV","","","","","","Non-Fossil","G",2025,"Solar","",0,0,0,0,0,0,0,0,0,0,0,0,0,0,0,0,1.4067569230221109,2.8830261668048696,4.7855452966837575,9.075328386510737,0,0,0,0,0,0,0,0,0,0,0,0,0,0,0,0,0,0,0,0,0.15799206627149423,0,0,0,0,0,0,0,0,0,5.000000000000002,null,"",""]
["60248_G_CAREY","WECC_Colorado","Colorado",8,"Weld",123,"60248","CAREY","Skylark",0,2015,9999,"Solar PV","","","","","","Non-Fossil","G",2025,"Solar","",0,0,0,0,0,0,0,0,0,0,0,0,0,0,0,0,1.426254825698006,2.7704058666035323,4.427644668381538,8.624305360683076,0,0,0,0,0,0,0,0,0,0,0,0,0,0,0,0,0,0,0,0,0.12639365304615383,0,0,0,0,0,0,0,0,0,4,null,"",""]
["60293_G_PV1","SERC_VACAR","South Carolina",45,"Calhoun",17,"60293","PV1","St. Matthews Solar",0,2017,9999,"Solar PV","","","","","","Non-Fossil","G",2025,"Solar","",0,0,0,0,0,0,0,0,0,0,0,0,0,0,0,0,3.4293035849909126,6.3631857217661265,8.743589111707621,18.53607841846466,0,0,0,0,0,0,0,0,0,0,0,0,0,0,0,0,0,0,0,0,0.322303815173937,0,0,0,0,0,0,0,0,0,10.2,null,"",""]
["60326_G_OBWF","MISO_Iowa-MidAmerican","Iowa",19,"O'Brien",141,"60326","OBWF","O'Brien Wind",0,2016,9999,"Onshore Wind","","","","","","Non-Fossil","G",2025,"Wind","",0,0,0,0,0,0,0,0,0,0,0,0,0,0,0,0,52.23380398695757,73.55244668300875,59.54986819342194,185.33611886338826,0,0,0,0,0,0,0,0,0,0,0,0,0,0,0,0,0,0,0,0,2.182590309189031,0,0,0,0,0,0,0,0,0,61.89999998989471,null,"",""]
["60342_G_IGWF4","MISO_Iowa-MidAmerican","Iowa",19,"Ida",93,"60342","IGWF4","Ida Grove Wind",0,2016,9999,"Onshore Wind","","","","","","Non-Fossil","G",2025,"Wind","",0,0,0,0,0,0,0,0,0,0,0,0,0,0,0,0,23.290032149273486,32.79559819791666,26.552122167018506,82.63775251420866,0,0,0,0,0,0,0,0,0,0,0,0,0,0,0,0,0,0,0,0,0.9731743543395357,0,0,0,0,0,0,0,0,0,27.599999995494247,null,"",""]
["60376_G_CTG2","PJM_ATSI","Ohio",39,"Trumbull",155,"60376","CTG2","Clean Energy Future-Lordstown, LLC",7050,2018,9999,"Combined Cycle","","","SCR","DLNB","","Fossil","G",2025,"NaturalGas","",3.2599849471077134,4.419090706079344,6.110682886934118,13.789758540121175,0,0,0,0,0,0,0,0,0,0,0,0,462.40921231615437,626.8213766952314,866.7635299174306,1955.9941189288163,190.83951878868226,258.69356991354704,357.71937618177884,807.2524648840082,2.2821649861265249E-7,3.0936014256381806E-7,4.2777692588235295E-7,9.653535670588236E-7,0.009610330520976701,0.01302733692843506,0.018014068970588236,0.04065173642,0,0,0,0,0,0,0,0,8.307661311588234,1.0566330821573222,1.4323248447021466,1.980607210506949,4.469565137366418,12.159691172927841,14.779752457800386,18.63921499277176,45.57865862349999,0,263,"SCR","",""]
["6042_G_D","FRCC","Florida",12,"Manatee",81,"6042","D","Manatee",7050,2005,9999,"Combined Cycle","","","SCR","DLNB","","Fossil","G",2025,"NaturalGas","",2.1505984369899807,2.915255659030862,4.031191941829996,9.09704603785084,0,0,0,0,0,0,0,0,0,0,0,0,305.04942367904175,413.5114409871454,571.8002754353462,1290.3611401015335,125.89603250111278,170.65906627928658,235.98597630088275,532.5410750812821,1.5054031025668702E-7,2.0406575390350913E-7,2.8218140682468332E-7,6.3678747098487947E-7,0.009015102943226595,0.012220472878596043,0.016898370637106665,0.0381339464589293,0,0,0,0,0,0,0,0,5.493370786407846,0.6970930316404634,0.9449483317792954,1.3066669088857652,2.948708272305524,9.081585391610451,11.288494771130052,16.09122657686882,36.46130673960932,0,173.50000000000003,"SCR","",""]
["60445_G_INV1","WECC_Idaho","Idaho",16,"Ada",1,"60445","INV1","ID Solar",0,2016,9999,"Solar PV","","","","","","Non-Fossil","G",2025,"Solar","",0,0,0,0,0,0,0,0,0,0,0,0,0,0,0,0,11.331092666547576,27.11169155527061,51.33032688876032,89.77311111057851,0,0,0,0,0,0,0,0,0,0,0,0,0,0,0,0,0,0,0,0,1.263936530247934,0,0,0,0,0,0,0,0,0,40,null,"",""]
["60494_G_1","ISONE_MA, VT, NH, RI (Rest of ISO New England)","Massachusetts",25,"Hampden",13,"60494","1","Hampden",0,2015,9999,"Solar PV","","","","","","Non-Fossil","G",2025,"Solar","",0,0,0,0,0,0,0,0,0,0,0,0,0,0,0,0,0.6695912409370344,1.342818709996175,2.465119763525298,4.477529714458507,0,0,0,0,0,0,0,0,0,0,0,0,0,0,0,0,0,0,0,0,0.10111492240873349,0,0,0,0,0,0,0,0,0,3.200000000000002,null,"",""]
["60528_G_PV1","MISO_Minnesota and Western Wisconsin","Minnesota",27,"Chisago",25,"60528","PV1","Lawrence Creek Solar",0,2016,9999,"Solar PV","","","","","","Non-Fossil","G",2025,"Solar","",0,0,0,0,0,0,0,0,0,0,0,0,0,0,0,0,0.7613653365260853,1.7676425113586243,3.355293163362069,5.884301011246778,0,0,0,0,0,0,0,0,0,0,0,0,0,0,0,0,0,0,0,0,0.11059444615966435,0,0,0,0,0,0,0,0,0,3.4999999923871763,null,"",""]
["6055_B_2B1","MISO_Louisiana","Louisiana",22,"Pointe Coupee",77,"6055","2B1","Big Cajun 2",10438,1981,9999,"Coal Steam","wall","dry","ESPC + SNCR + Mercury Control + DSI","LNBO","","Fossil","B",2025,"",null,0,0,0,0,0,0,0,0,0,0,0,0,0,0,0,0,0,0,0,0,0,0,0,0,0,0,0,0,0,0,0,0,0,0,0,0,0,0,0,0,0.473237964,0,0,0,0,0,0,0,0,0,568,"SNCR / Mercury Control / DSI","",""]
["60569_G_SES","WECC_San Diego Gas and Electric","California",6,"San Diego",73,"60569","SES","El Cajon Energy Storage",0,2017,9999,"Energy Storage","","","","","","Non-Fossil","G",2025,"EnerStor","",0,0,0,0,0,0,0,0,0,0,0,0,0,0,0,0,0,4.049060038427948,5.07791955720524,9.126979595633188,0,0,0,0,0,0,0,0,0,0,0,0,0,0,0,0,0,0,0,0,0.275822354279476,0,0.031866623453083595,0.03996388023856853,0.07183050369165213,0,0,0,0,0,7.5,null,"",""]
["60636_G_1","SERC_VACAR","North Carolina",37,"Harnett",85,"60636","1","Bunn Level Farm, LLC",0,2016,9999,"Solar PV","","","","","","Non-Fossil","G",2025,"Solar","",0,0,0,0,0,0,0,0,0,0,0,0,0,0,0,0,1.45629568519319,2.89531773057839,4.631642170826058,8.983255586597638,0,0,0,0,0,0,0,0,0,0,0,0,0,0,0,0,0,0,0,0,0.1579920661452428,0,0,0,0,0,0,0,0,0,4.999999997085901,null,"",""]
["60660_G_WBU","PJM West","Ohio",39,"Hamilton",61,"60660","WBU","Willey Battery Utility",0,2016,9999,"Energy Storage","","","","","","Non-Fossil","G",2025,"EnerStor","",0,0,0,0,0,0,0,0,0,0,0,0,0,0,0,0,0.34703997606620846,0.0231359984044139,2.0417518591895267,2.411927833660149,0,0,0,0,0,0,0,0,0,0,0,0,0,0,0,0,0,0,0,0,0.2206578681615263,2.731249261683616E-3,1.8208328411224175E-4,0.01606884982290534,0.0189821823687012,0,0,0,0,0,5.999999586206925,null,"",""]
["60703_G_2","SERC_Central_Kentucky","Kentucky",21,"Scott",209,"60703","2","Green City Recovery, LLC",13648,2019,9999,"Landfill Gas","","","","","","Non-Fossil","G",2025,"LF Gas","",0.014477709126479315,0.02269099650289982,0.027627178897129467,0.0647958845265086,0,0,0,0,0,0,0,0,0,0,0,0,1.06079352,1.6625877645652174,2.024265744130435,4.747647028695652,0.8343359474372933,1.3076595129900213,1.5921266913650745,3.7341221517923895,0,0,0,0,6.5149524574448637E-4,1.0210922331493814E-3,1.2432340723250407E-3,2.9158215512189085E-3,0,0,0,0,0,0,0,0,0.2592314982608696,0.007358722335758436,0.011533367698423282,0.014042327054225676,0.03293441708840739,0,0,0,0,0,1,null,"",""]
["60716_G_OCS1","MISO_Minnesota and Western Wisconsin","Minnesota",27,"Stearns",145,"60716","OCS1","Orion Community Solar",0,2017,9999,"Solar PV","","","","","","Non-Fossil","G",2025,"Solar","",0,0,0,0,0,0,0,0,0,0,0,0,0,0,0,0,0.1957796579638505,0.4545366457779319,0.8627896705788176,1.5131059743206001,0,0,0,0,0,0,0,0,0,0,0,0,0,0,0,0,0,0,0,0,0.028438571869627973,0,0,0,0,0,0,0,0,0,0.8999999980424167,null,"",""]
["60730_G_PV1","ISONE_MA, VT, NH, RI (Rest of ISO New England)","Massachusetts",25,"Plymouth",23,"60730","PV1","Bridgewater Solar CSG",0,2015,9999,"Solar PV","","","","","","Non-Fossil","G",2025,"Solar","",0,0,0,0,0,0,0,0,0,0,0,0,0,0,0,0,0.4184945255856465,0.8392616937476092,1.540699852203311,2.7984560715365667,0,0,0,0,0,0,0,0,0,0,0,0,0,0,0,0,0,0,0,0,0.06319682650545842,0,0,0,0,0,0,0,0,0,2.000000000000001,null,"",""]
["60751_G_CAT3","SPP North- (Kansas, Missouri)","Kansas",20,"Miami",121,"60751","CAT3","Osawatomie Power Plant North Sub",10745,2018,9999,"Combustion Turbine","","","","","","Fossil","G",2025,"Oil",null,0,0,0,0,0,0,0,0,0,0,0,0,0,0,0,0,0,0,0,0,0,0,0,0,0,0,0,0,0,0,0,0,0,0,0,0,0,0,0,0,0.039450429056075986,0,0,0,0,0,0,0,0,0,2.057692241740633,null,"",""]
["60798_G_PV1","SERC_VACAR","North Carolina",37,"New Hanover",129,"60798","PV1","South Atlantic Services Solar Farm I",0,2013,9999,"Solar PV","","","","","","Non-Fossil","G",2025,"Solar","",0,0,0,0,0,0,0,0,0,0,0,0,0,0,0,0,0.46601461926182086,0.9265016737850849,1.4821254946643383,2.8746417877112442,0,0,0,0,0,0,0,0,0,0,0,0,0,0,0,0,0,0,0,0,0.0505574611664777,0,0,0,0,0,0,0,0,0,1.5999999990674885,null,"",""]
["60838_G_WABAS","MISO_Minnesota and Western Wisconsin","Minnesota",27,"Wabasha",157,"60838","WABAS","Wabasha Holdco Solar CSG",0,2017,9999,"Solar PV","","","","","","Non-Fossil","G",2025,"Solar","",0,0,0,0,0,0,0,0,0,0,0,0,0,0,0,0,0.6525988598795018,1.5151221525931067,2.875965568596059,5.043686581068667,0,0,0,0,0,0,0,0,0,0,0,0,0,0,0,0,0,0,0,0,0.09479523956542658,0,0,0,0,0,0,0,0,0,2.9999999934747223,null,"",""]
["6086_G_2","MISO_Minnesota and Western Wisconsin","Wisconsin",55,"Chippewa",17,"6086","2","Cornell",0,1976,9999,"Hydro","","","","","","Non-Fossil","G",2025,"Hydro","",0,0,0,0,0,0,0,0,0,0,0,0,0,0,0,0,1.7992597744716109E-6,2.7106034586387683E-6,3.6963437118971e-06,8.20620694500748e-06,0,0,0,0,0,0,0,0,0,0,0,0,0,0,0,0,0,0,0,0,2.2337711438075946E-8,2.5009710865155393E-9,3.767738807507888E-9,5.1379177595369752E-9,1.1406627653560403E-8,0,0,0,0,0,1.413042787098638E-6,null,"",""]
["60910_G_NPLPS","ERCOT_Rest","Texas",48,"Harris",201,"60910","NPLPS","NET Power La Porte Station",10745,2019,9999,"Combustion Turbine","","","","","","Fossil","G",2025,"NaturalGas","",0,0,0.000246961,0.000246961,0,0,0,0,0,0,0,0,0,0,0,0,0,0,0.022983794,0.022983794,0,0,0,0,0,0,1.73e-11,1.73e-11,0,0,1.36e-06,1.36e-06,0,0,0,0,0,0,0,0,0.502992986,0,0,0.00010595529034,0.00010595529034,0,0,0.000853784,0.000853784,0,25.5,null,"",""]
["60940_G_LGCS1","MISO_Minnesota and Western Wisconsin","Minnesota",27,"Washington",163,"60940","LGCS1","Gemini Community Solar",0,2017,9999,"Solar PV","","","","","","Non-Fossil","G",2025,"Solar","",0,0,0,0,0,0,0,0,0,0,0,0,0,0,0,0,0.1957796579638505,0.4545366457779319,0.8627896705788176,1.5131059743206001,0,0,0,0,0,0,0,0,0,0,0,0,0,0,0,0,0,0,0,0,0.028438571869627973,0,0,0,0,0,0,0,0,0,0.8999999980424167,null,"",""]
["60945_G_PV1","MISO_Lower Michigan","Michigan",26,"Ingham",65,"60945","PV1","Spartan PV 1, LLC",0,2017,9999,"Solar PV","","","","","","Non-Fossil","G",2025,"Solar","",0,0,0,0,0,0,0,0,0,0,0,0,0,0,0,0,1.3341745871575492,4.46574288991358,8.454623807212343,14.254541284283473,0,0,0,0,0,0,0,0,0,0,0,0,0,0,0,0,0,0,0,0,0.3317833391579498,0,0,0,0,0,0,0,0,0,10.499999999999998,null,"",""]
["60971_G_PV1","MISO_Minnesota and Western Wisconsin","Minnesota",27,"Stearns",145,"60971","PV1","Michael Solar",0,2017,9999,"Solar PV","","","","","","Non-Fossil","G",2025,"Solar","",0,0,0,0,0,0,0,0,0,0,0,0,0,0,0,0,0.21753295329316724,0.5050407175310354,0.9586551895320196,1.6812288603562222,0,0,0,0,0,0,0,0,0,0,0,0,0,0,0,0,0,0,0,0,0.031598413188475526,0,0,0,0,0,0,0,0,0,0.9999999978249073,null,"",""]
["61026_G_MHB1","NY_Zone J (NYC)","New York",36,"New York",61,"61026","MHB1","New York Presbyterian Hospital-168th St",13469,2000,9999,"Combustion Turbine","","","","","","Fossil","G",2025,"Oil","",0,0,0,0,0,0,0,0,0,0,0,0,0,0,0,0,0,0,0,0,0,0,0,0,0,0,0,0,0,0,0,0,0,0,0,0,0,0,0,0,0.039450429460255426,0,0,0,0,0,0,0,0,0,1.9999999558498909,null,"",""]
["6105_G_1","PJM_EMAAC","Pennsylvania",42,"Montgomery",91,"6105","1","Limerick",10456,1986,9999,"Nuclear","","","","","","Non-Fossil","G",2025,"Nuclear","",23.148579805471687,31.3791859585283,41.774598893,96.30236465699998,0,0,0,0,0,0,0,0,0,0,0,0,2213.903960013821,3001.0698124631795,3995.2753339800006,9210.249106457,0,0,0,0,0,0,0,0,0,0,0,0,0,0,0,0,0,0,0,0,209.348229,0.19083377641331015,0.25868578580470863,0.3443841709328672,0.793903733150886,15.862252520377332,21.502164527622654,28.625481224999994,65.98989827299998,0,1119.7,null,"",""]
["61127_G_12348","SERC_VACAR","North Carolina",37,"Rutherford",161,"61127","12348","Gamble Solar",0,2019,9999,"Solar PV","","","","","","Non-Fossil","G",2025,"Solar","",0,0,0,0,0,0,0,0,0,0,0,0,0,0,0,0,0.8737774111159142,1.737190638347034,2.7789853024956344,5.3899533519585825,0,0,0,0,0,0,0,0,0,0,0,0,0,0,0,0,0,0,0,0,0.09479523968714568,0,0,0,0,0,0,0,0,0,2.9999999982515404,null,"",""]
["61162_G_RBBM","PJM_EMAAC","New Jersey",34,"Somerset",35,"61162","RBBM","RB Manufacturing LLC Belle Mead NJ",0,2016,9999,"Solar PV","","","","","","Non-Fossil","G",2025,"Solar","",0,0,0,0,0,0,0,0,0,0,0,0,0,0,0,0,0.3189505792365924,0.6891591741054842,1.1427699415590877,2.150879694901164,0,0,0,0,0,0,0,0,0,0,0,0,0,0,0,0,0,0,0,0,0.056517527434539305,0,0,0,0,0,0,0,0,0,1.5130497642212453,null,"",""]
["61180_G_PCCS2","MISO_Minnesota and Western Wisconsin","Minnesota",27,"Benton",9,"61180","PCCS2","Caelum Community Solar",0,2017,9999,"Solar PV","","","","","","Non-Fossil","G",2025,"Solar","",0,0,0,0,0,0,0,0,0,0,0,0,0,0,0,0,0.1957796579638505,0.4545366457779319,0.8627896705788176,1.5131059743206001,0,0,0,0,0,0,0,0,0,0,0,0,0,0,0,0,0,0,0,0,0.028438571869627973,0,0,0,0,0,0,0,0,0,0.8999999980424167,null,"",""]
["612_G_2B","FRCC","Florida",12,"Lee",71,"612","2B","Fort Myers",7225,2000,9999,"Combined Cycle","","","","DLNB","","Fossil","G",2025,"NaturalGas","",1.9675727196163981,2.672707606014397,4.295298616388244,8.935578942019038,0,0,0,0,0,0,0,0,0,0,0,0,272.32840409239407,369.92492815889887,594.5049987882284,1236.7583310395212,115.1817070076714,156.46030325788647,251.4467809879694,523.0887912535271,1.3772857845484373E-7,1.870874786643615E-7,3.00672758692053e-07,6.2548881581125826E-7,0.027130382620462717,0.036853316403944014,0.0592268298850684,0.12321052890947513,0,0,0,0,0,0,0,0,6.227716655571192,0.5866442796541402,0.7968847161908952,1.2806705122341178,2.664199508079153,8.30870113162923,10.349296721638153,17.145455795536424,35.8034536488038,0,199.5,null,"",""]
["6124_G_CT5","SERC_Southeastern","Georgia",13,"Effingham",103,"6124","CT5","McIntosh",15981,1994,9999,"Combustion Turbine","","","","H2O","","Fossil","G",2025,"Oil","",0,0,0,0,0,0,0,0,0,0,0,0,0,0,0,0,0,0,0,0,0,0,0,0,0,0,0,0,0,0,0,0,0,0,0,0,0,0,0,0,1.62141268625,0,0,0,0,0,0,0,0,0,82.2,null,"",""]
["61267_G_HURR","MISO_Indiana (including parts of Kentucky)","Indiana",18,"Johnson",81,"61267","HURR","Hurricane Creek Lift Station",10745,2004,9999,"Combustion Turbine","","","","","","Fossil","G",2025,"Oil","",0,0,0,0,0,0,0,0,0,0,0,0,0,0,0,0,0,0,0,0,0,0,0,0,0,0,0,0,0,0,0,0,0,0,0,0,0,0,0,0,0.03945043,0,0,0,0,0,0,0,0,0,2,null,"",""]
["61297_G_02567","ISONE_MA, VT, NH, RI (Rest of ISO New England)","Massachusetts",25,"Worcester",27,"61297","02567","Upton Community Solar",0,2017,9999,"Solar PV","","","","","","Non-Fossil","G",2025,"Solar","",0,0,0,0,0,0,0,0,0,0,0,0,0,0,0,0,0.4184945255856465,0.8392616937476092,1.540699852203311,2.7984560715365667,0,0,0,0,0,0,0,0,0,0,0,0,0,0,0,0,0,0,0,0,0.06319682650545842,0,0,0,0,0,0,0,0,0,2.000000000000001,null,"",""]
["61314_G_KERS","WECC_Colorado","Colorado",8,"Weld",123,"61314","KERS","SR Kersey",0,2017,9999,"Solar PV","","","","","","Non-Fossil","G",2025,"Solar","",0,0,0,0,0,0,0,0,0,0,0,0,0,0,0,0,1.247972972485755,2.4241051332780907,3.874189084833845,7.546267190597692,0,0,0,0,0,0,0,0,0,0,0,0,0,0,0,0,0,0,0,0,0.1105944464153846,0,0,0,0,0,0,0,0,0,3.5,null,"",""]
["61350_G_SO145","ISONE_MA, VT, NH, RI (Rest of ISO New England)","Massachusetts",25,"Worcester",27,"61350","SO145","MDFA Devens-Saratoga",0,2016,9999,"Solar PV","","","","","","Non-Fossil","G",2025,"Solar","",0,0,0,0,0,0,0,0,0,0,0,0,0,0,0,0,0.5231181569820582,1.0490771171845115,1.925874815254139,3.4980700894207084,0,0,0,0,0,0,0,0,0,0,0,0,0,0,0,0,0,0,0,0,0.07899603313182302,0,0,0,0,0,0,0,0,0,2.5000000000000013,null,"",""]
["61383_G_RENG3","MISO_Minnesota and Western Wisconsin","Minnesota",27,"Nicollet",103,"61383","RENG3","Rengstorf Solar CSG",0,2017,9999,"Solar PV","","","","","","Non-Fossil","G",2025,"Solar","",0,0,0,0,0,0,0,0,0,0,0,0,0,0,0,0,0.21753295329316724,0.5050407175310354,0.9586551895320196,1.6812288603562222,0,0,0,0,0,0,0,0,0,0,0,0,0,0,0,0,0,0,0,0,0.031598413188475526,0,0,0,0,0,0,0,0,0,0.9999999978249073,null,"",""]
["61392_G_K5","MISO_Wisconsin- Upper Michigan (WUMS)","Michigan",26,"Marquette",103,"61392","K5","F.D. Kuester Generating Station",10745,2019,9999,"Combustion Turbine","","","","","","Fossil","G",2025,"NaturalGas","",0,0,0.0487346326,0.0487346326,0,0,0,0,0,0,0,0,0,0,0,0,0,0,4.535563767399999,4.535563767399999,0,0,2.852925397,2.852925397,0,0,3.4105e-09,3.4105e-09,0,0,0.025852504199999998,0.025852504199999998,0,0,0,0,0,0,0,0,0.3609714373,0,0,0.021407860982127994,0.021407860982127994,0,0,0.1688018343,0.1688018343,0,18.299999999999997,null,"",""]
["61453_G_42281","MISO_Minnesota and Western Wisconsin","Minnesota",27,"Hennepin",53,"61453","42281","B.R. Corcoran CSG",0,2017,9999,"Solar PV","","","","","","Non-Fossil","G",2025,"Solar","",0,0,0,0,0,0,0,0,0,0,0,0,0,0,0,0,0.21753295329316724,0.5050407175310354,0.9586551895320196,1.6812288603562222,0,0,0,0,0,0,0,0,0,0,0,0,0,0,0,0,0,0,0,0,0.031598413188475526,0,0,0,0,0,0,0,0,0,0.9999999978249073,null,"",""]
["61472_G_ANTO2","WECC_Colorado","Colorado",8,"Conejos",21,"61472","ANTO2","San Luis Solar Garden",0,2017,9999,"Solar PV","","","","","","Non-Fossil","G",2025,"Solar","",0,0,0,0,0,0,0,0,0,0,0,0,0,0,0,0,0.4278764477094017,0.8311217599810596,1.3282934005144613,2.587291608204923,0,0,0,0,0,0,0,0,0,0,0,0,0,0,0,0,0,0,0,0,0.03791809591384615,0,0,0,0,0,0,0,0,0,1.2,null,"",""]
["61486_G_WY01","MISO_Minnesota and Western Wisconsin","Minnesota",27,"Chisago",25,"61486","WY01","Wyoming 2 CSG, LLC",0,2018,9999,"Solar PV","","","","","","Non-Fossil","G",2025,"Solar","",0,0,0,0,0,0,0,0,0,0,0,0,0,0,0,0,0.21753295329316724,0.5050407175310354,0.9586551895320196,1.6812288603562222,0,0,0,0,0,0,0,0,0,0,0,0,0,0,0,0,0,0,0,0,0.031598413188475526,0,0,0,0,0,0,0,0,0,0.9999999978249073,null,"",""]
["61538_G_BRAIN","ISONE_MA, VT, NH, RI (Rest of ISO New England)","Massachusetts",25,"Norfolk",21,"61538","BRAIN","Braintree Landfill Solar",0,2014,9999,"Solar PV","","","","","","Non-Fossil","G",2025,"Solar","",0,0,0,0,0,0,0,0,0,0,0,0,0,0,0,0,0.20924726279282324,0.4196308468738046,0.7703499261016555,1.3992280357682834,0,0,0,0,0,0,0,0,0,0,0,0,0,0,0,0,0,0,0,0,0.03159841325272921,0,0,0,0,0,0,0,0,0,1.0000000000000004,null,"",""]
["61560_G_PGRD4","WECC_Pacific Northwest","Oregon",41,"Jackson",29,"61560","PGRD4","Eagle Point Solar",0,2017,9999,"Solar PV","","","","","","Non-Fossil","G",2025,"Solar","",0,0,0,0,0,0,0,0,0,0,0,0,0,0,0,0,2.770898939581551,5.914944002654387,10.960608332044337,19.646451274280274,0,0,0,0,0,0,0,0,0,0,0,0,0,0,0,0,0,0,0,0,0.3128242912910157,0,0,0,0,0,0,0,0,0,9.900000000000002,null,"",""]
["61582_G_VYGR2","WECC_Southern California Edison","California",6,"Kern",29,"61582","VYGR2","Voyager Wind II",0,2018,9999,"Onshore Wind","","","","","","Non-Fossil","G",2025,"Wind","",0,0,0,0,0,0,0,0,0,0,0,0,0,0,0,0,43.255227236619874,89.14609712107,159.92945141060406,292.3307757682939,0,0,0,0,0,0,0,0,0,0,0,0,0,0,0,0,0,0,0,0,4.53795431904368,0,0,0,0,0,0,0,0,0,128.69999980179165,null,"",""]
["6163_G_1","WECC_Pacific Northwest","Washington",53,"Grant",25,"6163","1","Grand Coulee",0,1942,9999,"Hydro","","","","","","Non-Fossil","G",2025,"Hydro","",0,0,0,0,0,0,0,0,0,0,0,0,0,0,0,0,119.33385283478461,146.4050125387415,212.99654489710613,478.73541027063226,0,0,0,0,0,0,0,0,0,0,0,0,0,0,0,0,0,0,0,0,1.9760292850628391,0.1658740554403508,0.2035029674288505,0.29606519740697823,0.6654422202761795,0,0,0,0,0,125.00000000000001,null,"",""]
["61640_G_1","ISONE_MA, VT, NH, RI (Rest of ISO New England)","Massachusetts",25,"Hampden",13,"61640","1","Texon Hydroelectric Project",0,1982,9999,"Hydro","","","","","","Non-Fossil","G",2025,"Hydro","",0,0,0,0,0,0,0,0,0,0,0,0,0,0,0,0,1.1301066840070775,1.5793101047750595,1.4474730091136665,4.156889797895803,0,0,0,0,0,0,0,0,0,0,0,0,0,0,0,0,0,0,0,0,0.023712351434370765,1.5708482907698376E-3,2.1952410456373326E-3,2.0119874826679965E-3,0.005778076819075167,0,0,0,0,0,1.4999999999999998,null,"",""]
["61652_G_ENG3","MISO_Wisconsin- Upper Michigan (WUMS)","Wisconsin",55,"Marathon",73,"61652","ENG3","Fiber Recovery, Inc.",10488,2008,9999,"Landfill Gas","","","","","","Non-Fossil","G",2025,"LF Gas","",0.013267735310311508,0.01894323783111032,0.022504546944599666,0.054715520086021506,0,0,0,0,0,0,0,0,0,0,0,0,1.2650395978333335,1.806182095666667,2.14574279375,5.21696448725,1.165262358698376,1.663723422286582,1.9765020111073859,4.805487792092344,0,0,0,0,2.236036191414712E-3,3.1925392225769914E-3,3.7927389102320056E-3,0.009221314324223708,0,0,0,0,0,0,0,0,0.2073851985,0.008775576932441085,0.01252948126024492,0.014885013082622169,0.03619007127530817,0,0,0,0,0,0.8,null,"",""]
["6167_G_6","PJM_Dominion","Virginia",51,"Bath",17,"6167","6","Bath County",0,1985,9999,"Pumped Storage","","","","","","Non-Fossil","G",2025,"Pumps","",0,0,0,0,0,0,0,0,0,0,0,0,0,0,0,0,107.42513512875209,44.7045890553971,372.4431703313353,524.5728945154844,0,0,0,0,0,0,0,0,0,0,0,0,0,0,0,0,0,0,0,0,9.142639412254413,1.632525720806174E-3,6.7936978979394106E-4,0.005659970121292076,0.007971865631892191,0,0,0,0,0,500,null,"",""]
["61710_G_AQUA","MISO_Minnesota and Western Wisconsin","Minnesota",27,"Lyon",83,"61710","AQUA","Aquarius Community Solar",0,2019,9999,"Solar PV","","","","","","Non-Fossil","G",2025,"Solar","",0,0,0,0,0,0,0,0,0,0,0,0,0,0,0,0,0.21753295329316724,0.5050407175310354,0.9586551895320196,1.6812288603562222,0,0,0,0,0,0,0,0,0,0,0,0,0,0,0,0,0,0,0,0,0.031598413188475526,0,0,0,0,0,0,0,0,0,0.9999999978249073,null,"",""]
["6174_G_1","WECC_Pacific Northwest","Oregon",41,"Jackson",29,"6174","1","Lost Creek",0,1977,9999,"Hydro","","","","","","Non-Fossil","G",2025,"Hydro","",0,0,0,0,0,0,0,0,0,0,0,0,0,0,0,0,30.163213022346334,36.40642267516758,40.89097523788399,107.46061093539791,0,0,0,0,0,0,0,0,0,0,0,0,0,0,0,0,0,0,0,0,0.3873017400700139,0.04192686610106153,0.050604927518482716,0.05683845558065849,0.14937024920020275,0,0,0,0,0,24.500000000000004,null,"",""]
["61758_G_GEN3","SERC_VACAR","North Carolina",37,"Gaston",71,"61758","GEN3","Gaston County Renewable Energy Center",13500,2011,9999,"Landfill Gas","","","","","","Non-Fossil","G",2025,"LF Gas",null,0.031463333326684585,0.03812311774107253,0.05370504147072053,0.12329149253847764,0,0,0,0,0,0,0,0,0,0,0,0,2.34307262478478,2.8390263874169865,3.999411346621984,9.18151035882375,1.813200438507486,2.196997154994986,3.094967834143506,7.105165427645979,0,0,0,0,3.4793728093789776E-3,0.004215845088623922,0.005938972235492898,0.013634190133495797,0,0,0,0,0,0,0,0,0.3629240621353487,0.01625388969034039,0.019694319860563393,0.027743907792982112,0.0636921173438859,0,0,0,0,0,1.5869261320099741,null,"",""]
["61818_G_AMPBR","PJM_ATSI","Ohio",39,"Stark",151,"61818","AMPBR","DG AMP Solar Brewster",0,2018,9999,"Solar PV","","","","","","Non-Fossil","G",2025,"Solar","",0,0,0,0,0,0,0,0,0,0,0,0,0,0,0,0,0.38688487759867485,0.9336200639558705,1.6477676746075756,2.9682726161621207,0,0,0,0,0,0,0,0,0,0,0,0,0,0,0,0,0,0,0,0,0.06003698518939393,0,0,0,0,0,0,0,0,0,1.9,null,"",""]
["61854_G_BAKER","WECC_Pacific Northwest","Oregon",41,"Baker",1,"61854","BAKER","Baker City Solar",0,2019,9999,"Solar PV","","","","","","Non-Fossil","G",2025,"Solar","",0,0,0,0,0,0,0,0,0,0,0,0,0,0,0,0,4.198331726638713,8.962036367658165,16.6069823212793,29.767350415576175,0,0,0,0,0,0,0,0,0,0,0,0,0,0,0,0,0,0,0,0,0.47397619892578136,0,0,0,0,0,0,0,0,0,15.000000000000004,null,"",""]
["61873_G_GEN1","ERCOT_Rest","Texas",48,"Bosque",35,"61873","GEN1","Yellow Jacket",0,2018,9999,"Solar PV","","","","","","Non-Fossil","G",2025,"Solar","",0,0,0,0,0,0,0,0,0,0,0,0,0,0,0,0,1.6448652827326375,2.967256550922052,4.837512132131902,9.449633965786592,0,0,0,0,0,0,0,0,0,0,0,0,0,0,0,0,0,0,0,0,0.15799206627957935,0,0,0,0,0,0,0,0,0,5,null,"",""]
["61936_G_2","SERC_VACAR","South Carolina",45,"Clarendon",27,"61936","2","Abbot Solar",0,2018,9999,"Solar PV","","","","","","Non-Fossil","G",2025,"Solar","",0,0,0,0,0,0,0,0,0,0,0,0,0,0,0,0,0.672412467645277,1.2476834748561032,1.7144292375897296,3.63452518009111,0,0,0,0,0,0,0,0,0,0,0,0,0,0,0,0,0,0,0,0,0.06319682650469355,0,0,0,0,0,0,0,0,0,2,null,"",""]
["61956_G_BLKST","SERC_VACAR","South Carolina",45,"Beaufort",13,"61956","BLKST","MCRD Parris Island PV Hybrid",10745,2019,9999,"Combustion Turbine","","","","","","Fossil","G",2025,"Oil","",0,0,0,0,0,0,0,0,0,0,0,0,0,0,0,0,0,0,0,0,0,0,0,0,0,0,0,0,0,0,0,0,0,0,0,0,0,0,0,0,0.019725215148514847,0,0,0,0,0,0,0,0,0,0.9999999999999999,null,"",""]
["61983_G_COTG","MISO_Minnesota and Western Wisconsin","Minnesota",27,"Washington",163,"61983","COTG","Cottage Grove Project CSG",0,2018,9999,"Solar PV","","","","","","Non-Fossil","G",2025,"Solar","",0,0,0,0,0,0,0,0,0,0,0,0,0,0,0,0,1.0659114711365194,2.4746995159020746,4.697410428706897,8.238021415745491,0,0,0,0,0,0,0,0,0,0,0,0,0,0,0,0,0,0,0,0,0.1548322246235301,0,0,0,0,0,0,0,0,0,4.899999989342047,null,"",""]
["62025_G_HAMLT","ISONE_Connecticut","Connecticut",9,"New London",11,"62025","HAMLT","Hamilton Solar",0,2018,9999,"Solar PV","","","","","","Non-Fossil","G",2025,"Solar","",0,0,0,0,0,0,0,0,0,0,0,0,0,0,0,0,0.22028211380634627,0.4767689024070089,0.7398488482899025,1.4368998645032576,0,0,0,0,0,0,0,0,0,0,0,0,0,0,0,0,0,0,0,0,0.031598413257329,0,0,0,0,0,0,0,0,0,1.0000000000000002,null,"",""]
["62054_G_AVS01","PJM_Dominion","North Carolina",37,"Perquimans",143,"62054","AVS01","Alpha Value Solar",0,2019,9999,"Solar PV","","","","","","Non-Fossil","G",2025,"Solar","",0,0,0,0,0,0,0,0,0,0,0,0,0,0,0,0,1.4067569230221109,2.8830261668048696,4.7855452966837575,9.075328386510737,0,0,0,0,0,0,0,0,0,0,0,0,0,0,0,0,0,0,0,0,0.15799206627149423,0,0,0,0,0,0,0,0,0,5.000000000000002,null,"",""]
["62086_G_BCKR4","MISO_Minnesota and Western Wisconsin","Minnesota",27,"Wright",171,"62086","BCKR4","Becker Solar 4 CSG",0,2019,9999,"Solar PV","","","","","","Non-Fossil","G",2025,"Solar","",0,0,0,0,0,0,0,0,0,0,0,0,0,0,0,0,0.21753295329316724,0.5050407175310354,0.9586551895320196,1.6812288603562222,0,0,0,0,0,0,0,0,0,0,0,0,0,0,0,0,0,0,0,0,0.031598413188475526,0,0,0,0,0,0,0,0,0,0.9999999978249073,null,"",""]
["62106_G_GHILL","ISONE_MA, VT, NH, RI (Rest of ISO New England)","Rhode Island",44,"Providence",7,"62106","GHILL","WED Green Hill, LLC",0,2019,9999,"Onshore Wind","","","","","","Non-Fossil","G",2025,"Wind","",0,0,0,0,0,0,0,0,0,0,0,0,0,0,0,0,1.655089626394616,2.3615437932976904,1.878561195923077,5.895194615615384,0,0,0,0,0,0,0,0,0,0,0,0,0,0,0,0,0,0,0,0,0.10577982115384615,0,0,0,0,0,0,0,0,0,3,null,"",""]
["62150_G_SOLAR","WECC_Southern California Edison","California",6,"San Bernardino",71,"62150","SOLAR","Chaffey College Rancho Cucamonga Campus",0,2017,9999,"Solar PV","","","","","","Non-Fossil","G",2025,"Solar","",0,0,0,0,0,0,0,0,0,0,0,0,0,0,0,0,1.6095444201995721,3.1655071822858063,5.346745312940958,10.121796915426335,0,0,0,0,0,0,0,0,0,0,0,0,0,0,0,0,0,0,0,0,0.1495771140994599,0,0,0,0,0,0,0,0,0,4.000000000000001,null,"",""]
["62209_G_RAND3","MISO_Minnesota and Western Wisconsin","Minnesota",27,"Dakota",37,"62209","RAND3","Randolph CSG PV1-5",0,2019,9999,"Solar PV","","","","","","Non-Fossil","G",2025,"Solar","",0,0,0,0,0,0,0,0,0,0,0,0,0,0,0,0,0.21753295329316724,0.5050407175310354,0.9586551895320196,1.6812288603562222,0,0,0,0,0,0,0,0,0,0,0,0,0,0,0,0,0,0,0,0,0.031598413188475526,0,0,0,0,0,0,0,0,0,0.9999999978249073,null,"",""]
["62245_G_53968","WECC_Colorado","Colorado",8,"Arapahoe",5,"62245","53968","Oak Leaf Solar XXV LLC (CSG)",0,2018,9999,"Solar PV","","","","","","Non-Fossil","G",2025,"Solar","",0,0,0,0,0,0,0,0,0,0,0,0,0,0,0,0,0.5348455596367523,1.0389021999763246,1.6603667506430768,3.234114510256154,0,0,0,0,0,0,0,0,0,0,0,0,0,0,0,0,0,0,0,0,0.047397619892307695,0,0,0,0,0,0,0,0,0,1.5000000000000002,null,"",""]
["62331_G_SOLPH","PJM_SWMAAC","Maryland",24,"Prince Georges",33,"62331","SOLPH","Sol Phoenix",0,2019,9999,"Solar PV","","","","","","Non-Fossil","G",2025,"Solar","",0,0,0,0,0,0,0,0,0,0,0,0,0,0,0,0,0.6321819892615095,1.2756085044274725,1.9843766617154812,3.8921671554044632,0,0,0,0,0,0,0,0,0,0,0,0,0,0,0,0,0,0,0,0,0.07899603315899582,0,0,0,0,0,0,0,0,0,2.5,null,"",""]
["62389_G_PASTO","NY_Zone C&E","New York",36,"Tioga",107,"62389","PASTO","Pasto Solar",0,2019,9999,"Solar PV","","","","","","Non-Fossil","G",2025,"Solar","",0,0,0,0,0,0,0,0,0,0,0,0,0,0,0,0,3.340691436418961,6.384432204299598,11.161362844311377,20.886486485029938,0,0,0,0,0,0,0,0,0,0,0,0,0,0,0,0,0,0,0,0,0.5055746120958085,0,0,0,0,0,0,0,0,0,16,null,"",""]
["62408_G_X0028","PJM_Western MAAC","Pennsylvania",42,"Lebanon",75,"62408","X0028","Fort Indiantown Gap",0,2019,9999,"Solar PV","","","","","","Non-Fossil","G",2025,"Solar","",0,0,0,0,0,0,0,0,0,0,0,0,0,0,0,0,0.5860198025459582,1.224623105992503,2.0110359066153847,3.821678815153846,0,0,0,0,0,0,0,0,0,0,0,0,0,0,0,0,0,0,0,0,0.09479523976923078,0,0,0,0,0,0,0,0,0,3,null,"",""]
["62494_G_SKC","SPP West (Oklahoma, Arkansas, Louisiana)","Oklahoma",40,"Garfield",47,"62494","SKC","Skeleton Creek Energy Center Hybrid",0,2019,9999,"Onshore Wind","","","","","","Non-Fossil","G",2025,"Wind","",0,0,0,0,0,0,0,0,0,0,0,0,0,0,0,0,226.30560157708146,335.2354664727069,332.9133239372676,894.4543919870559,0,0,0,0,0,0,0,0,0,0,0,0,0,0,0,0,0,0,0,0,11.676352130590796,0,0,0,0,0,0,0,0,0,249.99999999999991,null,"",""]
["62539_G_PGR02","SERC_VACAR","North Carolina",37,"Moore",125,"62539","PGR02","HCE Moore I",0,2018,9999,"Solar PV","","","","","","Non-Fossil","G",2025,"Solar","",0,0,0,0,0,0,0,0,0,0,0,0,0,0,0,0,0.5825182740772761,1.1581270922313562,1.852656868330423,3.5933022346390553,0,0,0,0,0,0,0,0,0,0,0,0,0,0,0,0,0,0,0,0,0.06319682645809713,0,0,0,0,0,0,0,0,0,1.9999999988343604,null,"",""]
["6258_G_5B","SERC_Southeastern","Georgia",13,"Burke",33,"6258","5B","Wilson",25000,1972,9999,"Combustion Turbine","","","","","","Fossil","G",2025,"Oil","",0,0,0,0,0,0,0,0,0,0,0,0,0,0,0,0,0,0,0,0,0,0,0,0,0,0,0,0,0,0,0,0,0,0,0,0,0,0,0,0,1.1046120487322035,0,0,0,0,0,0,0,0,0,56,null,"",""]
["62638_G_WASHG","PJM_EMAAC","New Jersey",34,"Warren",41,"62638","WASHG","McCullough Road Solar Farm",0,2019,9999,"Solar PV","","","","","","Non-Fossil","G",2025,"Solar","",0,0,0,0,0,0,0,0,0,0,0,0,0,0,0,0,1.6160162681320682,3.491739815467786,5.790034370566043,10.897790454165897,0,0,0,0,0,0,0,0,0,0,0,0,0,0,0,0,0,0,0,0,0.28635547233499914,0,0,0,0,0,0,0,0,0,7.666118805387641,null,"",""]
["62655_G_HLS","WECC_Northern California (not including BANC)","California",6,"Lassen",35,"62655","HLS","HL Solar",0,2019,9999,"Solar PV","","","","","","Non-Fossil","G",2025,"Solar","",0,0,0,0,0,0,0,0,0,0,0,0,0,0,0,0,2.824026827425099,5.646836175197297,9.525654838729881,17.996517841352276,0,0,0,0,0,0,0,0,0,0,0,0,0,0,0,0,0,0,0,0,0.24014794083992694,0,0,0,0,0,0,0,0,0,7.599999999999999,null,"",""]
["62676_G_G207","MISO_Wisconsin- Upper Michigan (WUMS)","Wisconsin",55,"Dane",25,"62676","G207","Epic Verona",13469,2013,9999,"Combustion Turbine","","","","","","Fossil","G",2025,"Oil","",0,0,0,0,0,0,0,0,0,0,0,0,0,0,0,0,0,0,0,0,0,0,0,0,0,0,0,0,0,0,0,0,0,0,0,0,0,0,0,0,0.04536799483889982,0,0,0,0,0,0,0,0,0,2.3000000000000003,null,"",""]
["62691_G_PGR05","PJM_Dominion","North Carolina",37,"Camden",29,"62691","PGR05","Shiloh Hwy Solar",0,2017,9999,"Solar PV","","","","","","Non-Fossil","G",2025,"Solar","",0,0,0,0,0,0,0,0,0,0,0,0,0,0,0,0,1.4067569230221109,2.8830261668048696,4.7855452966837575,9.075328386510737,0,0,0,0,0,0,0,0,0,0,0,0,0,0,0,0,0,0,0,0,0.15799206627149423,0,0,0,0,0,0,0,0,0,5.000000000000002,null,"",""]
["62752_G_L1","PJM West","Ohio",39,"Paulding",125,"62752","L1","LafargeHolcim - Paulding Wind Project",0,2019,9999,"Onshore Wind","","","","","","Non-Fossil","G",2025,"Wind","",0,0,0,0,0,0,0,0,0,0,0,0,0,0,0,0,1.3792679189928865,1.6698278012632943,1.1003349738857042,4.149430694141886,0,0,0,0,0,0,0,0,0,0,0,0,0,0,0,0,0,0,0,0,0.05288991056968829,0,0,0,0,0,0,0,0,0,1.5,null,"",""]
["62807_G_12083","SERC_VACAR","North Carolina",37,"Craven",49,"62807","12083","Grove Solar, LLC",0,2019,9999,"Solar PV","","","","","","Non-Fossil","G",2025,"Solar","",0,0,0,0,0,0,0,0,0,0,0,0,0,0,0,0,2.9125913703863812E-7,5.79063546115678e-07,9.2632843416521149E-7,1.7966511173195276E-6,0,0,0,0,0,0,0,0,0,0,0,0,0,0,0,0,0,0,0,0,3.159841322904856E-8,0,0,0,0,0,0,0,0,0,9.999999994171803E-7,null,"",""]
["62859_G_COV-1","ISONE_MA, VT, NH, RI (Rest of ISO New England)","Vermont",50,"Orleans",19,"62859","COV-1","Coventry Clean Energy Corporation",13500,2005,9999,"Landfill Gas","","","","","","Non-Fossil","G",2025,"LF Gas",null,2.6243880841645951E-8,3.5575038474231153E-8,4.4614648079224732E-8,1.0643356739510183E-7,0,0,0,0,0,0,0,0,0,0,0,0,1.9439939250189848E-6,2.6351917650257348E-6,3.3047896725322733E-6,7.8839753625769942E-6,1.5124107494829143E-6,2.0501567937435121E-6,2.5710982734428943E-6,6.1336658166693211E-6,0,0,0,0,2.9021237138822619E-9,3.9339899232626192E-9,4.9336102074681e-09,1.1769723844612981E-8,0,0,0,0,0,0,0,0,3.1236714322767748E-7,1.3485481620038441E-8,1.8280319529385475E-8,2.2925318754065331E-8,5.4691119903489246E-8,0,0,0,0,0,5.6874822266180434E-6,null,"",""]
["62960_G_KC","SERC_Southeastern","Georgia",13,"Troup",285,"62960","KC","Kimberly-Clark Solar",0,2019,9999,"Solar PV","","","","","","Non-Fossil","G",2025,"Solar","",0,0,0,0,0,0,0,0,0,0,0,0,0,0,0,0,0.8325072925761325,1.4916509277540968,2.3125071788578673,4.636665399188097,0,0,0,0,0,0,0,0,0,0,0,0,0,0,0,0,0,0,0,0,0.07267635049376195,0,0,0,0,0,0,0,0,0,2.2999999999999985,null,"",""]
["62967_G_HERIC","MISO_Minnesota and Western Wisconsin","Minnesota",27,"Douglas",41,"62967","HERIC","Novel Herickhoff Solar CSG",0,2020,9999,"Solar PV","","","","","","Non-Fossil","G",2025,"Solar","",0,0,0,0,0,0,0,0,0,0,0,0,0,0,0,0,0.21753295329316724,0.5050407175310354,0.9586551895320196,1.6812288603562222,0,0,0,0,0,0,0,0,0,0,0,0,0,0,0,0,0,0,0,0,0.031598413188475526,0,0,0,0,0,0,0,0,0,0.9999999978249073,null,"",""]
["63034_G_FS18","MISO_Minnesota and Western Wisconsin","Minnesota",27,"Winona",169,"63034","FS18","FastSun 18 CSG",0,2020,9999,"Solar PV","","","","","","Non-Fossil","G",2025,"Solar","",0,0,0,0,0,0,0,0,0,0,0,0,0,0,0,0,0.21753295329316724,0.5050407175310354,0.9586551895320196,1.6812288603562222,0,0,0,0,0,0,0,0,0,0,0,0,0,0,0,0,0,0,0,0,0.031598413188475526,0,0,0,0,0,0,0,0,0,0.9999999978249073,null,"",""]
["63074_G_234","WECC_Northern California (not including BANC)","California",6,"Fresno",19,"63074","234","Reedley Community College Solar",0,2018,9999,"Solar PV","","","","","","Non-Fossil","G",2025,"Solar","",0,0,0,0,0,0,0,0,0,0,0,0,0,0,0,0,0.9661144409612183,1.931812375725391,3.2587766553549598,6.156703472041569,0,0,0,0,0,0,0,0,0,0,0,0,0,0,0,0,0,0,0,0,0.08215587449786975,0,0,0,0,0,0,0,0,0,2.5999999999999996,null,"",""]
["63165_G_RENDR","MISO_Minnesota and Western Wisconsin","Minnesota",27,"Benton",9,"63165","RENDR","USS Reindeer Solar LLC CSG",0,2020,9999,"Solar PV","","","","","","Non-Fossil","G",2025,"Solar","",0,0,0,0,0,0,0,0,0,0,0,0,0,0,0,0,0.21753295329316724,0.5050407175310354,0.9586551895320196,1.6812288603562222,0,0,0,0,0,0,0,0,0,0,0,0,0,0,0,0,0,0,0,0,0.031598413188475526,0,0,0,0,0,0,0,0,0,0.9999999978249073,null,"",""]
["6359_G_5","WECC_Idaho","Idaho",16,"Teton",81,"6359","5","Felt",0,1947,9999,"Hydro","","","","","","Non-Fossil","G",2025,"Hydro","",0,0,0,0,0,0,0,0,0,0,0,0,0,0,0,0,0.6395759439817369,0.9409944284799604,1.6077087293644798,3.1882791018261774,0,0,0,0,0,0,0,0,0,0,0,0,0,0,0,0,0,0,0,0,0.012646587427001034,8.890105621346127E-4,1.3079822555871427E-3,2.2347151338166105E-3,4.4317079515383655E-3,0,0,0,0,0,0.8000000000000003,null,"",""]
["638_G_P1","FRCC","Florida",12,"Suwannee",121,"638","P1","Suwannee River",14268,1980,9999,"Combustion Turbine","","","","H2O","","Fossil","G",2025,"NaturalGas","",4.7609390005125185E-3,0,0,4.7609390005125185E-3,0,0,0,0,0,0,0,0,0,0,0,0,0.3336794991515152,0,0,0.3336794991515152,0.27870537436579096,0,0,0.27870537436579096,3.3406725884731483E-10,0,0,3.3406725884731483E-10,4.5850233898043639E-4,0,0,4.5850233898043639E-4,0,0,0,0,0,0,0,0,0.9665355424242424,1.5749672359951516E-3,0,0,1.5749672359951516E-3,0.020104578416431172,0,0,0.020104578416431172,0,49,null,"",""]
["6410_G_3","ERCOT_Rest","Texas",48,"Starr",427,"6410","3","Falcon Dam & Power",0,1954,9999,"Hydro","","","","","","Non-Fossil","G",2025,"Hydro","",0,0,0,0,0,0,0,0,0,0,0,0,0,0,0,0,2.433447454072281,3.7687697245132603,5.260623565053339,11.462840743638882,0,0,0,0,0,0,0,0,0,0,0,0,0,0,0,0,0,0,0,0,0.15808234282892142,3.3824919611604703E-3,5.238589917073432E-3,0.00731226675542414,0.015933348633658043,0,0,0,0,0,10,null,"",""]
["64251_G_PICK1","MISO_Wisconsin- Upper Michigan (WUMS)","Michigan",26,"Chippewa",33,"64251","PICK1","Pickford Solar",0,2021,9999,"Solar PV","","","","","","Non-Fossil","G",2025,"Solar","",0,0,0,0,0,0,0,0,0,0,0,0,0,0,0,0,1.180885559028647,3.080844566860073,5.8122916062689844,10.074021732157703,0,0,0,0,0,0,0,0,0,0,0,0,0,0,0,0,0,0,0,0,0.21802905142022752,0,0,0,0,0,0,0,0,0,6.900000000000001,null,"",""]
["6440_G_15","SERC_Central_TVA","Alabama",1,"Lauderdale",77,"6440","15","Wilson Dam",0,1949,9999,"Hydro","","","","","","Non-Fossil","G",2025,"Hydro","",0,0,0,0,0,0,0,0,0,0,0,0,0,0,0,0,40.191144727572784,39.34255979740758,33.81519075261303,113.3488952775934,0,0,0,0,0,0,0,0,0,0,0,0,0,0,0,0,0,0,0,0,0.46160044089288377,0.055865691171325935,0.05468615811839673,0.04700311514613195,0.15755496443585462,0,0,0,0,0,29.199999999999992,null,"",""]
["6486_G_3","NY_Zone D (North)","New York",36,"Clinton",19,"6486","3","Mill C",0,1984,9999,"Hydro","","","","","","Non-Fossil","G",2025,"Hydro","",0,0,0,0,0,0,0,0,0,0,0,0,0,0,0,0,4.040648264160352,5.456912114619716,6.7155554454261175,16.213115824206188,0,0,0,0,0,0,0,0,0,0,0,0,0,0,0,0,0,0,0,0,0.06007129025773196,5.6165010871828906E-3,0.007585107839321434,0.009334622069142316,0.02253623099564664,0,0,0,0,0,3.8000000000000003,null,"",""]
["65166_G_287","ISONE_MA, VT, NH, RI (Rest of ISO New England)","Vermont",50,"Caledonia",5,"65166","287","ER Center Road Solar, LLC",0,2022,9999,"Solar PV","","","","","","Non-Fossil","G",2025,"Solar","",0,0,0,0,0,0,0,0,0,0,0,0,0,0,0,0,0.45475602788551794,0.9627235240939217,1.5886796445420568,3.0061591965214967,0,0,0,0,0,0,0,0,0,0,0,0,0,0,0,0,0,0,0,0,0.06635666784299069,0,0,0,0,0,0,0,0,0,2.100000000000001,null,"",""]
["6529_G_GEN1","ISONE_MA, VT, NH, RI (Rest of ISO New England)","Vermont",50,"Bennington",3,"6529","GEN1","Searsburg",0,1922,9999,"Hydro","","","","","","Non-Fossil","G",2025,"Hydro","",0,0,0,0,0,0,0,0,0,0,0,0,0,0,0,0,4.597305550069061,6.548680929782034,6.522105470088413,17.66809194993951,0,0,0,0,0,0,0,0,0,0,0,0,0,0,0,0,0,0,0,0,0.0711370542647743,6.390254714595995E-3,0.009102666492397027,0.009065726603422893,0.024558647810415914,0,0,0,0,0,4.5,null,"",""]
["6623_G_5","SPP_WAUE","Montana",30,"McCone",55,"6623","5","Fort Peck",0,1961,9999,"Hydro","","","","","","Non-Fossil","G",2025,"Hydro","",0,0,0,0,0,0,0,0,0,0,0,0,0,0,0,0,38.03227625690364,57.95145277687918,86.31519002286869,182.2989190566515,0,0,0,0,0,0,0,0,0,0,0,0,0,0,0,0,0,0,0,0,0.7746034798585859,0.052864863997096063,0.08055251935986206,0.11997811413178748,0.2533954974887456,0,0,0,0,0,49,null,"",""]
["6636_G_2","PJM_AP","Pennsylvania",42,"FAYETTE",51,"6636","2","Lake Lynn Hydro Station",0,1929,9999,"Hydro","","","","","","Non-Fossil","G",2025,"Hydro","",0,0,0,0,0,0,0,0,0,0,0,0,0,0,0,0,7.707620584384115,11.284830230365886,10.142140877500001,29.13459169225,0,0,0,0,0,0,0,0,0,0,0,0,0,0,0,0,0,0,0,0,0.20550704575,0.010713592612293904,0.015685914020208573,0.014097575819724992,0.04049708245222747,0,0,0,0,0,13,null,"",""]
["6704_G_MT03","WECC_LADWP","California",6,"Los Angeles",37,"6704","MT03","Pebbly Beach Generating Station",15294,2011,9999,"Combustion Turbine","","","","","","Fossil","G",2025,"NaturalGas","",0,0,1.0946951470387551E-5,1.0946951470387551E-5,0,0,0,0,0,0,0,0,0,0,0,0,0,0,7.1576834782608692E-4,7.1576834782608692E-4,0,0,6.4083509649631525E-4,6.4083509649631525E-4,0,0,7.652565502183403e-13,7.652565502183403e-13,0,0,4.3540923683133164E-6,4.3540923683133164E-6,0,0,0,0,0,0,0,0,1.9725215217391303E-3,0,0,3.2996920834782603E-6,3.2996920834782603E-6,0,0,4.6534076845660462E-5,4.6534076845660462E-5,0,0.09999999999999998,null,"",""]
["673_G_MU2","FRCC","Florida",12,"Palm Beach",99,"673","MU2","Tom G Smith",25000,1965,9999,"Combustion Turbine","","","","","","Fossil","G",2025,"Oil","",0,0,0,0,0,0,0,0,0,0,0,0,0,0,0,0,0,0,0,0,0,0,0,0,0,0,0,0,0,0,0,0,0,0,0,0,0,0,0,0,0.03945043031096564,0,0,0,0,0,0,0,0,0,2,null,"",""]
["696_G_8","FRCC","Florida",12,"Monroe",87,"696","8","Marathon Generating Plant",12283,1989,9999,"Combustion Turbine","","","","","","Fossil","G",2025,"Oil","",0,0,0,0,0,0,0,0,0,0,0,0,0,0,0,0,0,0,0,0,0,0,0,0,0,0,0,0,0,0,0,0,0,0,0,0,0,0,0,0,0.03945043031096564,0,0,0,0,0,0,0,0,0,2,null,"",""]
["7032_G_1","PJM_Dominion","Virginia",51,"Surry",181,"7032","1","Gravel Neck",12716,1970,9999,"Combustion Turbine","","","","","","Fossil","G",2025,"Oil","",0,0,0,0,0,0,0,0,0,0,0,0,0,0,0,0,0,0,0,0,0,0,0,0,0,0,0,0,0,0,0,0,0,0,0,0,0,0,0,0,0.23670258187234045,0,0,0,0,0,0,0,0,0,12,null,"",""]
["7056_G_2","ISONE_MA, VT, NH, RI (Rest of ISO New England)","Vermont",50,"Washington",23,"7056","2","Bolton Falls",0,1986,9999,"Hydro","","","","","","Non-Fossil","G",2025,"Hydro","",0,0,0,0,0,0,0,0,0,0,0,0,0,0,0,0,3.9843314767265188,5.675523472477762,5.652491407409957,15.312346356614238,0,0,0,0,0,0,0,0,0,0,0,0,0,0,0,0,0,0,0,0,0.06165211369613772,0.005538220752649862,0.007888977626744089,0.00785696305629984,0.02128416143569379,0,0,0,0,0,3.899999999999999,null,"",""]
["712_G_1","SERC_Southeastern","Georgia",13,"Jasper",159,"712","1","Lloyd Shoals",0,1911,9999,"Hydro","","","","","","Non-Fossil","G",2025,"Hydro","",0,0,0,0,0,0,0,0,0,0,0,0,0,0,0,0,1.646532223334105,1.7890238506944587,2.187879568534196,5.62343564256276,0,0,0,0,0,0,0,0,0,0,0,0,0,0,0,0,0,0,0,0,0.060071290271085966,0.002288679790434406,2.4867431524652974E-3,3.041152600262532E-3,0.007816575543162235,0,0,0,0,0,3.8,null,"",""]
["7147_G_5","WECC_Southern California Edison","California",6,"San Bernardino",71,"7147","5","Mill Creek 3",0,1904,9999,"Hydro","","","","","","Non-Fossil","G",2025,"Hydro","",0,0,0,0,0,0,0,0,0,0,0,0,0,0,0,0,0.39981184359487254,0.643758950474616,1.2390179307815734,2.282588724851062,0,0,0,0,0,0,0,0,0,0,0,0,0,0,0,0,0,0,0,0,0.01580823406625135,5.5573846259687363E-4,8.9482494115971647E-4,1.7222349237863896E-3,0.00317279832754298,0,0,0,0,0,0.9999999863636363,null,"",""]
["7164_G_PG6","WECC_Arizona","Arizona",4,"Maricopa",13,"7164","PG6","Waddell",0,1993,9999,"Pumped Storage","","","","","","Non-Fossil","G",2025,"Pumps","",0,0,0,0,0,0,0,0,0,0,0,0,0,0,0,0,4.542748315333787,6.157947727662053,7.722672134073046,18.423368177068888,0,0,0,0,0,0,0,0,0,0,0,0,0,0,0,0,0,0,0,0,0.1828527882570504,6.9035551680180155E-5,9.3581525782950514E-5,1.1736043782599824E-4,2.799775152891289E-4,0,0,0,0,0,10,null,"",""]
["7238_G_2A","FRCC","Florida",12,"Osceola",97,"7238","2A","Cane Island",7384,1995,9999,"Combined Cycle","other","","","LNB","","Fossil","G",2025,"NaturalGas","",0.05789888873419152,0.3169202330713641,0.43551027830555544,0.8103294001111111,0,0,0,0,0,0,0,0,0,0,0,0,7.841127940749999,42.91985820199999,58.980265156944455,109.74125129969445,3.3894009456461163,18.552510439326106,25.49477167105555,47.43668305602778,4.0534663504968433E-9,2.2187394760614267E-8,3.0483375e-08,5.672423611111111E-8,7.4913437714543753E-4,0.004100525011743451,0.005634892250000001,0.010484551638888888,0,0,0,0,0,0,0,0,1.3736202136944444,0.03088161163726184,0.11004798058076332,0.15122741189152497,0.29215700410955014,0.24449645862277913,1.2271830706827764,1.738417485638889,3.2100970149444445,0,39,null,"",""]
["7266_G_3F","WECC_BANC","California",6,"Stanislaus",99,"7266","3F","Woodland",10745,2011,9999,"Combustion Turbine","","","","","","Fossil","G",2025,"NaturalGas","",1.0353810200167124E-4,0.14083935739799835,0.131757604,0.2727004995,0,0,0,0,0,0,0,0,0,0,0,0,0.009635933166665112,13.107432035999999,12.262224666666663,25.379292635833327,6.0611204834142285E-3,8.244735971516588,7.713090142333334,15.963887234333336,7.2522932125453506E-12,9.865047706787455E-9,9.2229166666666686E-9,1.9095216666666671E-8,1.0591958822348674E-5,0.01440788120784432,0.013478803,0.02789727616666667,0,0,0,0,0,0,0,0,0.1617467643333333,4.5481604546659322E-5,0.06186707920991998,0.05787770042666665,0.11979026124113329,0.00049190091855289,0.5675745849147805,0.5465918158333334,1.114658301666667,0,8.2,null,"",""]
["7279_G_2","PJM West","Ohio",39,"Delaware",41,"7279","2","O'Shaughnessy Hydro",0,1988,9999,"Hydro","","","","","","Non-Fossil","G",2025,"Hydro","",0,0,0,0,0,0,0,0,0,0,0,0,0,0,0,0,2.77091412675,4.643093016000001,6.4260605325,13.840067675250001,0,0,0,0,0,0,0,0,0,0,0,0,0,0,0,0,0,0,0,0,0.061652113499999994,0.0038515706361825,0.006453899292240001,0.008932224140175,0.019237694068597502,0,0,0,0,0,3.9000000000000004,null,"",""]
["736_G_2","SERC_VACAR","Georgia",13,"Columbia",73,"736","2","Stevens Creek",0,1914,9999,"Hydro","","","","","","Non-Fossil","G",2025,"Hydro","",0,0,0,0,0,0,0,0,0,0,0,0,0,0,0,0,2.1575191811983534,2.396744675051646,2.90950735875,7.4637712149999995,0,0,0,0,0,0,0,0,0,0,0,0,0,0,0,0,0,0,0,0,0.023712351375,0.002998951661865702,0.003331475098321788,0.004044215228662497,0.010374641988849988,0,0,0,0,0,1.5,null,"",""]
["7397_G_6","PJM_AP","Pennsylvania",42,"Franklin",55,"7397","6","Falling Spring",10745,1967,9999,"Combustion Turbine","","","","","","Fossil","G",2025,"NaturalGas","",1.90936297029703E-4,0,0.007203761821782179,0.007394698118811882,0,0,0,0,0,0,0,0,0,0,0,0,0.017769780000000002,0,0.6704292054059408,0.6881989854059407,0.011177410168316833,0,0.42170821644554457,0.43288562661386143,1.3376237623762378E-11,0,5.042495049504951e-10,5.176257425742575e-10,1.1665250495049505E-4,0,0.004401138346534653,0.004517790851485148,0,0,0,0,0,0,0,0,0.04142295181188119,8.38733616e-05,0,3.1644258495160398E-3,3.2482992111160396E-3,6.9984454455445559E-4,0,0.0207643739009901,0.021464218445544556,0,2.1,null,"",""]
["7429_G_3","PJM_Dominion","North Carolina",37,"Chowan",41,"7429","3","Edenton Generators",18028,2014,9999,"Combustion Turbine","","","","","","Fossil","G",2025,"Oil","",0,0,0,0,0,0,0,0,0,0,0,0,0,0,0,0,0,0,0,0,0,0,0,0,0,0,0,0,0,0,0,0,0,0,0,0,0,0,0,0,0.02367025820689655,0,0,0,0,0,0,0,0,0,1.2,null,"",""]
["7451_G_1","WECC_Northern California (not including BANC)","California",6,"San Joaquin",77,"7451","1","Lodi",16304,1986,9999,"Combustion Turbine","","","","","","Fossil","G",2025,"Oil","",0,0,0,0,0,0,0,0,0,0,0,0,0,0,0,0,0,0,0,0,0,0,0,0,0,0,0,0,0,0,0,0,0,0,0,0,0,0,0,0,0.656057466838532,0,0,0,0,0,0,0,0,0,23.3,null,"",""]
["7546_G_4","SPP West (Oklahoma, Arkansas, Louisiana)","Oklahoma",40,"Kay",71,"7546","4","Ponca City",11122,2003,9999,"Combustion Turbine","","","","H2O","","Fossil","G",2025,"NaturalGas","",0.002485492,0,0.015842782,0.018328274,0,0,0,0,0,0,0,0,0,0,0,0,0.22347531599999998,0,1.424454444,1.64792976,0.145500729,0,0.9274364770000001,1.0729372060000002,1.74e-10,0,1.109E-9,1.283E-9,8.5300000000000013E-5,0,0.000543645,6.2894500000000011E-4,0,0,0,0,0,0,0,0,0.865936945,1.0548034915199998E-3,0,0.00672342497568,0.0077782284672,0.009561873,0,0.05167414099999999,0.06123601399999999,0,43.9,null,"",""]
["7646_G_2","WECC_Northern California (not including BANC)","California",6,"Solano",95,"7646","2","Monticello Dam",0,1983,9999,"Hydro","","","","","","Non-Fossil","G",2025,"Hydro","",0,0,0,0,0,0,0,0,0,0,0,0,0,0,0,0,2.4741474766363862,3.945581754133832,7.47683162850186,13.896560859272077,0,0,0,0,0,0,0,0,0,0,0,0,0,0,0,0,0,0,0,0,0.07904117140843267,3.4390649925245768E-3,0.00548435863824602,0.010392795963617587,0.019316219594388184,0,0,0,0,0,5.000000000000001,null,"",""]
["7699_G_CT1","FRCC","Florida",12,"Polk",105,"7699","CT1","Tiger Bay",7777,1997,9999,"Combined Cycle","","","","DLNB","","Fossil","G",2025,"NaturalGas","",0.033740870959893046,0.12015041854010695,1.52896507595,1.68285636545,0,0,0,0,0,0,0,0,0,0,0,0,4.338545806114974,15.449455797385026,196.600884155,216.38888575849998,1.975190573137433,7.033605455562568,89.50561557340001,98.5144116021,2.3645818181818177E-9,8.4202181818181834E-9,1.0706995000000001E-7,1.1785475000000001E-7,4.4941248877005324E-4,1.6003469112299469E-3,0.020365267650000005,0.022415027050000005,0,0,0,0,0,0,0,0,3.9229025342000003,0.017228111180737426,0.06134888371677232,0.5040913737371613,0.582668368634671,0.14248155000863527,0.4652481706413648,6.103138680600001,6.710868401250001,0,130,null,"",""]
["7764_G_1","SERC_Southeastern","Georgia",13,"Walton",297,"7764","1","MPC Generating",11038,2000,9999,"Combustion Turbine","","","","H2O","","Fossil","G",2025,"NaturalGas","",0.06737706038842976,0,0.0737188143553719,0.14109587474380167,0,0,0,0,0,0,0,0,0,0,0,0,6.10410041246281,0,6.678638749586776,12.782739162049587,3.944253112495868,0,4.315499402495868,8.259752514991737,4.7175619834710741E-9,0,5.1554297520661154E-9,9.8729917355371887E-9,3.7889489206463594E-3,0,0.004145578019457458,0.007934526940103817,0,0,0,0,0,0,0,0,2.909469235661157,0.028139902901453556,0,0.03078852463559504,0.05892842753704859,0.2754785534628099,0,0.27501784733057844,0.5504964007933884,0,147.5,null,"",""]
["7776_G_4","PJM_ATSI","Ohio",39,"Henry",69,"7776","4","Napoleon Peaking",10745,1999,9999,"Combustion Turbine","","","","","","Fossil","G",2025,"Oil","",0,0,3.5772914611749044E-5,3.5772914611749044E-5,0,0,0,0,0,0,0,0,0,0,0,0,0,0,3.3292613653846176E-3,3.3292613653846176E-3,0,0,0.002886623702112289,0.002886623702112289,0,0,8.5855023877013282E-9,8.5855023877013282E-9,0,0,4.9339076396878735E-5,4.9339076396878735E-5,0,0,0,0,0,0,0,0,0.03550538728846156,0,0,1.5714113644615395E-5,1.5714113644615395E-5,0,0,5.8132225743382437E-4,5.8132225743382437E-4,0,1.8000000000000012,null,"",""]
["7797_G_LOM2","PJM_Dominion","Virginia",51,"Prince William",153,"7797","LOM2","Dominion/Lo Mar",10745,1997,9999,"Combustion Turbine","","","","","","Fossil","G",2025,"",null,0,0,0,0,0,0,0,0,0,0,0,0,0,0,0,0,0,0,0,0,0,0,0,0,0,0,0,0,0,0,0,0,0,0,0,0,0,0,0,0,0.033532864663945325,0,0,0,0,0,0,0,0,0,1.7083743281322055,null,"",""]
["7832_G_5","WECC_Pacific Northwest","Washington",53,"Klickitat",39,"7832","5","Roosevelt Biogas 1",13500,2000,9999,"Landfill Gas","","","","","","Non-Fossil","G",2025,"LF Gas","",0.03186132921858975,0.04206067931373786,0.04767375243750001,0.12159576096982763,0,0,0,0,0,0,0,0,0,0,0,0,2.3600984599137926,3.115605874137931,3.53138906925,9.007093403301724,1.8361365407501986,2.4239148871312666,2.7473906788577582,7.007442106739224,0,0,0,0,3.523385111234097E-3,0.004651280247779176,0.005272001888549411,0.013446667247562685,0,0,0,0,0,0,0,0,0.5443861459267241,0.016371997871514807,0.021612951157015853,0.024497238275119855,0.062482187303650516,0,0,0,0,0,2.0999999999999996,null,"",""]
["7839_G_3","PJM_Dominion","Virginia",51,"Caroline",33,"7839","3","Ladysmith",10745,2008,9999,"Combustion Turbine","","","","DLNB + H2O","","Fossil","G",2025,"NaturalGas","",0,0,0.2271570536577267,0.2271570536577267,0,0,0,0,0,0,0,0,0,0,0,0,0,0,21.140721599362706,21.140721599362706,0,0,13.297773918047255,13.297773918047255,0,0,1.5904661558109831E-8,1.5904661558109831E-8,0,0,0.003280147968155744,0.003280147968155744,0,0,0,0,0,0,0,0,3.175759640702427,0,0,0.0974587265730621,0.0974587265730621,0,0,0.6968505623959131,0.6968505623959131,0,161,null,"",""]
["7846_G_004","FRCC","Florida",12,"Duval",31,"7846","004","Brandy Branch",7052,2005,9999,"Combined Cycle","","","SCR","DLNB + H2O","","Fossil","G",2025,"NaturalGas","",2.2937958439423642,3.109367699566315,4.299608501815445,9.702772045324124,0,0,0,0,0,0,0,0,0,0,0,0,325.2688377402677,440.91998004791844,609.7005816128409,1375.889399401027,134.27880869035613,182.0223851135936,251.6990816774354,568.0002754813851,1.6058087542357568E-7,2.1767629779640297E-7,3.0096298707049246E-7,6.7922016029047117E-7,0.011678964720389796,0.015831485509861708,0.021891654870704925,0.049402105100956425,0,0,0,0,0,0,0,0,5.843792179330499,0.7432590125740063,1.0075288837114287,1.3932027900478339,3.143990686333269,9.686281951866622,12.04013819727436,17.162659477275948,38.88907962641693,0,185,"SCR","",""]
["7873_G_1ST","FRCC","Florida",12,"Hillsborough",57,"7873","1ST","H L Culbreath Bayside Power Station",7524,1965,9999,"Combined Cycle","","","SCR","DLNB","","Fossil","G",2025,"NaturalGas","",0.7684835278908264,1.929358471046704,3.8125828667902004,6.510424865727731,0,0,0,0,0,0,0,0,0,0,0,0,102.1342085175865,256.4186390928731,506.70589469140793,865.2587423018675,44.98702571793285,112.94464488303319,223.18860102085193,381.120271621818,5.3793215777466789E-8,1.3505350834252792E-7,2.6687976461797788E-7,4.5572648873797257E-7,0.005005652498200008,0.012567215431441622,0.02483392813673911,0.042406796066380745,0,0,0,0,0,0,0,0,8.535471200014898,0.345700799717584,0.695718944735945,1.3748021266835753,2.416221871137104,3.245165931405081,7.470889540095042,15.21860919504811,25.934664666548233,0,233.00000000000003,"SCR","",""]
["7887_G_BSU","SPP Nebraska","Nebraska",31,"Lancaster",109,"7887","BSU","Terry Bundy Generating Station",10745,2004,9999,"Combustion Turbine","","","","","","Fossil","G",2025,"Oil","",0,0,0,0,0,0,0,0,0,0,0,0,0,0,0,0,0,0,0,0,0,0,0,0,0,0,0,0,0,0,0,0,0,0,0,0,0,0,0,0,0.03156034269461744,0,0,0,0,0,0,0,0,0,1.5999999219512235,null,"",""]
["7907_G_3","WECC_Northern California (not including BANC)","California",6,"Fresno",19,"7907","3","Pine Flat",0,1984,9999,"Hydro","","","","","","Non-Fossil","G",2025,"Hydro","",0,0,0,0,0,0,0,0,0,0,0,0,0,0,0,0,27.21562225207029,43.40139923886932,82.24514791035634,152.86216940129594,0,0,0,0,0,0,0,0,0,0,0,0,0,0,0,0,0,0,0,0,0.8694528859023416,0.0378297149303777,0.06032794494202835,0.11432075559539513,0.21247841546780116,0,0,0,0,0,55.00000000000001,null,"",""]
["7921_G_11","MISO_Iowa","Iowa",19,"Jackson",97,"7921","11","Maquoketa 2",12283,2001,9999,"Combustion Turbine","","","","","","Fossil","G",2025,"",null,0,0,0,0,0,0,0,0,0,0,0,0,0,0,0,0,0,0,0,0,0,0,0,0,0,0,0,0,0,0,0,0,0,0,0,0,0,0,0,0,0.02367025694920123,0,0,0,0,0,0,0,0,0,1.2586386775581855,null,"",""]
["7948_G_2","MISO_Indiana (including parts of Kentucky)","Indiana",18,"Lawrence",93,"7948","2","Lawrence County Station",11073,2005,9999,"Combustion Turbine","","","","H2O","","Fossil","G",2025,"NaturalGas","",0.01604788488879688,0,0.1357919789143167,0.1518398638031136,0,0,0,0,0,0,0,0,0,0,0,0,1.449280677,0,12.263341354666666,13.712622031666665,0.9394431841542933,0,7.949262440676012,8.888705624830306,1.1236546771255212E-9,0,9.506885454463332E-9,1.0630540131588853E-8,0.000670961981837602,0,5.6774624149734205E-3,6.3484243968110225E-3,0,0,0,0,0,0,0,0,0.8639644238333333,0.006814034649695,0,0.05765814326919106,0.06447217791888606,0.06436709125962452,0,0.46102788751023055,0.5253949787698551,0,43.8,null,"",""]
["7972_G_1","MISO_Lower Michigan","Michigan",26,"Wayne",163,"7972","1","Sumpter",12670,2002,9999,"Combustion Turbine","","","","DLNB","","Fossil","G",2025,"NaturalGas","",0,0,0.027608937237354088,0.027608937237354088,0,0,0,0,0,0,0,0,0,0,0,0,0,0,2.1790794916342415,2.1790794916342415,0,0,1.6162271814105058,1.6162271814105058,0,0,1.9326151102464331E-9,1.9326151102464331E-9,0,0,4.4464189744747231E-4,4.4464189744747231E-4,0,0,0,0,0,0,0,0,1.5188415669844362,0,0,0.014207598285455255,0.014207598285455255,0,0,0.09408162856679636,0.09408162856679636,0,77,null,"",""]
["7973_G_6","SPP North- (Kansas, Missouri)","Kansas",20,"Coffey",31,"7973","6","Sharpe",12283,2002,9999,"Combustion Turbine","","","","","","Fossil","G",2025,"",null,0,0,0,0,0,0,0,0,0,0,0,0,0,0,0,0,0,0,0,0,0,0,0,0,0,0,0,0,0,0,0,0,0,0,0,0,0,0,0,0,0.03945042955753908,0,0,0,0,0,0,0,0,0,2.026415056105377,null,"",""]
["7997_G_WD19","FRCC","Florida",12,"Polk",105,"7997","WD19","Winston",25000,2001,9999,"Combustion Turbine","","","","","","Fossil","G",2025,"Oil","",0,0,0,0,0,0,0,0,0,0,0,0,0,0,0,0,0,0,0,0,0,0,0,0,0,0,0,0,0,0,0,0,0,0,0,0,0,0,0,0,0.049313037888707036,0,0,0,0,0,0,0,0,0,2.5,null,"",""]
["8012_G_12","PJM_EMAAC","Pennsylvania",42,"Bucks",17,"8012","12","Croydon CT Generating Station",12412,1974,9999,"Combustion Turbine","","","","","","Fossil","G",2025,"Oil","",0,0,0,0,0,0,0,0,0,0,0,0,0,0,0,0,0,0,0,0,0,0,0,0,0,0,0,0,0,0,0,0,0,0,0,0,0,0,0,0,0.9665355426445013,0,0,0,0,0,0,0,0,0,49,null,"",""]
["8031_G_12","MISO_Iowa","Iowa",19,"Cerro Gordo",33,"8031","12","Emery Station",7056,2004,9999,"Combined Cycle","","","SCR","DLNB + H2O + NH3","","Fossil","G",2025,"NaturalGas","",0.8617043626705444,0.047273482841406284,2.546790221514264,3.4557680670262148,0,0,0,0,0,0,0,0,0,0,0,0,122.12363416852824,6.699756638696929,360.9396573681465,489.76304817537175,50.44417339150943,2.7673896855784728,149.08909963325445,202.30066271034235,6.0326257751957072E-8,3.3095252087214156E-9,1.7828556977640709E-7,2.419213527370856E-7,0.003151225145120829,1.7287760661394291E-4,0.009313410609868927,0.0126375133616037,0,0,0,0,0,0,0,0,4.561316705127217,0.33134769840297695,0.02760381790137083,0.8247689978480758,1.1837205141524236,3.6858686773029556,0.1817656321311226,8.570196228324596,12.437830537758673,0,144.4,"SCR","",""]
["8068_G_ST6A","WECC_Arizona","Arizona",4,"Maricopa",13,"8068","ST6A","Santan",7489,2006,9999,"Combined Cycle","","","SCR","DLNB","","Fossil","G",2025,"NaturalGas","",1.2030767772238542,0.00552292323132604,0.7601946417054716,1.9687943421606517,0,0,0,0,0,0,0,0,0,0,0,0,160.64585085716536,0.7374713887857628,101.50816418710127,262.89148643305236,70.42811452781102,0.3233119259119099,44.501794317615825,115.25322077133875,8.4210421023489471E-8,3.865818868714127e-10,5.3210712456344585E-8,1.3780771536670546E-7,3.5557243600104127E-3,1.6323141667989689E-5,2.2467678120603246E-3,5.8188153137387275E-3,0,0,0,0,0,0,0,0,4.769797940686845,0.4358667615971342,3.0706578472165574E-3,0.3385889500626407,0.7775263695069915,5.147161667458538,0.019619359720740956,2.835005292302678,8.001786319481957,0,151,"SCR","",""]
["8106_G_3","MISO_Illinois","Iowa",19,"Cedar",31,"8106","3","Tipton",11756,1971,9999,"Combustion Turbine","","","","","","Fossil","G",2025,"NaturalGas","",0,0,1.8286681324760731E-10,1.8286681324760731E-10,0,0,0,0,0,0,0,0,0,0,0,0,0,0,1.572151078104994E-8,1.572151078104994E-8,0,0,1.0705023383959848E-8,1.0705023383959848E-8,0,0,1.2803183414350761E-17,1.2803183414350761E-17,0,0,9.700628503167857e-11,9.700628503167857e-11,0,0,0,0,0,0,0,0,1.972521371556422E-8,0,0,7.420553088655573e-11,7.420553088655573e-11,0,0,6.152216593224995E-10,6.152216593224995E-10,0,9.99999927536237e-07,null,"",""]
["817_G_1","WECC_Idaho","Idaho",16,"Lemhi",59,"817","1","Salmon Diesel",12619,1967,9999,"Combustion Turbine","","","","","","Fossil","G",2025,"Oil","",0,0,0,0,0,0,0,0,0,0,0,0,0,0,0,0,0,0,0,0,0,0,0,0,0,0,0,0,0,0,0,0,0,0,0,0,0,0,0,0,0.053258081,0,0,0,0,0,0,0,0,0,2.7,null,"",""]
["827_G_5","WECC_Idaho","Idaho",16,"Caribou",29,"827","5","Grace",0,1923,9999,"Hydro","","","","","","Non-Fossil","G",2025,"Hydro","",0,0,0,0,0,0,0,0,0,0,0,0,0,0,0,0,8.008889314526172,11.034586000469492,17.87733874198063,36.9208140569763,0,0,0,0,0,0,0,0,0,0,0,0,0,0,0,0,0,0,0,0,0.17389057713604167,0.01113235614719138,0.015338074540652594,0.024849500851353075,0.05131993153919705,0,0,0,0,0,11.000000000000002,null,"",""]
["886_G_332","PJM_ComEd","Illinois",17,"Cook",31,"886","332","Fisk Street",17436,1968,9999,"Combustion Turbine","","","","","","Fossil","G",2025,"Oil","",0,0,0,0,0,0,0,0,0,0,0,0,0,0,0,0,0,0,0,0,0,0,0,0,0,0,0,0,0,0,0,0,0,0,0,0,0,0,0,0,0.501020465,0,0,0,0,0,0,0,0,0,25.4,null,"",""]
["899_G_GT1","MISO_Iowa-MidAmerican","Illinois",17,"Rock Island",161,"899","GT1","Moline",25000,1970,9999,"Combustion Turbine","","","","","","Fossil","G",2025,"NaturalGas","",0,0,0,0,0,0,0,0,0,0,0,0,0,0,0,0,0,0,0,0,0,0,0,0,0,0,0,0,0,0,0,0,0,0,0,0,0,0,0,0,0.3156034425187406,0,0,0,0,0,0,0,0,0,16,null,"",""]
["934_G_8","MISO_Illinois","Illinois",17,"Clinton",27,"934","8","Breese",12455,2014,9999,"Combustion Turbine","","","","","","Fossil","G",2025,"Oil","",0,0,0,0,0,0,0,0,0,0,0,0,0,0,0,0,0,0,0,0,0,0,0,0,0,0,0,0,0,0,0,0,0,0,0,0,0,0,0,0,0.06759995855670102,0,0,0,0,0,0,0,0,0,2.4999999999999996,null,"",""]
["948_G_9","MISO_Illinois","Illinois",17,"Hamilton",65,"948","9","McLeansboro",10745,2002,9999,"Combustion Turbine","","","","","","Fossil","G",2025,"Oil",null,0,0,0,0,0,0,0,0,0,0,0,0,0,0,0,0,0,0,0,0,0,0,0,0,0,0,0,0,0,0,0,0,0,0,0,0,0,0,0,0,0.03945042945673187,0,0,0,0,0,0,0,0,0,2.1081470344308495,null,"",""]
["957_G_8","MISO_Illinois","Illinois",17,"Bureau",11,"957","8","Princeton (IL)",16041,1976,9999,"Combustion Turbine","","","","","","Fossil","G",2025,"Oil","",0,0,0,0,0,0,0,0,0,0,0,0,0,0,0,0,0,0,0,0,0,0,0,0,0,0,0,0,0,0,0,0,0,0,0,0,0,0,0,0,0.1716093719303675,0,0,0,0,0,0,0,0,0,8.7,null,"",""]
["961_G_18","PJM_ComEd","Illinois",17,"Ogle",141,"961","18","South Main Street",14446,2016,9999,"Combustion Turbine","","","","","","Fossil","G",2025,"Oil","",0,0,0,0,0,0,0,0,0,0,0,0,0,0,0,0,0,0,0,0,0,0,0,0,0,0,0,0,0,0,0,0,0,0,0,0,0,0,0,0,0.03550538725848565,0,0,0,0,0,0,0,0,0,1.8000000000000003,null,"",""]
["989_G_H6W","PJM West","Indiana",18,"St Joseph",141,"989","H6W","Twin Branch",0,1989,9999,"Hydro","","","","","","Non-Fossil","G",2025,"Hydro","",0,0,0,0,0,0,0,0,0,0,0,0,0,0,0,0,0.779547192968431,1.0568977672847335,1.4906510122784806,3.327095972531645,0,0,0,0,0,0,0,0,0,0,0,0,0,0,0,0,0,0,0,0,0.007904117151898734,1.0835705982261217E-3,0.001469087896525783,0.002072004907067086,0.004624663401818991,0,0,0,0,0,0.49999999999999994,null,"",""]
["998_G_1","MISO_Indiana (including parts of Kentucky)","Indiana",18,"White",181,"998","1","Norway (IN)",0,1923,9999,"Hydro","","","","","","Non-Fossil","G",2025,"Hydro","",0,0,0,0,0,0,0,0,0,0,0,0,0,0,0,0,1.531322014581248,2.302199264918752,3.1482363277,6.9817576072,0,0,0,0,0,0,0,0,0,0,0,0,0,0,0,0,0,0,0,0,0.01738905772,2.1285376002679332E-3,0.00320005697823707,0.004376048495502994,0.009704643074007997,0,0,0,0,0,1.1,null,"",""]
["","WECC_Imperial Irrigation District (IID)","California",6,"",0,"","","New",0,0,0,"New Battery Storage","","","","","","Non-Fossil","",2025,"EnerStor","",0,0,0,0,0,0,0,0,0,0,0,0,0,0,0,0,120.51674000312264,163.36713639487735,204.878457822,488.76233421999996,0,0,0,0,0,0,0,0,0,0,0,0,0,0,0,0,0,0,0,0,5.221529644,0,0,0,0,0,0,0,0,75.47591188,334.768722,null,"",""]
["","FRCC","Florida",12,"",0,"","","New",0,0,0,"Combustion Turbine","","","","","","Fossil","",2025,"NaturalGas","",0.007950378926829267,0.05316815907317073,0.100296409,0.161414947,0,0,0,0,0,0,0,0,0,0,0,0,0.8026631999999996,5.36781015,10.125836249999999,16.2963096,0.4654151864715459,3.1124640595284543,5.871351727,9.449230973,5.564617886178865e-10,3.7213382113821137E-9,7.015e-09,1.12928E-8,4.37391869918699e-05,2.9250581300813009E-4,0.00055157,0.000887815,0,0,0,0,0,0,0,0,0.128945,0.003595931135999998,0.024047789472,0.045363746399999995,0.073007467008,0.033573002069787916,0.2058785099302121,0.40035112500000003,0.6398026370000001,1.317699729,18.5,null,"",""]
["","PJM_ComEd","Illinois",17,"",0,"","","New",0,0,0,"Combined Cycle","","","","","","Fossil","",2025,"NaturalGas","",27.046754502557924,17.425830710442078,36.444136646000004,80.916721859,0,0,0,0,0,0,0,0,0,0,0,0,4205.684108067568,2709.661127062432,5666.9470758,12582.292310929999,1583.3170083747736,1020.1081296572257,2133.439759293,4736.864897324999,1.8932485098434346E-6,1.2197924901565656E-6,2.551104e-06,5.664145e-06,0.14875715118018518,0.09584206981981482,0.20044275,0.445041971,0,0,0,0,0,0,0,0,33.89256,10.682437634491622,6.882539262738577,14.394045572531999,31.959022469762196,113.60142200930511,66.5589235976949,123.00029686200003,303.16064246900004,376.3814017,2414,null,"",""]
["","MISO_Iowa-MidAmerican","Iowa",19,"",0,"","","New",0,0,0,"Combustion Turbine","","","","","","Fossil","",2025,"NaturalGas","",0,0,0.040889821,0.040889821,0,0,0,0,0,0,0,0,0,0,0,0,0,0,4.12819992,4.12819992,0,0,2.393690076,2.393690076,0,0,2.86305E-9,2.86305E-9,0,0,0.00022492,0.00022492,0,0,0,0,0,0,0,0,0.072488,0,0,0.0184943356416,0.0184943356416,0,0,0.136120048,0.136120048,0.729590288,10.4,null,"",""]
["","MISO_Louisiana","Louisiana",22,"",0,"","","New",0,0,0,"Landfill Gas","","","","","","Non-Fossil","",2025,"LF Gas","",0.018794983584905663,0.025477644415094338,0.031951510999999995,0.076224139,0,0,0,0,0,0,0,0,0,0,0,0,2.2078008,2.9927966400000012,3.7532613599999993,8.9538588,1.0831375273584878,1.468253092641512,1.8413337969999999,4.392724417,0,0,0,0,8.4581448113207544E-4,1.1465485188679246E-3,1.4380269999999997E-3,3.4303899999999997E-3,0,0,0,0,0,0,0,0,0.022736714,0.013622130936,0.018465555268800008,0.023157622591199998,0.05524530879600001,0,0,0,0,0.154479098,1.1357,null,"",""]
["","MISO_Lower Michigan","Michigan",26,"",0,"","","New",0,0,0,"Onshore Wind","","","","","","Non-Fossil","",2025,"Wind","",0,0,0,0,0,0,0,0,0,0,0,0,0,0,0,0,1325.4079483967705,1861.7996003482288,1780.436751512,4967.6443002569995,0,0,0,0,0,0,0,0,0,0,0,0,0,0,0,0,0,0,0,0,37.19221683,0,0,0,0,0,0,0,0,119.4553568,1103.62095,null,"",""]
["","MISO_Mississippi","Mississippi",28,"",0,"","","New",0,0,0,"Landfill Gas","","","","","","Non-Fossil","",2025,"LF Gas","",0.017926883490566037,0.02430088650943396,0.030475684999999995,0.072703455,0,0,0,0,0,0,0,0,0,0,0,0,2.1058228800000003,2.854559904,3.579898896,8.54028168,1.0331076005660353,1.4004347474339638,1.7562829219999998,4.189825269999999,0,0,0,0,8.066364622641509E-4,1.0934405377358491E-3,1.3714040000000001E-3,0.003271481,0,0,0,0,0,0,0,0,0.021686505,0.012992927169600004,0.01761263460768,0.02208797618832,0.0526935379656,0,0,0,0,0.181148655,1.083242,null,"",""]
["","MISO_MT, SD, ND","Montana",30,"",0,"","","New",0,0,0,"Solar PV","","","","","","Non-Fossil","",2025,"Solar","",0,0,0,0,0,0,0,0,0,0,0,0,0,0,0,0,36.163895199603274,97.8496122033967,215.177115124,349.19062252699996,0,0,0,0,0,0,0,0,0,0,0,0,0,0,0,0,0,0,0,0,1.311973296,0,0,0,0,0,0,0,0,12.49234353,160.0128,null,"",""]
["","NY_Zone G-I (Downstate NY)","New York",36,"",0,"","","New",0,0,0,"New Battery Storage","","","","","","Non-Fossil","",2025,"EnerStor","",0,0,0,0,0,0,0,0,0,0,0,0,0,0,0,0,25.7660901500495,28.449601907950502,58.21254545299999,112.42823751099999,0,0,0,0,0,0,0,0,0,0,0,0,0,0,0,0,0,0,0,0,1.483604152,0,0,0,0,0,0,0,0,23.55835226,95.118538,null,"",""]
["","NY_Zone A (West)","New York",36,"",0,"","","New",0,0,0,"Solar","","","","","","Non-Fossil","",2025,"Solar-DER","",0,0,0,0,0,0,0,0,0,0,0,0,0,0,0,0,42.33008252215076,101.04473639284926,220.981006512,364.355825427,0,0,0,0,0,0,0,0,0,0,0,0,0,0,0,0,0,0,0,0,0,0,0,0,0,0,0,0,0,0,293.5265608,null,"",""]
["","SERC_VACAR","North Carolina",37,"",0,"","","New",0,0,0,"Solar","","","","","","Non-Fossil","",2025,"Solar-DER","",0,0,0,0,0,0,0,0,0,0,0,0,0,0,0,0,182.60567721223504,340.55101269376485,544.0049501039999,1067.1616400099997,0,0,0,0,0,0,0,0,0,0,0,0,0,0,0,0,0,0,0,0,0,0,0,0,0,0,0,0,0,0,737.3317067,null,"",""]
["","PJM_Western MAAC","Pennsylvania",42,"",0,"","","New",0,0,0,"Solar PV","","","","","","Non-Fossil","",2025,"Solar","",0,0,0,0,0,0,0,0,0,0,0,0,0,0,0,0,31.86682509804917,56.106821983950844,103.22613197499997,191.199779057,0,0,0,0,0,0,0,0,0,0,0,0,0,0,0,0,0,0,0,0,0.762523477,0,0,0,0,0,0,0,0,8.288555589,93,null,"",""]
["","SERC_VACAR","North Carolina",37,"",0,"","","New",0,0,0,"Combustion Turbine","","","","","","Fossil","",2025,"NaturalGas","",3.4004420726976754,0.5230045192691242,8.897355420406415,12.820802012373214,0,0,0,0,0,0,0,0,0,0,0,0,343.3056105612979,52.802071605813865,898.2690984345385,1294.3767806016504,199.06187891549757,30.616684554903927,520.8511862813873,750.5297497517888,2.3802546446072118E-7,3.660947340159482E-8,6.2281562537027042E-7,8.9745056323258636E-7,0.018702431789404263,2.8765249158974886E-3,0.04893545518220599,0.07051441188750773,0,0,0,0,0,0,0,0,10.636763752224718,1.5380091353146144,0.2365532807940461,4.024245560986732,5.798807977095393,15.086613187200014,2.0537557899619068,33.89549432949539,51.03586330665731,104.57221029416041,1526.0780130513344,null,"",""]
["","SPP SPS (Texas Panhandle)","Texas",48,"",0,"","","New",0,0,0,"Combustion Turbine","","","","","","Fossil","",2025,"NaturalGas","",0,5.90907E-4,0.011211041,0.011801948,0,0,0,0,0,0,0,0,0,0,0,0,0,0.0596574,1.13185686,1.1915142600000002,0,0.034591669,0.6562944110000001,0.6908860800000001,0,4.1350000000000005E-11,7.871949999999999e-10,8.285449999999999e-10,0,3.25e-06,6.1654500000000011E-5,6.4904500000000009E-5,0,0,0,0,0,0,0,0,0.23001,0,0.000267265152,0.0050707187328,0.0053379838848,0,0.002075451,0.036890795000000004,0.038966246,2.339977627,33,null,"",""]
["","MISO_WOTAB (including Western)","Texas",48,"",0,"","","New",0,0,0,"Combustion Turbine","","","","","","Fossil","",2025,"NaturalGas","",9.6701300000000007E-4,0,0.006765956,0.007732969,0,0,0,0,0,0,0,0,0,0,0,0,0.09762119999999999,0,0.68308344,0.78070464,0.05660455,0,0.396078214,0.45268276399999996,6.766e-11,0,4.7385e-10,5.415099999999999e-10,5.309e-06,0,3.7245E-5,4.2554e-05,0,0,0,0,0,0,0,0,0.016728,4.3734297599999996E-4,0,3.0602138112E-3,0.0034975567872,3.964581E-3,0,0.024302767,0.028267347999999998,0.167599628,2.4,null,"",""]
["","ERCOT_West","Texas",48,"",0,"","","New",0,0,0,"Combustion Turbine","","","","","","Fossil","",2025,"Oil","",0,0,0,0,0,0,0,0,0,0,0,0,0,0,0,0,0,0,0,0,0,0,0,0,0,0,0,0,0,0,0,0,0,0,0,0,0,0,0,0,0.042517,0,0,0,0,0,0,0,0,0.43651525,6.1,null,"",""]
["","MISO_WOTAB (including Western)","Texas",48,"",0,"","","New",0,0,0,"Landfill Gas","","","","","","Non-Fossil","",2025,"LF Gas","",0.012556373349056602,0.017020861650943398,0.021345785999999995,0.050923021,0,0,0,0,0,0,0,0,0,0,0,0,1.4749603199999999,1.9993906559999999,2.5074325440000003,5.9817835200000005,0.7236091549528304,0.9808924100471695,1.230135569,2.934637134,0,0,0,0,0.000565008537735849,7.6590046226415092E-4,0.000960732,2.2916409999999996E-3,0,0,0,0,0,0,0,0,0.015189675,9.100505174399998E-3,0.012336240347519999,0.015470858796480004,0.0369076043184,0,0,0,0,0.099332639,0.758725,null,"",""]
["","MISO_WOTAB (including Western)","Texas",48,"",0,"","","New",0,0,0,"Landfill Gas","","","","","","Non-Fossil","",2025,"LF Gas","",0.015577394009433962,0.021116022990566037,0.02648163,0.063175047,0,0,0,0,0,0,0,0,0,0,0,0,1.82983968,2.480449344,3.110727456,7.4210164800000005,0.8977114371226396,1.2168977258773603,1.5261094419999999,3.640718605,0,0,0,0,7.0092127358490567E-4,9.5013772641509419E-4,0.001191698,2.8427569999999996E-3,0,0,0,0,0,0,0,0,0.018844326,0.0112901108256,0.01530437245248,0.01919318840352,0.0457876716816,0,0,0,0,0.153164708,0.941275,null,"",""]
["","ERCOT_Rest","Texas",48,"",0,"","","New",0,0,0,"New Battery Storage","","","","","","Non-Fossil","",2025,"EnerStor","",0,0,0,0,0,0,0,0,0,0,0,0,0,0,0,0,701.820000038915,951.356000077085,1163.3975512,2816.573551316,0,0,0,0,0,0,0,0,0,0,0,0,0,0,0,0,0,0,0,0,30.40717777,0,0,0,0,0,0,0,0,404.5372424,1949.5,null,"",""]
["","ERCOT_West","Texas",48,"",0,"","","New",0,0,0,"New Battery Storage","","","","","","Non-Fossil","",2025,"EnerStor","",0,0,0,0,0,0,0,0,0,0,0,0,0,0,0,0,177.0479999503019,239.9983999496981,151.11784504,568.16424494,0,0,0,0,0,0,0,0,0,0,0,0,0,0,0,0,0,0,0,0,7.670813043,0,0,0,0,0,0,0,0,104.5305375,491.8,null,"",""]
["","SPP SPS (Texas Panhandle)","Texas",48,"",0,"","","New",0,0,0,"New Battery Storage","","","","","","Non-Fossil","",2025,"EnerStor","",0,0,0,0,0,0,0,0,0,0,0,0,0,0,0,0,19.79999994,12.459700000000003,33.660000173,65.919700113,0,0,0,0,0,0,0,0,0,0,0,0,0,0,0,0,0,0,0,0,0.857858311,0,0,0,0,0,0,0,0,11.81504141,55,null,"",""]
["","ERCOT_Rest","Texas",48,"",0,"","","New",0,0,0,"Onshore Wind","","","","","","Non-Fossil","",2025,"Wind","",0,0,0,0,0,0,0,0,0,0,0,0,0,0,0,0,3953.458691124795,5201.181565542205,5384.42778693,14539.068043597,0,0,0,0,0,0,0,0,0,0,0,0,0,0,0,0,0,0,0,0,100.1994755,0,0,0,0,0,0,0,0,265.4645151,2973.26295,null,"",""]
["","ERCOT_Rest","Texas",48,"",0,"","","New",0,0,0,"Onshore Wind","","","","","","Non-Fossil","",2025,"Wind","",0,0,0,0,0,0,0,0,0,0,0,0,0,0,0,0,3972.333689733581,5226.01356771642,5410.134660781,14608.481918231002,0,0,0,0,0,0,0,0,0,0,0,0,0,0,0,0,0,0,0,0,100.6778579,0,0,0,0,0,0,0,0,289.9918042,2987.4582,null,"",""]
["","ERCOT_Rest","Texas",48,"",0,"","","New",0,0,0,"Onshore Wind","","","","","","Non-Fossil","",2025,"Wind","",0,0,0,0,0,0,0,0,0,0,0,0,0,0,0,0,4025.4233264280792,5295.858445649919,5482.440288782,14803.722060859998,0,0,0,0,0,0,0,0,0,0,0,0,0,0,0,0,0,0,0,0,102.0234021,0,0,0,0,0,0,0,0,299.2037221,3027.385125,null,"",""]
["","ERCOT_Rest","Texas",48,"",0,"","","New",0,0,0,"Onshore Wind","","","","","","Non-Fossil","",2025,"Wind","",0,0,0,0,0,0,0,0,0,0,0,0,0,0,0,0,3985.3092417878215,5243.084241124177,5427.806762791,14656.200245703,0,0,0,0,0,0,0,0,0,0,0,0,0,0,0,0,0,0,0,0,101.0067202,0,0,0,0,0,0,0,0,301.6900995,2997.216675,null,"",""]
["","ERCOT_Rest","Texas",48,"",0,"","","New",0,0,0,"Onshore Wind","","","","","","Non-Fossil","",2025,"Wind","",0,0,0,0,0,0,0,0,0,0,0,0,0,0,0,0,392.96640060857226,516.987720982428,535.2020526179999,1445.1561742090003,0,0,0,0,0,0,0,0,0,0,0,0,0,0,0,0,0,0,0,0,9.959640483,0,0,0,0,0,0,0,0,30.77342873,295.536777,null,"",""]
["","ERCOT_West","Texas",48,"",0,"","","New",0,0,0,"Onshore Wind","","","","","","Non-Fossil","",2025,"Wind","",0,0,0,0,0,0,0,0,0,0,0,0,0,0,0,0,1006.9543340227842,1301.3421888212156,1435.3552757470002,3743.651798591,0,0,0,0,0,0,0,0,0,0,0,0,0,0,0,0,0,0,0,0,25.96449367,0,0,0,0,0,0,0,0,70.48354621,770.4558,null,"",""]
["","ERCOT_West","Texas",48,"",0,"","","New",0,0,0,"Onshore Wind","","","","","","Non-Fossil","",2025,"Wind","",0,0,0,0,0,0,0,0,0,0,0,0,0,0,0,0,1046.4626665455762,1352.4009689314234,1491.6721230259998,3890.5357585029997,0,0,0,0,0,0,0,0,0,0,0,0,0,0,0,0,0,0,0,0,26.98322294,0,0,0,0,0,0,0,0,73.6009109,800.685,null,"",""]
["","ERCOT_West","Texas",48,"",0,"","","New",0,0,0,"Onshore Wind","","","","","","Non-Fossil","",2025,"Wind","",0,0,0,0,0,0,0,0,0,0,0,0,0,0,0,0,942.0387136344909,1217.448180254509,1342.821806332,3502.308700221,0,0,0,0,0,0,0,0,0,0,0,0,0,0,0,0,0,0,0,0,24.29063304,0,0,0,0,0,0,0,0,66.49281878,720.7866,null,"",""]
["","ERCOT_West","Texas",48,"",0,"","","New",0,0,0,"Onshore Wind","","","","","","Non-Fossil","",2025,"Wind","",0,0,0,0,0,0,0,0,0,0,0,0,0,0,0,0,1170.7678221416375,1513.0473237853632,1668.8619467209999,4352.677092648,0,0,0,0,0,0,0,0,0,0,0,0,0,0,0,0,0,0,0,0,30.18845312,0,0,0,0,0,0,0,0,82.76145026,895.7952,null,"",""]
["","ERCOT_West","Texas",48,"",0,"","","New",0,0,0,"Onshore Wind","","","","","","Non-Fossil","",2025,"Wind","",0,0,0,0,0,0,0,0,0,0,0,0,0,0,0,0,964.9952568411941,1247.1161772778055,1375.545033327,3587.6564674459996,0,0,0,0,0,0,0,0,0,0,0,0,0,0,0,0,0,0,0,0,24.88257153,0,0,0,0,0,0,0,0,68.32758375,738.35145,null,"",""]
["","ERCOT_West","Texas",48,"",0,"","","New",0,0,0,"Onshore Wind","","","","","","Non-Fossil","",2025,"Wind","",0,0,0,0,0,0,0,0,0,0,0,0,0,0,0,0,977.254024579715,1376.8797897602853,1595.630789013,3949.764603353,0,0,0,0,0,0,0,0,0,0,0,0,0,0,0,0,0,0,0,0,26.83813864,0,0,0,0,0,0,0,0,79.552352,796.37985,null,"",""]
["","ERCOT_West","Texas",48,"",0,"","","New",0,0,0,"Onshore Wind","","","","","","Non-Fossil","",2025,"Wind","",0,0,0,0,0,0,0,0,0,0,0,0,0,0,0,0,346.96353023960927,488.8463598563906,566.5115493610001,1402.321439457,0,0,0,0,0,0,0,0,0,0,0,0,0,0,0,0,0,0,0,0,9.528592457,0,0,0,0,0,0,0,0,28.65284422,282.7461,null,"",""]
["","SPP SPS (Texas Panhandle)","Texas",48,"",0,"","","New",0,0,0,"Onshore Wind","","","","","","Non-Fossil","",2025,"Wind","",0,0,0,0,0,0,0,0,0,0,0,0,0,0,0,0,911.1484874195228,1372.813854198477,1559.378828692,3843.34117031,0,0,0,0,0,0,0,0,0,0,0,0,0,0,0,0,0,0,0,0,26.66507477,0,0,0,0,0,0,0,0,74.3528317,791.24445,null,"",""]
["","SPP SPS (Texas Panhandle)","Texas",48,"",0,"","","New",0,0,0,"Onshore Wind","","","","","","Non-Fossil","",2025,"Wind","",0,0,0,0,0,0,0,0,0,0,0,0,0,0,0,0,87.23543627150525,131.4363324354948,149.29848901100002,367.9702577180001,0,0,0,0,0,0,0,0,0,0,0,0,0,0,0,0,0,0,0,0,2.552975133,0,0,0,0,0,0,0,0,7.159341563,75.75555,null,"",""]
["","ERCOT_Rest","Texas",48,"",0,"","","New",0,0,0,"Solar","","","","","","Non-Fossil","",2025,"Solar-DER","",0,0,0,0,0,0,0,0,0,0,0,0,0,0,0,0,257.39410232264214,482.30621204835785,791.116834394,1530.817148765,0,0,0,0,0,0,0,0,0,0,0,0,0,0,0,0,0,0,0,0,0,0,0,0,0,0,0,0,0,0,918.8036791,null,"",""]
["","ERCOT_West","Texas",48,"",0,"","","New",0,0,0,"Solar","","","","","","Non-Fossil","",2025,"Solar-DER","",0,0,0,0,0,0,0,0,0,0,0,0,0,0,0,0,23.435997794571,44.35862686342899,67.07322654299999,134.86785120099998,0,0,0,0,0,0,0,0,0,0,0,0,0,0,0,0,0,0,0,0,0,0,0,0,0,0,0,0,0,0,80.94832095,null,"",""]
["","MISO_WOTAB (including Western)","Texas",48,"",0,"","","New",0,0,0,"Solar","","","","","","Non-Fossil","",2025,"Solar-DER","",0,0,0,0,0,0,0,0,0,0,0,0,0,0,0,0,12.062424980253393,25.622568389746608,41.006077301000005,78.691070671,0,0,0,0,0,0,0,0,0,0,0,0,0,0,0,0,0,0,0,0,0,0,0,0,0,0,0,0,0,0,47.80968393,null,"",""]
["","SPP SPS (Texas Panhandle)","Texas",48,"",0,"","","New",0,0,0,"Solar","","","","","","Non-Fossil","",2025,"Solar-DER","",0,0,0,0,0,0,0,0,0,0,0,0,0,0,0,0,21.379410271280832,40.24920810271916,61.989671031,123.61828940499998,0,0,0,0,0,0,0,0,0,0,0,0,0,0,0,0,0,0,0,0,0,0,0,0,0,0,0,0,0,0,74.85345295,null,"",""]
["","SPP West (Oklahoma, Arkansas, Louisiana)","Texas",48,"",0,"","","New",0,0,0,"Solar","","","","","","Non-Fossil","",2025,"Solar-DER","",0,0,0,0,0,0,0,0,0,0,0,0,0,0,0,0,6.759849374678973,14.597675464321027,23.648593885999997,45.00611872499999,0,0,0,0,0,0,0,0,0,0,0,0,0,0,0,0,0,0,0,0,0,0,0,0,0,0,0,0,0,0,27.25214373,null,"",""]
["","WECC_New Mexico","Texas",48,"",0,"","","New",0,0,0,"Solar","","","","","","Non-Fossil","",2025,"Solar-DER","",0,0,0,0,0,0,0,0,0,0,0,0,0,0,0,0,42.217871804061375,78.15267585493861,112.335930393,232.70647805199997,0,0,0,0,0,0,0,0,0,0,0,0,0,0,0,0,0,0,0,0,0,0,0,0,0,0,0,0,0,0,148.1894183,null,"",""]
["","ERCOT_Rest","Texas",48,"",0,"","","New",0,0,0,"Solar PV","","","","","","Non-Fossil","",2025,"Solar","",0,0,0,0,0,0,0,0,0,0,0,0,0,0,0,0,1318.0317196438764,2532.1424388741234,4174.718293225001,8024.8924517430005,0,0,0,0,0,0,0,0,0,0,0,0,0,0,0,0,0,0,0,0,24.29134143,0,0,0,0,0,0,0,0,241.9887331,2962.656,null,"",""]
["","ERCOT_Rest","Texas",48,"",0,"","","New",0,0,0,"Solar PV","","","","","","Non-Fossil","",2025,"Solar","",0,0,0,0,0,0,0,0,0,0,0,0,0,0,0,0,1285.7824163266,2470.1865478764,4072.5722263410003,7828.541190544,0,0,0,0,0,0,0,0,0,0,0,0,0,0,0,0,0,0,0,0,23.69698636,0,0,0,0,0,0,0,0,236.8806468,2890.1664,null,"",""]
["","ERCOT_Rest","Texas",48,"",0,"","","New",0,0,0,"Solar PV","","","","","","Non-Fossil","",2025,"Solar","",0,0,0,0,0,0,0,0,0,0,0,0,0,0,0,0,1116.8657813530476,2145.6716111919523,3537.547646878,6800.085039423,0,0,0,0,0,0,0,0,0,0,0,0,0,0,0,0,0,0,0,0,20.58385062,0,0,0,0,0,0,0,0,203.4254595,2510.4776,null,"",""]
["","ERCOT_West","Texas",48,"",0,"","","New",0,0,0,"Solar PV","","","","","","Non-Fossil","",2025,"Solar","",0,0,0,0,0,0,0,0,0,0,0,0,0,0,0,0,431.5724995178515,753.6657177571486,1122.768151067,2308.0063683420003,0,0,0,0,0,0,0,0,0,0,0,0,0,0,0,0,0,0,0,0,6.237894633,0,0,0,0,0,0,0,0,63.57021017,760.7952,null,"",""]
["","ERCOT_West","Texas",48,"",0,"","","New",0,0,0,"Solar PV","","","","","","Non-Fossil","",2025,"Solar","",0,0,0,0,0,0,0,0,0,0,0,0,0,0,0,0,469.16447126178286,819.3135067102171,1220.566478528,2509.0444565,0,0,0,0,0,0,0,0,0,0,0,0,0,0,0,0,0,0,0,0,6.781244265,0,0,0,0,0,0,0,0,69.47648555,827.064,null,"",""]
["","ERCOT_West","Texas",48,"",0,"","","New",0,0,0,"Solar PV","","","","","","Non-Fossil","",2025,"Solar","",0,0,0,0,0,0,0,0,0,0,0,0,0,0,0,0,451.5202602896094,788.5009851953906,1174.663743404,2414.684988889,0,0,0,0,0,0,0,0,0,0,0,0,0,0,0,0,0,0,0,0,6.526217059,0,0,0,0,0,0,0,0,67.0268409,795.96,null,"",""]
["","ERCOT_West","Texas",48,"",0,"","","New",0,0,0,"Solar PV","","","","","","Non-Fossil","",2025,"Solar","",0,0,0,0,0,0,0,0,0,0,0,0,0,0,0,0,457.6467224342673,799.1997773907326,1190.6021930860002,2447.448692911,0,0,0,0,0,0,0,0,0,0,0,0,0,0,0,0,0,0,0,0,6.614768172,0,0,0,0,0,0,0,0,68.05923118,806.76,null,"",""]
["","ERCOT_West","Texas",48,"",0,"","","New",0,0,0,"Solar PV","","","","","","Non-Fossil","",2025,"Solar","",0,0,0,0,0,0,0,0,0,0,0,0,0,0,0,0,525.2992017627931,917.342973373207,1366.6051803869998,2809.247355523,0,0,0,0,0,0,0,0,0,0,0,0,0,0,0,0,0,0,0,0,7.5926086,0,0,0,0,0,0,0,0,75.08476448,926.0208,null,"",""]
["","SPP SPS (Texas Panhandle)","Texas",48,"",0,"","","New",0,0,0,"Solar PV","","","","","","Non-Fossil","",2025,"Solar","",0,0,0,0,0,0,0,0,0,0,0,0,0,0,0,0,357.12921513747426,667.5467222395256,1010.240346383,2034.9162837599997,0,0,0,0,0,0,0,0,0,0,0,0,0,0,0,0,0,0,0,0,5.329465159,0,0,0,0,0,0,0,0,54.73386181,650,null,"",""]
["","ERCOT_Panhandle","Texas",48,"",0,"","","New",0,0,0,"Solar PV","","","","","","Non-Fossil","",2025,"Solar","",0,0,0,0,0,0,0,0,0,0,0,0,0,0,0,0,86.82475751302673,164.0493886749733,242.652728522,493.52687471,0,0,0,0,0,0,0,0,0,0,0,0,0,0,0,0,0,0,0,0,1.365812373,0,0,0,0,0,0,0,0,12.66019888,166.5792,null,"",""]
["","ERCOT_Panhandle","Texas",48,"",0,"","","New",0,0,0,"Solar PV","","","","","","Non-Fossil","",2025,"Solar","",0,0,0,0,0,0,0,0,0,0,0,0,0,0,0,0,86.82475751302673,164.0493886749733,242.652728522,493.52687471,0,0,0,0,0,0,0,0,0,0,0,0,0,0,0,0,0,0,0,0,1.365812373,0,0,0,0,0,0,0,0,13.94938709,166.5792,null,"",""]
["","ERCOT_Panhandle","Texas",48,"",0,"","","New",0,0,0,"Solar PV","","","","","","Non-Fossil","",2025,"Solar","",0,0,0,0,0,0,0,0,0,0,0,0,0,0,0,0,86.82475751302673,164.0493886749733,242.652728522,493.52687471,0,0,0,0,0,0,0,0,0,0,0,0,0,0,0,0,0,0,0,0,1.365812373,0,0,0,0,0,0,0,0,13.94938709,166.5792,null,"",""]
["","ERCOT_Panhandle","Texas",48,"",0,"","","New",0,0,0,"Solar PV","","","","","","Non-Fossil","",2025,"Solar","",0,0,0,0,0,0,0,0,0,0,0,0,0,0,0,0,86.82475751302673,164.0493886749733,242.652728522,493.52687471,0,0,0,0,0,0,0,0,0,0,0,0,0,0,0,0,0,0,0,0,1.365812373,0,0,0,0,0,0,0,0,13.94938709,166.5792,null,"",""]
["","ERCOT_Panhandle","Texas",48,"",0,"","","New",0,0,0,"Solar PV","","","","","","Non-Fossil","",2025,"Solar","",0,0,0,0,0,0,0,0,0,0,0,0,0,0,0,0,271.59756875774303,513.164866756257,759.0449199379999,1543.807355452,0,0,0,0,0,0,0,0,0,0,0,0,0,0,0,0,0,0,0,0,4.27241412,0,0,0,0,0,0,0,0,39.28121852,521.0784,null,"",""]
["","ERCOT_Panhandle","Texas",48,"",0,"","","New",0,0,0,"Solar PV","","","","","","Non-Fossil","",2025,"Solar","",0,0,0,0,0,0,0,0,0,0,0,0,0,0,0,0,101.78394112500672,194.72599877199332,289.78463341300005,586.29457331,0,0,0,0,0,0,0,0,0,0,0,0,0,0,0,0,0,0,0,0,1.608796628,0,0,0,0,0,0,0,0,15.01084118,196.2144,null,"",""]
["","ERCOT_Panhandle","Texas",48,"",0,"","","New",0,0,0,"Solar PV","","","","","","Non-Fossil","",2025,"Solar","",0,0,0,0,0,0,0,0,0,0,0,0,0,0,0,0,104.27139543117556,199.48482436682445,296.866556436,600.622776234,0,0,0,0,0,0,0,0,0,0,0,0,0,0,0,0,0,0,0,0,1.648113323,0,0,0,0,0,0,0,0,15.74032556,201.0096,null,"",""]
["","ERCOT_Panhandle","Texas",48,"",0,"","","New",0,0,0,"Solar PV","","","","","","Non-Fossil","",2025,"Solar","",0,0,0,0,0,0,0,0,0,0,0,0,0,0,0,0,61.711712584824326,118.06258174117569,175.69673379500003,355.471028121,0,0,0,0,0,0,0,0,0,0,0,0,0,0,0,0,0,0,0,0,0.97541512,0,0,0,0,0,0,0,0,9.381953561,118.965001,null,"",""]
["","WECC_Utah","Utah",49,"",0,"","","New",0,0,0,"Combustion Turbine","","","","","","Fossil","",2025,"NaturalGas","",0.029182725931952647,0.09488974406804734,0.318148219,0.442220689,0,0,0,0,0,0,0,0,0,0,0,0,2.9462620499999996,9.57998415,32.1199617,44.64620789999999,1.70835675728698,5.554845556713019,18.624396837,25.887599150999996,2.0423032544378687E-9,6.64069674556213e-09,2.2268599999999997E-8,3.0951599999999996E-8,1.6050273816568047E-4,5.2188626183431958E-4,1.7498400000000001E-3,0.002432229,0,0,0,0,0,0,0,0,0.142885,0.013199253983999999,0.042918328992,0.143897428416,0.200015011392,0.11831548915730172,0.3319849118426983,1.010442572,1.4607429730000001,1.603744549,20.5,null,"",""]
["","WECC_Utah","Utah",49,"",0,"","","New",0,0,0,"Landfill Gas","","","","","","Non-Fossil","",2025,"LF Gas","",0.06186832520402129,0.08343631079597873,0.09675521099999998,0.242059847,0,0,0,0,0,0,0,0,0,0,0,0,7.2675144,9.801050670000002,11.365585020000001,28.434150090000003,3.565411147202841,4.80835308879716,5.575906878,13.949671114000001,0,0,0,0,0.002784028385570668,3.7545716144293307E-3,0.004353929,0.010892528999999998,0,0,0,0,0,0,0,0,0.074843449,0.044840563848,0.06047248263390002,0.07012565957340001,0.17543870605530004,0,0,0,0,0.547995681,3.738434,null,"",""]
["","WECC_Utah","Utah",49,"",0,"","","New",0,0,0,"Onshore Wind","","","","","","Non-Fossil","",2025,"Wind","",0,0,0,0,0,0,0,0,0,0,0,0,0,0,0,0,5.551671510397594,7.829845806602406,8.018940859,21.400458176,0,0,0,0,0,0,0,0,0,0,0,0,0,0,0,0,0,0,0,0,0.166026901,0,0,0,0,0,0,0,0,0.574871079,4.926589,null,"",""]
["","WECC_Utah","Utah",49,"",0,"","","New",0,0,0,"Onshore Wind","","","","","","Non-Fossil","",2025,"Wind","",0,0,0,0,0,0,0,0,0,0,0,0,0,0,0,0,92.62009342884103,120.424187629159,108.33044184900001,321.37472290700003,0,0,0,0,0,0,0,0,0,0,0,0,0,0,0,0,0,0,0,0,2.195099517,0,0,0,0,0,0,0,0,7.896348862,65.13615,null,"",""]
["","WECC_Utah","Utah",49,"",0,"","","New",0,0,0,"Solar","","","","","","Non-Fossil","",2025,"Solar-DER","",0,0,0,0,0,0,0,0,0,0,0,0,0,0,0,0,172.81824433114906,320.0336294198509,555.5257359169999,1048.3776096679999,0,0,0,0,0,0,0,0,0,0,0,0,0,0,0,0,0,0,0,0,0,0,0,0,0,0,0,0,0,0,651.1941775,null,"",""]
["","WECC_Utah","Utah",49,"",0,"","","New",0,0,0,"Solar PV","","","","","","Non-Fossil","",2025,"Solar","",0,0,0,0,0,0,0,0,0,0,0,0,0,0,0,0,256.8789286833223,498.6127537366778,898.532436883,1654.0241193030001,0,0,0,0,0,0,0,0,0,0,0,0,0,0,0,0,0,0,0,0,4.861810331,0,0,0,0,0,0,0,0,53.5448713,592.9632,null,"",""]
["","WECC_Utah","Utah",49,"",0,"","","New",0,0,0,"Solar PV","","","","","","Non-Fossil","",2025,"Solar","",0,0,0,0,0,0,0,0,0,0,0,0,0,0,0,0,228.27548265465117,443.0922676313489,798.480929219,1469.848679505,0,0,0,0,0,0,0,0,0,0,0,0,0,0,0,0,0,0,0,0,4.320448179,0,0,0,0,0,0,0,0,44.86519217,526.9368,null,"",""]
["","ISONE_MA, VT, NH, RI (Rest of ISO New England)","Vermont",50,"",0,"","","New",0,0,0,"Combustion Turbine","","","","","","Fossil","",2025,"NaturalGas","",0.000955024,0,0,0.000955024,0,0,0,0,0,0,0,0,0,0,0,0,0.10467162,0,0,0.10467162,0.055907097,0,0,0.055907097,6.7e-11,0,0,6.7e-11,5.25e-06,0,0,5.25e-06,0,0,0,0,0,0,0,0,0.626478,0.0004898631816,0,0,0.0004898631816,0.007057668,0,0,0.007057668,4.806051495,38.6,null,"",""]
["","ISONE_MA, VT, NH, RI (Rest of ISO New England)","Vermont",50,"",0,"","","New",0,0,0,"Landfill Gas","","","","","","Non-Fossil","",2025,"LF Gas","",0.017856168962264142,0.024205029037735838,0.030355516,0.07241671399999998,0,0,0,0,0,0,0,0,0,0,0,0,2.0975176800000006,2.843301744,3.5657800560000004,8.506599480000002,1.0290331065566043,1.3949115444433955,1.7493562800000002,4.173300931,0,0,0,0,8.0351363207547166E-4,1.0892073679245283E-3,1.366068E-3,3.2587889999999998E-3,0,0,0,0,0,0,0,0,0.021600979,0.012941684085600003,0.01754317176048,0.022000862945520002,0.05248571879160001,0,0,0,0,0.156645609,1.07897,null,"",""]
["","ISONE_MA, VT, NH, RI (Rest of ISO New England)","Vermont",50,"",0,"","","New",0,0,0,"Landfill Gas","","","","","","Non-Fossil","",2025,"LF Gas","",0.027141421839622648,0.03679170516037736,0.04614035600000001,0.11007348300000001,0,0,0,0,0,0,0,0,0,0,0,0,3.1882269600000006,4.321818768000001,5.419985831999999,12.93003156,1.5641303633490535,2.120265603650946,2.659021619,6.343417585999999,0,0,0,0,1.2213955188679247E-3,1.6556694811320756E-3,2.0762840000000003E-3,4.953349000000001E-3,0,0,0,0,0,0,0,0,0.032833481,0.019671360343200002,0.026665621798560007,0.03344131258343999,0.0797782947252,0,0,0,0,0.2945026,1.640034,null,"",""]
["","ISONE_MA, VT, NH, RI (Rest of ISO New England)","Vermont",50,"",0,"","","New",0,0,0,"Onshore Wind","","","","","","Non-Fossil","",2025,"Wind","",0,0,0,0,0,0,0,0,0,0,0,0,0,0,0,0,1830.2078981304048,2666.476037944595,2354.8865141839997,6851.570450259,0,0,0,0,0,0,0,0,0,0,0,0,0,0,0,0,0,0,0,0,46.23384853,0,0,0,0,0,0,0,0,158.4010696,1371.91725,null,"",""]
["","ISONE_MA, VT, NH, RI (Rest of ISO New England)","Vermont",50,"",0,"","","New",0,0,0,"Onshore Wind","","","","","","Non-Fossil","",2025,"Wind","",0,0,0,0,0,0,0,0,0,0,0,0,0,0,0,0,476.4080798689214,672.7067273260787,609.8951440420001,1759.0099512370002,0,0,0,0,0,0,0,0,0,0,0,0,0,0,0,0,0,0,0,0,11.2588419,0,0,0,0,0,0,0,0,39.82089337,334.08855,null,"",""]
["","ISONE_MA, VT, NH, RI (Rest of ISO New England)","Vermont",50,"",0,"","","New",0,0,0,"Onshore Wind","","","","","","Non-Fossil","",2025,"Wind","",0,0,0,0,0,0,0,0,0,0,0,0,0,0,0,0,41.316149958881596,56.103092433118405,52.49477010600002,149.91401249800003,0,0,0,0,0,0,0,0,0,0,0,0,0,0,0,0,0,0,0,0,0.954035045,0,0,0,0,0,0,0,0,3.332385281,28.3095,null,"",""]
["","ISONE_MA, VT, NH, RI (Rest of ISO New England)","Vermont",50,"",0,"","","New",0,0,0,"Solar","","","","","","Non-Fossil","",2025,"Solar-DER","",0,0,0,0,0,0,0,0,0,0,0,0,0,0,0,0,53.48112444278317,119.2945054882168,236.11607761499997,408.8917075459999,0,0,0,0,0,0,0,0,0,0,0,0,0,0,0,0,0,0,0,0,0,0,0,0,0,0,0,0,0,0,343.845539,null,"",""]
["","SERC_Central_TVA","Virginia",51,"",0,"","","New",0,0,0,"Landfill Gas","","","","","","Non-Fossil","",2025,"LF Gas","",0.001064681320754717,1.4432346792452831E-3,0.001810095,0.004318011,0,0,0,0,0,0,0,0,0,0,0,0,0.12507263830188683,0.16954290969811323,0.21262348799999997,0.5072390360000001,0.061360093018867926,0.08317701498113204,0.10431214900000002,0.248849257,0,0,0,0,4.7916764150943389E-5,6.49538358490566e-05,8.14054e-05,1.9427599999999998E-4,0,0,0,0,0,0,0,0,0.001288047,7.7169817832264172E-4,1.0460797528373587E-3,1.3118869209599998E-3,3.1296648521200003E-3,0,0,0,0,0.008423162,0.064338,null,"",""]
["","SERC_Central_TVA","Virginia",51,"",0,"","","New",0,0,0,"Landfill Gas","","","","","","Non-Fossil","",2025,"LF Gas","",1.5084624056603772E-3,2.0448045943396225E-3,0.002564341,0.006117608,0,0,0,0,0,0,0,0,0,0,0,0,0.17718694683962266,0.24018675016037738,0.30121783199999996,0.718591529,0.08692713721698109,0.1178345637830189,0.147776176,0.352537877,0,0,0,0,6.7883943396226414E-5,9.2020456603773579E-5,1.1544380000000001E-4,0.0002753482,0,0,0,0,0,0,0,0,0.001824723,1.0932434620004718E-3,1.4819522484895286E-3,1.8585140234399996E-3,0.00443370973393,0,0,0,0,0.014831157,0.091145,null,"",""]
["","PJM_Dominion","Virginia",51,"",0,"","","New",0,0,0,"Landfill Gas","","","","","","Non-Fossil","",2025,"LF Gas","",0.057251924575471694,0.07760816442452832,0.097328315,0.23218840400000001,0,0,0,0,0,0,0,0,0,0,0,0,6.725237759999999,9.116433407999997,11.432904192000002,27.27457536,3.2993725729245247,4.472482821075474,5.608933372000001,13.380788765999998,0,0,0,0,0.002576347216981133,0.003492381783018868,0.004379727999999999,0.010448457000000001,0,0,0,0,0,0,0,0,0.06925887,0.04149471697919999,0.05624839412735997,0.07054101886464001,0.16828412997119996,0,0,0,0,0.442938549,3.459484,null,"",""]
["","PJM West","Virginia",51,"",0,"","","New",0,0,0,"Landfill Gas","","","","","","Non-Fossil","",2025,"LF Gas","",0.03909322952830189,0.052993044471698135,0.06645848,0.158544754,0,0,0,0,0,0,0,0,0,0,0,0,4.592179440000001,6.224954352000001,7.8067050479999995,18.62383884,2.252903382594338,3.0539356964056616,3.829935748,9.136774827,0,0,0,0,1.7591230188679246E-3,2.3845889811320753E-3,2.99081E-3,0.007134522,0,0,0,0,0,0,0,0,0.047291905,0.028333747144800008,0.03840796835184001,0.048167370146159995,0.1149090856428,0,0,0,0,0.328260636,2.362233,null,"",""]
["","SERC_Central_Kentucky","Virginia",51,"",0,"","","New",0,0,0,"Landfill Gas","","","","","","Non-Fossil","",2025,"LF Gas","",5.424558962264149E-5,7.3532910377358487E-5,9.228900000000001E-5,2.2006749999999999E-4,0,0,0,0,0,0,0,0,0,0,0,0,6.3742406603773585E-3,0.008640637339622642,0.010836102,0.025850980000000003,0.003127123443396226,4.2389895566037755E-3,0.005316149000000002,0.012682262000000003,0,0,0,0,2.4418613207547167E-6,3.3100786792452827E-6,4.15294e-06,9.90488e-06,0,0,0,0,0,0,0,0,6.56e-05,3.9329064874528305E-5,5.3312732385471707E-5,6.6858749339999992E-5,0.0001595005466,0,0,0,0,4.29288E-4,0.003279,null,"",""]
["","SERC_Central_Kentucky","Virginia",51,"",0,"","","New",0,0,0,"Landfill Gas","","","","","","Non-Fossil","",2025,"LF Gas","",7.6891669811320767E-5,1.0423093018867925E-4,1.305852E-4,0.0003117078,0,0,0,0,0,0,0,0,0,0,0,0,0.009030940896226415,0.012241942103773584,0.015352544,0.036625427,0.004430581981132073,6.005900018867927E-3,0.007531858,0.01796834,0,0,0,0,3.4604278301886786E-6,4.6908021698113226E-6,5.88632e-06,1.4037550000000003E-5,0,0,0,0,0,0,0,0,9.3e-05,5.5720905329716984E-5,7.5532782780283011E-5,9.472519648e-05,0.00022597888459,0,0,0,0,0.000755837,0.004645,null,"",""]
["","PJM_AP","Virginia",51,"",0,"","","New",0,0,0,"Landfill Gas","","","","","","Non-Fossil","",2025,"LF Gas","",0.006887755188679245,0.009336734811320753,0.011709188000000002,0.027933678,0,0,0,0,0,0,0,0,0,0,0,0,0.8090863199999998,1.0967614559999999,1.375446744,3.2812945199999994,0.3969342509433964,0.5380664290566037,0.6747882270000001,1.6097889070000002,0,0,0,0,3.1000669811320742E-4,4.202313018867925E-4,0.000526959,1.2571969999999998E-3,0,0,0,0,0,0,0,0,0.008332264,0.004992062594399999,0.006767018183519998,0.00848650641048,0.0202455871884,0,0,0,0,0.05783557,0.416197,null,"",""]
["","PJM_Dominion","Virginia",51,"",0,"","","New",0,0,0,"New Battery Storage","","","","","","Non-Fossil","",2025,"EnerStor","",0,0,0,0,0,0,0,0,0,0,0,0,0,0,0,0,46.79999996552844,45.058805903471566,79.560000095,171.418805964,0,0,0,0,0,0,0,0,0,0,0,0,0,0,0,0,0,0,0,0,2.027665099,0,0,0,0,0,0,0,0,25.29295464,130,null,"",""]
["","PJM_Dominion","Virginia",51,"",0,"","","New",0,0,0,"Offshore Wind","","","","","","Non-Fossil","",2025,"Wind","",0,0,0,0,0,0,0,0,0,0,0,0,0,0,0,0,13.513580098295105,20.140719122704905,15.108884173,48.76318339400001,0,0,0,0,0,0,0,0,0,0,0,0,0,0,0,0,0,0,0,0,0.694545234,0,0,0,0,0,0,0,0,2.74061347,12,null,"",""]
["","PJM_Dominion","Virginia",51,"",0,"","","New",0,0,0,"Onshore Wind","","","","","","Non-Fossil","",2025,"Wind","",0,0,0,0,0,0,0,0,0,0,0,0,0,0,0,0,177.33978073487586,247.89693779412417,188.47034472200002,613.707063251,0,0,0,0,0,0,0,0,0,0,0,0,0,0,0,0,0,0,0,0,4.41763266,0,0,0,0,0,0,0,0,13.99096848,131.08635,null,"",""]
["","PJM_Dominion","Virginia",51,"",0,"","","New",0,0,0,"Onshore Wind","","","","","","Non-Fossil","",2025,"Wind","",0,0,0,0,0,0,0,0,0,0,0,0,0,0,0,0,51.02910287022665,68.01779367777334,54.721642669000005,173.768539217,0,0,0,0,0,0,0,0,0,0,0,0,0,0,0,0,0,0,0,0,1.209945733,0,0,0,0,0,0,0,0,4.037685859,35.90325,null,"",""]
["","PJM West","Virginia",51,"",0,"","","New",0,0,0,"Onshore Wind","","","","","","Non-Fossil","",2025,"Wind","",0,0,0,0,0,0,0,0,0,0,0,0,0,0,0,0,2272.8877500791077,3148.0818141588916,2134.037100083,7555.006664320999,0,0,0,0,0,0,0,0,0,0,0,0,0,0,0,0,0,0,0,0,54.60970298,0,0,0,0,0,0,0,0,169.87805,1620.45765,null,"",""]
["","PJM West","Virginia",51,"",0,"","","New",0,0,0,"Onshore Wind","","","","","","Non-Fossil","",2025,"Wind","",0,0,0,0,0,0,0,0,0,0,0,0,0,0,0,0,408.39227869884905,531.7026685101508,412.105581069,1352.2005282779999,0,0,0,0,0,0,0,0,0,0,0,0,0,0,0,0,0,0,0,0,9.302046414,0,0,0,0,0,0,0,0,30.39197567,276.0237,null,"",""]
["","PJM_AP","Virginia",51,"",0,"","","New",0,0,0,"Onshore Wind","","","","","","Non-Fossil","",2025,"Wind","",0,0,0,0,0,0,0,0,0,0,0,0,0,0,0,0,184.99181857846287,262.80039558553705,203.05809682900002,650.850310993,0,0,0,0,0,0,0,0,0,0,0,0,0,0,0,0,0,0,0,0,4.849200444,0,0,0,0,0,0,0,0,15.61899851,143.89245,null,"",""]
["","PJM_AP","Virginia",51,"",0,"","","New",0,0,0,"Onshore Wind","","","","","","Non-Fossil","",2025,"Wind","",0,0,0,0,0,0,0,0,0,0,0,0,0,0,0,0,20.755664508085562,26.913415097914427,22.301222243,69.970301849,0,0,0,0,0,0,0,0,0,0,0,0,0,0,0,0,0,0,0,0,0.470466209,0,0,0,0,0,0,0,0,1.520727726,13.96035,null,"",""]
["","PJM_AP","Virginia",51,"",0,"","","New",0,0,0,"Solar","","","","","","Non-Fossil","",2025,"Solar-DER","",0,0,0,0,0,0,0,0,0,0,0,0,0,0,0,0,3.92534364969074,7.149637375309263,13.001591954,24.076572979000005,0,0,0,0,0,0,0,0,0,0,0,0,0,0,0,0,0,0,0,0,0,0,0,0,0,0,0,0,0,0,18.83112853,null,"",""]
["","PJM_Dominion","Virginia",51,"",0,"","","New",0,0,0,"Solar","","","","","","Non-Fossil","",2025,"Solar-DER","",0,0,0,0,0,0,0,0,0,0,0,0,0,0,0,0,129.33407343191115,247.0533851740888,414.546842629,790.934301235,0,0,0,0,0,0,0,0,0,0,0,0,0,0,0,0,0,0,0,0,0,0,0,0,0,0,0,0,0,0,546.4776841,null,"",""]
["","PJM West","Virginia",51,"",0,"","","New",0,0,0,"Solar","","","","","","Non-Fossil","",2025,"Solar-DER","",0,0,0,0,0,0,0,0,0,0,0,0,0,0,0,0,22.206103760800666,41.712331268199335,69.18498391199999,133.103418941,0,0,0,0,0,0,0,0,0,0,0,0,0,0,0,0,0,0,0,0,0,0,0,0,0,0,0,0,0,0,104.1048322,null,"",""]
["","SERC_Central_TVA","Virginia",51,"",0,"","","New",0,0,0,"Solar","","","","","","Non-Fossil","",2025,"Solar-DER","",0,0,0,0,0,0,0,0,0,0,0,0,0,0,0,0,0.1930352280289881,0.3808283029710118,0.6386839249999999,1.2125474559999998,0,0,0,0,0,0,0,0,0,0,0,0,0,0,0,0,0,0,0,0,0,0,0,0,0,0,0,0,0,0,0.903224141,null,"",""]
["","PJM_Dominion","Virginia",51,"",0,"","","New",0,0,0,"Solar PV","","","","","","Non-Fossil","",2025,"Solar","",0,0,0,0,0,0,0,0,0,0,0,0,0,0,0,0,0.6592667022338761,1.213045455766124,2.0744514090000004,3.9467635670000005,0,0,0,0,0,0,0,0,0,0,0,0,0,0,0,0,0,0,0,0,0.01434528,0,0,0,0,0,0,0,0,0.135370851,1.7496,null,"",""]
["","PJM_Dominion","Virginia",51,"",0,"","","New",0,0,0,"Solar PV","","","","","","Non-Fossil","",2025,"Solar","",0,0,0,0,0,0,0,0,0,0,0,0,0,0,0,0,959.5003759207971,1804.992972016203,2950.9326440830005,5715.42599202,0,0,0,0,0,0,0,0,0,0,0,0,0,0,0,0,0,0,0,0,20.24172191,0,0,0,0,0,0,0,0,213.525742,2468.7504,null,"",""]
["","PJM West","Virginia",51,"",0,"","","New",0,0,0,"Solar PV","","","","","","Non-Fossil","",2025,"Solar","",0,0,0,0,0,0,0,0,0,0,0,0,0,0,0,0,45.25110291850001,87.17368653049999,141.98894550100002,274.41373495000005,0,0,0,0,0,0,0,0,0,0,0,0,0,0,0,0,0,0,0,0,0.98390126,0,0,0,0,0,0,0,0,10.20506615,120,null,"",""]
["","PJM_AP","Virginia",51,"",0,"","","New",0,0,0,"Solar PV","","","","","","Non-Fossil","",2025,"Solar","",0,0,0,0,0,0,0,0,0,0,0,0,0,0,0,0,5.3927911547495775,9.732278223250422,17.657079391,32.782148769,0,0,0,0,0,0,0,0,0,0,0,0,0,0,0,0,0,0,0,0,0.128727082,0,0,0,0,0,0,0,0,1.362863037,15.7,null,"",""]
["","WECC_Pacific Northwest","Washington",53,"",0,"","","New",0,0,0,"New Battery Storage","","","","","","Non-Fossil","",2025,"EnerStor","",0,0,0,0,0,0,0,0,0,0,0,0,0,0,0,0,0.7200001109999999,0.97599995,1.224000084,2.920000145,0,0,0,0,0,0,0,0,0,0,0,0,0,0,0,0,0,0,0,0,0.031194848,0,0,0,0,0,0,0,0,0.477447583,2,null,"",""]
["","WECC_Pacific Northwest","Washington",53,"",0,"","","New",0,0,0,"Onshore Wind","","","","","","Non-Fossil","",2025,"Wind","",0,0,0,0,0,0,0,0,0,0,0,0,0,0,0,0,184.92928219202855,262.91598802097144,240.33770922800002,688.182979441,0,0,0,0,0,0,0,0,0,0,0,0,0,0,0,0,0,0,0,0,5.421257509,0,0,0,0,0,0,0,0,18.66294711,160.86735,null,"",""]
["","WECC_Pacific Northwest","Washington",53,"",0,"","","New",0,0,0,"Onshore Wind","","","","","","Non-Fossil","",2025,"Wind","",0,0,0,0,0,0,0,0,0,0,0,0,0,0,0,0,145.9431586779084,212.02184092609156,153.395787743,511.3607873469999,0,0,0,0,0,0,0,0,0,0,0,0,0,0,0,0,0,0,0,0,3.91195314,0,0,0,0,0,0,0,0,14.34040235,116.0811,null,"",""]
["","WECC_Pacific Northwest","Washington",53,"",0,"","","New",0,0,0,"Onshore Wind","","","","","","Non-Fossil","",2025,"Wind","",0,0,0,0,0,0,0,0,0,0,0,0,0,0,0,0,4.738952914402634,6.334321719597367,9.625704568,20.698979202,0,0,0,0,0,0,0,0,0,0,0,0,0,0,0,0,0,0,0,0,0.129797901,0,0,0,0,0,0,0,0,0.431760165,3.85155,null,"",""]
["","WECC_Pacific Northwest","Washington",53,"",0,"","","New",0,0,0,"Solar","","","","","","Non-Fossil","",2025,"Solar-DER","",0,0,0,0,0,0,0,0,0,0,0,0,0,0,0,0,536.4790971097852,1559.3946587882144,3803.3573070939997,5899.231062991999,0,0,0,0,0,0,0,0,0,0,0,0,0,0,0,0,0,0,0,0,0,0,0,0,0,0,0,0,0,0,4680.292107,null,"",""]
["","WECC_Pacific Northwest","Washington",53,"",0,"","","New",0,0,0,"Solar PV","","","","","","Non-Fossil","",2025,"Solar","",0,0,0,0,0,0,0,0,0,0,0,0,0,0,0,0,71.96709346740425,216.90690461059575,518.244301854,807.118299932,0,0,0,0,0,0,0,0,0,0,0,0,0,0,0,0,0,0,0,0,2.859053078,0,0,0,0,0,0,0,0,31.06867614,348.7,null,"",""]
["","WECC_Northern California (not including BANC)","California",6,"",0,"","","New",0,0,0,"Fuel Cell","","","","","","Non-Fossil","",2025,"NaturalGas","",0.3707746161478599,0.33507039385214,0.337645217,1.043490227,0,0,0,0,0,0,0,0,0,0,0,0,57.31559999999999,51.796319999999994,52.194345,161.306265,21.705146045369645,19.615020870630346,19.765751052,61.08591796799999,2.5941300583657588E-8,2.3443249416342416E-8,2.3669e-08,7.305355e-08,0,0,0,0,0,0,0,0,0,0,0,0,0.934825,0.033816203999999996,0.030559828799999997,0.03079466355,0.09517069635,1.734784194625049,1.3041355783749509,1.398475217,4.43739499,17.77479439,30.5,null,"",""]
["","WECC_LADWP","California",6,"",0,"","","New",0,0,0,"Fuel Cell","","","","","","Non-Fossil","",2025,"NaturalGas","",0.08631143842412452,0.07799996657587548,0.080677247,0.24498865199999997,0,0,0,0,0,0,0,0,0,0,0,0,13.342320000000003,12.057504,12.471363,37.871187000000006,5.052673342120622,4.566119612879376,4.722846055000001,14.341639009999998,6.0416177042801561E-9,5.459832295719845E-9,5.6472e-09,1.714865e-08,0,0,0,0,0,0,0,0,0,0,0,0,0.217615,7.871968800000002E-3,0.00711392736,7.35810417E-3,0.022344000330000002,0.41173455776124496,0.30767437023875494,0.34294816699999997,1.0623570949999999,4.137739023,7.1,null,"",""]
["","WECC_San Diego Gas and Electric","California",6,"",0,"","","New",0,0,0,"Fuel Cell","","","","","","Non-Fossil","",2025,"NaturalGas","",0.0729392698255814,0.0664557791744186,0.068076615,0.207471664,0,0,0,0,0,0,0,0,0,0,0,0,11.275199999999998,10.272959999999998,10.523520000000001,32.07168,4.269864795697675,3.8903212583023254,3.985207145,12.145393199,5.1024767441860458E-9,4.6489232558139534E-9,4.7583800000000007E-9,1.450978E-8,0,0,0,0,0,0,0,0,0,0,0,0,0.1839,0.006652367999999999,6.061046399999998E-3,6.2088768000000015E-3,0.0189222912,0.3500612962316217,0.25705384676837834,0.29689777700000003,0.90401292,3.496680864,6,null,"",""]
["","WECC_Southern California Edison","California",6,"",0,"","","New",0,0,0,"Fuel Cell","","","","","","Non-Fossil","",2025,"NaturalGas","",0.05105749482490274,0.04614084717509728,0.047393642,0.144591984,0,0,0,0,0,0,0,0,0,0,0,0,7.89264,7.132607999999999,7.32627,22.351518,2.988905357451362,2.701084841548638,2.774423722,8.464413921,3.5729956225680938E-9,3.2289293774319074E-9,3.3185e-09,1.0120425E-8,0,0,0,0,0,0,0,0,0,0,0,0,0.12873,4.6566576E-3,0.004208238719999999,0.0043224993,0.01318739562,0.23704753051744687,0.17640634348255307,0.19614046200000002,0.609594336,2.447676605,4.2,null,"",""]
["","PJM West","West Virginia",54,"",0,"","","New",0,0,0,"Landfill Gas","","","","","","Non-Fossil","",2025,"LF Gas","",0.03597836900943395,0.048770677990566044,0.061163239,0.145912286,0,0,0,0,0,0,0,0,0,0,0,0,4.22628624,5.728965792,7.184686608,17.13993864,2.073397758962262,2.810605851037738,3.524776192,8.408779802,0,0,0,0,1.6189751886792453E-3,2.194610811320755E-3,0.002752354,0.00656594,0,0,0,0,0,0,0,0,0.0435238,0.0260761861008,0.03534771893664,0.04432951637136,0.10575342140880001,0,0,0,0,0.302105624,2.174016,null,"",""]
["","PJM West","West Virginia",54,"",0,"","","New",0,0,0,"Landfill Gas","","","","","","Non-Fossil","",2025,"LF Gas","",0.016979241650943395,0.023016305349056604,0.028864699999999993,0.06886024699999999,0,0,0,0,0,0,0,0,0,0,0,0,1.9945137600000002,2.703674208,3.390673392,8.08886136,0.978499828018867,1.3264108779811328,1.6634497100000003,3.9683604160000003,0,0,0,0,7.6401806603773582E-4,0.001035668933962264,1.298748E-3,0.003098435,0,0,0,0,0,0,0,0,0.0205402,0.012306149899200003,0.01668166986336,0.02092045482864,0.04990827459120001,0,0,0,0,0.177343854,1.025984,null,"",""]
["","PJM_AP","West Virginia",54,"",0,"","","New",0,0,0,"Landfill Gas","","","","","","Non-Fossil","",2025,"LF Gas","",0.019098389716981138,0.025888928283018874,0.03246728100000001,0.07745459900000001,0,0,0,0,0,0,0,0,0,0,0,0,2.24343648,3.041102784,3.8138420159999997,9.09838128,1.1006202387735844,1.4919518792264157,1.8710544050000002,4.463626523,0,0,0,0,8.5934419811320743E-4,1.164888801886792E-3,1.4608680000000001E-3,3.4851009999999996E-3,0,0,0,0,0,0,0,0,0.023103701,0.0138420030816,0.01876360417728,0.023531405238719997,0.05613701249759999,0,0,0,0,0.160366463,1.154031,null,"",""]
["","PJM West","West Virginia",54,"",0,"","","New",0,0,0,"Onshore Wind","","","","","","Non-Fossil","",2025,"Wind","",0,0,0,0,0,0,0,0,0,0,0,0,0,0,0,0,572.9858908369939,784.7908100880064,515.470022963,1873.2467238880004,0,0,0,0,0,0,0,0,0,0,0,0,0,0,0,0,0,0,0,0,13.9809127,0,0,0,0,0,0,0,0,44.40586826,414.86175,null,"",""]
["","PJM West","West Virginia",54,"",0,"","","New",0,0,0,"Onshore Wind","","","","","","Non-Fossil","",2025,"Wind","",0,0,0,0,0,0,0,0,0,0,0,0,0,0,0,0,7.559833226678839,9.779000675321159,7.103647327000001,24.442481229,0,0,0,0,0,0,0,0,0,0,0,0,0,0,0,0,0,0,0,0,0.167467954,0,0,0,0,0,0,0,0,0.552401353,4.96935,null,"",""]
["","PJM_AP","West Virginia",54,"",0,"","","New",0,0,0,"Onshore Wind","","","","","","Non-Fossil","",2025,"Wind","",0,0,0,0,0,0,0,0,0,0,0,0,0,0,0,0,1408.6475897540736,1880.931373742926,1329.280595313,4618.85955881,0,0,0,0,0,0,0,0,0,0,0,0,0,0,0,0,0,0,0,0,33.67279656,0,0,0,0,0,0,0,0,109.2368508,999.18765,null,"",""]
["","PJM_AP","West Virginia",54,"",0,"","","New",0,0,0,"Onshore Wind","","","","","","Non-Fossil","",2025,"Wind","",0,0,0,0,0,0,0,0,0,0,0,0,0,0,0,0,721.781895974325,914.9101773006745,751.6771573069999,2388.3692305819995,0,0,0,0,0,0,0,0,0,0,0,0,0,0,0,0,0,0,0,0,15.59622097,0,0,0,0,0,0,0,0,51.168061,462.7935,null,"",""]
["","PJM_AP","West Virginia",54,"",0,"","","New",0,0,0,"Onshore Wind","","","","","","Non-Fossil","",2025,"Wind","",0,0,0,0,0,0,0,0,0,0,0,0,0,0,0,0,199.96147627347767,258.0277899185222,221.203012935,679.1922791269999,0,0,0,0,0,0,0,0,0,0,0,0,0,0,0,0,0,0,0,0,4.400844919,0,0,0,0,0,0,0,0,13.207296,130.5882,null,"",""]
["","PJM_AP","West Virginia",54,"",0,"","","New",0,0,0,"Solar","","","","","","Non-Fossil","",2025,"Solar-DER","",0,0,0,0,0,0,0,0,0,0,0,0,0,0,0,0,13.775570524778832,25.404114777221164,45.757761323,84.93744662499999,0,0,0,0,0,0,0,0,0,0,0,0,0,0,0,0,0,0,0,0,0,0,0,0,0,0,0,0,0,0,66.43254319,null,"",""]
["","PJM West","West Virginia",54,"",0,"","","New",0,0,0,"Solar","","","","","","Non-Fossil","",2025,"Solar-DER","",0,0,0,0,0,0,0,0,0,0,0,0,0,0,0,0,16.404638468843487,32.1333845021565,60.534434975999986,109.07245794699998,0,0,0,0,0,0,0,0,0,0,0,0,0,0,0,0,0,0,0,0,0,0,0,0,0,0,0,0,0,0,85.30937838,null,"",""]
["","PJM_AP","West Virginia",54,"",0,"","","New",0,0,0,"Solar PV","","","","","","Non-Fossil","",2025,"Solar","",0,0,0,0,0,0,0,0,0,0,0,0,0,0,0,0,16.809383131563223,31.175747631436778,56.250672515999995,104.235803279,0,0,0,0,0,0,0,0,0,0,0,0,0,0,0,0,0,0,0,0,0.409958858,0,0,0,0,0,0,0,0,3.878500464,50,null,"",""]
["","MISO_Wisconsin- Upper Michigan (WUMS)","Wisconsin",55,"",0,"","","New",0,0,0,"Combustion Turbine","","","","","","Fossil","",2025,"NaturalGas","",0,0,0.309223135,0.309223135,0,0,0,0,0,0,0,0,0,0,0,0,0,0,31.21889316,31.21889316,0,0,18.101922425,18.101922425,0,0,2.1619999999999998E-8,2.1619999999999998E-8,0,0,0.001700707,0.001700707,0,0,0,0,0,0,0,0,0.517174,0,0,0.1398606413568,0.1398606413568,0,0,1.0710541939999998,1.0710541939999998,5.27960494,74.2,null,"",""]
["","MISO_Wisconsin- Upper Michigan (WUMS)","Wisconsin",55,"",0,"","","New",0,0,0,"Landfill Gas","","","","","","Non-Fossil","",2025,"LF Gas","",0.18125042179245285,0.24569501620754716,0.30812570400000006,0.735071142,0,0,0,0,0,0,0,0,0,0,0,0,21.291016320000004,28.861155456000006,36.194727744000005,86.34689952000002,10.445280564481088,14.159158098518908,17.75697696,42.361415623,0,0,0,0,0.008156258490566023,0.01105626150943398,0.013865724000000001,0.03307824400000001,0,0,0,0,0,0,0,0,0.219262423,0.13136557069440002,0.17807332916352003,0.22332147018048004,0.5327603700384,0,0,0,0,1.521935373,10.952169,null,"",""]
["","MISO_Wisconsin- Upper Michigan (WUMS)","Wisconsin",55,"",0,"","","New",0,0,0,"Landfill Gas","","","","","","Non-Fossil","",2025,"LF Gas","",0.28794394698113207,0.39032401701886793,0.4895047080000001,1.1677726720000001,0,0,0,0,0,0,0,0,0,0,0,0,33.82402752,45.850348416,57.50084678399999,137.17522272,16.593921679669787,22.49398272133021,28.209666856999995,67.29757125799999,0,0,0,0,0.012957527547169796,0.017564648452830206,0.022027735999999996,0.052549912,0,0,0,0,0,0,0,0,0.348331804,0.2086942497984,0.28289664972672,0.35478022465727993,0.8463711241823999,0,0,0,0,3.007492901,17.399191,null,"",""]
["","MISO_Minnesota and Western Wisconsin","Wisconsin",55,"",0,"","","New",0,0,0,"Landfill Gas","","","","","","Non-Fossil","",2025,"LF Gas","",3.7349639150943397E-3,0.00506295108490566,0.00634964,0.015147555,0,0,0,0,0,0,0,0,0,0,0,0,0.4387392000000001,0.59473536,0.74585664,1.7793312000000001,0.21524353514150912,0.291774569858491,0.365914044,0.8729321490000002,0,0,0,0,1.6813562264150943E-4,2.2791717735849056E-4,0.000285638,0.0006816908,0,0,0,0,0,0,0,0,4.518294E-3,2.7070208640000005E-3,0.0036695171712,0.0046019354688,0.010978473504,0,0,0,0,0.030592843,0.225689,null,"",""]
["","MISO_Minnesota and Western Wisconsin","Wisconsin",55,"",0,"","","New",0,0,0,"Landfill Gas","","","","","","Non-Fossil","",2025,"LF Gas","",0.034548682075471696,0.0468326579245283,0.058732666999999995,0.14011400699999998,0,0,0,0,0,0,0,0,0,0,0,0,4.0583376,5.50130208,6.89917392,16.4588136,1.9910028833490587,2.698915019650941,3.384704899,8.074622802,0,0,0,0,0.001554756367924528,2.1075586320754712E-3,2.6430250000000007E-3,6.3053399999999996E-3,0,0,0,0,0,0,0,0,0.041794192,0.025039942992,0.0339430338336,0.0425679030864,0.101550879912,0,0,0,0,0.351884082,2.087622,null,"",""]
["","MISO_Wisconsin- Upper Michigan (WUMS)","Wisconsin",55,"",0,"","","New",0,0,0,"New Battery Storage","","","","","","Non-Fossil","",2025,"EnerStor","",0,0,0,0,0,0,0,0,0,0,0,0,0,0,0,0,27.000000025999995,36.59999998799999,45.89999993799999,109.49999995199998,0,0,0,0,0,0,0,0,0,0,0,0,0,0,0,0,0,0,0,0,1.169806788,0,0,0,0,0,0,0,0,14.80141358,75,null,"",""]
["","MISO_Wisconsin- Upper Michigan (WUMS)","Wisconsin",55,"",0,"","","New",0,0,0,"Onshore Wind","","","","","","Non-Fossil","",2025,"Wind","",0,0,0,0,0,0,0,0,0,0,0,0,0,0,0,0,298.67195060831585,366.68729106768416,378.87116233100005,1044.230404007,0,0,0,0,0,0,0,0,0,0,0,0,0,0,0,0,0,0,0,0,7.735123883,0,0,0,0,0,0,0,0,27.30028068,229.527721,null,"",""]
["","MISO_Minnesota and Western Wisconsin","Wisconsin",55,"",0,"","","New",0,0,0,"Solar","","","","","","Non-Fossil","",2025,"Solar-DER","",0,0,0,0,0,0,0,0,0,0,0,0,0,0,0,0,7.744582142820114,17.71226721317988,33.670513695000004,59.127363051,0,0,0,0,0,0,0,0,0,0,0,0,0,0,0,0,0,0,0,0,0,0,0,0,0,0,0,0,0,0,44.2326753,null,"",""]
["","MISO_Wisconsin- Upper Michigan (WUMS)","Wisconsin",55,"",0,"","","New",0,0,0,"Solar","","","","","","Non-Fossil","",2025,"Solar-DER","",0,0,0,0,0,0,0,0,0,0,0,0,0,0,0,0,47.291142363726905,101.7421722022731,202.552694029,351.586008595,0,0,0,0,0,0,0,0,0,0,0,0,0,0,0,0,0,0,0,0,0,0,0,0,0,0,0,0,0,0,263.0184902,null,"",""]
["","MISO_Wisconsin- Upper Michigan (WUMS)","Wisconsin",55,"",0,"","","New",0,0,0,"Solar PV","","","","","","Non-Fossil","",2025,"Solar","",0,0,0,0,0,0,0,0,0,0,0,0,0,0,0,0,337.60884682247126,745.7579889305288,1462.732744871,2546.099580624,0,0,0,0,0,0,0,0,0,0,0,0,0,0,0,0,0,0,0,0,9.776698855,0,0,0,0,0,0,0,0,100.5922818,1192.4,null,"",""]
["","MISO_Minnesota and Western Wisconsin","Wisconsin",55,"",0,"","","New",0,0,0,"Solar PV","","","","","","Non-Fossil","",2025,"Solar","",0,0,0,0,0,0,0,0,0,0,0,0,0,0,0,0,16.56218267755166,39.25326782844833,73.24727028299999,129.06272078899997,0,0,0,0,0,0,0,0,0,0,0,0,0,0,0,0,0,0,0,0,0.507529067,0,0,0,0,0,0,0,0,5.546175852,61.9,null,"",""]
["","WECC_Wyoming","Wyoming",56,"",0,"","","New",0,0,0,"Onshore Wind","","","","","","Non-Fossil","",2025,"Wind","",0,0,0,0,0,0,0,0,0,0,0,0,0,0,0,0,622.6887022652032,784.8859979037969,634.980132095,2042.5548322640002,0,0,0,0,0,0,0,0,0,0,0,0,0,0,0,0,0,0,0,0,13.0164365,0,0,0,0,0,0,0,0,43.54492524,386.242425,null,"",""]
["","WECC_Wyoming","Wyoming",56,"",0,"","","New",0,0,0,"Onshore Wind","","","","","","Non-Fossil","",2025,"Wind","",0,0,0,0,0,0,0,0,0,0,0,0,0,0,0,0,652.5667385281562,822.5466335028442,665.447939476,2140.5613115070005,0,0,0,0,0,0,0,0,0,0,0,0,0,0,0,0,0,0,0,0,13.64099507,0,0,0,0,0,0,0,0,45.8147749,404.775225,null,"",""]
["","WECC_Wyoming","Wyoming",56,"",0,"","","New",0,0,0,"Onshore Wind","","","","","","Non-Fossil","",2025,"Wind","",0,0,0,0,0,0,0,0,0,0,0,0,0,0,0,0,657.9207572695607,829.2952613924392,670.907642673,2158.123661335,0,0,0,0,0,0,0,0,0,0,0,0,0,0,0,0,0,0,0,0,13.75291334,0,0,0,0,0,0,0,0,46.3558826,408.096225,null,"",""]
["","WECC_Wyoming","Wyoming",56,"",0,"","","New",0,0,0,"Onshore Wind","","","","","","Non-Fossil","",2025,"Wind","",0,0,0,0,0,0,0,0,0,0,0,0,0,0,0,0,588.7853580329169,742.1515463660834,600.407560025,1931.3444644240003,0,0,0,0,0,0,0,0,0,0,0,0,0,0,0,0,0,0,0,0,12.30773451,0,0,0,0,0,0,0,0,41.59261158,365.2128,null,"",""]
["","WECC_Wyoming","Wyoming",56,"",0,"","","New",0,0,0,"Onshore Wind","","","","","","Non-Fossil","",2025,"Wind","",0,0,0,0,0,0,0,0,0,0,0,0,0,0,0,0,691.621693508973,871.7745819170269,705.2738113470001,2268.670086773,0,0,0,0,0,0,0,0,0,0,0,0,0,0,0,0,0,0,0,0,14.45738428,0,0,0,0,0,0,0,0,49.07300052,429.0003,null,"",""]
["","WECC_Wyoming","Wyoming",56,"",0,"","","New",0,0,0,"Onshore Wind","","","","","","Non-Fossil","",2025,"Wind","",0,0,0,0,0,0,0,0,0,0,0,0,0,0,0,0,464.55118533277493,604.577996014225,497.409187078,1566.538368425,0,0,0,0,0,0,0,0,0,0,0,0,0,0,0,0,0,0,0,0,9.506229022,0,0,0,0,0,0,0,0,29.3570836,282.0825,null,"",""]
["","WECC_Wyoming","Wyoming",56,"",0,"","","New",0,0,0,"Onshore Wind","","","","","","Non-Fossil","",2025,"Wind","",0,0,0,0,0,0,0,0,0,0,0,0,0,0,0,0,817.0898422665218,1063.3802151364778,874.8831280780001,2755.353185481,0,0,0,0,0,0,0,0,0,0,0,0,0,0,0,0,0,0,0,0,16.72031719,0,0,0,0,0,0,0,0,51.65480589,496.1493,null,"",""]
["","WECC_Wyoming","Wyoming",56,"",0,"","","New",0,0,0,"Onshore Wind","","","","","","Non-Fossil","",2025,"Wind","",0,0,0,0,0,0,0,0,0,0,0,0,0,0,0,0,693.985445602355,903.1692162506451,743.0714788930001,2340.226140746,0,0,0,0,0,0,0,0,0,0,0,0,0,0,0,0,0,0,0,0,14.20120062,0,0,0,0,0,0,0,0,43.9293383,421.39845,null,"",""]
["","WECC_Wyoming","Wyoming",56,"",0,"","","New",0,0,0,"Onshore Wind","","","","","","Non-Fossil","",2025,"Wind","",0,0,0,0,0,0,0,0,0,0,0,0,0,0,0,0,649.5679492518393,845.3632267721607,695.5123047079999,2190.443480732,0,0,0,0,0,0,0,0,0,0,0,0,0,0,0,0,0,0,0,0,13.2922741,0,0,0,0,0,0,0,0,42.74696197,394.427475,null,"",""]
["","WECC_Wyoming","Wyoming",56,"",0,"","","New",0,0,0,"Onshore Wind","","","","","","Non-Fossil","",2025,"Wind","",0,0,0,0,0,0,0,0,0,0,0,0,0,0,0,0,59.641631588344254,77.61904229965573,63.86012224499999,201.12079613299997,0,0,0,0,0,0,0,0,0,0,0,0,0,0,0,0,0,0,0,0,1.220461872,0,0,0,0,0,0,0,0,4.020112831,36.2153,null,"",""]
["","WECC_Wyoming","Wyoming",56,"",0,"","","New",0,0,0,"Solar","","","","","","Non-Fossil","",2025,"Solar-DER","",0,0,0,0,0,0,0,0,0,0,0,0,0,0,0,0,88.35638045149486,169.00207247750515,283.2953051300001,540.6537580590001,0,0,0,0,0,0,0,0,0,0,0,0,0,0,0,0,0,0,0,0,0,0,0,0,0,0,0,0,0,0,337.4882107,null,"",""]