{"text_format":"3","workbook":"xlsx","n_sheets":1,"sheets":["2025 Final Rule"],"not_rendered":{"external_links":1,"defined_names":1},"read":"whole","date_system":"1900"}

{"sheet":"2025 Final Rule","index":0,"n_rows":21243,"n_cols":77,"rows_kept":1125,"cut":true,"bounds":{"rows_first":500,"rows_last":125,"rows_between":500,"halvings":2}}
["UniqueID","RegionName","StateName","StateCode","CountyName","CountyCode","ORISCode","UnitID","PlantName","HeatRate","OnLineYear","RetirementYear","PlantType","Firing","Bottom","EMFControls","NOxControl","SO2Control","FossilUnit","BGCI","Year","FuelType","RetrofitSO2NOxControls","FuelUseWinter","FuelUseWintShld","FuelUseSummer","FuelUseTotal","BITFuelUseWinter","BITFuelUseWintShld","BITFuelUseSummer","BITFuelUseTotal","SUBFuelWinter","SUBFuelWintShld","SUBFuelSummer","SUBFuelTotal","LIGFuelWinter","LIGFuelWintShld","LIGFuelSummer","LIGFuelTotal","GWhWinter","GWhWintShld","GWhSummer","GWhTotal","CO2Winter","CO2WintShld","CO2Summer","CO2Total","MERWinter","MERWintShld","MERSummer","MERTotal","NOXWinter","NOXWintShld","NOXSummer","NOXTotal","SO2Winter","SO2WintShld","SO2Summer","SO2Total","HCLWinter","HCLWintShld","HCLSummer","HCLTotal","FOMCost","VOMCostWinter","VOMCostWintShld","VOMCostSummer","VOMCostTotal","FuelCostWinter","FuelCostWintShld","FuelCostSummer","FuelCostTotal","CapitalCost","Capacity","Post Combustion Control and Heat Rate Improvement","Post Combustion Control (Scrubber: Wet/Dry)","Baghouse Retrofit (in conjunction with either dry FGD, ACI+Toxecon, and/or DSI)"]
["0_I_1","WECC_San Diego Gas and Electric","California",6,"San Diego",73,"0","1","IMPORT1",0,2023,9999,"IMPORT","","","","","","Non-Fossil","I",2025,"EnerStor","",0,0,0,0,0,0,0,0,0,0,0,0,0,0,0,0,1333.1520000420005,1807.1615998799998,2266.358400186,5406.672000108,0,0,0,0,0,0,0,0,0,0,0,0,0,0,0,0,0,0,0,0,0,0,0,0,0,0,0,0,0,0,1000,null,"",""]
["10_B_1","SERC_Southeastern","Alabama",1,"Greene",63,"10","1","Greene County",10471,1965,9999,"O/G Steam","cell","dry","","LNCB","","Fossil","B",2025,"","O/G Retirement",0,0,0,0,0,0,0,0,0,0,0,0,0,0,0,0,0,0,0,0,0,0,0,0,0,0,0,0,0,0,0,0,0,0,0,0,0,0,0,0,0,0,0,0,0,0,0,0,0,0,258,null,"",""]
["10_B_2","SERC_Southeastern","Alabama",1,"Greene",63,"10","2","Greene County",10306,1966,9999,"O/G Steam","wall","dry","","LNB","","Fossil","B",2025,"","O/G Retirement",0,0,0,0,0,0,0,0,0,0,0,0,0,0,0,0,0,0,0,0,0,0,0,0,0,0,0,0,0,0,0,0,0,0,0,0,0,0,0,0,0,0,0,0,0,0,0,0,0,0,258,null,"",""]
["10_G_GT10","SERC_Southeastern","Alabama",1,"Greene",63,"10","GT10","Greene County",13956,1996,9999,"Combustion Turbine","","","","H2O","","Fossil","G",2025,"NaturalGas","",0,0,6.9397630625675673E-4,6.9397630625675673E-4,0,0,0,0,0,0,0,0,0,0,0,0,0,0,0.049726017932432434,0.049726017932432434,0,0,0.04062537296871622,0.04062537296871622,0,0,4.857836148648649e-11,4.857836148648649e-11,0,0,2.7294088161255673E-5,2.7294088161255673E-5,0,0,0,0,0,0,0,0,1.6766432882077364,0,0,3.2421363691945951E-4,3.2421363691945951E-4,0,0,2.5889709596621626E-3,2.5889709596621626E-3,0,85,null,"",""]
["10_G_GT2","SERC_Southeastern","Alabama",1,"Greene",63,"10","GT2","Greene County",13956,1996,9999,"Combustion Turbine","","","","H2O","","Fossil","G",2025,"NaturalGas","",0,0,6.8581187912432437E-4,6.8581187912432437E-4,0,0,0,0,0,0,0,0,0,0,0,0,0,0,0.04914100595675676,0.04914100595675676,0,0,0.04014742740437838,0.04014742740437838,0,0,4.800685135135135e-11,4.800685135135135e-11,0,0,2.4966981492613957E-5,2.4966981492613957E-5,0,0,0,0,0,0,0,0,1.6569180730523514,0,0,3.2039935883805407E-4,3.2039935883805407E-4,0,0,0.002558512477783784,0.002558512477783784,0,84,null,"",""]
["10_G_GT3","SERC_Southeastern","Alabama",1,"Greene",63,"10","GT3","Greene County",13956,1995,9999,"Combustion Turbine","","","","H2O","","Fossil","G",2025,"NaturalGas","",0,0,6.6948302485945945E-4,6.6948302485945945E-4,0,0,0,0,0,0,0,0,0,0,0,0,0,0,0.04797098200540541,0.04797098200540541,0,0,0.0391915362757027,0.0391915362757027,0,0,4.6863831081081085E-11,4.6863831081081085E-11,0,0,2.3903891434290836E-5,2.3903891434290836E-5,0,0,0,0,0,0,0,0,1.617467642741581,0,0,3.127708026752433E-4,3.127708026752433E-4,0,0,0.002497595514027027,0.002497595514027027,0,82,null,"",""]
["10_G_GT4","SERC_Southeastern","Alabama",1,"Greene",63,"10","GT4","Greene County",13956,1995,9999,"Combustion Turbine","","","","H2O","","Fossil","G",2025,"NaturalGas","",0,0,6.6131859772702709E-4,6.6131859772702709E-4,0,0,0,0,0,0,0,0,0,0,0,0,0,0,0.04738597002972973,0.04738597002972973,0,0,0.03871359071136487,0.03871359071136487,0,0,4.629232094594595e-11,4.629232094594595e-11,0,0,2.641306482822713E-5,2.641306482822713E-5,0,0,0,0,0,0,0,0,1.597742427586196,0,0,3.0895652459383787E-4,3.0895652459383787E-4,0,0,2.4671370321486486E-3,2.4671370321486486E-3,0,81,null,"",""]
["10_G_GT5","SERC_Southeastern","Alabama",1,"Greene",63,"10","GT5","Greene County",13956,1995,9999,"Combustion Turbine","","","","H2O","","Fossil","G",2025,"NaturalGas","",0,0,6.6948302485945945E-4,6.6948302485945945E-4,0,0,0,0,0,0,0,0,0,0,0,0,0,0,0.04797098200540541,0.04797098200540541,0,0,0.0391915362757027,0.0391915362757027,0,0,4.6863831081081085E-11,4.6863831081081085E-11,0,0,2.0375715888605002E-5,2.0375715888605002E-5,0,0,0,0,0,0,0,0,1.617467642741581,0,0,3.127708026752433E-4,3.127708026752433E-4,0,0,0.002497595514027027,0.002497595514027027,0,82,null,"",""]
["10_G_GT6","SERC_Southeastern","Alabama",1,"Greene",63,"10","GT6","Greene County",13956,1995,9999,"Combustion Turbine","","","","H2O","","Fossil","G",2025,"NaturalGas","",0,0,6.6131859772702709E-4,6.6131859772702709E-4,0,0,0,0,0,0,0,0,0,0,0,0,0,0,0.04738597002972973,0.04738597002972973,0,0,0.03871359071136487,0.03871359071136487,0,0,4.629232094594595e-11,4.629232094594595e-11,0,0,2.1717702778141683E-5,2.1717702778141683E-5,0,0,0,0,0,0,0,0,1.597742427586196,0,0,3.0895652459383787E-4,3.0895652459383787E-4,0,0,2.4671370321486486E-3,2.4671370321486486E-3,0,81,null,"",""]
["10_G_GT7","SERC_Southeastern","Alabama",1,"Greene",63,"10","GT7","Greene County",13956,1995,9999,"Combustion Turbine","","","","H2O","","Fossil","G",2025,"NaturalGas","",0,0,6.5315417059459463E-4,6.5315417059459463E-4,0,0,0,0,0,0,0,0,0,0,0,0,0,0,0.046800958054054057,0.046800958054054057,0,0,0.03823564514702703,0.03823564514702703,0,0,4.572081081081081e-11,4.572081081081081e-11,0,0,2.7200605470465418E-5,2.7200605470465418E-5,0,0,0,0,0,0,0,0,1.578017212430811,0,0,3.0514224651243248E-4,3.0514224651243248E-4,0,0,2.4366785502702706E-3,2.4366785502702706E-3,0,80,null,"",""]
["10_G_GT8","SERC_Southeastern","Alabama",1,"Greene",63,"10","GT8","Greene County",13956,1996,9999,"Combustion Turbine","","","","H2O","","Fossil","G",2025,"NaturalGas","",0,0,6.7764745199189191E-4,6.7764745199189191E-4,0,0,0,0,0,0,0,0,0,0,0,0,0,0,0.04855599398108108,0.04855599398108108,0,0,0.039669481840040544,0.039669481840040544,0,0,4.743534121621622e-11,4.743534121621622e-11,0,0,2.3707496139359863E-5,2.3707496139359863E-5,0,0,0,0,0,0,0,0,1.6371928578969663,0,0,3.1658508075664869E-4,3.1658508075664869E-4,0,0,2.5280539959054056E-3,2.5280539959054056E-3,0,83,null,"",""]
["10_G_GT9","SERC_Southeastern","Alabama",1,"Greene",63,"10","GT9","Greene County",13956,1996,9999,"Combustion Turbine","","","","H2O","","Fossil","G",2025,"NaturalGas","",0,0,6.6948302485945945E-4,6.6948302485945945E-4,0,0,0,0,0,0,0,0,0,0,0,0,0,0,0.04797098200540541,0.04797098200540541,0,0,0.0391915362757027,0.0391915362757027,0,0,4.6863831081081085E-11,4.6863831081081085E-11,0,0,2.3455337807040453E-5,2.3455337807040453E-5,0,0,0,0,0,0,0,0,1.617467642741581,0,0,3.127708026752433E-4,3.127708026752433E-4,0,0,0.002497595514027027,0.002497595514027027,0,82,null,"",""]
["100_G_SC1","WECC_Arizona","Arizona",4,"Maricopa",13,"100","SC1","South Consolidated",0,1981,9999,"Hydro","","","","","","Non-Fossil","G",2025,"Hydro","",0,0,0,0,0,0,0,0,0,0,0,0,0,0,0,0,0.25093027434152354,0.3510568522364765,0.49067706894300006,1.0926641955210001,0,0,0,0,0,0,0,0,0,0,0,0,0,0,0,0,0,0,0,0,0.022131527996,3.4879308133471784E-4,4.8796902460870276E-4,6.820411258307707E-4,1.5188032317741914E-3,0,0,0,0,0,1.4,null,"",""]
["10003_B_BLR1","WECC_Colorado","Colorado",8,"Jefferson",59,"10003","BLR1","Colorado Energy Nations Company",8300,1967,9999,"O/G Steam","","","","","","Fossil","B",2025,"NaturalGas","",0.045579923311616324,0.022095347439883672,0.1173220165095,0.184997287261,0,0,0,0,0,0,0,0,0,0,0,0,5.491557025499999,2.6620900529999996,14.135182711999999,22.288829790499996,8.036893706821438,3.8959687925665603,20.686839899012003,32.6197023984,9.6102248704789813E-9,4.6586576295210154E-9,2.473656975e-08,3.900545225e-08,0.015831472459935002,0.007674472861564991,0.04074996486049999,0.06425591018199998,0,0,0,0,0,0,0,0,0.3559707323815,0.004830159482563309,2.3414706345081947E-3,0.012432755682422398,0.019604385799493904,0.18493347104541435,0.07736198273058571,0.3637865750765,0.6260820288525,0,10,null,"",""]
["10003_B_BLR2","WECC_Colorado","Colorado",8,"Jefferson",59,"10003","BLR2","Colorado Energy Nations Company",8300,1967,9999,"O/G Steam","","","","","","Fossil","B",2025,"NaturalGas","",0.045579923311616324,0.022095347439883672,0.1173220165095,0.184997287261,0,0,0,0,0,0,0,0,0,0,0,0,5.491557025499999,2.6620900529999996,14.135182711999999,22.288829790499996,8.036893706821438,3.8959687925665603,20.686839899012003,32.6197023984,9.6102248704789813E-9,4.6586576295210154E-9,2.473656975e-08,3.900545225e-08,0.015831472459935002,0.007674472861564991,0.04074996486049999,0.06425591018199998,0,0,0,0,0,0,0,0,0.3559707323815,0.004830159482563309,2.3414706345081947E-3,0.012432755682422398,0.019604385799493904,0.18493347104541435,0.07736198273058571,0.3637865750765,0.6260820288525,0,10,null,"",""]
["10003_B_BLR4","WECC_Colorado","Colorado",8,"Jefferson",59,"10003","BLR4","Colorado Energy Nations Company",8300,1974,9999,"O/G Steam","","","","other","","Fossil","B",2025,"NaturalGas","",0.045579923311616324,0.022095347439883672,0.1173220165095,0.184997287261,0,0,0,0,0,0,0,0,0,0,0,0,5.491557025499999,2.6620900529999996,14.135182711999999,22.288829790499996,8.036893706821438,3.8959687925665603,20.686839899012003,32.6197023984,9.6102248704789813E-9,4.6586576295210154E-9,2.473656975e-08,3.900545225e-08,0.003025847921685643,1.466811619510892E-3,0.007788485674375972,0.012281145215572508,0,0,0,0,0,0,0,0,0.2732359350905,0.004830159482563309,2.3414706345081947E-3,0.012432755682422398,0.019604385799493904,0.18493347104541435,0.07736198273058571,0.3637865750765,0.6260820288525,0,10,null,"",""]
["10003_B_BLR5","WECC_Colorado","Colorado",8,"Jefferson",59,"10003","BLR5","Colorado Energy Nations Company",8300,1979,9999,"O/G Steam","","","","other","","Fossil","B",2025,"NaturalGas","",0.045579923311616324,0.022095347439883672,0.1173220165095,0.184997287261,0,0,0,0,0,0,0,0,0,0,0,0,5.491557025499999,2.6620900529999996,14.135182711999999,22.288829790499996,8.036893706821438,3.8959687925665603,20.686839899012003,32.6197023984,9.6102248704789813E-9,4.6586576295210154E-9,2.473656975e-08,3.900545225e-08,3.0759583795538495E-3,1.4911031912496159E-3,0.007917469216624031,0.012484530787427495,0,0,0,0,0,0,0,0,0.2732359350905,0.004830159482563309,2.3414706345081947E-3,0.012432755682422398,0.019604385799493904,0.18493347104541435,0.07736198273058571,0.3637865750765,0.6260820288525,0,10,null,"",""]
["10004_G_TG1","FRCC","Florida",12,"Polk",105,"10004","TG1","Mosaic South Pierce Operations",9194,1978,9999,"Non-Fossil Waste","","","","","","Non-Fossil","G",2025,"Non-Fossil",null,0.03987375879774103,0.05674343608282157,0.07309423557074882,0.1697114304513114,0,0,0,0,0,0,0,0,0,0,0,0,4.334108071131304,6.167770276129902,7.945032670414582,18.446911017675788,0,0,0,0,0,0,0,0,0,0,0,0,0,0,0,0,0,0,0,0,0.014143917935731044,0.03006569824127953,0.04278580896005472,0.05511467431485655,0.1279661815161908,0,0,0,0,0,4.055315435995545,null,"",""]
["10004_G_TG2","FRCC","Florida",12,"Polk",105,"10004","TG2","Mosaic South Pierce Operations",9194,1992,9999,"Non-Fossil Waste","","","","","","Non-Fossil","G",2025,"Non-Fossil",null,0.32895851008136345,0.46813334768327797,0.6030274434586778,1.400119301223319,0,0,0,0,0,0,0,0,0,0,0,0,35.75639158683327,50.884104778071695,65.5465195309203,152.18701589582528,0,0,0,0,0,0,0,0,0,0,0,0,0,0,0,0,0,0,0,0,0.11668732296978114,0.24804201049055616,0.35298292392045144,0.45469606309756666,1.0557209975085742,0,0,0,0,0,33.45635234696325,null,"",""]
["10005_G_WTGS","WECC_Northern California (not including BANC)","California",6,"Merced",47,"10005","WTGS","Dinosaur Point",0,1988,9999,"Onshore Wind","","","","","","Non-Fossil","G",2025,"Wind","",0,0,0,0,0,0,0,0,0,0,0,0,0,0,0,0,5.499597801277773,10.895675202502225,28.284874691224,44.680147695003996,0,0,0,0,0,0,0,0,0,0,0,0,0,0,0,0,0,0,0,0,0.599418986368,0,0,0,0,0,0,0,0,0,17,null,"",""]
["10008_G_TG-2","FRCC","Florida",12,"Duval",31,"10008","TG-2","Baptist Medical Center",8700,1983,9999,"Combustion Turbine","","","","","","Fossil","G",2025,"NaturalGas","",7.9429094507340453E-4,0.012013650544235241,0.009846737698518519,0.022654679187827167,0,0,0,0,0,0,0,0,0,0,0,0,0.09129780977777768,1.3808793728888888,1.1318089308641974,2.603986113530864,0.06581954785543964,0.9955206613135236,0.8159577132191359,1.877297922388099,7.870460943630992e-11,1.1904072177241842E-9,9.756923950617285e-10,2.2448042222222229E-9,2.6640388910927158E-4,0.004029358822777738,3.30257978389675E-3,0.007598342495783759,0,0,0,0,0,0,0,0,0.09705054267632097,0.000507615822364444,0.007677689313262222,0.006292857655604938,0.014478162791231604,0.003354145952809036,0.04651942992793172,0.03930502184725926,0.089178597728,0,2.1999999999999997,null,"",""]
["10008_G_TG-3","FRCC","Florida",12,"Duval",31,"10008","TG-3","Baptist Medical Center",8700,1986,9999,"Combustion Turbine","","","","","","Fossil","G",2025,"NaturalGas","",9.7481161440826809E-4,0.014744025667925069,0.01208463263,0.027803469912333338,0,0,0,0,0,0,0,0,0,0,0,0,0.11204731200000007,1.6947155939999998,1.3890382333333333,3.1958011393333337,0.08077853600440332,1.2217753570665968,1.001402648041667,2.303956541112667,9.659202067183473e-11,1.4609543126614991E-9,1.1974406666666669E-9,2.7549870000000005E-9,3.2695022754319642E-4,0.00494512219159086,0.004053166098418739,0.009325238517552795,0,0,0,0,0,0,0,0,0.11910748419366665,6.2298305472000036E-4,0.009422618702639997,0.007723052577333333,0.01776865433469333,0.004116451851174728,0.05709202763882528,0.048237981358,0.109446460848,0,2.6999999999999997,null,"",""]
["10008_G_TG-4","FRCC","Florida",12,"Duval",31,"10008","TG-4","Baptist Medical Center",8700,1993,9999,"Combustion Turbine","","","","","","Fossil","G",2025,"NaturalGas","",1.1553322837431351E-3,0.017474400791614893,0.014322527561481481,0.03295226063683951,0,0,0,0,0,0,0,0,0,0,0,0,0.132796814222222,2.0085518151111112,1.646267535802469,3.7876161651358027,0.09573752415336689,1.4480300528196703,1.1868475828641976,2.730615159837235,1.1447943190735974E-10,1.7315014075988135E-9,1.419188938271605E-9,3.2651697777777785E-9,1.9538370362660049E-4,2.9551785173523412E-3,2.4221503366845137E-3,0.005572712557663456,0,0,0,0,0,0,0,0,0.14116442571101234,7.3835028707555433E-4,0.011167548092017776,0.00915324749906173,0.02105914587815506,0.004878757749540413,0.06766462534971886,0.05717094086874074,0.129714323968,0,3.1999999999999997,null,"",""]
["1001_B_1","MISO_Indiana (including parts of Kentucky)","Indiana",18,"Vermillion",165,"1001","1","Cayuga",10203,1970,9999,"Coal Steam","tangential","dry","ESPC + Wet Scrubber + SCR + DSI","LNC2","Wet Scrubber","Fossil","B",2025,"","Coal Retirement",0,0,0,0,0,0,0,0,0,0,0,0,0,0,0,0,0,0,0,0,0,0,0,0,0,0,0,0,0,0,0,0,0,0,0,0,0,0,0,0,0,0,0,0,0,0,0,0,0,0,500,"Scrubber / SCR / DSI","Wet Scrubber",""]
["1001_B_2","MISO_Indiana (including parts of Kentucky)","Indiana",18,"Vermillion",165,"1001","2","Cayuga",10254,1972,9999,"Coal Steam","tangential","dry","ESPC + Wet Scrubber + SCR","LNC2","Wet Scrubber","Fossil","B",2025,"Coal","",8.315246506368382,11.271778597521621,15.596859169355001,35.183884273245006,8.315246506368382,11.271778597521621,15.596859169355001,35.183884273245006,0,0,0,0,0,0,0,0,810.9271022400001,1099.256738592,1521.051216048,3431.2350568800002,863.8257509372922,1170.9637957149919,1620.2729015805892,3655.062448232873,1.6691495465018633E-3,0.002262624940813636,3.1308140281155004E-3,0.007062588515431,1.3274459522774997,1.7994267353095001,0.623874366774,3.7507470543609998,0.746974664984718,1.0125656569792818,1.401096004059,3.160636326023,0.004157623254056606,0.005635889299943394,0.007798429583999999,0.017591942138,29.403156113152,4.125956812728781,5.5929636794768,7.73903302778661,17.45795351999219,15.093092566991483,20.459525479699526,28.310025327220004,63.86264337391101,0,495,"Scrubber / SCR","Wet Scrubber",""]
["1001_G_31","MISO_Indiana (including parts of Kentucky)","Indiana",18,"Vermillion",165,"1001","31","Cayuga",11196,1972,9999,"Combustion Turbine","","","","","","Fossil","G",2025,"Oil","",0,0,0,0,0,0,0,0,0,0,0,0,0,0,0,0,0,0,0,0,0,0,0,0,0,0,0,0,0,0,0,0,0,0,0,0,0,0,0,0,0.059175645466153844,0,0,0,0,0,0,0,0,0,3,null,"",""]
["1001_G_32","MISO_Indiana (including parts of Kentucky)","Indiana",18,"Vermillion",165,"1001","32","Cayuga",11215,1972,9999,"Combustion Turbine","","","","","","Fossil","G",2025,"Oil","",0,0,0,0,0,0,0,0,0,0,0,0,0,0,0,0,0,0,0,0,0,0,0,0,0,0,0,0,0,0,0,0,0,0,0,0,0,0,0,0,0.059175645466153844,0,0,0,0,0,0,0,0,0,3,null,"",""]
["1001_G_33","MISO_Indiana (including parts of Kentucky)","Indiana",18,"Vermillion",165,"1001","33","Cayuga",11199,1972,9999,"Combustion Turbine","","","","","","Fossil","G",2025,"Oil","",0,0,0,0,0,0,0,0,0,0,0,0,0,0,0,0,0,0,0,0,0,0,0,0,0,0,0,0,0,0,0,0,0,0,0,0,0,0,0,0,0.03945043031076923,0,0,0,0,0,0,0,0,0,2,null,"",""]
["1001_G_34","MISO_Indiana (including parts of Kentucky)","Indiana",18,"Vermillion",165,"1001","34","Cayuga",11199,1972,9999,"Combustion Turbine","","","","","","Fossil","G",2025,"Oil","",0,0,0,0,0,0,0,0,0,0,0,0,0,0,0,0,0,0,0,0,0,0,0,0,0,0,0,0,0,0,0,0,0,0,0,0,0,0,0,0,0.03945043031076923,0,0,0,0,0,0,0,0,0,2,null,"",""]
["1001_G_4","MISO_Indiana (including parts of Kentucky)","Indiana",18,"Vermillion",165,"1001","4","Cayuga",14236,1993,9999,"Combustion Turbine","","","","DLNB","","Fossil","G",2025,"Oil","",0,0,0,0,0,0,0,0,0,0,0,0,0,0,0,0,0,0,0,0,0,0,0,0,0,0,0,0,0,0,0,0,0,0,0,0,0,0,0,0,1.578017212431,0,0,0,0,0,0,0,0,0,80,null,"",""]
["10013_B_1","MISO_Minnesota and Western Wisconsin","Minnesota",27,"Hennepin",53,"10013","1","Covanta Hennepin Energy",18276,1989,9999,"Municipal Solid Waste","","","Baghouse + Dry Scrubber + SNCR + Mercury Control","AA","Dry Scrubber","Non-Fossil","B",2025,"MSW","",0.3947135851466548,0.5683385150453453,0.7401767225070001,1.7032288226990002,0,0,0,0,0,0,0,0,0,0,0,0,21.597372792,31.097533106,40.4999301,93.194835998,18.137089237486148,26.115154766329862,34.011120399224,78.26336440304001,1.1344068437113585E-3,1.633404892240142E-3,2.1272679004869996E-3,0.0048950796364385,0.042631040764287476,0.06138340131822577,0.0799427869134624,0.18395722899597566,0.003453743869959452,4.9729620065405485E-3,0.0064765463225,0.014903252199000001,0,0,0,0,4.3550891690275,0.1498209279768145,0.2157235193651155,0.2809479268156965,0.6464923741576265,0,0,0,0,0,16.8,"Scrubber / SNCR / Mercury Control","Dry Scrubber",""]
["10013_B_2","MISO_Minnesota and Western Wisconsin","Minnesota",27,"Hennepin",53,"10013","2","Covanta Hennepin Energy",18276,1989,9999,"Municipal Solid Waste","","","Baghouse + Dry Scrubber + SNCR + Mercury Control","AA","Dry Scrubber","Non-Fossil","B",2025,"MSW","",0.3947135851466548,0.5683385150453453,0.7401767225070001,1.7032288226990002,0,0,0,0,0,0,0,0,0,0,0,0,21.597372792,31.097533106,40.4999301,93.194835998,18.137089237486148,26.115154766329862,34.011120399224,78.26336440304001,1.1344068437113585E-3,1.633404892240142E-3,2.1272679004869996E-3,0.0048950796364385,0.04257972799821778,0.06130951731126897,0.07984656393953758,0.18373580924902433,0.003453743869959452,4.9729620065405485E-3,0.0064765463225,0.014903252199000001,0,0,0,0,4.3550891690275,0.1498209279768145,0.2157235193651155,0.2809479268156965,0.6464923741576265,0,0,0,0,0,16.8,"Scrubber / SNCR / Mercury Control","Dry Scrubber",""]
["10014_G_U131","WECC_Idaho","Idaho",16,"Ada",1,"10014","U131","Lucky Peak Power Plant Project",0,1988,9999,"Hydro","","","","","","Non-Fossil","G",2025,"Hydro","",0,0,0,0,0,0,0,0,0,0,0,0,0,0,0,0,26.356526653214843,36.313819383302594,58.83269658167169,121.50304261818913,0,0,0,0,0,0,0,0,0,0,0,0,0,0,0,0,0,0,0,0,0.5722580810512414,0.03663557204796863,0.050476208942790604,0.08177744824852365,0.16888922923928287,0,0,0,0,0,36.20000000000001,null,"",""]
["10014_G_U132","WECC_Idaho","Idaho",16,"Ada",1,"10014","U132","Lucky Peak Power Plant Project",0,1988,9999,"Hydro","","","","","","Non-Fossil","G",2025,"Hydro","",0,0,0,0,0,0,0,0,0,0,0,0,0,0,0,0,26.356526653214843,36.313819383302594,58.83269658167169,121.50304261818913,0,0,0,0,0,0,0,0,0,0,0,0,0,0,0,0,0,0,0,0,0.5722580810512414,0.03663557204796863,0.050476208942790604,0.08177744824852365,0.16888922923928287,0,0,0,0,0,36.20000000000001,null,"",""]
["10014_G_U133","WECC_Idaho","Idaho",16,"Ada",1,"10014","U133","Lucky Peak Power Plant Project",0,1988,9999,"Hydro","","","","","","Non-Fossil","G",2025,"Hydro","",0,0,0,0,0,0,0,0,0,0,0,0,0,0,0,0,7.717656975803241,10.633328327707389,17.22725369518563,35.57823899869626,0,0,0,0,0,0,0,0,0,0,0,0,0,0,0,0,0,0,0,0,0.1675672834017447,0.010727543196366505,0.014780326375513271,0.02394588263630803,0.049453752208187804,0,0,0,0,0,10.600000000000001,null,"",""]
["10018_G_GEN2","WECC_Northern Nevada","Nevada",32,"Lyon",19,"10018","GEN2","Desert Peak Power Plant",9771,2006,9999,"Geothermal","","","","","","Non-Fossil","G",2025,"Geothermal",null,0.1789162896130401,0.2264744945352106,0.2626170936293958,0.6680078777776465,0,0,0,0,0,0,0,0,0,0,0,0,18.310930738475747,23.178206928137,26.87716933202852,68.36630699864126,0,0,0,0,3.2655801180171115E-4,4.1336124742565229E-4,4.7932871929237089E-4,1.2192479785197341E-3,0,0,0,0,0,0,0,0,0,0,0,0,1.2732322008268926,0.02124067965663187,0.026886720036638924,0.031177516425153082,0.07930491611842387,0,0,0,0,0,10.339895892088633,null,"",""]
["10018_G_OEC2","WECC_Northern Nevada","Nevada",32,"Lyon",19,"10018","OEC2","Desert Peak Power Plant",9771,2006,9999,"Geothermal","","","","","","Non-Fossil","G",2025,"Geothermal",null,0.13060889141751927,0.1653263810107037,0.19171047834945892,0.48764575077768185,0,0,0,0,0,0,0,0,0,0,0,0,13.366979439087299,16.920091057540013,19.62033361238082,49.907404109008134,0,0,0,0,2.3838734861524909E-4,3.0175371062072615E-4,3.4990996508343073E-4,8.9005102431940586E-4,0,0,0,0,0,0,0,0,0,0,0,0,0.9294595066036316,0.015505696149341266,0.019627305626746416,0.02275958699036175,0.05789258876644943,0,0,0,0,0,7.5481240012247035,null,"",""]
["10025_B_41","NY_Zone B (Genesee)","New York",36,"Monroe",55,"10025","41","RED-Rochester, LLC",8300,1964,9999,"O/G Steam","cyclone","wet","","FU + LA","","Fossil","B",2025,"NaturalGas","",0.24859500248554078,0.33698433670262196,0.451139320588685,1.0367186597768479,0,0,0,0,0,0,0,0,0,0,0,0,29.95120511876712,40.60052249432876,54.35413501068493,124.90586262378079,21.985174744016543,29.80212576411137,39.89773204554597,91.68503255367388,2.6289071224799663E-8,3.5636296549172948E-8,4.7708255027397265E-8,1.0963362280136988E-7,0.011266744829761815,0.015272698547010447,0.020446394967476033,0.0469858383442483,0,0,0,0,0,0,0,0,0,0.026343912436280252,0.03571063685806875,0.047807778271132896,0.1098623275654819,0.9036152488466838,1.0927136187255029,1.3398345871790958,3.3361634547512824,0,17.299999999999997,null,"",""]
["10025_B_42","NY_Zone B (Genesee)","New York",36,"Monroe",55,"10025","42","RED-Rochester, LLC",8300,1968,9999,"O/G Steam","cyclone","wet","","FU + LA","","Fossil","B",2025,"NaturalGas","",0.24859500248554078,0.33698433670262196,0.451139320588685,1.0367186597768479,0,0,0,0,0,0,0,0,0,0,0,0,29.95120511876712,40.60052249432876,54.35413501068493,124.90586262378079,21.985174744016543,29.80212576411137,39.89773204554597,91.68503255367388,2.6289071224799663E-8,3.5636296549172948E-8,4.7708255027397265E-8,1.0963362280136988E-7,0.011266744829761815,0.015272698547010447,0.020446394967476033,0.0469858383442483,0,0,0,0,0,0,0,0,0,0.026343912436280252,0.03571063685806875,0.047807778271132896,0.1098623275654819,0.9036152488466838,1.0927136187255029,1.3398345871790958,3.3361634547512824,0,17.299999999999997,null,"",""]
["10025_B_43","NY_Zone B (Genesee)","New York",36,"Monroe",55,"10025","43","RED-Rochester, LLC",8300,1969,9999,"O/G Steam","cyclone","wet","","FU + LA","","Fossil","B",2025,"NaturalGas","",0.34199774908415437,0.4635969487585203,0.6206425335266302,1.426237231369305,0,0,0,0,0,0,0,0,0,0,0,0,41.20454808246575,55.85505406734245,74.77620885863014,171.83581100843833,30.245500514889812,40.99945625351738,54.88820940369908,126.13316617210626,3.6166467927759073E-8,4.902565652429574E-8,6.5633321945205485E-8,1.5082544639726028E-7,0.015499914852504692,0.021010995688950786,0.028128566487047955,0.06463947702850344,0,0,0,0,0,0,0,0,0,0.03624191421869769,0.04912792816312348,0.06577023831520018,0.15114008069702134,1.2431238683555537,1.5032707587090732,1.843240645945808,4.589635273010435,0,23.799999999999997,null,"",""]
["10025_B_44","NY_Zone B (Genesee)","New York",36,"Monroe",55,"10025","44","RED-Rochester, LLC",8300,1948,9999,"O/G Steam","tangential","dry","","FU + LA","","Fossil","B",2025,"NaturalGas","",0.34199773711174536,0.46359693252925477,0.6206425243420001,1.4262371939830003,0,0,0,0,0,0,0,0,0,0,0,0,41.204546640000004,55.855052111999996,74.776207752,171.835806504,26.405413712865005,35.79400525521698,47.919389062124,110.11880803020598,3.157463228773586E-8,4.2801168212264148E-8,5.73002605e-08,1.31676061E-7,0.01214495668358486,0.016463163504415138,0.022040135815000004,0.050648256003000006,0,0,0,0,0,0,0,0,0,0.036241912949961104,0.04912792644328049,0.0657702373418514,0.151140076735093,1.243123824838155,1.5032707060848451,1.8432406186669998,4.58963514959,0,23.8,null,"",""]
["10025_B_45","NY_Zone B (Genesee)","New York",36,"Monroe",55,"10025","45","RED-Rochester, LLC",8300,2017,9999,"O/G Steam","wall","dry","","","","Fossil","B",2025,"NaturalGas","",0.013431854605476828,0.01820762513186859,0.02451319981747919,0.056152679554824614,0,0,0,0,0,0,0,0,0,0,0,0,1.6182957356004755,2.1936897749250885,2.9533975683709865,6.7653830788965506,2.070434132272635,2.806588490414022,3.7785523357740507,8.655574958460708,2.4757497499186751E-9,3.3560163276675307E-9,4.518255303210464E-9,1.0350021380796668E-8,0.002652588997571948,3.5957317522641984E-3,0.00484098778928885,0.011089308539124997,0,0,0,0,0,0,0,0,0,1.4233898431002272E-3,1.9294840095358636E-3,0.00259769336900361,0.005950567221639701,0.048823301033544486,0.05904048876840143,0.07280153038980498,0.1806653201917509,0,0.94,null,"",""]
["10025_B_46","NY_Zone B (Genesee)","New York",36,"Monroe",55,"10025","46","RED-Rochester, LLC",8300,2017,9999,"O/G Steam","wall","dry","","","","Fossil","B",2025,"NaturalGas","",0.15575235659542286,0.2111309722737954,0.28424880639417366,0.651132135263392,0,0,0,0,0,0,0,0,0,0,0,0,18.765344168133172,25.437466539024964,34.24684414387633,78.44965485103447,24.008225576352906,32.54448355905621,43.81512814886932,100.36783728427845,2.8708161993737833E-8,3.89155084804001e-08,5.2392534898929857E-8,1.2001620537306778E-7,0.010252914919692992,0.013898395780028291,0.01871161946923705,0.042862930168958334,0,0,0,0,0,0,0,0,0,0.01650526520190689,0.02237380394036267,0.030122189066105694,0.06900125820837526,0.5661425332613138,0.684618433591038,0.8441879587753984,2.09494892562775,0,10.899999999999999,null,"",""]
["10025_B_47","NY_Zone B (Genesee)","New York",36,"Monroe",55,"10025","47","RED-Rochester, LLC",8300,2017,9999,"O/G Steam","wall","dry","","","","Fossil","B",2025,"NaturalGas","",0.15575235659542286,0.2111309722737954,0.28424880639417366,0.651132135263392,0,0,0,0,0,0,0,0,0,0,0,0,18.765344168133172,25.437466539024964,34.24684414387633,78.44965485103447,24.008225576352906,32.54448355905621,43.81512814886932,100.36783728427845,2.8708161993737833E-8,3.89155084804001e-08,5.2392534898929857E-8,1.2001620537306778E-7,0.010252914919692992,0.013898395780028291,0.01871161946923705,0.042862930168958334,0,0,0,0,0,0,0,0,0,0.01650526520190689,0.02237380394036267,0.030122189066105694,0.06900125820837526,0.5661425332613138,0.684618433591038,0.8441879587753984,2.09494892562775,0,10.899999999999999,null,"",""]
["10025_B_48","NY_Zone B (Genesee)","New York",36,"Monroe",55,"10025","48","RED-Rochester, LLC",8300,2017,9999,"O/G Steam","wall","dry","","","","Fossil","B",2025,"NaturalGas","",0.15575235659542286,0.2111309722737954,0.28424880639417366,0.651132135263392,0,0,0,0,0,0,0,0,0,0,0,0,18.765344168133172,25.437466539024964,34.24684414387633,78.44965485103447,24.008225576352906,32.54448355905621,43.81512814886932,100.36783728427845,2.8708161993737833E-8,3.89155084804001e-08,5.2392534898929857E-8,1.2001620537306778E-7,0.010252914919692992,0.013898395780028291,0.01871161946923705,0.042862930168958334,0,0,0,0,0,0,0,0,0,0.01650526520190689,0.02237380394036267,0.030122189066105694,0.06900125820837526,0.5661425332613138,0.684618433591038,0.8441879587753984,2.09494892562775,0,10.899999999999999,null,"",""]
["10025_B_PB1","NY_Zone B (Genesee)","New York",36,"Monroe",55,"10025","PB1","RED-Rochester, LLC",8300,1966,9999,"O/G Steam","wall","","","LA","","Fossil","B",2025,"Oil","",0.00184904551405517,2.8428755846948302E-3,0.0047832317965,0.00947515289525,0,0,0,0,0,0,0,0,0,0,0,0,0.22277656800000006,0.34251513075,0.5762929874999999,1.1415846862499999,0.2244722015494769,0.34512213808527314,0.5806793631985001,1.1502737028332501,6.1956836885424924E-7,9.5257568052075127E-7,1.602739953375E-6,3.1748840027500003E-6,1.0326139481725175E-4,1.5876261343274829E-4,2.6712332599999997E-4,5.2914733425000007E-4,1.342398132427227E-3,2.0639139743227728E-3,3.4726032324999996E-3,6.878915339249999E-3,0,0,0,0,0,1.9594558472606181E-4,0.000301262956759135,5.0688484620705992E-4,1.0040933876922567E-3,0.018438285986625832,0.028348546672624163,0.0476973633755,0.09448419603475,0,0.38,null,"",""]
["10025_B_PB2","NY_Zone B (Genesee)","New York",36,"Monroe",55,"10025","PB2","RED-Rochester, LLC",8300,1966,9999,"O/G Steam","wall","","","LA","","Fossil","B",2025,"Oil","",0.00184904551405517,2.8428755846948302E-3,0.0047832317965,0.00947515289525,0,0,0,0,0,0,0,0,0,0,0,0,0.22277656800000006,0.34251513075,0.5762929874999999,1.1415846862499999,0.2244722015494769,0.34512213808527314,0.5806793631985001,1.1502737028332501,6.1956836885424924E-7,9.5257568052075127E-7,1.602739953375E-6,3.1748840027500003E-6,1.0326139481725175E-4,1.5876261343274829E-4,2.6712332599999997E-4,5.2914733425000007E-4,1.342398132427227E-3,2.0639139743227728E-3,3.4726032324999996E-3,6.878915339249999E-3,0,0,0,0,0,1.9594558472606181E-4,0.000301262956759135,5.0688484620705992E-4,1.0040933876922567E-3,0.018438285986625832,0.028348546672624163,0.0476973633755,0.09448419603475,0,0.38,null,"",""]
["10025_B_PB3","NY_Zone B (Genesee)","New York",36,"Monroe",55,"10025","PB3","RED-Rochester, LLC",8300,1966,9999,"O/G Steam","wall","","","LA","","Fossil","B",2025,"Oil","",0.00184904551405517,2.8428755846948302E-3,0.0047832317965,0.00947515289525,0,0,0,0,0,0,0,0,0,0,0,0,0.22277656800000006,0.34251513075,0.5762929874999999,1.1415846862499999,0.2244722015494769,0.34512213808527314,0.5806793631985001,1.1502737028332501,6.1956836885424924E-7,9.5257568052075127E-7,1.602739953375E-6,3.1748840027500003E-6,1.0326139481725175E-4,1.5876261343274829E-4,2.6712332599999997E-4,5.2914733425000007E-4,1.342398132427227E-3,2.0639139743227728E-3,3.4726032324999996E-3,6.878915339249999E-3,0,0,0,0,0,1.9594558472606181E-4,0.000301262956759135,5.0688484620705992E-4,1.0040933876922567E-3,0.018438285986625832,0.028348546672624163,0.0476973633755,0.09448419603475,0,0.38,null,"",""]
["10025_B_PB4","NY_Zone B (Genesee)","New York",36,"Monroe",55,"10025","PB4","RED-Rochester, LLC",8300,1966,9999,"O/G Steam","wall","","","LA","","Fossil","B",2025,"Oil","",0.00184904551405517,2.8428755846948302E-3,0.0047832317965,0.00947515289525,0,0,0,0,0,0,0,0,0,0,0,0,0.22277656800000006,0.34251513075,0.5762929874999999,1.1415846862499999,0.2244722015494769,0.34512213808527314,0.5806793631985001,1.1502737028332501,6.1956836885424924E-7,9.5257568052075127E-7,1.602739953375E-6,3.1748840027500003E-6,1.0326139481725175E-4,1.5876261343274829E-4,2.6712332599999997E-4,5.2914733425000007E-4,1.342398132427227E-3,2.0639139743227728E-3,3.4726032324999996E-3,6.878915339249999E-3,0,0,0,0,0,1.9594558472606181E-4,0.000301262956759135,5.0688484620705992E-4,1.0040933876922567E-3,0.018438285986625832,0.028348546672624163,0.0476973633755,0.09448419603475,0,0.38,null,"",""]
["10025_G_75TG","NY_Zone B (Genesee)","New York",36,"Monroe",55,"10025","75TG","RED-Rochester, LLC",11798,2015,9999,"O/G Steam","","","","","","Fossil","G",2025,"NaturalGas","",0.015216578004041227,0.023395219654958777,0.039363253827999996,0.077975051487,0,0,0,0,0,0,0,0,0,0,0,0,1.2897591119999998,1.9829818319999999,3.3364344659999996,6.609175409999999,0.8907784763180091,1.3695561585419909,2.3043248791989996,4.564659514059,1.0651605248626461E-9,1.6376654751373538E-9,2.755428e-09,5.458254e-09,2.6629011466382219E-4,4.0941634333617791E-4,0.000688856943,1.3645634010000002E-3,0,0,0,0,0,0,0,0,0.039583935864,1.1344218363064397E-3,1.7441535169551397E-3,2.9345976922517097E-3,0.005813173045513289,0.05531057254444398,0.07586190912955602,0.11690457146699999,0.24807705314099998,0,2.2,null,"",""]
["10025_G_KPR1","NY_Zone B (Genesee)","New York",36,"Monroe",55,"10025","KPR1","RED-Rochester, LLC",0,1957,9999,"Hydro","","","","","","Non-Fossil","G",2025,"Hydro","",0,0,0,0,0,0,0,0,0,0,0,0,0,0,0,0,0.2696262604137931,0.3292006299310346,0.32259714868965517,0.9214240390344829,0,0,0,0,0,0,0,0,0,0,0,0,0,0,0,0,0,0,0,0,0.006323293713287357,3.74780501975172E-4,4.5758887560413812E-4,4.4841003667862021E-4,1.2807794142579304E-3,0,0,0,0,0,0.4,null,"",""]
["10030_G_COG1","PJM_EMAAC","Delaware",10,"Kent",1,"10030","COG1","Energy Center Dover",7517,1985,9999,"Combined Cycle","","","SCR","","","Fossil","G",2025,"NaturalGas","",0.09104675095493744,0.01018769088306256,0.28082838101,0.382062822848,0,0,0,0,0,0,0,0,0,0,0,0,12.112112672,1.355286801,37.3591035,50.826502973000004,6.014103369093599,0.6729490665014004,18.550150276024,25.237202711619,7.1914464406165017E-9,8.046880593834975e-10,2.2181593499999998E-8,3.0177728E-8,4.195382984297372E-4,4.6944305570262896E-5,1.2940413560000002E-3,1.7605239600000002E-3,0,0,0,0,0,0,0,0,0.473820987418,0.0328627679972774,0.00558394760831368,0.0853678162684396,0.12381453187403069,0.39876419915411354,0.035956710980886514,0.896287796234,1.331008706369,0,15,"SCR","",""]
["10030_G_KD-1","PJM_EMAAC","Delaware",10,"Kent",1,"10030","KD-1","Energy Center Dover",7517,2001,9999,"Combined Cycle","","","SCR","H2O","","Fossil","G",2025,"NaturalGas","",0.1432273124912,0.0008076728148,0.46635390992100006,0.610388895227,0,0,0,0,0,0,0,0,0,0,0,0,19.053786415999998,0.10744616399999997,62.039897555,81.201130135,9.46089622691716,0.053350918572841126,30.805059943542,40.319307089032,1.1312993921495327E-8,6.379507850467286e-11,3.68355685e-08,4.82123575e-08,6.5998338518130845E-4,3.7217108186915922E-6,2.1489325409999997E-3,0.002812637637,0,0,0,0,0,0,0,0,1.389874896426,0.06355549417108898,4.4738061931208392E-4,0.206939254033032,0.27094212882343305,0.6273032696122732,2.8506222167268076E-3,1.4884083890879998,2.1185622809169997,0,44,"SCR","",""]
["10030_G_KD-2","PJM_EMAAC","Delaware",10,"Kent",1,"10030","KD-2","Energy Center Dover",10745,2001,9999,"Combustion Turbine","","","","H2O","","Fossil","G",2025,"NaturalGas","",0,0,0.041334469514,0.041334469514,0,0,0,0,0,0,0,0,0,0,0,0,0,0,3.8468561670000003,3.8468561670000003,0,0,2.4197198453740003,2.4197198453740003,0,0,2.893413E-9,2.893413E-9,0,0,1.6128709999999999E-3,1.6128709999999999E-3,0,0,0,0,0,0,0,0,0.867909466837,0,0,0.018157161108240002,0.018157161108240002,0,0,0.131922494645,0.131922494645,0,44,null,"",""]
["10034_G_GEN1","WECC_Northern California (not including BANC)","California",6,"Santa Clara",85,"10034","GEN1","Gilroy Power Plant",7705,1987,9999,"Combined Cycle","","","","","","Fossil","G",2025,"NaturalGas","",1.1514956377785612,0.1322087584116126,0.1745782862741739,1.4582826824643476,0,0,0,0,0,0,0,0,0,0,0,0,149.44784396869568,17.158826529739134,22.657791859043474,189.2644623574783,78.63310695191439,9.02824561299755,11.921567573229696,99.58292013814165,9.4026604823053622E-8,1.0795647220424652E-8,1.4255375869565218E-8,1.1907762791304349E-7,0.02484525708299003,2.8526035910099723E-3,3.7667901299999994E-3,0.031464650804,0,0,0,0,0,0,0,0,2.564974733783217,0.3192025940942972,0.0675785704616197,0.08923577501044633,0.4760169395663632,5.387629963636333,0.5145729037974921,0.7230767500195652,6.625279617453391,0,85,null,"",""]
["10034_G_GEN2","WECC_Northern California (not including BANC)","California",6,"Santa Clara",85,"10034","GEN2","Gilroy Power Plant",7705,1987,9999,"Combined Cycle","","","","","","Fossil","G",2025,"NaturalGas","",0.4064102250983157,0.04666191473351033,0.06161586574382609,0.5146880055756521,0,0,0,0,0,0,0,0,0,0,0,0,52.74629787130436,6.056056422260871,7.996867714956521,66.79922200852175,27.752861277146256,3.186439628116782,4.207612084669305,35.146912989932346,3.3185860525783637E-8,3.8102284307381125E-9,5.0313091304347828E-9,4.2027398086956526E-8,0.008768914264584718,1.0068012674152845E-3,0.00132945534,0.011105170872000003,0,0,0,0,0,0,0,0,0.9052852001587827,0.11265973909210489,0.023851260162924603,0.031494979415451645,0.16800597867048114,1.901516457754,0.18161396604617372,0.2552035588304348,2.3383339826306084,0,30,null,"",""]
["10036_G_GEN1","ISONE_MA, VT, NH, RI (Rest of ISO New England)","New Hampshire",33,"Hillsborough",11,"10036","GEN1","Hillsborough Hosiery",0,1989,9999,"Hydro","","","","","","Non-Fossil","G",2025,"Hydro","",0,0,0,0,0,0,0,0,0,0,0,0,0,0,0,0,0.33670067511308943,0.5437901584576514,0.5252276118450431,1.4057184454157838,0,0,0,0,0,0,0,0,0,0,0,0,0,0,0,0,0,0,0,0,0.009484940569910005,4.6801393840719432E-4,7.5586832025613393E-4,7.3006638046460982E-4,0.001953948639127938,0,0,0,0,0,0.5999999999999999,null,"",""]
["10036_G_GEN2","ISONE_MA, VT, NH, RI (Rest of ISO New England)","New Hampshire",33,"Hillsborough",11,"10036","GEN2","Hillsborough Hosiery",0,1989,9999,"Hydro","","","","","","Non-Fossil","G",2025,"Hydro","",0,0,0,0,0,0,0,0,0,0,0,0,0,0,0,0,0.33670067511308943,0.5437901584576514,0.5252276118450431,1.4057184454157838,0,0,0,0,0,0,0,0,0,0,0,0,0,0,0,0,0,0,0,0,0.009484940569910005,4.6801393840719432E-4,7.5586832025613393E-4,7.3006638046460982E-4,0.001953948639127938,0,0,0,0,0,0.5999999999999999,null,"",""]
["1004_G_CT1","MISO_Indiana (including parts of Kentucky)","Indiana",18,"Knox",83,"1004","CT1","Edwardsport",11371,2013,9999,"IGCC","","","SCR","NDI","","Fossil","G",2025,"Coal","",3.3036941603135803,4.478340972869536,6.139758294132591,13.921793427315707,3.3036941603135803,4.478340972869536,6.139758294132591,13.921793427315707,0,0,0,0,0,0,0,0,290.536818249358,393.838798071352,539.9488430333485,1224.3244593540585,336.3711270892473,454.77552579488366,625.0791487841747,1416.2258016683056,1.3263249875381982E-3,0.001539593972963898,0.002453972387528429,0.005319891348030525,0.08021369421226154,0.10873411882106554,0.14907333138092949,0.33802114441425657,0.49462871940994746,0.49596539260457584,0.9118526004766587,1.9024467124911821,1.6518470800348734E-3,2.239170486269496E-3,3.0698791477144533E-3,0.006960896714018823,19.01397933394589,0.7023394530045595,0.9520601474061816,1.3052644320659166,2.959664032476658,5.8495495379623605,7.9293893736823176,10.87110929458286,24.650048206227538,0,174.89999999999998,"SCR","",""]
["1004_G_CT2","MISO_Indiana (including parts of Kentucky)","Indiana",18,"Knox",83,"1004","CT2","Edwardsport",11371,2013,9999,"IGCC","","","SCR","NDI","","Fossil","G",2025,"Coal","",3.3036941603135803,4.478340972869536,6.139758294132591,13.921793427315707,3.3036941603135803,4.478340972869536,6.139758294132591,13.921793427315707,0,0,0,0,0,0,0,0,290.536818249358,393.838798071352,539.9488430333485,1224.3244593540585,336.3711270892473,454.77552579488366,625.0791487841747,1416.2258016683056,1.3263249875381982E-3,0.001539593972963898,0.002453972387528429,0.005319891348030525,0.09301550908345238,0.126087690090902,0.172864894770596,0.39196809394495036,0.49462871940994746,0.49596539260457584,0.9118526004766587,1.9024467124911821,1.6518470800348734E-3,2.239170486269496E-3,3.0698791477144533E-3,0.006960896714018823,19.01397933394589,0.7023394530045595,0.9520601474061816,1.3052644320659166,2.959664032476658,5.8495495379623605,7.9293893736823176,10.87110929458286,24.650048206227538,0,174.89999999999998,"SCR","",""]
["1004_G_ST","MISO_Indiana (including parts of Kentucky)","Indiana",18,"Knox",83,"1004","ST","Edwardsport",11371,2013,9999,"IGCC","","","SCR","NDI","","Fossil","G",2025,"Coal","",4.631594100108004,6.278383113479761,8.607597105324821,19.517574318912587,4.631594100108004,6.278383113479761,8.607597105324821,19.517574318912587,0,0,0,0,0,0,0,0,407.31633982128403,552.1399273132962,756.9780235093027,1716.434290643883,471.5734726259773,637.5698051738448,876.3259421491116,1985.4692199489336,1.8594333158625854E-3,2.1584244835377224E-3,3.4403317862891415E-3,0.007458189585689449,0.1199351292220692,0.16257873072324922,0.2228937270414745,0.5054075869867929,0.6934417495672905,0.6953156904896626,1.2783662529266822,2.6671236929836355,2.3157970498830813E-3,3.139191556508178E-3,0.004303798553571092,0.00975878715996235,26.65653363455422,0.9846405596153114,1.3347349808118678,1.8299075971558763,4.149283137583056,8.200740690156493,11.116559602212146,15.240686100810276,34.55798639317891,0,245.19999999999996,"SCR","",""]
["10042_G_KDHT1","WECC_Southern California Edison","California",6,"Tulare",107,"10042","KDHT1","Kaweah Delta District Hospital",12369,2008,9999,"Combustion Turbine","","","","","","Fossil","G",2025,"NaturalGas","",0,0.03301168450031915,0.03730022980351064,0.07031191430382978,0,0,0,0,0,0,0,0,0,0,0,0,0,2.668904883191489,3.0156221039361704,5.6845269871276605,0,1.9325040106413829,2.183555452701915,4.116059463343298,0,2.3108179787234041E-9,2.6110161170212763E-9,4.92183409574468e-09,0,2.0566279451401877E-4,2.3238043160480644E-4,4.3804322611882521E-4,0,0,0,0,0,0,0,0,0.0690382530438298,0,0.012434825347261064,0.014050232517445534,0.026485057864706597,0,0.1262107587655319,0.15436848115031918,0.28057923991585104,0,3.5,null,"",""]
["10043_B_B01","PJM_EMAAC","New Jersey",34,"Gloucester",15,"10043","B01","Logan Generating Company LP",11837,1994,9999,"Coal Steam","wall","dry","Baghouse + Dry Scrubber + SCR","LNBO","Dry Scrubber","Fossil","B",2025,"","Coal Retirement",0,0,0,0,0,0,0,0,0,0,0,0,0,0,0,0,0,0,0,0,0,0,0,0,0,0,0,0,0,0,0,0,0,0,0,0,0,0,0,0,0,0,0,0,0,0,0,0,0,0,219,"Scrubber / SCR","Dry Scrubber",""]
["10049_G_1","WECC_Idaho","Idaho",16,"Twin Falls",83,"10049","1","Little Mac Project",0,1984,9999,"Hydro","","","","","","Non-Fossil","G",2025,"Hydro","",0,0,0,0,0,0,0,0,0,0,0,0,0,0,0,0,0.2184242540321672,0.3009432545577562,0.4875637838260084,1.0069312924159317,0,0,0,0,0,0,0,0,0,0,0,0,0,0,0,0,0,0,0,0,0.004742470284955038,3.0360971310471242E-4,4.1831112383528115E-4,6.7771365951815171E-4,1.3996344964581453E-3,0,0,0,0,0,0.30000000000000004,null,"",""]
["10049_G_2","WECC_Idaho","Idaho",16,"Twin Falls",83,"10049","2","Little Mac Project",0,1984,9999,"Hydro","","","","","","Non-Fossil","G",2025,"Hydro","",0,0,0,0,0,0,0,0,0,0,0,0,0,0,0,0,0.2912323387095563,0.401257672743675,0.6500850451013446,1.342575056554576,0,0,0,0,0,0,0,0,0,0,0,0,0,0,0,0,0,0,0,0,6.3232937132733855E-3,4.0481295080628321E-4,5.5774816511370835E-4,9.0361821269086906E-4,1.8661793286108607E-3,0,0,0,0,0,0.4000000000000001,null,"",""]
["10049_G_3","WECC_Idaho","Idaho",16,"Twin Falls",83,"10049","3","Little Mac Project",0,1984,9999,"Hydro","","","","","","Non-Fossil","G",2025,"Hydro","",0,0,0,0,0,0,0,0,0,0,0,0,0,0,0,0,0.2912323387095563,0.401257672743675,0.6500850451013446,1.342575056554576,0,0,0,0,0,0,0,0,0,0,0,0,0,0,0,0,0,0,0,0,6.3232937132733855E-3,4.0481295080628321E-4,5.5774816511370835E-4,9.0361821269086906E-4,1.8661793286108607E-3,0,0,0,0,0,0.4000000000000001,null,"",""]
["10049_G_4","WECC_Idaho","Idaho",16,"Twin Falls",83,"10049","4","Little Mac Project",0,1984,9999,"Hydro","","","","","","Non-Fossil","G",2025,"Hydro","",0,0,0,0,0,0,0,0,0,0,0,0,0,0,0,0,0.2912323387095563,0.401257672743675,0.6500850451013446,1.342575056554576,0,0,0,0,0,0,0,0,0,0,0,0,0,0,0,0,0,0,0,0,6.3232937132733855E-3,4.0481295080628321E-4,5.5774816511370835E-4,9.0361821269086906E-4,1.8661793286108607E-3,0,0,0,0,0,0.4000000000000001,null,"",""]
["1005_G_1","MISO_Indiana (including parts of Kentucky)","Indiana",18,"Switzerland",155,"1005","1","Markland",0,1967,9999,"Hydro","","","","","","Non-Fossil","G",2025,"Hydro","",0,0,0,0,0,0,0,0,0,0,0,0,0,0,0,0,20.88166383594673,31.393626340925547,42.930495375400625,95.20578555227291,0,0,0,0,0,0,0,0,0,0,0,0,0,0,0,0,0,0,0,0,0.23712351424772726,0.02902551273196593,0.04363714061388657,0.05967338857180679,0.1323360419176593,0,0,0,0,0,14.999999999999998,null,"",""]
["1005_G_2","MISO_Indiana (including parts of Kentucky)","Indiana",18,"Switzerland",155,"1005","2","Markland",0,1967,9999,"Hydro","","","","","","Non-Fossil","G",2025,"Hydro","",0,0,0,0,0,0,0,0,0,0,0,0,0,0,0,0,20.88166383594673,31.393626340925547,42.930495375400625,95.20578555227291,0,0,0,0,0,0,0,0,0,0,0,0,0,0,0,0,0,0,0,0,0.23712351424772726,0.02902551273196593,0.04363714061388657,0.05967338857180679,0.1323360419176593,0,0,0,0,0,14.999999999999998,null,"",""]
["1005_G_3","MISO_Indiana (including parts of Kentucky)","Indiana",18,"Switzerland",155,"1005","3","Markland",0,1967,9999,"Hydro","","","","","","Non-Fossil","G",2025,"Hydro","",0,0,0,0,0,0,0,0,0,0,0,0,0,0,0,0,20.88166383594673,31.393626340925547,42.930495375400625,95.20578555227291,0,0,0,0,0,0,0,0,0,0,0,0,0,0,0,0,0,0,0,0,0.23712351424772726,0.02902551273196593,0.04363714061388657,0.05967338857180679,0.1323360419176593,0,0,0,0,0,14.999999999999998,null,"",""]
["10050_G_4","MISO_Arkansas","Arkansas",5,"Pulaski",119,"10050","4","Fourche Creek Wastewater",3911,2009,9999,"Non-Fossil Waste","","","","","","Non-Fossil","G",2025,"Non-Fossil","",0.00988387920040086,0.013367648940599153,0.01680259464,0.04005412278100001,0,0,0,0,0,0,0,0,0,0,0,0,2.5271999999999992,3.4179618869999993,4.29624,10.241401886999999,0,0,0,0,0,0,0,0,0,0,0,0,0,0,0,0,0,0,0,0,0.337000947603,0.017531180890819092,0.023710394159117694,0.0298030075143924,0.07104458256432919,0,0,0,0,0,1.3,null,"",""]
["10051_G_GEN1","SERC_VACAR","North Carolina",37,"Chatham",37,"10051","GEN1","Lockville Hydropower",0,1985,9999,"Hydro","","","","","","Non-Fossil","G",2025,"Hydro","",0,0,0,0,0,0,0,0,0,0,0,0,0,0,0,0,0.5766396801627904,0.6489807473720928,0.7097288723546509,1.935349299889534,0,0,0,0,0,0,0,0,0,0,0,0,0,0,0,0,0,0,0,0,0.009484940569912788,8.0152915542627866E-4,9.0208323884720908E-4,9.8652313257296476E-4,2.6901355268464525E-3,0,0,0,0,0,0.5999999999999999,null,"",""]
["10051_G_GEN2","SERC_VACAR","North Carolina",37,"Chatham",37,"10051","GEN2","Lockville Hydropower",0,1985,9999,"Hydro","","","","","","Non-Fossil","G",2025,"Hydro","",0,0,0,0,0,0,0,0,0,0,0,0,0,0,0,0,0.5766396801627904,0.6489807473720928,0.7097288723546509,1.935349299889534,0,0,0,0,0,0,0,0,0,0,0,0,0,0,0,0,0,0,0,0,0.009484940569912788,8.0152915542627866E-4,9.0208323884720908E-4,9.8652313257296476E-4,2.6901355268464525E-3,0,0,0,0,0,0.5999999999999999,null,"",""]
["10052_B_BLR1","WECC_Northern California (not including BANC)","California",6,"Humboldt",23,"10052","BLR1","Fairhaven Power",17738,1986,9999,"Biomass","","","ESPH","AA + LNB + OFA","","Non-Fossil","B",2025,"","Biomass Retirement",0,0,0,0,0,0,0,0,0,0,0,0,0,0,0,0,0,0,0,0,0,0,0,0,0,0,0,0,0,0,0,0,0,0,0,0,0,0,0,0,0,0,0,0,0,0,0,0,0,0,15.999999999999998,null,"",""]
["10061_G_GEN1","PJM_EMAAC","New Jersey",34,"WARREN",41,"10061","GEN1","Mars Wrigley Confectionery US, LLC",7905,1989,9999,"Combined Cycle","","","","","","Fossil","G",2025,"NaturalGas","",0.030124038005233642,1.6987239476635513E-4,0.098085078036,0.12837898843599999,0,0,0,0,0,0,0,0,0,0,0,0,3.8107574959999995,0.021489233999999996,12.407979510999999,16.240226241,2.2377329722139065,0.012618794956093502,7.286148462476,9.536500229646,2.6757994056074764E-9,1.5089094392523364E-11,8.7125105e-09,1.1403399e-08,4.2315859134205608E-4,2.3862326579439317E-6,1.3778213789999998E-3,1.8033662029999999E-3,0,0,0,0,0,0,0,0,0.26555032538,0.012142606666366998,8.627034195482108E-5,0.03953681515671399,0.05176569216503581,0.13193648059716553,5.9955221183445714E-4,0.31304691541,0.445582948219,0,8.8,null,"",""]
["10062_B_BLR1","FRCC","Florida",12,"Miami Dade",86,"10062","BLR1","Miami Dade County Resource Recovery Fac",25743,1983,9999,"Municipal Solid Waste","","","Baghouse + Dry Scrubber + SNCR + Mercury Control","other","Dry Scrubber","Non-Fossil","B",2025,"MSW","",0.7393168505895675,0.926017612119473,1.1749817580866895,2.8403162207957298,0,0,0,0,0,0,0,0,0,0,0,0,28.719141148644063,35.971627709258634,45.642767279906785,110.33353613780947,33.971609284589476,42.550509276888334,53.99041178408092,130.51253034555873,0.002124796628594353,0.002661374617231286,3.3768975727410415E-3,0.00816306881856668,0.08502143781785441,0.10649202539380755,0.13512290217990164,0.3266363653915636,0.023166863171650023,0.029017224884570536,0.036818640880517,0.08900272893673757,0,0,0,0,4.6402438169996705,0.19922461954172357,0.24953510300261644,0.3166237771215588,0.7653834996658988,0,0,0,0,0,17.900000000000002,"Scrubber / SNCR / Mercury Control","Dry Scrubber",""]
["10062_B_BLR2","FRCC","Florida",12,"Miami Dade",86,"10062","BLR2","Miami Dade County Resource Recovery Fac",25743,1983,9999,"Municipal Solid Waste","","","Baghouse + Dry Scrubber + SNCR + Mercury Control","other","Dry Scrubber","Non-Fossil","B",2025,"MSW","",0.7393168505895675,0.926017612119473,1.1749817580866895,2.8403162207957298,0,0,0,0,0,0,0,0,0,0,0,0,28.719141148644063,35.971627709258634,45.642767279906785,110.33353613780947,33.971609284589476,42.550509276888334,53.99041178408092,130.51253034555873,0.002124796628594353,0.002661374617231286,3.3768975727410415E-3,0.00816306881856668,0.08502143781785441,0.10649202539380755,0.13512290217990164,0.3266363653915636,0.023166863171650023,0.029017224884570536,0.036818640880517,0.08900272893673757,0,0,0,0,4.6402438169996705,0.19922461954172357,0.24953510300261644,0.3166237771215588,0.7653834996658988,0,0,0,0,0,17.900000000000002,"Scrubber / SNCR / Mercury Control","Dry Scrubber",""]
["10062_B_BLR3","FRCC","Florida",12,"Miami Dade",86,"10062","BLR3","Miami Dade County Resource Recovery Fac",25743,1983,9999,"Municipal Solid Waste","","","Baghouse + Dry Scrubber + SNCR + Mercury Control","other","Dry Scrubber","Non-Fossil","B",2025,"MSW","",0.7393168505895675,0.926017612119473,1.1749817580866895,2.8403162207957298,0,0,0,0,0,0,0,0,0,0,0,0,28.719141148644063,35.971627709258634,45.642767279906785,110.33353613780947,33.971609284589476,42.550509276888334,53.99041178408092,130.51253034555873,0.002124796628594353,0.002661374617231286,3.3768975727410415E-3,0.00816306881856668,0.08502143781785441,0.10649202539380755,0.13512290217990164,0.3266363653915636,0.023166863171650023,0.029017224884570536,0.036818640880517,0.08900272893673757,0,0,0,0,4.6402438169996705,0.19922461954172357,0.24953510300261644,0.3166237771215588,0.7653834996658988,0,0,0,0,0,17.900000000000002,"Scrubber / SNCR / Mercury Control","Dry Scrubber",""]
["10062_B_BLR4","FRCC","Florida",12,"Miami Dade",86,"10062","BLR4","Miami Dade County Resource Recovery Fac",25743,1983,9999,"Municipal Solid Waste","","","Baghouse + Dry Scrubber + SNCR + Mercury Control","other","Dry Scrubber","Non-Fossil","B",2025,"MSW","",0.7393168505895675,0.926017612119473,1.1749817580866895,2.8403162207957298,0,0,0,0,0,0,0,0,0,0,0,0,28.719141148644063,35.971627709258634,45.642767279906785,110.33353613780947,33.971609284589476,42.550509276888334,53.99041178408092,130.51253034555873,0.002124796628594353,0.002661374617231286,3.3768975727410415E-3,0.00816306881856668,0.08502143781785441,0.10649202539380755,0.13512290217990164,0.3266363653915636,0.023166863171650023,0.029017224884570536,0.036818640880517,0.08900272893673757,0,0,0,0,4.6402438169996705,0.19922461954172357,0.24953510300261644,0.3166237771215588,0.7653834996658988,0,0,0,0,0,17.900000000000002,"Scrubber / SNCR / Mercury Control","Dry Scrubber",""]
["10063_G_GEN1","ISONE_Connecticut","Connecticut",9,"Fairfield",1,"10063","GEN1","Derby Hydro",0,1989,9999,"Hydro","","","","","","Non-Fossil","G",2025,"Hydro","",0,0,0,0,0,0,0,0,0,0,0,0,0,0,0,0,3.422237215730549,4.9038187167629275,5.06397114354006,13.390027076033537,0,0,0,0,0,0,0,0,0,0,0,0,0,0,0,0,0,0,0,0,0.0632329357845003,4.7569097298654625E-3,0.00681630801630047,0.007038919889520685,0.018612137635686615,0,0,0,0,0,3.999999914712155,null,"",""]
["10063_G_GEN2","ISONE_Connecticut","Connecticut",9,"Fairfield",1,"10063","GEN2","Derby Hydro",0,1989,9999,"Hydro","","","","","","Non-Fossil","G",2025,"Hydro","",0,0,0,0,0,0,0,0,0,0,0,0,0,0,0,0,3.422237215730549,4.9038187167629275,5.06397114354006,13.390027076033537,0,0,0,0,0,0,0,0,0,0,0,0,0,0,0,0,0,0,0,0,0.0632329357845003,4.7569097298654625E-3,0.00681630801630047,0.007038919889520685,0.018612137635686615,0,0,0,0,0,3.999999914712155,null,"",""]
["10063_G_GEN3","ISONE_Connecticut","Connecticut",9,"Fairfield",1,"10063","GEN3","Derby Hydro",0,1989,9999,"Hydro","","","","","","Non-Fossil","G",2025,"Hydro","",0,0,0,0,0,0,0,0,0,0,0,0,0,0,0,0,0.25666779117979116,0.36778640375721955,0.3797978357655045,1.0042520307025151,0,0,0,0,0,0,0,0,0,0,0,0,0,0,0,0,0,0,0,0,0.004742470183837523,3.567682297399097E-4,5.1122310122253523E-4,5.2791899171405132E-4,1.3959103226764964E-3,0,0,0,0,0,0.2999999936034116,null,"",""]
["10063_G_GEN4","ISONE_Connecticut","Connecticut",9,"Fairfield",1,"10063","GEN4","Derby Hydro",0,1989,9999,"Hydro","","","","","","Non-Fossil","G",2025,"Hydro","",0,0,0,0,0,0,0,0,0,0,0,0,0,0,0,0,0.25666779117979116,0.36778640375721955,0.3797978357655045,1.0042520307025151,0,0,0,0,0,0,0,0,0,0,0,0,0,0,0,0,0,0,0,0,0.004742470183837523,3.567682297399097E-4,5.1122310122253523E-4,5.2791899171405132E-4,1.3959103226764964E-3,0,0,0,0,0,0.2999999936034116,null,"",""]
["10066_G_GEN1","ISONE_Maine","Maine",23,"Kennebec",11,"10066","GEN1","Lockwood Hydroelectric Facility",0,1985,9999,"Hydro","","","","","","Non-Fossil","G",2025,"Hydro","",0,0,0,0,0,0,0,0,0,0,0,0,0,0,0,0,1.091789161847168,1.426498119487022,1.605323280337775,4.123610561671966,0,0,0,0,0,0,0,0,0,0,0,0,0,0,0,0,0,0,0,0,0.011065763865279977,1.5175869349675654E-3,0.001982832386086961,2.2313993596695075E-3,0.005731818680724034,0,0,0,0,0,0.6999999915899084,null,"",""]
["10066_G_GEN2","ISONE_Maine","Maine",23,"Kennebec",11,"10066","GEN2","Lockwood Hydroelectric Facility",0,1985,9999,"Hydro","","","","","","Non-Fossil","G",2025,"Hydro","",0,0,0,0,0,0,0,0,0,0,0,0,0,0,0,0,1.091789161847168,1.426498119487022,1.605323280337775,4.123610561671966,0,0,0,0,0,0,0,0,0,0,0,0,0,0,0,0,0,0,0,0,0.011065763865279977,1.5175869349675654E-3,0.001982832386086961,2.2313993596695075E-3,0.005731818680724034,0,0,0,0,0,0.6999999915899084,null,"",""]
["10066_G_GEN3","ISONE_Maine","Maine",23,"Kennebec",11,"10066","GEN3","Lockwood Hydroelectric Facility",0,1985,9999,"Hydro","","","","","","Non-Fossil","G",2025,"Hydro","",0,0,0,0,0,0,0,0,0,0,0,0,0,0,0,0,1.091789161847168,1.426498119487022,1.605323280337775,4.123610561671966,0,0,0,0,0,0,0,0,0,0,0,0,0,0,0,0,0,0,0,0,0.011065763865279977,1.5175869349675654E-3,0.001982832386086961,2.2313993596695075E-3,0.005731818680724034,0,0,0,0,0,0.6999999915899084,null,"",""]
["10066_G_GEN4","ISONE_Maine","Maine",23,"Kennebec",11,"10066","GEN4","Lockwood Hydroelectric Facility",0,1985,9999,"Hydro","","","","","","Non-Fossil","G",2025,"Hydro","",0,0,0,0,0,0,0,0,0,0,0,0,0,0,0,0,1.091789161847168,1.426498119487022,1.605323280337775,4.123610561671966,0,0,0,0,0,0,0,0,0,0,0,0,0,0,0,0,0,0,0,0,0.011065763865279977,1.5175869349675654E-3,0.001982832386086961,2.2313993596695075E-3,0.005731818680724034,0,0,0,0,0,0.6999999915899084,null,"",""]
["10066_G_GEN5","ISONE_Maine","Maine",23,"Kennebec",11,"10066","GEN5","Lockwood Hydroelectric Facility",0,1985,9999,"Hydro","","","","","","Non-Fossil","G",2025,"Hydro","",0,0,0,0,0,0,0,0,0,0,0,0,0,0,0,0,1.091789161847168,1.426498119487022,1.605323280337775,4.123610561671966,0,0,0,0,0,0,0,0,0,0,0,0,0,0,0,0,0,0,0,0,0.011065763865279977,1.5175869349675654E-3,0.001982832386086961,2.2313993596695075E-3,0.005731818680724034,0,0,0,0,0,0.6999999915899084,null,"",""]
["10066_G_GEN6","ISONE_Maine","Maine",23,"Kennebec",11,"10066","GEN6","Lockwood Hydroelectric Facility",0,1985,9999,"Hydro","","","","","","Non-Fossil","G",2025,"Hydro","",0,0,0,0,0,0,0,0,0,0,0,0,0,0,0,0,1.091789161847168,1.426498119487022,1.605323280337775,4.123610561671966,0,0,0,0,0,0,0,0,0,0,0,0,0,0,0,0,0,0,0,0,0.011065763865279977,1.5175869349675654E-3,0.001982832386086961,2.2313993596695075E-3,0.005731818680724034,0,0,0,0,0,0.6999999915899084,null,"",""]
["10066_G_GEN7","ISONE_Maine","Maine",23,"Kennebec",11,"10066","GEN7","Lockwood Hydroelectric Facility",0,1988,9999,"Hydro","","","","","","Non-Fossil","G",2025,"Hydro","",0,0,0,0,0,0,0,0,0,0,0,0,0,0,0,0,3.431337365805386,4.483279804102069,5.0453017382044365,12.959918908111893,0,0,0,0,0,0,0,0,0,0,0,0,0,0,0,0,0,0,0,0,0.034778115005165644,0.004769558938469492,0.006231758927701876,0.007012969416104168,0.018014287282275533,0,0,0,0,0,2.199999973568284,null,"",""]
["1007_G_1","MISO_Indiana (including parts of Kentucky)","Indiana",18,"Hamilton",57,"1007","1","Noblesville",8887,1950,9999,"Combined Cycle","","","SCR","DLNB","","Fossil","G",2025,"NaturalGas","",0.15366238248539707,0.01421113057465973,0.24008436829544696,0.4079578813555038,0,0,0,0,0,0,0,0,0,0,0,0,17.290692301704542,1.5990919966969694,27.01523217007576,45.90501646847728,8.995395870686364,0.8319195838397685,14.054538920016372,23.881854374542506,1.0756366734625359E-8,9.947791365867584e-10,1.6805905895833332E-8,2.8557051767045454E-8,8.6906034377166636E-4,8.0373151989697342E-5,1.3578326731401515E-3,2.3072661689015153E-3,0,0,0,0,0,0,0,0,1.4322130554436778,0.0581759767417779,0.006638319273819824,0.09089500240803668,0.1557092984236344,0.6163304791415136,0.05222249256606972,0.8151113942988182,1.4836643660064015,0,43,"SCR","",""]
["1007_G_2","MISO_Indiana (including parts of Kentucky)","Indiana",18,"Hamilton",57,"1007","2","Noblesville",8887,1950,9999,"Combined Cycle","","","SCR","DLNB","","Fossil","G",2025,"NaturalGas","",0.15723592626412722,0.014541621983372747,0.24566772569766665,0.4174452739451667,0,0,0,0,0,0,0,0,0,0,0,0,17.692801425,1.6362801826666664,27.643493383333336,46.972574991,9.204591123493024,0.8512665509058096,14.381388662342333,24.43724633674117,1.1006514798221297E-8,1.0179135351120317E-9,1.7196740916666667E-8,2.922116925e-08,8.8927104944077479E-4,8.2242295059225184E-5,1.3894101771666665E-3,2.3609235216666665E-3,0,0,0,0,0,0,0,0,1.4655203358028333,0.05952890643344717,0.006792698791815634,0.09300883967333985,0.15933044489860265,0.6306637460982929,0.05343696913737367,0.834067473236,1.5181681884716665,0,44,"SCR","",""]
["1007_G_3","MISO_Indiana (including parts of Kentucky)","Indiana",18,"Hamilton",57,"1007","3","Noblesville",8887,2003,9999,"Combined Cycle","","","SCR","DLNB","","Fossil","G",2025,"NaturalGas","",0.21083908294507972,0.019498993114068004,0.3294180867309621,0.5597561627901099,0,0,0,0,0,0,0,0,0,0,0,0,23.724438274431815,2.194102972212121,37.067411582196975,62.985952828840915,12.34251991559292,1.1414710568964266,19.284134797231765,32.76812576972111,1.4758735752160377E-8,1.3649295129911335E-9,2.3059266229166667E-8,3.918293149431818E-8,1.1924316344774028E-3,1.1027944110214288E-4,1.8630727375643938E-3,3.1657838131439395E-3,0,0,0,0,0,0,0,0,1.9651295411901628,0.07982285180848597,0.009108391561752782,0.12471639865288754,0.2136476420231263,0.8456627504499837,0.07165411770693286,1.1184086572937273,2.0357255254506437,0,59,"SCR","",""]
["1007_G_4","MISO_Indiana (including parts of Kentucky)","Indiana",18,"Hamilton",57,"1007","4","Noblesville",8887,2003,9999,"Combined Cycle","","","SCR","DLNB","","Fossil","G",2025,"NaturalGas","",0.21441262672380987,0.01982948452278102,0.33500144413318184,0.5692435553797728,0,0,0,0,0,0,0,0,0,0,0,0,24.126547397727272,2.231291158181818,37.69567279545455,64.05351135136364,12.551715168399578,1.1608180239624677,19.610984539557727,33.32351773191977,1.5008883815756317E-8,1.388063911516407E-9,2.3450101249999998E-8,3.9847048977272728E-8,0.001212642340146511,1.1214858417167071E-4,0.001894650241590909,0.003219441165909091,0,0,0,0,0,0,0,0,1.998436821549318,0.08117578150015523,0.009262771079748591,0.1268302359181907,0.2172687884980945,0.8599960174067631,0.07286859427823682,1.137364736230909,2.070229347915909,0,60,"SCR","",""]
["1007_G_5","MISO_Indiana (including parts of Kentucky)","Indiana",18,"Hamilton",57,"1007","5","Noblesville",8887,2003,9999,"Combined Cycle","","","SCR","DLNB","","Fossil","G",2025,"NaturalGas","",0.20726553916634954,0.019168501705354984,0.3238347293287424,0.550268770200447,0,0,0,0,0,0,0,0,0,0,0,0,23.322329151136362,2.156914786242424,36.439150368939394,61.91839430631819,12.13332466278626,1.1221240898303855,18.957285054905803,32.21273380752245,1.4508587688564438E-8,1.3417951144658602E-9,2.2668431208333335E-8,3.8518814011363638E-8,1.172220928808294E-3,1.0841029803261501E-4,1.8314952335378785E-3,0.003112126460378788,0,0,0,0,0,0,0,0,1.9318222608310074,0.07846992211681672,8.954012043756971E-3,0.12260256138758435,0.21002649554815805,0.8313294834932043,0.07043964113562892,1.0994525783565454,2.0012217029853785,0,58,"SCR","",""]
["10070_G_GEN1","WECC_Colorado","Colorado",8,"Douglas",35,"10070","GEN1","Foothills Hydro Plant",0,1985,9999,"Hydro","","","","","","Non-Fossil","G",2025,"Hydro","",0,0,0,0,0,0,0,0,0,0,0,0,0,0,0,0,3.019132544354246,3.2312486005721297,5.500060146283946,11.75044129121032,0,0,0,0,0,0,0,0,0,0,0,0,0,0,0,0,0,0,0,0,0.04920915000750034,0.004196594236652403,0.004491435554795248,7.6450836033346925E-3,0.016333113394782342,0,0,0,0,0,3.112880864869246,null,"",""]
["10072_B_WHBOIL","SPP SPS (Texas Panhandle)","Texas",48,"Hutchinson",233,"10072","WHBOIL","Engineered Carbons Borger Cogen",10994,1982,9999,"Fossil Waste","","","","","","Fossil","B",2025,"Fwaste","",0.1640214298271783,0.2349499764228217,0.290486081571,0.689457487821,0,0,0,0,0,0,0,0,0,0,0,0,14.919176808000003,21.370745536,26.422237727000002,62.71216007100001,26.333640558749174,37.721218714677825,46.637540396166,110.692399669593,0,0,0,0,1.8001351916980758E-3,0.002578575990301924,0.003188084746,0.007566795927999999,0.006560857193087135,0.00939799905691287,0.011619443263999999,0.027578299514000003,0,0,0,0,4.87355216534,0.10349429699397003,0.14824881519598,0.18329100551292402,0.43503411770287403,0,0,0,0,0,18.8,null,"",""]
["10075_B_1","MISO_Minnesota and Western Wisconsin","Minnesota",27,"Cook",31,"10075","1","Taconite Harbor Energy Center",10438,1957,9999,"Coal Steam","tangential","dry","ESPC + SNCR + Mercury Control + DSI","LNC3","","Fossil","B",2025,"","Coal Retirement",0,0,0,0,0,0,0,0,0,0,0,0,0,0,0,0,0,0,0,0,0,0,0,0,0,0,0,0,0,0,0,0,0,0,0,0,0,0,0,0,0,0,0,0,0,0,0,0,0,0,79,"SNCR / Mercury Control / DSI","",""]
["10075_B_2","MISO_Minnesota and Western Wisconsin","Minnesota",27,"Cook",31,"10075","2","Taconite Harbor Energy Center",10438,1957,9999,"Coal Steam","tangential","dry","ESPC + SNCR + Mercury Control + DSI","LNB + OFA","","Fossil","B",2025,"","Coal Retirement",0,0,0,0,0,0,0,0,0,0,0,0,0,0,0,0,0,0,0,0,0,0,0,0,0,0,0,0,0,0,0,0,0,0,0,0,0,0,0,0,0,0,0,0,0,0,0,0,0,0,76,"SNCR / Mercury Control / DSI","",""]
["10081_G_GEN1","WECC_Colorado","Colorado",8,"Douglas",35,"10081","GEN1","Strontia Springs Hydro Plant",0,1986,9999,"Hydro","","","","","","Non-Fossil","G",2025,"Hydro","",0,0,0,0,0,0,0,0,0,0,0,0,0,0,0,0,0.5602046881298461,0.6041645434314802,1.0648553558626523,2.2292245874239787,0,0,0,0,0,0,0,0,0,0,0,0,0,0,0,0,0,0,0,0,0.015808234219428376,0.000778684516500486,8.3978871536975741E-4,1.4801489446490867E-3,0.00309862217651933,0,0,0,0,0,0.9999999959669289,null,"",""]
["10091_G_G2","WECC_LADWP","California",6,"Los Angeles",37,"10091","G2","Total Energy Facilities",10489,2003,9999,"Non-Fossil Waste","","","","","","Non-Fossil","G",2025,"Non-Fossil","",0.11244497847826992,0.14712723390810376,0.195039209382751,0.4546114217691246,0,0,0,0,0,0,0,0,0,0,0,0,10.72027633505882,14.026812270789915,18.594642900436973,43.34173150628571,0,0,0,0,0,0,0,0,0,0,0,0,0,0,0,0,0,0,0,0,1.09443617372921,0.07436653356658876,0.0973039661446576,0.12899099726485647,0.30066149697610284,0,0,0,0,0,8,null,"",""]
["10091_G_G3","WECC_LADWP","California",6,"Los Angeles",37,"10091","G3","Total Energy Facilities",10489,2001,9999,"Non-Fossil Waste","","","","","","Non-Fossil","G",2025,"Non-Fossil","",0.11244497847826992,0.14712723390810376,0.195039209382751,0.4546114217691246,0,0,0,0,0,0,0,0,0,0,0,0,10.72027633505882,14.026812270789915,18.594642900436973,43.34173150628571,0,0,0,0,0,0,0,0,0,0,0,0,0,0,0,0,0,0,0,0,1.09443617372921,0.07436653356658876,0.0973039661446576,0.12899099726485647,0.30066149697610284,0,0,0,0,0,8,null,"",""]
["10091_G_GEN1","WECC_LADWP","California",6,"Los Angeles",37,"10091","GEN1","Total Energy Facilities",10489,1986,9999,"Non-Fossil Waste","","","","","","Non-Fossil","G",2025,"Non-Fossil","",0.11244497847826992,0.14712723390810376,0.195039209382751,0.4546114217691246,0,0,0,0,0,0,0,0,0,0,0,0,10.72027633505882,14.026812270789915,18.594642900436973,43.34173150628571,0,0,0,0,0,0,0,0,0,0,0,0,0,0,0,0,0,0,0,0,1.09443617372921,0.07436653356658876,0.0973039661446576,0.12899099726485647,0.30066149697610284,0,0,0,0,0,8,null,"",""]
["10091_G_GEN4","WECC_LADWP","California",6,"Los Angeles",37,"10091","GEN4","Total Energy Facilities",10489,1986,9999,"Non-Fossil Waste","","","","","","Non-Fossil","G",2025,"Non-Fossil","",0.10401160509239968,0.136092691364996,0.1804112686790447,0.42051556513644034,0,0,0,0,0,0,0,0,0,0,0,0,9.91625560992941,12.974801350480673,17.200044682904203,40.09110164331428,0,0,0,0,0,0,0,0,0,0,0,0,0,0,0,0,0,0,0,0,1.0123534606995193,0.06878904354909461,0.0900061686838083,0.11931667246999225,0.27811188470289516,0,0,0,0,0,7.4,null,"",""]
["10099_G_GEN1","PJM_EMAAC","New Jersey",34,"Salem",33,"10099","GEN1","Pedricktown Cogeneration Company LP",8761,1992,9999,"Combined Cycle","","","SCR","NH3 + STM","","Fossil","G",2025,"","CC Retirement",0,0,0,0,0,0,0,0,0,0,0,0,0,0,0,0,0,0,0,0,0,0,0,0,0,0,0,0,0,0,0,0,0,0,0,0,0,0,0,0,0,0,0,0,0,0,0,0,0,0,57.65,"SCR","",""]
["10099_G_GEN2","PJM_EMAAC","New Jersey",34,"Salem",33,"10099","GEN2","Pedricktown Cogeneration Company LP",8761,1992,9999,"Combined Cycle","","","SCR","NH3 + STM","","Fossil","G",2025,"","CC Retirement",0,0,0,0,0,0,0,0,0,0,0,0,0,0,0,0,0,0,0,0,0,0,0,0,0,0,0,0,0,0,0,0,0,0,0,0,0,0,0,0,0,0,0,0,0,0,0,0,0,0,57.65,"SCR","",""]
["10109_G_1G","ISONE_MA, VT, NH, RI (Rest of ISO New England)","New Hampshire",33,"Merrimack",13,"10109","1G","Stevens Mills Dam",0,1985,9999,"Hydro","","","","","","Non-Fossil","G",2025,"Hydro","",0,0,0,0,0,0,0,0,0,0,0,0,0,0,0,0,0.11223355837102983,0.18126338615255044,0.17507587061501437,0.46857281513859467,0,0,0,0,0,0,0,0,0,0,0,0,0,0,0,0,0,0,0,0,0.003161646856636669,1.5600464613573146E-4,2.5195610675204461E-4,2.4335546015486997E-4,0.000651316213042646,0,0,0,0,0,0.19999999999999996,null,"",""]
["10109_G_3G","ISONE_MA, VT, NH, RI (Rest of ISO New England)","New Hampshire",33,"Merrimack",13,"10109","3G","Stevens Mills Dam",0,1985,9999,"Hydro","","","","","","Non-Fossil","G",2025,"Hydro","",0,0,0,0,0,0,0,0,0,0,0,0,0,0,0,0,1.0101020253392685,1.631370475372954,1.5756828355351293,4.217155336247352,0,0,0,0,0,0,0,0,0,0,0,0,0,0,0,0,0,0,0,0,0.02845482170973002,1.4040418152215831E-3,2.2676049607684014E-3,2.1901991413938297E-3,5.861845917383814E-3,0,0,0,0,0,1.7999999999999996,null,"",""]
["10110_G_GEN1","WECC_Northern California (not including BANC)","California",6,"Kern",29,"10110","GEN1","Frito-Lay Cogen Plant",8700,1986,9999,"Combustion Turbine","","","","","","Fossil","G",2025,"NaturalGas","",0,0.062922745611,0.073850526809,0.13677327242,0,0,0,0,0,0,0,0,0,0,0,0,0,7.232499495,8.4885663,15.721065795000001,0,5.078992683166,5.9610603717410005,11.040053054907,0,6.073274e-09,7.1280185e-09,1.3201292499999999E-8,0,0.002546871032,0.002989185637,5.5360566690000005E-3,0,0,0,0,0,0,0,0,0.154863350549,0,0.0402126971922,0.047196428628,0.0874091258202,0,0.244903138873,0.305877666991,0.550780805864,0,5.5,null,"",""]
["10113_B_CFB1","PJM_Western MAAC","Pennsylvania",42,"Schuylkill",107,"10113","CFB1","John B Rich Memorial Power Station",13587,1988,9999,"Coal Steam","FBC","dry","Baghouse + Reagent Injection + DSI","OFA","Reagent Injection","Fossil","B",2025,"","Coal Retirement",0,0,0,0,0,0,0,0,0,0,0,0,0,0,0,0,0,0,0,0,0,0,0,0,0,0,0,0,0,0,0,0,0,0,0,0,0,0,0,0,0,0,0,0,0,0,0,0,0,0,40,"DSI","",""]
["10113_B_CFB2","PJM_Western MAAC","Pennsylvania",42,"Schuylkill",107,"10113","CFB2","John B Rich Memorial Power Station",13587,1988,9999,"Coal Steam","FBC","dry","Baghouse + Reagent Injection + DSI","OFA","Reagent Injection","Fossil","B",2025,"","Coal Retirement",0,0,0,0,0,0,0,0,0,0,0,0,0,0,0,0,0,0,0,0,0,0,0,0,0,0,0,0,0,0,0,0,0,0,0,0,0,0,0,0,0,0,0,0,0,0,0,0,0,0,40,"DSI","",""]
["10115_G_GEN3","WECC_San Diego Gas and Electric","California",6,"San Diego",73,"10115","GEN3","Grossmont Hospital",8700,2016,9999,"Combustion Turbine","","","","","","Fossil","G",2025,"NaturalGas","",0.045491210064084506,0.062171320420915485,0.062508482171,0.170171012656,0,0,0,0,0,0,0,0,0,0,0,0,5.228874719999999,7.146128783999999,7.184883008,19.559886512,3.9192829674976073,5.356353388913392,5.385401468694999,14.661037825105998,4.6865359859155016E-9,6.4049325140844987E-9,6.4396665e-09,1.7531135E-8,3.6554979591549297E-4,0.000499584721084507,0.000502294021,1.367428538E-3,0,0,0,0,0,0,0,0,0.082845903653,0.024680288678399994,0.033729727860479994,0.03391264779776,0.09232266433663999,0.21832837347902373,0.24048137654297636,0.272613724815,0.7314234748370001,0,4.2,null,"",""]
["10116_G_05","NY_Zone C&E","New York",36,"St Lawrence",89,"10116","05","Hampshire Paper",0,1987,9999,"Hydro","","","","","","Non-Fossil","G",2025,"Hydro","",0,0,0,0,0,0,0,0,0,0,0,0,0,0,0,0,2.1778206089390295,2.9476578446327544,3.6444244758918796,8.769902929463663,0,0,0,0,0,0,0,0,0,0,0,0,0,0,0,0,0,0,0,0,0.028454821709730866,3.027170646425245E-3,0.004097244404039529,0.005065750021489713,0.012190165071954487,0,0,0,0,0,1.8000000000000012,null,"",""]
["10118_B_1","PJM_Western MAAC","Pennsylvania",42,"Dauphin",43,"10118","1","Harrisburg Facility",6464,2005,9999,"Municipal Solid Waste","","","Baghouse + Dry Scrubber + SNCR + Mercury Control + DSI","FR + NH3 + OFA","Dry Scrubber","Non-Fossil","B",2025,"MSW","",0.05934043103614954,0.07685872774885046,0.101327980399,0.23752713918399998,0,0,0,0,0,0,0,0,0,0,0,0,9.18014094,11.890273476000003,15.675739542000002,36.74615395800001,9.758135006773168,12.638901145918831,16.662705265813003,39.059741418505,6.1033471184857263E-4,7.9051581922392751E-4,0.0010421896612385,0.002443040192311,0.01543038279889012,0.01998569221510988,0.026348469308000003,0.061764544322,0.006949618456497672,0.009001263111502329,0.01186696474,0.027817846308,0,0,0,0,1.451696389676,0.0636826176884907,0.08248280118275722,0.10874257103045602,0.25490798990170394,0,0,0,0,0,5.6,"Scrubber / SNCR / Mercury Control / DSI","Dry Scrubber",""]
["10118_B_2","PJM_Western MAAC","Pennsylvania",42,"Dauphin",43,"10118","2","Harrisburg Facility",6464,2005,9999,"Municipal Solid Waste","","","Baghouse + Dry Scrubber + SNCR + Mercury Control + DSI","FR + NH3 + OFA","Dry Scrubber","Non-Fossil","B",2025,"MSW","",0.05934043103614954,0.07685872774885046,0.10132798039949999,0.23752713918449997,0,0,0,0,0,0,0,0,0,0,0,0,9.18014094,11.890273476000003,15.675739542000002,36.74615395800001,9.75813500677255,12.63890114591795,16.662705265812,39.0597414185025,6.103347118492276E-4,7.9051581922477243E-4,1.0421896612395E-3,0.0024430401923135,0.009556389017367094,0.012377596335632903,0.016318209726499996,0.03825219507949999,0.006949618457369052,0.00900126311263095,0.011866964739,0.027817846309000003,0,0,0,0,1.451696389676,0.0636826176884905,0.08248280118275701,0.10874257103045552,0.25490798990170305,0,0,0,0,0,5.6,"Scrubber / SNCR / Mercury Control / DSI","Dry Scrubber",""]
["10118_B_3","PJM_Western MAAC","Pennsylvania",42,"Dauphin",43,"10118","3","Harrisburg Facility",6464,2005,9999,"Municipal Solid Waste","","","Baghouse + Dry Scrubber + SNCR + Mercury Control + DSI","FR + NH3 + OFA","Dry Scrubber","Non-Fossil","B",2025,"MSW","",0.05934043103614954,0.07685872774885046,0.10132798039949999,0.23752713918449997,0,0,0,0,0,0,0,0,0,0,0,0,9.18014094,11.890273476000003,15.675739542000002,36.74615395800001,9.75813500677255,12.63890114591795,16.662705265812,39.0597414185025,6.103347118492276E-4,7.9051581922477243E-4,1.0421896612395E-3,0.0024430401923135,0.009556389017367094,0.012377596335632903,0.016318209726499996,0.03825219507949999,0.006949618457369052,0.00900126311263095,0.011866964739,0.027817846309000003,0,0,0,0,1.451696389676,0.0636826176884905,0.08248280118275701,0.10874257103045552,0.25490798990170305,0,0,0,0,0,5.6,"Scrubber / SNCR / Mercury Control / DSI","Dry Scrubber",""]
["1012_B_2","MISO_Indiana (including parts of Kentucky)","Indiana",18,"Warrick",173,"1012","2","F B Culley",11727,1955,9999,"Coal Steam","wall","dry","ESPC + Wet Scrubber + SCR + DSI","LNB","Wet Scrubber","Fossil","B",2025,"","Coal Retirement",0,0,0,0,0,0,0,0,0,0,0,0,0,0,0,0,0,0,0,0,0,0,0,0,0,0,0,0,0,0,0,0,0,0,0,0,0,0,0,0,0,0,0,0,0,0,0,0,0,0,90,"Scrubber / SCR / DSI","Wet Scrubber",""]
["1012_B_3","MISO_Indiana (including parts of Kentucky)","Indiana",18,"Warrick",173,"1012","3","F B Culley",10808,1973,9999,"Coal Steam","wall","dry","Baghouse + Wet Scrubber + SCR + Mercury Control + DSI","LNB","Wet Scrubber","Fossil","B",2025,"Coal","",4.670385396969482,6.33096687144752,8.758909808901999,19.760262077319,4.670385396969482,6.33096687144752,8.758909808901999,19.760262077319,0,0,0,0,0,0,0,0,432.12300119999986,585.7667349599998,810.4098638880001,1828.2996000479998,481.20446195155785,652.299381756556,902.457960880374,2035.961804588488,8.0280814392530756E-4,1.0882510395431924E-3,1.5055982598485003E-3,3.3966574433170003E-3,0.2467364605233962,0.3344649798206037,0.350356392357,0.9315578327009999,0.517233846430613,0.7011392140503871,0.970028001102,2.1884010615830003,2.3351926988207546E-3,0.003165483436179245,0.004379454905000001,0.00988013104,14.479307823588,2.9664426370821797,4.021177796933618,5.563310370133871,12.550930804149669,7.747533354237454,10.502211880188547,14.529838572903,32.779583807329004,0,270,"Scrubber / SCR / Mercury Control / DSI","Wet Scrubber",""]
["10121_G_GEN1","SERC_Southeastern","Georgia",13,"Morgan",211,"10121","GEN1","High Shoals Hydro (GA)",0,1988,9999,"Hydro","","","","","","Non-Fossil","G",2025,"Hydro","",0,0,0,0,0,0,0,0,0,0,0,0,0,0,0,0,0.6066171348847209,0.6591140502255994,0.8060608936712476,2.0717920787815682,0,0,0,0,0,0,0,0,0,0,0,0,0,0,0,0,0,0,0,0,0.022131527996456908,0.000843197817489762,9.1616852981358317E-4,0.001120424642203034,2.8797909895063793E-3,0,0,0,0,0,1.4,null,"",""]
["10124_G_HY1","NY_Zone C&E","New York",36,"St Lawrence",89,"10124","HY1","Hollow Dam Power Partnership",0,1987,9999,"Hydro","","","","","","Non-Fossil","G",2025,"Hydro","",0,0,0,0,0,0,0,0,0,0,0,0,0,0,0,0,0.3629701014898382,0.49127630743879247,0.6074040793153133,1.4616504882439438,0,0,0,0,0,0,0,0,0,0,0,0,0,0,0,0,0,0,0,0,4.742470284955144E-3,5.0452844107087412E-4,6.828740673399216E-4,8.4429167024828542E-4,0.002031694178659081,0,0,0,0,0,0.30000000000000016,null,"",""]
["10124_G_HY2","NY_Zone C&E","New York",36,"St Lawrence",89,"10124","HY2","Hollow Dam Power Partnership",0,1987,9999,"Hydro","","","","","","Non-Fossil","G",2025,"Hydro","",0,0,0,0,0,0,0,0,0,0,0,0,0,0,0,0,0.3629701014898382,0.49127630743879247,0.6074040793153133,1.4616504882439438,0,0,0,0,0,0,0,0,0,0,0,0,0,0,0,0,0,0,0,0,4.742470284955144E-3,5.0452844107087412E-4,6.828740673399216E-4,8.4429167024828542E-4,0.002031694178659081,0,0,0,0,0,0.30000000000000016,null,"",""]
["10128_G_GEN1","WECC_Northern California (not including BANC)","California",6,"Trinity",105,"10128","GEN1","Gosselin Hydro Plant",0,1983,9999,"Hydro","","","","","","Non-Fossil","G",2025,"Hydro","",0,0,0,0,0,0,0,0,0,0,0,0,0,0,0,0,0.04948294963667821,0.07891163507984111,0.14953663257977698,0.27793121729629633,0,0,0,0,0,0,0,0,0,0,0,0,0,0,0,0,0,0,0,0,1.5808234283183394E-3,6.8781299994982717E-5,1.0968717276097902E-4,2.0785591928589004E-4,3.8632439204185179E-4,0,0,0,0,0,0.1,null,"",""]
["10128_G_GEN2","WECC_Northern California (not including BANC)","California",6,"Trinity",105,"10128","GEN2","Gosselin Hydro Plant",0,1983,9999,"Hydro","","","","","","Non-Fossil","G",2025,"Hydro","",0,0,0,0,0,0,0,0,0,0,0,0,0,0,0,0,0.04948294963667821,0.07891163507984111,0.14953663257977698,0.27793121729629633,0,0,0,0,0,0,0,0,0,0,0,0,0,0,0,0,0,0,0,0,1.5808234283183394E-3,6.8781299994982717E-5,1.0968717276097902E-4,2.0785591928589004E-4,3.8632439204185179E-4,0,0,0,0,0,0.1,null,"",""]
["10129_G_GEN1","PJM_PENELEC","Pennsylvania",42,"Indiana",63,"10129","GEN1","Indiana University of Pennsylvania",8700,1988,9999,"Combustion Turbine","","","","","","Fossil","G",2025,"NaturalGas","",0.03266066248775,0,0.04494336426975,0.0776040267575,0,0,0,0,0,0,0,0,0,0,0,0,3.7540991365000003,0,5.165903939,8.9200030755,2.523561075305,0,3.47259718649225,5.99615826179725,3.017582375e-09,0,4.15240525e-09,7.1699876250000005E-9,0.029268394125,0,0.040275364874499994,0.0695437589995,0,0,0,0,0,0,0,0,0.11835129093225,0.017719347924280003,0,0.02438306659208,0.04210241451636,0.11293402629475,0,0.12639564958225,0.239329675877,0,6,null,"",""]
["10129_G_GEN2","PJM_PENELEC","Pennsylvania",42,"Indiana",63,"10129","GEN2","Indiana University of Pennsylvania",8700,1988,9999,"Combustion Turbine","","","","","","Fossil","G",2025,"NaturalGas","",0.03266066248775,0,0.04494336426975,0.0776040267575,0,0,0,0,0,0,0,0,0,0,0,0,3.7540991365000003,0,5.165903939,8.9200030755,2.523561075305,0,3.47259718649225,5.99615826179725,3.017582375e-09,0,4.15240525e-09,7.1699876250000005E-9,0.029268394125,0,0.040275364874499994,0.0695437589995,0,0,0,0,0,0,0,0,0.11835129093225,0.017719347924280003,0,0.02438306659208,0.04210241451636,0.11293402629475,0,0.12639564958225,0.239329675877,0,6,null,"",""]
["10129_G_GEN3","PJM_PENELEC","Pennsylvania",42,"Indiana",63,"10129","GEN3","Indiana University of Pennsylvania",8700,1988,9999,"Combustion Turbine","","","","","","Fossil","G",2025,"NaturalGas","",0.03266066248775,0,0.04494336426975,0.0776040267575,0,0,0,0,0,0,0,0,0,0,0,0,3.7540991365000003,0,5.165903939,8.9200030755,2.523561075305,0,3.47259718649225,5.99615826179725,3.017582375e-09,0,4.15240525e-09,7.1699876250000005E-9,0.029268394125,0,0.040275364874499994,0.0695437589995,0,0,0,0,0,0,0,0,0.11835129093225,0.017719347924280003,0,0.02438306659208,0.04210241451636,0.11293402629475,0,0.12639564958225,0.239329675877,0,6,null,"",""]
["10129_G_GEN4","PJM_PENELEC","Pennsylvania",42,"Indiana",63,"10129","GEN4","Indiana University of Pennsylvania",8700,1988,9999,"Combustion Turbine","","","","","","Fossil","G",2025,"NaturalGas","",0.03266066248775,0,0.04494336426975,0.0776040267575,0,0,0,0,0,0,0,0,0,0,0,0,3.7540991365000003,0,5.165903939,8.9200030755,2.523561075305,0,3.47259718649225,5.99615826179725,3.017582375e-09,0,4.15240525e-09,7.1699876250000005E-9,0.029268394125,0,0.040275364874499994,0.0695437589995,0,0,0,0,0,0,0,0,0.11835129093225,0.017719347924280003,0,0.02438306659208,0.04210241451636,0.11293402629475,0,0.12639564958225,0.239329675877,0,6,null,"",""]
["10137_G_GEN1","ISONE_MA, VT, NH, RI (Rest of ISO New England)","Vermont",50,"Windsor",27,"10137","GEN1","Deweys Mill",0,1989,9999,"Hydro","","","","","","Non-Fossil","G",2025,"Hydro","",0,0,0,0,0,0,0,0,0,0,0,0,0,0,0,0,2.5416788909358106,3.621091974273339,3.57853936471995,9.7413102299291,0,0,0,0,0,0,0,0,0,0,0,0,0,0,0,0,0,0,0,0,0.037939762279632507,0.003532933658400775,0.005033317844239943,0.004974169716960737,0.013540421219601455,0,0,0,0,0,2.4,null,"",""]
["10137_G_GEN2","ISONE_MA, VT, NH, RI (Rest of ISO New England)","Vermont",50,"Windsor",27,"10137","GEN2","Deweys Mill",0,1989,9999,"Hydro","","","","","","Non-Fossil","G",2025,"Hydro","",0,0,0,0,0,0,0,0,0,0,0,0,0,0,0,0,0.5295164356116273,0.7543941613069458,0.7455290343166563,2.0294396312352294,0,0,0,0,0,0,0,0,0,0,0,0,0,0,0,0,0,0,0,0,0.007904117141590106,7.3602784550016163E-4,1.048607884216655E-3,1.0362853577001536E-3,2.82092108741697E-3,0,0,0,0,0,0.5,null,"",""]
["10138_G_1","WECC_Montana","Montana",30,"Carbon",9,"10138","1","South Dry Creek Hydro",0,1985,9999,"Hydro","","","","","","Non-Fossil","G",2025,"Hydro","",0,0,0,0,0,0,0,0,0,0,0,0,0,0,0,0,2.5613457724210336,3.482865367305457,4.776387494529181,10.820598634255672,0,0,0,0,0,0,0,0,0,0,0,0,0,0,0,0,0,0,0,0,0.03161646856638002,3.560270623665234E-3,0.00484118286055457,0.006639178617395561,0.015040632101615364,0,0,0,0,0,1.9999999999999998,null,"",""]
["10139_G_GEN1","WECC_Southern California Edison","California",6,"Kern",29,"10139","GEN1","Isabella Hydro Project",0,1990,9999,"Hydro","","","","","","Non-Fossil","G",2025,"Hydro","",0,0,0,0,0,0,0,0,0,0,0,0,0,0,0,0,2.3588898771806517,3.7981778077533845,7.310205791571111,13.467273476505147,0,0,0,0,0,0,0,0,0,0,0,0,0,0,0,0,0,0,0,0,0.09326858099892843,3.2788569292811105E-3,0.005279467152777206,0.01016118605028386,0.018719510132342177,0,0,0,0,0,5.899999919545454,null,"",""]
["10139_G_GEN2","WECC_Southern California Edison","California",6,"Kern",29,"10139","GEN2","Isabella Hydro Project",0,1990,9999,"Hydro","","","","","","Non-Fossil","G",2025,"Hydro","",0,0,0,0,0,0,0,0,0,0,0,0,0,0,0,0,2.3588898771806517,3.7981778077533845,7.310205791571111,13.467273476505147,0,0,0,0,0,0,0,0,0,0,0,0,0,0,0,0,0,0,0,0,0.09326858099892843,3.2788569292811105E-3,0.005279467152777206,0.01016118605028386,0.018719510132342177,0,0,0,0,0,5.899999919545454,null,"",""]
["10140_G_GEN1","WECC_Idaho","Idaho",16,"Clark",33,"10140","GEN1","Birch Creek Power",0,1986,9999,"Hydro","","","","","","Non-Fossil","G",2025,"Hydro","",0,0,0,0,0,0,0,0,0,0,0,0,0,0,0,0,2.0786218179385707,3.0582318925568193,5.225053370364017,10.361907080859407,0,0,0,0,0,0,0,0,0,0,0,0,0,0,0,0,0,0,0,0,0.04110140913627963,2.8892843269346085E-3,4.250942330653971E-3,0.007262824184805929,0.014403050842394509,0,0,0,0,0,2.6000000000000005,null,"",""]
["10143_B_ABB01","PJM_PENELEC","Pennsylvania",42,"Cambria",21,"10143","ABB01","Colver Power Project",11032,1995,9999,"Coal Steam","FBC","dry","Baghouse + Reagent Injection + SNCR + DSI","NH3","Reagent Injection","Fossil","B",2025,"Waste Coal","",2.067487940207,0,0,2.067487940207,0,0,0,0,0,0,0,0,0,0,0,0,187.40826144000005,0,0,187.40826144000005,211.60739068009002,0,0,211.60739068009002,0.0005566711278995,0,0,0.0005566711278995,0.16289737481,0,0,0.16289737481,0.86055050535,0,0,0.86055050535,0.001904156395,0,0,0.001904156395,3.490578735391,1.5989568199271704,0,0,1.5989568199271704,4.231999352623,0,0,4.231999352623,0,110,"SNCR / DSI","",""]
["10144_B_BLR3","WECC_Northern California (not including BANC)","California",6,"Placer",61,"10144","BLR3","Sierra Pacific Lincoln Facility",5019,2005,9999,"Biomass","","","ESPC + Cyclone + SNCR","","","Non-Fossil","B",2025,"","Biomass Retirement",0,0,0,0,0,0,0,0,0,0,0,0,0,0,0,0,0,0,0,0,0,0,0,0,0,0,0,0,0,0,0,0,0,0,0,0,0,0,0,0,0,0,0,0,0,0,0,0,0,0,17.5,"SNCR","",""]
["10151_B_BLR1A","PJM_AP","West Virginia",54,"Marion",49,"10151","BLR1A","Grant Town Power Plant",13650,1993,9999,"Coal Steam","FBC","dry","Baghouse + Reagent Injection + SNCR + DSI","CF + CM + NH3","Reagent Injection","Fossil","B",2025,"Waste Coal","",0,0,0,0,0,0,0,0,0,0,0,0,0,0,0,0,0,0,0,0,0,0,0,0,0,0,0,0,0,0,0,0,0,0,0,0,0,0,0,0,1.278487728427077,0,0,0,0,0,0,0,0,0,40,"SNCR / DSI","",""]
["10151_B_BLR1B","PJM_AP","West Virginia",54,"Marion",49,"10151","BLR1B","Grant Town Power Plant",13650,1993,9999,"Coal Steam","FBC","dry","Baghouse + Reagent Injection + SNCR + DSI","CF + CM + NH3","Reagent Injection","Fossil","B",2025,"Waste Coal","",0,0,0,0,0,0,0,0,0,0,0,0,0,0,0,0,0,0,0,0,0,0,0,0,0,0,0,0,0,0,0,0,0,0,0,0,0,0,0,0,1.278487728427077,0,0,0,0,0,0,0,0,0,40,"SNCR / DSI","",""]
["10152_G_L-1","PJM_PENELEC","Pennsylvania",42,"Huntingdon",61,"10152","L-1","Warrior Ridge Hydro",0,1985,9999,"Hydro","","","","","","Non-Fossil","G",2025,"Hydro","",0,0,0,0,0,0,0,0,0,0,0,0,0,0,0,0,0.7249576168621907,1.0613854837738512,0.9545150390406358,2.740858139676678,0,0,0,0,0,0,0,0,0,0,0,0,0,0,0,0,0,0,0,0,0.011065763998226147,0.001007691087438444,1.475325822445653E-3,1.3267759042664838E-3,0.003809792814150581,0,0,0,0,0,0.7,null,"",""]
["10152_G_L-2","PJM_PENELEC","Pennsylvania",42,"Huntingdon",61,"10152","L-2","Warrior Ridge Hydro",0,1985,9999,"Hydro","","","","","","Non-Fossil","G",2025,"Hydro","",0,0,0,0,0,0,0,0,0,0,0,0,0,0,0,0,0.7249576168621907,1.0613854837738512,0.9545150390406358,2.740858139676678,0,0,0,0,0,0,0,0,0,0,0,0,0,0,0,0,0,0,0,0,0.011065763998226147,0.001007691087438444,1.475325822445653E-3,1.3267759042664838E-3,0.003809792814150581,0,0,0,0,0,0.7,null,"",""]
["10152_G_L-4","PJM_PENELEC","Pennsylvania",42,"Huntingdon",61,"10152","L-4","Warrior Ridge Hydro",0,1985,9999,"Hydro","","","","","","Non-Fossil","G",2025,"Hydro","",0,0,0,0,0,0,0,0,0,0,0,0,0,0,0,0,0.7249576168621907,1.0613854837738512,0.9545150390406358,2.740858139676678,0,0,0,0,0,0,0,0,0,0,0,0,0,0,0,0,0,0,0,0,0.011065763998226147,0.001007691087438444,1.475325822445653E-3,1.3267759042664838E-3,0.003809792814150581,0,0,0,0,0,0.7,null,"",""]
["10152_G_L-5","PJM_PENELEC","Pennsylvania",42,"Huntingdon",61,"10152","L-5","Warrior Ridge Hydro",0,1985,9999,"Hydro","","","","","","Non-Fossil","G",2025,"Hydro","",0,0,0,0,0,0,0,0,0,0,0,0,0,0,0,0,0.7249576168621907,1.0613854837738512,0.9545150390406358,2.740858139676678,0,0,0,0,0,0,0,0,0,0,0,0,0,0,0,0,0,0,0,0,0.011065763998226147,0.001007691087438444,1.475325822445653E-3,1.3267759042664838E-3,0.003809792814150581,0,0,0,0,0,0.7,null,"",""]
["10155_G_1","PJM_Dominion","Virginia",51,"Chesterfield",41,"10155","1","Brasfield",0,1993,9999,"Hydro","","","","","","Non-Fossil","G",2025,"Hydro","",0,0,0,0,0,0,0,0,0,0,0,0,0,0,0,0,2.420159033917252,2.763270550719703,3.608003853416992,8.791433438053947,0,0,0,0,0,0,0,0,0,0,0,0,0,0,0,0,0,0,0,0,0.04584387942123703,3.3640210571449815E-3,0.003840946065500388,0.005015125356249595,0.012220092478894964,0,0,0,0,0,2.8999999999999995,null,"",""]
["10156_G_GEN2","WECC_Northern California (not including BANC)","California",6,"Fresno",19,"10156","GEN2","Fresno Cogen Partners",8754,1990,9999,"Combined Cycle","","","SCR","H2O","","Fossil","G",2025,"NaturalGas","",0.0106029425655,0.0106029425655,0.004855536429,0.02606142156,0,0,0,0,0,0,0,0,0,0,0,0,1.2112111679999997,1.2112111679999997,0.554664888,2.9770872239999995,0.620696257736,0.620696257736,0.284243102587,1.525635618059,7.422059999999999e-10,7.422059999999999e-10,3.3988800000000004E-10,1.8243E-9,4.3724569500000005E-5,4.3724569500000005E-5,2.0023332e-05,0.000107472471,0,0,0,0,0,0,0,0,0.189528394967,0.004950941351000599,0.004950941351000609,0.00228528727091409,0.012187169972915298,0.0496091597659719,0.041267969005028105,0.020110894522000003,0.110988023293,0,6,"SCR","",""]
["10156_G_GEN3","WECC_Northern California (not including BANC)","California",6,"Fresno",19,"10156","GEN3","Fresno Cogen Partners",19283,2001,9999,"Combustion Turbine","","","SCR","","","Fossil","G",2025,"NaturalGas","",0,0,0,0,0,0,0,0,0,0,0,0,0,0,0,0,0,0,0,0,0,0,0,0,0,0,0,0,0,0,0,0,0,0,0,0,0,0,0,0,0.478391260287,0,0,0,0,0,0,0,0,0,21.9,"SCR","",""]
["10156_G_GEN4","WECC_Northern California (not including BANC)","California",6,"Fresno",19,"10156","GEN4","Fresno Cogen Partners",8754,2004,9999,"Combined Cycle","","","SCR","H2O","","Fossil","G",2025,"NaturalGas","",0.07952207791999999,0.07952207791999999,0.036416524123,0.19546067996299998,0,0,0,0,0,0,0,0,0,0,0,0,9.084084752,9.084084752,4.159986763,22.328156267,4.655222441377999,4.655222441377999,2.1318233221779996,11.442268204933999,5.5665447500000008E-9,5.5665447500000008E-9,2.5491569999999998E-9,1.36822465e-08,3.2793430849999995E-4,3.2793430849999995E-4,1.50174995E-4,8.0604361199999993E-4,0,0,0,0,0,0,0,0,1.421462962254,0.0371320641873993,0.0371320641873993,0.0171396549562283,0.09140378333102689,0.37206873887312514,0.309509801334875,0.150831712649,0.8324102528570001,0,45,"SCR","",""]
["1016_G_1","SERC_VACAR","North Carolina",37,"Cumberland",51,"1016","1","Butler-Warner Generation Plant",12530,1976,9999,"Combined Cycle","","","","H2O","","Fossil","G",2025,"NaturalGas","",0.002855788774833333,0,0.008097030495833333,0.010952819270666667,0,0,0,0,0,0,0,0,0,0,0,0,0.22791610333333334,0,0.6462115319999999,0.8741276353333333,0.16717787487483332,0,0.47400016523349997,0.6411780401083332,1.9990525000000002E-10,0,5.667920833333333e-10,7.666973333333333e-10,4.6403997516666657E-4,0,1.3156945859999997E-3,1.7797345611666664E-3,0,0,0,0,0,0,0,0,0.6035234667725,9.1498841566790986E-4,0,0.002594270686465083,0.003509259102132993,0.012670170427666667,0,0.03084656488283333,0.043516735310499995,0,20,null,"",""]
["1016_G_2","SERC_VACAR","North Carolina",37,"Cumberland",51,"1016","2","Butler-Warner Generation Plant",12530,1976,9999,"Combined Cycle","","","","H2O","","Fossil","G",2025,"NaturalGas","",0.002855788774833333,0,0.008097030495833333,0.010952819270666667,0,0,0,0,0,0,0,0,0,0,0,0,0.22791610333333334,0,0.6462115319999999,0.8741276353333333,0.16717787487483332,0,0.47400016523349997,0.6411780401083332,1.9990525000000002E-10,0,5.667920833333333e-10,7.666973333333333e-10,4.6403997516666657E-4,0,1.3156945859999997E-3,1.7797345611666664E-3,0,0,0,0,0,0,0,0,0.6035234667725,9.1498841566790986E-4,0,0.002594270686465083,0.003509259102132993,0.012670170427666667,0,0.03084656488283333,0.043516735310499995,0,20,null,"",""]
["1016_G_3","SERC_VACAR","North Carolina",37,"Cumberland",51,"1016","3","Butler-Warner Generation Plant",12530,1976,9999,"Combined Cycle","","","","H2O","","Fossil","G",2025,"NaturalGas","",0.002855788774833333,0,0.008097030495833333,0.010952819270666667,0,0,0,0,0,0,0,0,0,0,0,0,0.22791610333333334,0,0.6462115319999999,0.8741276353333333,0.16717787487483332,0,0.47400016523349997,0.6411780401083332,1.9990525000000002E-10,0,5.667920833333333e-10,7.666973333333333e-10,4.6403997516666657E-4,0,1.3156945859999997E-3,1.7797345611666664E-3,0,0,0,0,0,0,0,0,0.6035234667725,9.1498841566790986E-4,0,0.002594270686465083,0.003509259102132993,0.012670170427666667,0,0.03084656488283333,0.043516735310499995,0,20,null,"",""]
["1016_G_4","SERC_VACAR","North Carolina",37,"Cumberland",51,"1016","4","Butler-Warner Generation Plant",15300,1976,9999,"Combustion Turbine","","","","H2O","","Fossil","G",2025,"NaturalGas","",0,0,2.7504649347303466E-4,2.7504649347303466E-4,0,0,0,0,0,0,0,0,0,0,0,0,0,0,0.017976895,0.017976895,0,0,0.016101221729408175,0.016101221729408175,0,0,1.925323674903264e-11,1.925323674903264e-11,0,0,4.09888035603011e-05,4.09888035603011e-05,0,0,0,0,0,0,0,0,0.3945043031078125,0,0,8.48509444e-05,8.48509444e-05,0,0,1.047821113233739E-3,1.047821113233739E-3,0,20,null,"",""]
["1016_G_5","SERC_VACAR","North Carolina",37,"Cumberland",51,"1016","5","Butler-Warner Generation Plant",15301,1977,9999,"Combustion Turbine","","","","H2O","","Fossil","G",2025,"NaturalGas","",0,0,2.7506447036803293E-4,2.7506447036803293E-4,0,0,0,0,0,0,0,0,0,0,0,0,0,0,0.017976895,0.017976895,0,0,0.016102274096841472,0.016102274096841472,0,0,1.9254495130519506E-11,1.9254495130519506E-11,0,0,4.0984605955332277E-5,4.0984605955332277E-5,0,0,0,0,0,0,0,0,0.3945043031078125,0,0,8.48509444e-05,8.48509444e-05,0,0,1.0478895982738196E-3,1.0478895982738196E-3,0,20,null,"",""]
["1016_G_6","SERC_VACAR","North Carolina",37,"Cumberland",51,"1016","6","Butler-Warner Generation Plant",12530,1978,9999,"Combined Cycle","","","","H2O","","Fossil","G",2025,"NaturalGas","",0.002855788774833333,0,0.008097030495833333,0.010952819270666667,0,0,0,0,0,0,0,0,0,0,0,0,0.22791610333333334,0,0.6462115319999999,0.8741276353333333,0.16717787487483332,0,0.47400016523349997,0.6411780401083332,1.9990525000000002E-10,0,5.667920833333333e-10,7.666973333333333e-10,4.6403997516666657E-4,0,1.3156945859999997E-3,1.7797345611666664E-3,0,0,0,0,0,0,0,0,0.6035234667725,9.1498841566790986E-4,0,0.002594270686465083,0.003509259102132993,0.012670170427666667,0,0.03084656488283333,0.043516735310499995,0,20,null,"",""]
["1016_G_7","SERC_VACAR","North Carolina",37,"Cumberland",51,"1016","7","Butler-Warner Generation Plant",12530,1979,9999,"Combined Cycle","","","","H2O","","Fossil","G",2025,"NaturalGas","",0.002855788774833333,0,0.008097030495833333,0.010952819270666667,0,0,0,0,0,0,0,0,0,0,0,0,0.22791610333333334,0,0.6462115319999999,0.8741276353333333,0.16717787487483332,0,0.47400016523349997,0.6411780401083332,1.9990525000000002E-10,0,5.667920833333333e-10,7.666973333333333e-10,4.6403997516666657E-4,0,1.3156945859999997E-3,1.7797345611666664E-3,0,0,0,0,0,0,0,0,0.6035234667725,9.1498841566790986E-4,0,0.002594270686465083,0.003509259102132993,0.012670170427666667,0,0.03084656488283333,0.043516735310499995,0,20,null,"",""]
["1016_G_8","SERC_VACAR","North Carolina",37,"Cumberland",51,"1016","8","Butler-Warner Generation Plant",12530,1980,9999,"Combined Cycle","","","","H2O","","Fossil","G",2025,"NaturalGas","",0.002855788774833333,0,0.008097030495833333,0.010952819270666667,0,0,0,0,0,0,0,0,0,0,0,0,0.22791610333333334,0,0.6462115319999999,0.8741276353333333,0.16717787487483332,0,0.47400016523349997,0.6411780401083332,1.9990525000000002E-10,0,5.667920833333333e-10,7.666973333333333e-10,4.6403997516666657E-4,0,1.3156945859999997E-3,1.7797345611666664E-3,0,0,0,0,0,0,0,0,0.6035234667725,9.1498841566790986E-4,0,0.002594270686465083,0.003509259102132993,0.012670170427666667,0,0.03084656488283333,0.043516735310499995,0,20,null,"",""]
["1016_G_9","SERC_VACAR","North Carolina",37,"Cumberland",51,"1016","9","Butler-Warner Generation Plant",12530,1988,9999,"Combined Cycle","","","","H2O","","Fossil","G",2025,"NaturalGas","",0.009281313445,0,0.026315349074000002,0.035596662519000004,0,0,0,0,0,0,0,0,0,0,0,0,0.74072733,0,2.100187476,2.840914806,0.543328089064,0,1.540500534808,2.083828623872,6.49692e-10,0,1.8420745E-9,2.4917665e-09,1.508129907E-3,0,0.004276007399,0.005784137306,0,0,0,0,0,0,0,0,1.961451267011,0.0029737123275023,0,0.00843137971896776,0.011405092046470059,0.041178053565,0,0.100251335726,0.141429389291,0,65,null,"",""]
["10162_G_WWHI","WECC_Southern California Edison","California",6,"Riverside",65,"10162","WWHI","Whitewater Hydro Plant",0,1986,9999,"Hydro","","","","","","Non-Fossil","G",2025,"Hydro","",0,0,0,0,0,0,0,0,0,0,0,0,0,0,0,0,0.5197553966669233,0.836886635606678,1.6107233100071938,2.967365342280795,0,0,0,0,0,0,0,0,0,0,0,0,0,0,0,0,0,0,0,0,0.02055070428789948,7.224600013670244E-4,1.1632724234932827E-3,0.002238905400910003,0.00412463782577031,0,0,0,0,0,1.2999999822727273,null,"",""]
["10167_G_GEN1","ERCOT_Rest","Texas",48,"Calhoun",57,"10167","GEN1","Seadrift Coke LP",10986,1983,9999,"Coal Steam","","","","","","Fossil","G",2025,"Pet. Coke","",0.14727353489193398,0.19963745840906608,0.267248918651,0.614159911952,0,0,0,0,0,0,0,0,0,0,0,0,13.4055648,18.171987839999996,24.326317008,55.903869648,16.577845455207704,22.4721905059483,30.082874527823996,69.13291048898,9.8084174242924564E-6,1.3295854730707541E-5,1.7798777982999997E-5,4.0903050137999991E-5,0.03496715539004715,0.04739992175095284,0.06345291075699999,0.145819987898,0.56700310933783,0.7686042148801695,1.028908336802,2.3645156610199995,3.1369262264150912E-5,4.2522777735849095E-5,5.6924019999999994E-5,0.00013081606,0.180966888806,0.0203889402791561,0.02763834126730059,0.0369986518350896,0.08502593338154629,0.26436670291316067,0.3583637528378394,0.479731239776,1.1024616955270001,0,7.6,null,"",""]
["10169_G_GEN1","WECC_Southern California Edison","California",6,"Los Angeles",37,"10169","GEN1","Carson Cogeneration",8642,1989,9999,"Combined Cycle","","","SCR","H2O","","Fossil","G",2025,"NaturalGas","",0.07117826123819444,2.0336646068055556E-3,0.011532116682,0.08474404252699999,0,0,0,0,0,0,0,0,0,0,0,0,8.236318125,0.235323375,1.334426832,9.806068332,4.992223168689167,0.14263494767683318,0.8088270082010001,5.943685124567,5.9695193055555556E-9,1.7055769444444446E-10,9.67166e-10,7.107243e-09,0.01376958439013889,0.000393416696861111,2.2309122339999998E-3,0.016393913321,0,0,0,0,0,0,0,0,1.304587118691,0.0336667371160322,0.000979831325072804,0.00555624026304767,0.04020280870415267,0.33046339939176783,0.007775136500232128,0.047726122494999995,0.385964658387,0,41.3,"SCR","",""]
["10169_G_GEN2","WECC_Southern California Edison","California",6,"Los Angeles",37,"10169","GEN2","Carson Cogeneration",8642,1990,9999,"Combined Cycle","","","SCR","H2O","","Fossil","G",2025,"NaturalGas","",0.013787557460833334,3.9393021316666674E-4,2.2338239819999998E-3,0.016415311656,0,0,0,0,0,0,0,0,0,0,0,0,1.5954128049999998,0.04558322299999999,0.258484608,1.8994806359999998,0.9670166508702778,0.027629047167722232,0.156673507413,1.151319205451,1.1563231944444445E-9,3.3037805555555556E-11,1.8734449999999998E-10,1.3767055000000001E-9,0.002667231998472223,7.62066285277777e-05,0.000432137949,3.1755765760000006E-3,0,0,0,0,0,0,0,0,0.252704526623,6.5214022433702995E-3,1.8979784644504197E-4,0.00107626926550567,0.007787469355321011,0.06401228449059398,1.5060797974060264E-3,0.009244769192,0.07476313348000001,0,8,"SCR","",""]
["10173_G_T-1","SERC_VACAR","South Carolina",45,"Cherokee",21,"10173","T-1","Cherokee Falls",0,1985,9999,"Hydro","","","","","","Non-Fossil","G",2025,"Hydro","",0,0,0,0,0,0,0,0,0,0,0,0,0,0,0,0,0.4470927913379791,0.47376493972125433,0.4943764374227641,1.4152341684819978,0,0,0,0,0,0,0,0,0,0,0,0,0,0,0,0,0,0,0,0,0.015808234283183505,6.2145897995979091E-4,6.5853326621254354E-4,6.8718324801764219E-4,1.9671754941899765E-3,0,0,0,0,0,0.9999999999999998,null,"",""]
["10175_G_0799","WECC_San Diego Gas and Electric","California",6,"San Diego",73,"10175","0799","Childrens Hospital",13469,2000,9999,"Combustion Turbine","","","","","","Fossil","G",2025,"Oil","",0,0,0,0,0,0,0,0,0,0,0,0,0,0,0,0,0,0,0,0,0,0,0,0,0,0,0,0,0,0,0,0,0,0,0,0,0,0,0,0,0.03945043031076924,0,0,0,0,0,0,0,0,0,2,null,"",""]
["10175_G_1711","WECC_San Diego Gas and Electric","California",6,"San Diego",73,"10175","1711","Childrens Hospital",9185,2004,9999,"Combustion Turbine","","","","","","Fossil","G",2025,"NaturalGas","",0,0.03278048299,0.03431802177,0.06709850476,0,0,0,0,0,0,0,0,0,0,0,0,0,3.56891486,3.73631157,7.305226429999999,0,2.675066428679,2.800537989856,5.475604418535,0,3.1987475E-9,3.348781E-9,6.5475285e-09,0,0.018175508996999996,0.019028014738,0.037203523734999994,0,0,0,0,0,0,0,0,0.094681032746,0,0.0164526975046,0.0172243963377,0.0336770938423,0,0.126796336631,0.149668707645,0.27646504427600005,0,4.8,null,"",""]
["10175_G_5083","WECC_San Diego Gas and Electric","California",6,"San Diego",73,"10175","5083","Childrens Hospital",13469,2010,9999,"Combustion Turbine","","","","","","Fossil","G",2025,"Oil","",0,0,0,0,0,0,0,0,0,0,0,0,0,0,0,0,0,0,0,0,0,0,0,0,0,0,0,0,0,0,0,0,0,0,0,0,0,0,0,0,0.029587822733076925,0,0,0,0,0,0,0,0,0,1.5,null,"",""]
["10175_G_5084","WECC_San Diego Gas and Electric","California",6,"San Diego",73,"10175","5084","Childrens Hospital",13469,2010,9999,"Combustion Turbine","","","","","","Fossil","G",2025,"Oil","",0,0,0,0,0,0,0,0,0,0,0,0,0,0,0,0,0,0,0,0,0,0,0,0,0,0,0,0,0,0,0,0,0,0,0,0,0,0,0,0,0.029587822733076925,0,0,0,0,0,0,0,0,0,1.5,null,"",""]
["10175_G_5085","WECC_San Diego Gas and Electric","California",6,"San Diego",73,"10175","5085","Childrens Hospital",13469,2010,9999,"Combustion Turbine","","","","","","Fossil","G",2025,"Oil","",0,0,0,0,0,0,0,0,0,0,0,0,0,0,0,0,0,0,0,0,0,0,0,0,0,0,0,0,0,0,0,0,0,0,0,0,0,0,0,0,0.029587822733076925,0,0,0,0,0,0,0,0,0,1.5,null,"",""]
["10176_G_NO.6","ISONE_MA, VT, NH, RI (Rest of ISO New England)","Massachusetts",25,"Suffolk",25,"10176","NO.6","M Street Jet",15347,1979,9999,"Combustion Turbine","","","","H2O","","Fossil","G",2025,"Oil","",0,0,0,0,0,0,0,0,0,0,0,0,0,0,0,0,0,0,0,0,0,0,0,0,0,0,0,0,0,0,0,0,0,0,0,0,0,0,0,0,0.986260757769,0,0,0,0,0,0,0,0,0,50,null,"",""]
["10180_G_1","WECC_Colorado","Colorado",8,"Denver",31,"10180","1","Metro Wastewater Reclamation District",8785,1985,9999,"Non-Fossil Waste","","","","","","Non-Fossil","G",2025,"Non-Fossil","",0.01260617567752425,0.01704525478667983,0.021212876853551024,0.050864307317755104,0,0,0,0,0,0,0,0,0,0,0,0,1.4349659279999993,1.9402680462857134,2.414670102857143,5.789904077142855,0,0,0,0,0,0,0,0,0,0,0,0,0,0,0,0,0,0,0,0,0.31107779778771427,0.009954355514375604,0.013459635207388033,0.016750561239649103,0.04016455196141274,0,0,0,0,0,1.2,null,"",""]
["10180_G_2","WECC_Colorado","Colorado",8,"Denver",31,"10180","2","Metro Wastewater Reclamation District",8785,1985,9999,"Non-Fossil Waste","","","","","","Non-Fossil","G",2025,"Non-Fossil","",0.01260617567752425,0.01704525478667983,0.021212876853551024,0.050864307317755104,0,0,0,0,0,0,0,0,0,0,0,0,1.4349659279999993,1.9402680462857134,2.414670102857143,5.789904077142855,0,0,0,0,0,0,0,0,0,0,0,0,0,0,0,0,0,0,0,0,0.31107779778771427,0.009954355514375604,0.013459635207388033,0.016750561239649103,0.04016455196141274,0,0,0,0,0,1.2,null,"",""]
["10180_G_3","WECC_Colorado","Colorado",8,"Denver",31,"10180","3","Metro Wastewater Reclamation District",8785,1985,9999,"Non-Fossil Waste","","","","","","Non-Fossil","G",2025,"Non-Fossil","",0.01260617567752425,0.01704525478667983,0.021212876853551024,0.050864307317755104,0,0,0,0,0,0,0,0,0,0,0,0,1.4349659279999993,1.9402680462857134,2.414670102857143,5.789904077142855,0,0,0,0,0,0,0,0,0,0,0,0,0,0,0,0,0,0,0,0,0.31107779778771427,0.009954355514375604,0.013459635207388033,0.016750561239649103,0.04016455196141274,0,0,0,0,0,1.2,null,"",""]
["10180_G_4","WECC_Colorado","Colorado",8,"Denver",31,"10180","4","Metro Wastewater Reclamation District",8785,1985,9999,"Non-Fossil Waste","","","","","","Non-Fossil","G",2025,"Non-Fossil","",0.01260617567752425,0.01704525478667983,0.021212876853551024,0.050864307317755104,0,0,0,0,0,0,0,0,0,0,0,0,1.4349659279999993,1.9402680462857134,2.414670102857143,5.789904077142855,0,0,0,0,0,0,0,0,0,0,0,0,0,0,0,0,0,0,0,0,0.31107779778771427,0.009954355514375604,0.013459635207388033,0.016750561239649103,0.04016455196141274,0,0,0,0,0,1.2,null,"",""]
["10180_G_5","WECC_Colorado","Colorado",8,"Denver",31,"10180","5","Metro Wastewater Reclamation District",8785,2000,9999,"Non-Fossil Waste","","","","","","Non-Fossil","G",2025,"Non-Fossil","",0.02626286599484219,0.03551094747224965,0.04419349344489797,0.10596730691198981,0,0,0,0,0,0,0,0,0,0,0,0,2.989512349999999,4.04222509642857,5.030562714285715,12.062300160714283,0,0,0,0,0,0,0,0,0,0,0,0,0,0,0,0,0,0,0,0,0.6480787453910715,0.02073824065494918,0.028040906682058407,0.034897002582602296,0.08367614991960988,0,0,0,0,0,2.5000000000000004,null,"",""]
["10180_G_6","WECC_Colorado","Colorado",8,"Denver",31,"10180","6","Metro Wastewater Reclamation District",8785,2000,9999,"Non-Fossil Waste","","","","","","Non-Fossil","G",2025,"Non-Fossil","",0.02626286599484219,0.03551094747224965,0.04419349344489797,0.10596730691198981,0,0,0,0,0,0,0,0,0,0,0,0,2.989512349999999,4.04222509642857,5.030562714285715,12.062300160714283,0,0,0,0,0,0,0,0,0,0,0,0,0,0,0,0,0,0,0,0,0.6480787453910715,0.02073824065494918,0.028040906682058407,0.034897002582602296,0.08367614991960988,0,0,0,0,0,2.5000000000000004,null,"",""]
["10183_G_GEN1","ISONE_MA, VT, NH, RI (Rest of ISO New England)","New Hampshire",33,"Hillsborough",11,"10183","GEN1","Mine Falls Generating Station",0,1985,9999,"Hydro","","","","","","Non-Fossil","G",2025,"Hydro","",0,0,0,0,0,0,0,0,0,0,0,0,0,0,0,0,1.7887161052455403,2.756740824296153,2.6248821091205743,7.170339038662267,0,0,0,0,0,0,0,0,0,0,0,0,0,0,0,0,0,0,0,0,0.023712351424779843,0.002486315386291314,0.003831869745771639,3.6485861316775843E-3,0.009966771263740537,0,0,0,0,0,1.5000000000000004,null,"",""]
["10183_G_GEN2","ISONE_MA, VT, NH, RI (Rest of ISO New England)","New Hampshire",33,"Hillsborough",11,"10183","GEN2","Mine Falls Generating Station",0,1985,9999,"Hydro","","","","","","Non-Fossil","G",2025,"Hydro","",0,0,0,0,0,0,0,0,0,0,0,0,0,0,0,0,2.0272115859449458,3.1243062675356392,2.97486639033665,8.126384243817235,0,0,0,0,0,0,0,0,0,0,0,0,0,0,0,0,0,0,0,0,0.026873998281417153,2.8178241044634895E-3,0.004342785711874523,0.004135064282567927,0.011295674098905941,0,0,0,0,0,1.7000000000000002,null,"",""]
["10184_G_EG1","ERCOT_Rest","Texas",48,"Travis",453,"10184","EG1","Central Utility Plant",10245,1988,9999,"Combustion Turbine","","","","","","Fossil","G",2025,"NaturalGas","",0,0,3.4108280262295081E-5,3.4108280262295081E-5,0,0,0,0,0,0,0,0,0,0,0,0,0,0,3.3292611147540986E-3,3.3292611147540986E-3,0,0,2.2379786610491805E-3,2.2379786610491805E-3,0,0,2.6760983606557376E-12,2.6760983606557376E-12,0,0,2.0280009245901637E-5,2.0280009245901637E-5,0,0,0,0,0,0,0,0,0.07101077455947542,0,0,1.5714112461639348E-5,1.5714112461639348E-5,0,0,1.1791782118032787E-4,1.1791782118032787E-4,0,3.6000000000000005,null,"",""]
["10184_G_EG2","ERCOT_Rest","Texas",48,"Travis",453,"10184","EG2","Central Utility Plant",10245,1988,9999,"Combustion Turbine","","","","","","Fossil","G",2025,"NaturalGas","",0,0,2.3686305737704918E-5,2.3686305737704918E-5,0,0,0,0,0,0,0,0,0,0,0,0,0,0,2.3119868852459016E-3,2.3119868852459016E-3,0,0,1.5541518479508197E-3,1.5541518479508197E-3,0,0,1.8584016393442626E-12,1.8584016393442626E-12,0,0,1.408333975409836E-5,1.408333975409836E-5,0,0,0,0,0,0,0,0,0.04931303788852459,0,0,1.0912578098360657E-5,1.0912578098360657E-5,0,0,8.1887375819672133E-5,8.1887375819672133E-5,0,2.5,null,"",""]
["10184_G_TG1","ERCOT_Rest","Texas",48,"Travis",453,"10184","TG1","Central Utility Plant",11765,1988,9999,"O/G Steam","","","","","","Fossil","G",2025,"Oil","",0,0,0,0,0,0,0,0,0,0,0,0,0,0,0,0,0,0,0,0,0,0,0,0,0,0,0,0,0,0,0,0,0,0,0,0,0,0,0,0,0,0,0,0,0,0,0,0,0,0,2.2,null,"",""]
["10186_G_AB1","ISONE_Maine","Maine",23,"Somerset",25,"10186","AB1","Anson Abenaki Hydros",0,1983,9999,"Hydro","","","","","","Non-Fossil","G",2025,"Hydro","",0,0,0,0,0,0,0,0,0,0,0,0,0,0,0,0,3.431337365805386,4.483279804102069,5.0453017382044365,12.959918908111893,0,0,0,0,0,0,0,0,0,0,0,0,0,0,0,0,0,0,0,0,0.034778115005165644,0.004769558938469492,0.006231758927701876,0.007012969416104168,0.018014287282275533,0,0,0,0,0,2.199999973568284,null,"",""]
["10186_G_AB2","ISONE_Maine","Maine",23,"Somerset",25,"10186","AB2","Anson Abenaki Hydros",0,1980,9999,"Hydro","","","","","","Non-Fossil","G",2025,"Hydro","",0,0,0,0,0,0,0,0,0,0,0,0,0,0,0,0,3.431337365805386,4.483279804102069,5.0453017382044365,12.959918908111893,0,0,0,0,0,0,0,0,0,0,0,0,0,0,0,0,0,0,0,0,0.034778115005165644,0.004769558938469492,0.006231758927701876,0.007012969416104168,0.018014287282275533,0,0,0,0,0,2.199999973568284,null,"",""]
["10186_G_AB3","ISONE_Maine","Maine",23,"Somerset",25,"10186","AB3","Anson Abenaki Hydros",0,1983,9999,"Hydro","","","","","","Non-Fossil","G",2025,"Hydro","",0,0,0,0,0,0,0,0,0,0,0,0,0,0,0,0,3.431337365805386,4.483279804102069,5.0453017382044365,12.959918908111893,0,0,0,0,0,0,0,0,0,0,0,0,0,0,0,0,0,0,0,0,0.034778115005165644,0.004769558938469492,0.006231758927701876,0.007012969416104168,0.018014287282275533,0,0,0,0,0,2.199999973568284,null,"",""]
["10186_G_AB4","ISONE_Maine","Maine",23,"Somerset",25,"10186","AB4","Anson Abenaki Hydros",0,1983,9999,"Hydro","","","","","","Non-Fossil","G",2025,"Hydro","",0,0,0,0,0,0,0,0,0,0,0,0,0,0,0,0,3.431337365805386,4.483279804102069,5.0453017382044365,12.959918908111893,0,0,0,0,0,0,0,0,0,0,0,0,0,0,0,0,0,0,0,0,0.034778115005165644,0.004769558938469492,0.006231758927701876,0.007012969416104168,0.018014287282275533,0,0,0,0,0,2.199999973568284,null,"",""]
["10186_G_AB5","ISONE_Maine","Maine",23,"Somerset",25,"10186","AB5","Anson Abenaki Hydros",0,1961,9999,"Hydro","","","","","","Non-Fossil","G",2025,"Hydro","",0,0,0,0,0,0,0,0,0,0,0,0,0,0,0,0,3.431337365805386,4.483279804102069,5.0453017382044365,12.959918908111893,0,0,0,0,0,0,0,0,0,0,0,0,0,0,0,0,0,0,0,0,0.034778115005165644,0.004769558938469492,0.006231758927701876,0.007012969416104168,0.018014287282275533,0,0,0,0,0,2.199999973568284,null,"",""]
["10186_G_AB6","ISONE_Maine","Maine",23,"Somerset",25,"10186","AB6","Anson Abenaki Hydros",0,2008,9999,"Hydro","","","","","","Non-Fossil","G",2025,"Hydro","",0,0,0,0,0,0,0,0,0,0,0,0,0,0,0,0,4.05521688686091,5.298421586666082,5.962629326968879,15.316267800495872,0,0,0,0,0,0,0,0,0,0,0,0,0,0,0,0,0,0,0,0,0.04110140864246849,0.005636751472736672,0.007364806005465854,0.008288054764486743,0.02128961224268927,0,0,0,0,0,2.5999999687625173,null,"",""]
["10186_G_AB7","ISONE_Maine","Maine",23,"Somerset",25,"10186","AB7","Anson Abenaki Hydros",0,1950,9999,"Hydro","","","","","","Non-Fossil","G",2025,"Hydro","",0,0,0,0,0,0,0,0,0,0,0,0,0,0,0,0,3.431337365805386,4.483279804102069,5.0453017382044365,12.959918908111893,0,0,0,0,0,0,0,0,0,0,0,0,0,0,0,0,0,0,0,0,0.034778115005165644,0.004769558938469492,0.006231758927701876,0.007012969416104168,0.018014287282275533,0,0,0,0,0,2.199999973568284,null,"",""]
["10186_G_AB8","ISONE_Maine","Maine",23,"Somerset",25,"10186","AB8","Anson Abenaki Hydros",0,1989,9999,"Hydro","","","","","","Non-Fossil","G",2025,"Hydro","",0,0,0,0,0,0,0,0,0,0,0,0,0,0,0,0,0.46790964079164354,0.6113563369230094,0.6879956915733322,1.7672616692879852,0,0,0,0,0,0,0,0,0,0,0,0,0,0,0,0,0,0,0,0,0.004742470227977133,6.5039440070038541E-4,8.4978530832298318E-4,9.5631401128693188E-4,2.4564937203103007E-3,0,0,0,0,0,0.29999999639567504,null,"",""]
["10186_G_AN1","ISONE_Maine","Maine",23,"Somerset",25,"10186","AN1","Anson Abenaki Hydros",0,1984,9999,"Hydro","","","","","","Non-Fossil","G",2025,"Hydro","",0,0,0,0,0,0,0,0,0,0,0,0,0,0,0,0,2.807457844749861,3.668138021538057,4.127974149439994,10.603570015727913,0,0,0,0,0,0,0,0,0,0,0,0,0,0,0,0,0,0,0,0,0.0284548213678628,0.003902366404202312,0.0050987118499379,0.005737884067721593,0.014738962321861804,0,0,0,0,0,1.7999999783740506,null,"",""]
["10186_G_AN2","ISONE_Maine","Maine",23,"Somerset",25,"10186","AN2","Anson Abenaki Hydros",0,1984,9999,"Hydro","","","","","","Non-Fossil","G",2025,"Hydro","",0,0,0,0,0,0,0,0,0,0,0,0,0,0,0,0,2.807457844749861,3.668138021538057,4.127974149439994,10.603570015727913,0,0,0,0,0,0,0,0,0,0,0,0,0,0,0,0,0,0,0,0,0.0284548213678628,0.003902366404202312,0.0050987118499379,0.005737884067721593,0.014738962321861804,0,0,0,0,0,1.7999999783740506,null,"",""]
["10186_G_AN3","ISONE_Maine","Maine",23,"Somerset",25,"10186","AN3","Anson Abenaki Hydros",0,1984,9999,"Hydro","","","","","","Non-Fossil","G",2025,"Hydro","",0,0,0,0,0,0,0,0,0,0,0,0,0,0,0,0,2.807457844749861,3.668138021538057,4.127974149439994,10.603570015727913,0,0,0,0,0,0,0,0,0,0,0,0,0,0,0,0,0,0,0,0,0.0284548213678628,0.003902366404202312,0.0050987118499379,0.005737884067721593,0.014738962321861804,0,0,0,0,0,1.7999999783740506,null,"",""]
["10186_G_AN4","ISONE_Maine","Maine",23,"Somerset",25,"10186","AN4","Anson Abenaki Hydros",0,1984,9999,"Hydro","","","","","","Non-Fossil","G",2025,"Hydro","",0,0,0,0,0,0,0,0,0,0,0,0,0,0,0,0,2.807457844749861,3.668138021538057,4.127974149439994,10.603570015727913,0,0,0,0,0,0,0,0,0,0,0,0,0,0,0,0,0,0,0,0,0.0284548213678628,0.003902366404202312,0.0050987118499379,0.005737884067721593,0.014738962321861804,0,0,0,0,0,1.7999999783740506,null,"",""]
["10186_G_AN5","ISONE_Maine","Maine",23,"Somerset",25,"10186","AN5","Anson Abenaki Hydros",0,1984,9999,"Hydro","","","","","","Non-Fossil","G",2025,"Hydro","",0,0,0,0,0,0,0,0,0,0,0,0,0,0,0,0,2.807457844749861,3.668138021538057,4.127974149439994,10.603570015727913,0,0,0,0,0,0,0,0,0,0,0,0,0,0,0,0,0,0,0,0,0.0284548213678628,0.003902366404202312,0.0050987118499379,0.005737884067721593,0.014738962321861804,0,0,0,0,0,1.7999999783740506,null,"",""]
["10190_G_GEN1","NY_Zone F (Capital)","New York",36,"Rensselaer",83,"10190","GEN1","Castleton Energy Center",9066,1992,9999,"Combined Cycle","","","","STM","","Fossil","G",2025,"NaturalGas","",0,0,0.000294508267,0.000294508267,0,0,0,0,0,0,0,0,0,0,0,0,0,0,0.032484918,0.032484918,0,0,0.017240513926,0.017240513926,0,0,2.06155e-11,2.06155e-11,0,0,1.0852134E-5,1.0852134E-5,0,0,0,0,0,0,0,0,1.382068738909,0,0,0.000130413442574748,0.000130413442574748,0,0,9.75310314E-4,9.75310314E-4,0,45.8,null,"",""]
["10190_G_GEN2","NY_Zone F (Capital)","New York",36,"Rensselaer",83,"10190","GEN2","Castleton Energy Center",9066,1992,9999,"Combined Cycle","","","","STM","","Fossil","G",2025,"NaturalGas","",0,0,0.10443197625200001,0.10443197625200001,0,0,0,0,0,0,0,0,0,0,0,0,0,0,11.519079666,11.519079666,0,0,6.113447889790999,6.113447889790999,0,0,7.3102379999999995E-9,7.3102379999999995E-9,0,0,3.8481424219999993E-3,3.8481424219999993E-3,0,0,0,0,0,0,0,0,0.736298629462,0,0,0.045366909882364,0.045366909882364,0,0,0.345842867936,0.345842867936,0,24.4,null,"",""]
["10191_G_EXIS","WECC_Southern California Edison","California",6,"Kern",29,"10191","EXIS","Tehachapi Wind Resource I",0,1984,9999,"Onshore Wind","","","","","","Non-Fossil","G",2025,"Wind","",0,0,0,0,0,0,0,0,0,0,0,0,0,0,0,0,2.924013030015498,6.026193045550743,10.81108179816565,19.76128787373189,0,0,0,0,0,0,0,0,0,0,0,0,0,0,0,0,0,0,0,0,0.30676148078669396,0,0,0,0,0,0,0,0,0,8.6999999866013,null,"",""]
["10196_G_GEN1","NY_Zone C&E","New York",36,"Lewis",49,"10196","GEN1","Moose River",0,1987,9999,"Hydro","","","","","","Non-Fossil","G",2025,"Hydro","",0,0,0,0,0,0,0,0,0,0,0,0,0,0,0,0,14.881774161083367,20.142328604990492,24.903567251927846,59.9276700180017,0,0,0,0,0,0,0,0,0,0,0,0,0,0,0,0,0,0,0,0,0.19444128168316094,0.020685666083905836,0.02799783676093679,0.034615958480179704,0.08329946132502233,0,0,0,0,0,12.300000000000008,null,"",""]
["10197_G_GEN1","NY_Zone C&E","New York",36,"Jefferson",45,"10197","GEN1","Philadlephia",0,1986,9999,"Hydro","","","","","","Non-Fossil","G",2025,"Hydro","",0,0,0,0,0,0,0,0,0,0,0,0,0,0,0,0,3.9926711163882205,5.404039381826716,6.681444872468446,16.07815537068338,0,0,0,0,0,0,0,0,0,0,0,0,0,0,0,0,0,0,0,0,0.052167173134506584,5.549812851779615E-3,0.007511614740739137,0.00928720837273114,0.022348635965249893,0,0,0,0,0,3.3000000000000016,null,"",""]
["10198_G_GEN2","MISO_Amite South (including DSG)","Louisiana",22,"St James",93,"10198","GEN2","Mosaic Phosphates Uncle Sam",18343,1968,9999,"Non-Fossil Waste","","","","","","Non-Fossil","G",2025,"Non-Fossil","",0.022760772840093473,0.04014417185379115,0.06253756353984614,0.12544250823373077,0,0,0,0,0,0,0,0,0,0,0,0,1.2408424379999996,2.1885281499230764,3.4093421763076925,6.838712764230768,0,0,0,0,0,0,0,0,0,0,0,0,0,0,0,0,0,0,0,0,0,0.008607721287425995,0.015181815005124645,0.02365059924483575,0.047440135537386394,0,0,0,0,0,11,null,"",""]
["10198_G_GEN3","MISO_Amite South (including DSG)","Louisiana",22,"St James",93,"10198","GEN3","Mosaic Phosphates Uncle Sam",18343,2016,9999,"Non-Fossil Waste","","","","","","Non-Fossil","G",2025,"Non-Fossil","",0.031037417509218374,0.05474205252789702,0.08527849573615383,0.1710579657732692,0,0,0,0,0,0,0,0,0,0,0,0,1.6920578699999993,2.9843565680769224,4.649102967692308,9.325517405769228,0,0,0,0,0,0,0,0,0,0,0,0,0,0,0,0,0,0,0,0,0,0.0117378017555809,0.020702475006988155,0.03225081715204875,0.0646910939146178,0,0,0,0,0,14.999999999999998,null,"",""]
["1020_G_2","WECC_Utah","Utah",49,"Sanpete",39,"1020","2","Manti Lower",0,1989,9999,"Hydro","","","","","","Non-Fossil","G",2025,"Hydro","",0,0,0,0,0,0,0,0,0,0,0,0,0,0,0,0,0.3515286119041394,0.5012778123202615,0.7799949723747277,1.6328013965991288,0,0,0,0,0,0,0,0,0,0,0,0,0,0,0,0,0,0,0,0,7.904117141592594E-3,4.8862477054675379E-4,6.9677615912516354E-4,1.0841930116008715E-3,2.2695939412727888E-3,0,0,0,0,0,0.5,null,"",""]
["1020_G_HC1","WECC_Utah","Utah",49,"Sanpete",39,"1020","HC1","Manti Lower",0,1989,9999,"Hydro","","","","","","Non-Fossil","G",2025,"Hydro","",0,0,0,0,0,0,0,0,0,0,0,0,0,0,0,0,0.3515286119041394,0.5012778123202615,0.7799949723747277,1.6328013965991288,0,0,0,0,0,0,0,0,0,0,0,0,0,0,0,0,0,0,0,0,7.904117141592594E-3,4.8862477054675379E-4,6.9677615912516354E-4,1.0841930116008715E-3,2.2695939412727888E-3,0,0,0,0,0,0.5,null,"",""]
["10204_B_7-1","FRCC","Florida",12,"Hillsborough",57,"10204","7-1","Mosaic Co Tampa Facility",9194,1999,9999,"Non-Fossil Waste","","","","","","Non-Fossil","B",2025,"Non-Fossil","",0.10360425419887195,0.14743684918937786,0.18992124045118433,0.44096234383943417,0,0,0,0,0,0,0,0,0,0,0,0,11.268681117997541,16.036202870282207,20.657085104539874,47.96196909281962,0,0,0,0,0,0,0,0,0,0,0,0,0,0,0,0,0,0,0,0,1.3198859199384831,0.07817081635033717,0.11124310435295556,0.1432981543386876,0.3327120750419803,0,0,0,0,0,10.399999999999999,null,"",""]
["10204_B_7-2","FRCC","Florida",12,"Hillsborough",57,"10204","7-2","Mosaic Co Tampa Facility",9194,1999,9999,"Non-Fossil Waste","","","","","","Non-Fossil","B",2025,"Non-Fossil","",0.10360425419887195,0.14743684918937786,0.18992124045118433,0.44096234383943417,0,0,0,0,0,0,0,0,0,0,0,0,11.268681117997541,16.036202870282207,20.657085104539874,47.96196909281962,0,0,0,0,0,0,0,0,0,0,0,0,0,0,0,0,0,0,0,0,1.3198859199384831,0.07817081635033717,0.11124310435295556,0.1432981543386876,0.3327120750419803,0,0,0,0,0,10.399999999999999,null,"",""]
["10204_B_9-1","FRCC","Florida",12,"Hillsborough",57,"10204","9-1","Mosaic Co Tampa Facility",9194,1999,9999,"Non-Fossil Waste","","","","","","Non-Fossil","B",2025,"Non-Fossil","",0.10360425419887195,0.14743684918937786,0.18992124045118433,0.44096234383943417,0,0,0,0,0,0,0,0,0,0,0,0,11.268681117997541,16.036202870282207,20.657085104539874,47.96196909281962,0,0,0,0,0,0,0,0,0,0,0,0,0,0,0,0,0,0,0,0,1.3198859199384831,0.07817081635033717,0.11124310435295556,0.1432981543386876,0.3327120750419803,0,0,0,0,0,10.399999999999999,null,"",""]
["10204_B_9-2","FRCC","Florida",12,"Hillsborough",57,"10204","9-2","Mosaic Co Tampa Facility",9194,2000,9999,"Non-Fossil Waste","","","","","","Non-Fossil","B",2025,"Non-Fossil","",0.10360425419887195,0.14743684918937786,0.18992124045118433,0.44096234383943417,0,0,0,0,0,0,0,0,0,0,0,0,11.268681117997541,16.036202870282207,20.657085104539874,47.96196909281962,0,0,0,0,0,0,0,0,0,0,0,0,0,0,0,0,0,0,0,0,1.3198859199384831,0.07817081635033717,0.11124310435295556,0.1432981543386876,0.3327120750419803,0,0,0,0,0,10.399999999999999,null,"",""]
["10204_G_GEN1","FRCC","Florida",12,"Hillsborough",57,"10204","GEN1","Mosaic Co Tampa Facility",9194,1988,9999,"Non-Fossil Waste","","","","","","Non-Fossil","G",2025,"Non-Fossil",null,0.34291432566057284,0.4879935503122656,0.6286104259084399,1.459518301881278,0,0,0,0,0,0,0,0,0,0,0,0,37.27332941172922,53.042824374717156,68.32728096556541,158.64343475201179,0,0,0,0,0,0,0,0,0,0,0,0,0,0,0,0,0,0,0,0,0.12163769424728699,0.258565004875004,0.36795795705647055,0.4739861991077664,1.1005091610392408,0,0,0,0,0,34.875712749561686,null,"",""]
["10213_G_GEN1","WECC_LADWP","California",6,"Los Angeles",37,"10213","GEN1","El Segundo Cogen",9543,1987,9999,"Combined Cycle","","","SCR","","","Fossil","G",2025,"NaturalGas","",0,2.1043157573053172E-3,0.011932751569692967,0.014037067326998286,0,0,0,0,0,0,0,0,0,0,0,0,0,0.22050882923927959,1.2504193198765008,1.4709281491157806,0,0.1231866444401012,0.698543276883175,0.8217299213232762,0,1.4730212392795883E-10,8.352927015437394e-10,9.825948254716982E-10,0,2.1797727205831903E-5,0.000123606385093482,1.4540411229931388E-4,0,0,0,0,0,0,0,0,1.222458147538024,0,9.1814703211602307E-4,0.005206452691285876,0.006124599723401899,0,0.008300565128825044,0.050724528044835335,0.05902509317366038,0,38.7,"SCR","",""]
["10213_G_GEN2","WECC_LADWP","California",6,"Los Angeles",37,"10213","GEN2","El Segundo Cogen",9543,1987,9999,"Combined Cycle","","","SCR","","","Fossil","G",2025,"NaturalGas","",0,2.1043157573053172E-3,0.011932751569692967,0.014037067326998286,0,0,0,0,0,0,0,0,0,0,0,0,0,0.22050882923927959,1.2504193198765008,1.4709281491157806,0,0.1231866444401012,0.698543276883175,0.8217299213232762,0,1.4730212392795883E-10,8.352927015437394e-10,9.825948254716982E-10,0,2.1797727205831903E-5,0.000123606385093482,1.4540411229931388E-4,0,0,0,0,0,0,0,0,1.222458147538024,0,9.1814703211602307E-4,0.005206452691285876,0.006124599723401899,0,0.008300565128825044,0.050724528044835335,0.05902509317366038,0,38.7,"SCR","",""]
["10213_G_GEN5","WECC_LADWP","California",6,"Los Angeles",37,"10213","GEN5","El Segundo Cogen",9543,1996,9999,"Combined Cycle","","","SCR","","","Fossil","G",2025,"NaturalGas","",0,2.1315032993893656E-3,0.012086921486614065,0.014218424786003433,0,0,0,0,0,0,0,0,0,0,0,0,0,0.22335778052144079,1.2665746082469982,1.489932388768439,0,0.1247782031537976,0.7075683838196501,0.8323465869734478,0,1.4920525214408235E-10,8.460845969125215e-10,9.95289849056604e-10,0,2.2079351588336193E-5,1.2520336681303603E-4,1.4728271840137223E-4,0,0,0,0,0,0,0,0,1.2382521804519517,0,9.30009396872044E-4,0.005273719521922645,0.006203728918794689,0,0.008407807572349916,0.05137988370432934,0.05978769127667925,0,39.199999999999996,"SCR","",""]
["10213_G_GEN6","WECC_LADWP","California",6,"Los Angeles",37,"10213","GEN6","El Segundo Cogen",9543,1996,9999,"Combined Cycle","","","SCR","NH3 + STM","","Fossil","G",2025,"NaturalGas","",0,4.9481324399999987E-4,2.8058925609999994E-3,3.3007058049999995E-3,0,0,0,0,0,0,0,0,0,0,0,0,0,0.051850911,0.294026256,0.345877167,0,0.028966367284999996,0.16425695052099995,0.19322331780599994,0,3.4636999999999996E-11,1.9641249999999997E-10,2.3104949999999996E-10,0,5.1255639999999995E-6,2.9065067999999996E-5,3.4190632e-05,0,0,0,0,0,0,0,0,0.026682440793,0,2.15895028835797E-4,1.22425634947092E-3,0.001440151378306717,0,1.9518123839999998E-3,0.011927473312999998,0.013879285697,0,9.1,"SCR","",""]
["10213_G_GEN7","WECC_LADWP","California",6,"Los Angeles",37,"10213","GEN7","El Segundo Cogen",8762,2013,9999,"Combined Cycle","","","SCR","","","Fossil","G",2025,"NaturalGas","",0,0.002031948377,0.011522384616000001,0.013554332993,0,0,0,0,0,0,0,0,0,0,0,0,0,0.231904631,1.315040472,1.5469451029999999,0,0.118950257979,0.674520395401,0.79347065338,0,1.422365e-10,8.06567e-10,9.488035e-10,0,1.1647191E-5,6.6046664e-05,7.7693855e-05,0,0,0,0,0,0,0,0,1.285634279194,0,0.00096559647711686,0.00547552000817652,6.4411164852933795E-3,0,0.008015108845,0.048980113109,0.056995221954,0,40.7,"SCR","",""]
["10213_G_GEN8","WECC_LADWP","California",6,"Los Angeles",37,"10213","GEN8","El Segundo Cogen",8762,2013,9999,"Combined Cycle","","","SCR","NH3 + STM","","Fossil","G",2025,"NaturalGas","",0,2.59610139E-4,1.472147324E-3,0.001731757463,0,0,0,0,0,0,0,0,0,0,0,0,0,0.029629096,0.16801498799999998,0.19764408399999997,0,0.015197577546,0.086179504397,0.101377081943,0,1.81725e-11,1.030505E-10,1.21223E-10,0,1.488093E-6,8.438394e-06,9.926487E-6,0,0,0,0,0,0,0,0,0.164257942305,0,0.000123368604561231,6.9957499259957188E-4,8.2294359716080282E-4,0,0.001024043498,0.006257901024,0.007281944522,0,5.2,"SCR","",""]
["10214_G_GEN1","NY_Zone D (North)","New York",36,"Clinton",19,"10214","GEN1","Lower Saranac Hydroelectric Facility",0,1990,9999,"Hydro","","","","","","Non-Fossil","G",2025,"Hydro","",0,0,0,0,0,0,0,0,0,0,0,0,0,0,0,0,3.1899854715197726,4.308088511291,5.301754298719743,12.799828281530516,0,0,0,0,0,0,0,0,0,0,0,0,0,0,0,0,0,0,0,0,0.04742470284953609,0.004434079805412485,0.005988243030694513,0.007369438475220453,0.01779176131132745,0,0,0,0,0,3.000000000000001,null,"",""]
["10214_G_GEN2","NY_Zone D (North)","New York",36,"Clinton",19,"10214","GEN2","Lower Saranac Hydroelectric Facility",0,1990,9999,"Hydro","","","","","","Non-Fossil","G",2025,"Hydro","",0,0,0,0,0,0,0,0,0,0,0,0,0,0,0,0,3.1899854715197726,4.308088511291,5.301754298719743,12.799828281530516,0,0,0,0,0,0,0,0,0,0,0,0,0,0,0,0,0,0,0,0,0.04742470284953609,0.004434079805412485,0.005988243030694513,0.007369438475220453,0.01779176131132745,0,0,0,0,0,3.000000000000001,null,"",""]
["10214_G_GEN3","NY_Zone D (North)","New York",36,"Clinton",19,"10214","GEN3","Lower Saranac Hydroelectric Facility",0,1990,9999,"Hydro","","","","","","Non-Fossil","G",2025,"Hydro","",0,0,0,0,0,0,0,0,0,0,0,0,0,0,0,0,0.31899854715197723,0.4308088511291,0.5301754298719743,1.2799828281530514,0,0,0,0,0,0,0,0,0,0,0,0,0,0,0,0,0,0,0,0,0.004742470284953609,4.4340798054124839E-4,5.9882430306945123E-4,7.3694384752204538E-4,1.7791761311327452E-3,0,0,0,0,0,0.30000000000000004,null,"",""]
["10216_B_PB1","SERC_Southeastern","Alabama",1,"Monroe",99,"10216","PB1","Alabama River Pulp",11843,1978,9999,"Non-Fossil Waste","","","Wet Scrubber","STM","Wet Scrubber","Non-Fossil","B",2025,"Non-Fossil","",0.19419274401888967,0.2273260139057521,0.3160379691520747,0.7375567270767165,0,0,0,0,0,0,0,0,0,0,0,0,16.397259479755164,19.194968665505158,26.68563448044588,62.2778626257062,0,0,0,0,0,0,0,0,0.010527398072470464,0.012323588364254338,0.017132759126276223,0.03998374556300102,0,0,0,0,0,0,0,0,5.6512466598096225,0.11374775326578249,0.13315545578845153,0.1851181882173851,0.43202139727161915,0,0,0,0,0,21.800000000000004,"Scrubber","Wet Scrubber",""]
["10216_B_RB1","SERC_Southeastern","Alabama",1,"Monroe",99,"10216","RB1","Alabama River Pulp",11843,1978,9999,"Non-Fossil Waste","","","ESPC","other","","Non-Fossil","B",2025,"Non-Fossil","",0.19419274401888967,0.2273260139057521,0.3160379691520747,0.7375567270767165,0,0,0,0,0,0,0,0,0,0,0,0,16.397259479755164,19.194968665505158,26.68563448044588,62.2778626257062,0,0,0,0,0,0,0,0,3.0078280207058465E-3,3.5210252469298105E-3,0.00489507403607892,0.011423927303714578,0,0,0,0,0,0,0,0,5.6512466598096225,0.11374775326578249,0.13315545578845153,0.1851181882173851,0.43202139727161915,0,0,0,0,0,21.800000000000004,null,"",""]
["10218_G_HY1","NY_Zone F (Capital)","New York",36,"Warren",113,"10218","HY1","Warrensburg Hydroelectric",0,1988,9999,"Hydro","","","","","","Non-Fossil","G",2025,"Hydro","",0,0,0,0,0,0,0,0,0,0,0,0,0,0,0,0,3.6166980411526986,4.888848402204257,6.000856313669563,14.506402757026517,0,0,0,0,0,0,0,0,0,0,0,0,0,0,0,0,0,0,0,0,0.04584387942122554,0.005027210277202249,0.006795499279063929,0.008341190276000677,0.020163899832266855,0,0,0,0,0,2.900000000000001,null,"",""]
["10219_G_HY1","NY_Zone F (Capital)","New York",36,"Washington",115,"10219","HY1","Middle Falls Hydro",0,1989,9999,"Hydro","","","","","","Non-Fossil","G",2025,"Hydro","",0,0,0,0,0,0,0,0,0,0,0,0,0,0,0,0,1.371850981126886,1.8543907732498905,2.2761868775987995,5.502428631975576,0,0,0,0,0,0,0,0,0,0,0,0,0,0,0,0,0,0,0,0,0.01738905771149934,1.9068728637663705E-3,2.5776031748173524E-3,3.1638997598623254E-3,0.007648375798446048,0,0,0,0,0,1.1000000000000003,null,"",""]
["10219_G_HY2","NY_Zone F (Capital)","New York",36,"Washington",115,"10219","HY2","Middle Falls Hydro",0,1989,9999,"Hydro","","","","","","Non-Fossil","G",2025,"Hydro","",0,0,0,0,0,0,0,0,0,0,0,0,0,0,0,0,1.371850981126886,1.8543907732498905,2.2761868775987995,5.502428631975576,0,0,0,0,0,0,0,0,0,0,0,0,0,0,0,0,0,0,0,0,0.01738905771149934,1.9068728637663705E-3,2.5776031748173524E-3,3.1638997598623254E-3,0.007648375798446048,0,0,0,0,0,1.1000000000000003,null,"",""]
["10220_G_HY1","NY_Zone C&E","New York",36,"St Lawrence",89,"10220","HY1","Sissonville Hydro",0,1990,9999,"Hydro","","","","","","Non-Fossil","G",2025,"Hydro","",0,0,0,0,0,0,0,0,0,0,0,0,0,0,0,0,3.629701014898383,4.912763074387924,6.074040793153133,14.616504882439438,0,0,0,0,0,0,0,0,0,0,0,0,0,0,0,0,0,0,0,0,0.04742470284955144,5.045284410708741E-3,6.8287406733992155E-3,0.008442916702482855,0.02031694178659081,0,0,0,0,0,3.0000000000000018,null,"",""]
["10221_G_GEN1","NY_Zone F (Capital)","New York",36,"Saratoga",91,"10221","GEN1","New York State Dam Hydro",0,1990,9999,"Hydro","","","","","","Non-Fossil","G",2025,"Hydro","",0,0,0,0,0,0,0,0,0,0,0,0,0,0,0,0,7.1086823567484085,9.60911582502216,11.794786547557417,28.512584729327983,0,0,0,0,0,0,0,0,0,0,0,0,0,0,0,0,0,0,0,0,0.09010693541413296,0.009881068475880283,0.013356670996780826,0.016394753301104778,0.03963249277376589,0,0,0,0,0,5.700000000000001,null,"",""]
["10221_G_GEN2","NY_Zone F (Capital)","New York",36,"Saratoga",91,"10221","GEN2","New York State Dam Hydro",0,1990,9999,"Hydro","","","","","","Non-Fossil","G",2025,"Hydro","",0,0,0,0,0,0,0,0,0,0,0,0,0,0,0,0,7.1086823567484085,9.60911582502216,11.794786547557417,28.512584729327983,0,0,0,0,0,0,0,0,0,0,0,0,0,0,0,0,0,0,0,0,0.09010693541413296,0.009881068475880283,0.013356670996780826,0.016394753301104778,0.03963249277376589,0,0,0,0,0,5.700000000000001,null,"",""]
["10222_G_SPP1","WECC_Southern California Edison","California",6,"Tulare",107,"10222","SPP1","Tulare Success Power Project",0,1989,9999,"Hydro","","","","","","Non-Fossil","G",2025,"Hydro","",0,0,0,0,0,0,0,0,0,0,0,0,0,0,0,0,0.6844176076177475,1.206188455593174,2.6094496739344697,4.500055737145391,0,0,0,0,0,0,0,0,0,0,0,0,0,0,0,0,0,0,0,0,0.022131527996458015,0.000951340474588669,1.6766019532745114E-3,0.003627135046768912,0.006255077474632093,0,0,0,0,0,1.3999999999999997,null,"",""]
["10233_B_PB","SERC_Southeastern","Mississippi",28,"Perry",111,"10233","PB","Leaf River Cellulose LLC",5075,1984,9999,"Non-Fossil Waste","","","ESPH","","","Non-Fossil","B",2025,"Non-Fossil","",0.19373824206010737,0.2679139715213927,0.32980355095249997,0.791455764534,0,0,0,0,0,0,0,0,0,0,0,0,38.17502306600001,52.79093034900002,64.98592137,155.95187478500003,0,0,0,0,0,0,0,0,0.0549271745084078,0.07595690613539581,0.09350336311583694,0.22438744375964054,0,0,0,0,0,0,0,0,6.7400189520665,0.26482005178903006,0.36621056874918867,0.4508071948773405,1.0818378154155592,0,0,0,0,0,26,null,"",""]
["10233_B_RB","SERC_Southeastern","Mississippi",28,"Perry",111,"10233","RB","Leaf River Cellulose LLC",5075,1984,9999,"Non-Fossil Waste","","","ESPH","","","Non-Fossil","B",2025,"Non-Fossil","",0.19373824206010737,0.2679139715213927,0.32980355095249997,0.791455764534,0,0,0,0,0,0,0,0,0,0,0,0,38.17502306600001,52.79093034900002,64.98592137,155.95187478500003,0,0,0,0,0,0,0,0,0.0215185118898951,0.029757212207301292,0.03663128950216305,0.08790701359935944,0,0,0,0,0,0,0,0,6.7400189520665,0.26482005178903006,0.36621056874918867,0.4508071948773405,1.0818378154155592,0,0,0,0,0,26,null,"",""]
["10237_G_GEN1","NY_Zone C&E","New York",36,"Lewis",49,"10237","GEN1","Diana Hydroelectric",0,1985,9999,"Hydro","","","","","","Non-Fossil","G",2025,"Hydro","",0,0,0,0,0,0,0,0,0,0,0,0,0,0,0,0,1.754152124055833,2.3745244792415066,2.931804826766394,7.060481430063734,0,0,0,0,0,0,0,0,0,0,0,0,0,0,0,0,0,0,0,0,0.025293174853094545,2.4382714524376083E-3,0.003300589026145694,4.075208709205292E-3,0.009814069187788595,0,0,0,0,0,1.5999999999999996,null,"",""]
["10238_G_GEN1","NY_Zone C&E","New York",36,"Herkimer",43,"10238","GEN1","Dolgeville Hydro",0,1985,9999,"Hydro","","","","","","Non-Fossil","G",2025,"Hydro","",0,0,0,0,0,0,0,0,0,0,0,0,0,0,0,0,2.850497201590729,3.8586022787674477,4.76418284349539,11.473282323853566,0,0,0,0,0,0,0,0,0,0,0,0,0,0,0,0,0,0,0,0,0.041101409136278626,0.003962191110211113,0.005363457167486753,0.006622214152458598,0.015947862430156466,0,0,0,0,0,2.599999999999999,null,"",""]
["1024_B_5","MISO_Indiana (including parts of Kentucky)","Indiana",18,"Montgomery",107,"1024","5","Crawfordsville Power Plant",14500,1956,9999,"Coal Steam","stoker/SPR","dry","Cyclone","","","Fossil","B",2025,"Coal","",0.2711098976446698,0.36750452791833016,0.49196774476800004,1.130582170331,0.2711098976446698,0.36750452791833016,0.49196774476800004,1.130582170331,0,0,0,0,0,0,0,0,18.697234319999993,25.345139856000003,33.92880998399999,77.97118415999999,27.603506078046166,37.32008480946382,50.09051587979501,115.01410676730501,1.0884174326070124E-3,1.2634316137109878E-3,1.975089343279E-3,0.004326938389597,0.06436962299674527,0.08725660006225473,0.11680790164000002,0.268434124699,0.8118108697834232,0.8140046886745769,1.4731471121570001,3.098962670615,5.310630190786654E-3,0.014545858138213345,0.009636899210000001,0.029493387539,0.46878419004199995,0.02843720496848209,0.03854821117949791,0.05160338194080508,0.11858879808878509,0.48002953648966984,0.6507067050193298,0.8710823564330001,2.001818597942,0,10.6,null,"",""]
["1024_B_6","MISO_Indiana (including parts of Kentucky)","Indiana",18,"Montgomery",107,"1024","6","Crawfordsville Power Plant",14500,1965,9999,"Coal Steam","stoker/SPR","dry","ESPC + Cyclone","","","Fossil","B",2025,"Coal","",0.32226269256,0.436844983248,0.5847918435359999,1.3438995193439998,0.32226269256,0.436844983248,0.5847918435359999,1.3438995193439998,0,0,0,0,0,0,0,0,22.225013280000002,30.127240224,40.330471968,92.682725472,32.72577642946791,44.47810004436708,59.385611711085,136.58948818492001,7.0905357451930373E-4,1.1224252877596965E-3,1.2866793351565E-3,3.1181581974355005E-3,0.07651483109278287,0.10372010437021714,0.138847127411,0.319082062874,0.7137962196521124,1.3080876386218878,1.2952855444819997,3.3171694027559995,0.012755182734514519,0.00855712822348548,0.023146107194000003,0.044458418152,0.55723403722,0.033802713666295704,0.0458214563032008,0.0613398686779488,0.1409640386474453,0.570601118896132,0.7734815167258682,1.0354375109070002,2.3795201465290003,0,12.6," ","",""]
["1024_G_D1","MISO_Indiana (including parts of Kentucky)","Indiana",18,"Montgomery",107,"1024","D1","Crawfordsville Power Plant",12283,1994,9999,"Combustion Turbine","","","","","","Fossil","G",2025,"Oil","",0,0,0,0,0,0,0,0,0,0,0,0,0,0,0,0,0,0,0,0,0,0,0,0,0,0,0,0,0,0,0,0,0,0,0,0,0,0,0,0,0.017752693639853937,0,0,0,0,0,0,0,0,0,0.9000000000000002,null,"",""]
["10243_G_GEN5","ERCOT_Rest","Texas",48,"Nueces",355,"10243","GEN5","Ticona Polymers Inc",11373,1989,9999,"Combustion Turbine","","","","","","Fossil","G",2025,"NaturalGas","",0,0,0,0,0,0,0,0,0,0,0,0,0,0,0,0,0,0,0,0,0,0,0,0,0,0,0,0,0,0,0,0,0,0,0,0,0,0,0,0,0.64106949255,0,0,0,0,0,0,0,0,0,32.5,null,"",""]
["10250_B_1","SERC_Southeastern","Florida",12,"Bay",5,"10250","1","Bay County Waste to Energy",24503,1986,9999,"Municipal Solid Waste","","","Baghouse + Dry Scrubber + Mercury Control","LA","Dry Scrubber","Non-Fossil","B",2025,"","Non Fossil Other Retirement",0,0,0,0,0,0,0,0,0,0,0,0,0,0,0,0,0,0,0,0,0,0,0,0,0,0,0,0,0,0,0,0,0,0,0,0,0,0,0,0,0,0,0,0,0,0,0,0,0,0,5,"Scrubber / Mercury Control","Dry Scrubber",""]
["10250_B_2","SERC_Southeastern","Florida",12,"Bay",5,"10250","2","Bay County Waste to Energy",24503,1986,9999,"Municipal Solid Waste","","","Baghouse + Dry Scrubber + Mercury Control","LA","Dry Scrubber","Non-Fossil","B",2025,"","Non Fossil Other Retirement",0,0,0,0,0,0,0,0,0,0,0,0,0,0,0,0,0,0,0,0,0,0,0,0,0,0,0,0,0,0,0,0,0,0,0,0,0,0,0,0,0,0,0,0,0,0,0,0,0,0,5,"Scrubber / Mercury Control","Dry Scrubber",""]
["10253_G_LGEN","WECC_Northern California (not including BANC)","California",6,"Sierra",91,"10253","LGEN","Haypress",0,1989,9999,"Hydro","","","","","","Non-Fossil","G",2025,"Hydro","",0,0,0,0,0,0,0,0,0,0,0,0,0,0,0,0,2.4741474818339104,3.9455817539920557,7.47683162898885,13.896560864814816,0,0,0,0,0,0,0,0,0,0,0,0,0,0,0,0,0,0,0,0,0.07904117141591697,3.4390649997491354E-3,0.005484358638048951,0.010392795964294502,0.019316219602092587,0,0,0,0,0,5.000000000000001,null,"",""]
["10253_G_UGEN","WECC_Northern California (not including BANC)","California",6,"Sierra",91,"10253","UGEN","Haypress",0,1988,9999,"Hydro","","","","","","Non-Fossil","G",2025,"Hydro","",0,0,0,0,0,0,0,0,0,0,0,0,0,0,0,0,2.4741474818339104,3.9455817539920557,7.47683162898885,13.896560864814816,0,0,0,0,0,0,0,0,0,0,0,0,0,0,0,0,0,0,0,0,0.07904117141591697,3.4390649997491354E-3,0.005484358638048951,0.010392795964294502,0.019316219602092587,0,0,0,0,0,5.000000000000001,null,"",""]
["10255_G_GEN1","ISONE_Maine","Maine",23,"Penobscot",19,"10255","GEN1","West Enfield Hydro",0,1988,9999,"Hydro","","","","","","Non-Fossil","G",2025,"Hydro","",0,0,0,0,0,0,0,0,0,0,0,0,0,0,0,0,6.862674731610772,8.966559608204138,10.090603476408873,25.919837816223787,0,0,0,0,0,0,0,0,0,0,0,0,0,0,0,0,0,0,0,0,0.06955623001033129,0.009539117876938985,0.012463517855403752,0.014025938832208335,0.036028574564551066,0,0,0,0,0,4.399999947136568,null,"",""]
["10255_G_GEN2","ISONE_Maine","Maine",23,"Penobscot",19,"10255","GEN2","West Enfield Hydro",0,1988,9999,"Hydro","","","","","","Non-Fossil","G",2025,"Hydro","",0,0,0,0,0,0,0,0,0,0,0,0,0,0,0,0,7.954463893457941,10.393057727691161,11.695926756746648,30.04344837789575,0,0,0,0,0,0,0,0,0,0,0,0,0,0,0,0,0,0,0,0,0.08062199387561127,0.011056704811906551,0.014446350241490716,0.016257338191877843,0.04176039324527511,0,0,0,0,0,5.0999999387264765,null,"",""]
["10258_G_1","SERC_VACAR","North Carolina",37,"Alamance",1,"10258","1","Haw River Hydro",0,1981,9999,"Hydro","","","","","","Non-Fossil","G",2025,"Hydro","",0,0,0,0,0,0,0,0,0,0,0,0,0,0,0,0,0.9610661336046507,1.081634578953488,1.1828814539244181,3.2255821664825564,0,0,0,0,0,0,0,0,0,0,0,0,0,0,0,0,0,0,0,0,0.01580823428318798,1.3358819257104644E-3,1.5034720647453487E-3,1.6442052209549413E-3,0.004483559211410754,0,0,0,0,0,0.9999999999999997,null,"",""]
["10258_G_2","SERC_VACAR","North Carolina",37,"Alamance",1,"10258","2","Haw River Hydro",0,1982,9999,"Hydro","","","","","","Non-Fossil","G",2025,"Hydro","",0,0,0,0,0,0,0,0,0,0,0,0,0,0,0,0,0.4805330668023253,0.540817289476744,0.5914407269622091,1.6127910832412782,0,0,0,0,0,0,0,0,0,0,0,0,0,0,0,0,0,0,0,0,0.00790411714159399,6.6794096285523218E-4,7.5173603237267434E-4,8.2210261047747067E-4,0.002241779605705377,0,0,0,0,0,0.49999999999999983,null,"",""]
["10276_G_0049","ISONE_MA, VT, NH, RI (Rest of ISO New England)","New Hampshire",33,"Belknap",1,"10276","0049","Clement Dam Hydro LLC",0,1984,9999,"Hydro","","","","","","Non-Fossil","G",2025,"Hydro","",0,0,0,0,0,0,0,0,0,0,0,0,0,0,0,0,1.2906859212668431,2.08452894075433,2.013372512072665,5.388587374093838,0,0,0,0,0,0,0,0,0,0,0,0,0,0,0,0,0,0,0,0,0.03635893885132169,0.001794053430560912,0.002897495227648513,2.798587791781004E-3,0.007490136449990428,0,0,0,0,0,2.2999999999999994,null,"",""]
["10279_G_1","SPP North- (Kansas, Missouri)","Kansas",20,"Douglas",45,"10279","1","Kansas River Project",0,1920,9999,"Hydro","","","","","","Non-Fossil","G",2025,"Hydro","",0,0,0,0,0,0,0,0,0,0,0,0,0,0,0,0,0.2073533408525946,0.27251916284053396,0.42298559547351433,0.9028580991666428,0,0,0,0,0,0,0,0,0,0,0,0,0,0,0,0,0,0,0,0,4.742470284942857E-3,2.8822114378510634E-4,3.7880163634834263E-4,5.879499777081867E-4,1.2549727578416356E-3,0,0,0,0,0,0.3,null,"",""]
["10279_G_10","SPP North- (Kansas, Missouri)","Kansas",20,"Douglas",45,"10279","10","Kansas River Project",0,2012,9999,"Hydro","","","","","","Non-Fossil","G",2025,"Hydro","",0,0,0,0,0,0,0,0,0,0,0,0,0,0,0,0,0.8985311436945767,1.1809163723089806,1.8329375803852288,3.912385096388786,0,0,0,0,0,0,0,0,0,0,0,0,0,0,0,0,0,0,0,0,0.020550704568085713,1.2489582897354608E-3,1.6414737575094849E-3,2.5477832367354755E-3,0.005438215283980421,0,0,0,0,0,1.3,null,"",""]
["10279_G_11","SPP North- (Kansas, Missouri)","Kansas",20,"Douglas",45,"10279","11","Kansas River Project",0,2012,9999,"Hydro","","","","","","Non-Fossil","G",2025,"Hydro","",0,0,0,0,0,0,0,0,0,0,0,0,0,0,0,0,0.691177802841982,0.9083972094684464,1.4099519849117144,3.009526997222143,0,0,0,0,0,0,0,0,0,0,0,0,0,0,0,0,0,0,0,0,0.015808234283142857,9.6073714595035459E-4,0.001262672121161142,1.9598332590272886E-3,4.1832425261387855E-3,0,0,0,0,0,1,null,"",""]
["10279_G_2","SPP North- (Kansas, Missouri)","Kansas",20,"Douglas",45,"10279","2","Kansas River Project",0,1922,9999,"Hydro","","","","","","Non-Fossil","G",2025,"Hydro","",0,0,0,0,0,0,0,0,0,0,0,0,0,0,0,0,0.2073533408525946,0.27251916284053396,0.42298559547351433,0.9028580991666428,0,0,0,0,0,0,0,0,0,0,0,0,0,0,0,0,0,0,0,0,4.742470284942857E-3,2.8822114378510634E-4,3.7880163634834263E-4,5.879499777081867E-4,1.2549727578416356E-3,0,0,0,0,0,0.3,null,"",""]
["10279_G_3","SPP North- (Kansas, Missouri)","Kansas",20,"Douglas",45,"10279","3","Kansas River Project",0,1922,9999,"Hydro","","","","","","Non-Fossil","G",2025,"Hydro","",0,0,0,0,0,0,0,0,0,0,0,0,0,0,0,0,0.2073533408525946,0.27251916284053396,0.42298559547351433,0.9028580991666428,0,0,0,0,0,0,0,0,0,0,0,0,0,0,0,0,0,0,0,0,4.742470284942857E-3,2.8822114378510634E-4,3.7880163634834263E-4,5.879499777081867E-4,1.2549727578416356E-3,0,0,0,0,0,0.3,null,"",""]
["10279_G_4","SPP North- (Kansas, Missouri)","Kansas",20,"Douglas",45,"10279","4","Kansas River Project",0,1922,9999,"Hydro","","","","","","Non-Fossil","G",2025,"Hydro","",0,0,0,0,0,0,0,0,0,0,0,0,0,0,0,0,0.2073533408525946,0.27251916284053396,0.42298559547351433,0.9028580991666428,0,0,0,0,0,0,0,0,0,0,0,0,0,0,0,0,0,0,0,0,4.742470284942857E-3,2.8822114378510634E-4,3.7880163634834263E-4,5.879499777081867E-4,1.2549727578416356E-3,0,0,0,0,0,0.3,null,"",""]
["10279_G_5","SPP North- (Kansas, Missouri)","Kansas",20,"Douglas",45,"10279","5","Kansas River Project",0,1922,9999,"Hydro","","","","","","Non-Fossil","G",2025,"Hydro","",0,0,0,0,0,0,0,0,0,0,0,0,0,0,0,0,0.27647112113679284,0.3633588837873786,0.5639807939646858,1.2038107988888573,0,0,0,0,0,0,0,0,0,0,0,0,0,0,0,0,0,0,0,0,0.006323293713257143,3.8429485838014185E-4,5.050688484644568E-4,7.839333036109156E-4,1.6732970104555143E-3,0,0,0,0,0,0.4,null,"",""]
["10279_G_6","SPP North- (Kansas, Missouri)","Kansas",20,"Douglas",45,"10279","6","Kansas River Project",0,1925,9999,"Hydro","","","","","","Non-Fossil","G",2025,"Hydro","",0,0,0,0,0,0,0,0,0,0,0,0,0,0,0,0,0.27647112113679284,0.3633588837873786,0.5639807939646858,1.2038107988888573,0,0,0,0,0,0,0,0,0,0,0,0,0,0,0,0,0,0,0,0,0.006323293713257143,3.8429485838014185E-4,5.050688484644568E-4,7.839333036109156E-4,1.6732970104555143E-3,0,0,0,0,0,0.4,null,"",""]
["10279_G_7","SPP North- (Kansas, Missouri)","Kansas",20,"Douglas",45,"10279","7","Kansas River Project",0,1925,9999,"Hydro","","","","","","Non-Fossil","G",2025,"Hydro","",0,0,0,0,0,0,0,0,0,0,0,0,0,0,0,0,0.27647112113679284,0.3633588837873786,0.5639807939646858,1.2038107988888573,0,0,0,0,0,0,0,0,0,0,0,0,0,0,0,0,0,0,0,0,0.006323293713257143,3.8429485838014185E-4,5.050688484644568E-4,7.839333036109156E-4,1.6732970104555143E-3,0,0,0,0,0,0.4,null,"",""]
["10279_G_8","SPP North- (Kansas, Missouri)","Kansas",20,"Douglas",45,"10279","8","Kansas River Project",0,2012,9999,"Hydro","","","","","","Non-Fossil","G",2025,"Hydro","",0,0,0,0,0,0,0,0,0,0,0,0,0,0,0,0,0.691177802841982,0.9083972094684464,1.4099519849117144,3.009526997222143,0,0,0,0,0,0,0,0,0,0,0,0,0,0,0,0,0,0,0,0,0.015808234283142857,9.6073714595035459E-4,0.001262672121161142,1.9598332590272886E-3,4.1832425261387855E-3,0,0,0,0,0,1,null,"",""]
["10279_G_9","SPP North- (Kansas, Missouri)","Kansas",20,"Douglas",45,"10279","9","Kansas River Project",0,2012,9999,"Hydro","","","","","","Non-Fossil","G",2025,"Hydro","",0,0,0,0,0,0,0,0,0,0,0,0,0,0,0,0,0.8985311436945767,1.1809163723089806,1.8329375803852288,3.912385096388786,0,0,0,0,0,0,0,0,0,0,0,0,0,0,0,0,0,0,0,0,0.020550704568085713,1.2489582897354608E-3,1.6414737575094849E-3,2.5477832367354755E-3,0.005438215283980421,0,0,0,0,0,1.3,null,"",""]
["10282_G_BCHY","WECC_Northern California (not including BANC)","California",6,"Trinity",105,"10282","BCHY","Big Creek Water Works",0,1987,9999,"Hydro","","","","","","Non-Fossil","G",2025,"Hydro","",0,0,0,0,0,0,0,0,0,0,0,0,0,0,0,0,2.3751815825605536,3.787758483832373,7.177758363829295,13.340698430222224,0,0,0,0,0,0,0,0,0,0,0,0,0,0,0,0,0,0,0,0,0.07587952455928029,3.3015023997591693E-3,5.2649842925269925E-3,0.009977084125722721,0.018543570818008885,0,0,0,0,0,4.800000000000001,null,"",""]
["10285_G_GEN1","PJM West","Pennsylvania",42,"Beaver",7,"10285","GEN1","Townsend Hydro",0,1987,9999,"Hydro","","","","","","Non-Fossil","G",2025,"Hydro","",0,0,0,0,0,0,0,0,0,0,0,0,0,0,0,0,2.4973391843635167,3.590588394027983,3.2178981939054996,9.305825772296998,0,0,0,0,0,0,0,0,0,0,0,0,0,0,0,0,0,0,0,0,0.0331972919945,3.4713014662652864E-3,0.004990917867698895,0.004472878489528648,0.012935097823492829,0,0,0,0,0,2.1,null,"",""]
["10285_G_GEN2","PJM West","Pennsylvania",42,"Beaver",7,"10285","GEN2","Townsend Hydro",0,1987,9999,"Hydro","","","","","","Non-Fossil","G",2025,"Hydro","",0,0,0,0,0,0,0,0,0,0,0,0,0,0,0,0,2.4973391843635167,3.590588394027983,3.2178981939054996,9.305825772296998,0,0,0,0,0,0,0,0,0,0,0,0,0,0,0,0,0,0,0,0,0.0331972919945,3.4713014662652864E-3,0.004990917867698895,0.004472878489528648,0.012935097823492829,0,0,0,0,0,2.1,null,"",""]
["10286_G_1","NY_Zone C&E","New York",36,"Tompkins",109,"10286","1","Cornell Hydro",0,1981,9999,"Hydro","","","","","","Non-Fossil","G",2025,"Hydro","",0,0,0,0,0,0,0,0,0,0,0,0,0,0,0,0,0.5481725387674479,0.7420388997629708,0.9161890083644981,2.2064004468949165,0,0,0,0,0,0,0,0,0,0,0,0,0,0,0,0,0,0,0,0,0.007904117141592044,7.6195982888675252E-4,1.0314340706705295E-3,1.2735027216266538E-3,3.0668966211839354E-3,0,0,0,0,0,0.4999999999999999,null,"",""]
["10286_G_2","NY_Zone C&E","New York",36,"Tompkins",109,"10286","2","Cornell Hydro",0,1981,9999,"Hydro","","","","","","Non-Fossil","G",2025,"Hydro","",0,0,0,0,0,0,0,0,0,0,0,0,0,0,0,0,1.2059795852883854,1.6324855794785358,2.015615818401896,4.854080983168817,0,0,0,0,0,0,0,0,0,0,0,0,0,0,0,0,0,0,0,0,0.0173890577115025,1.6763116235508557E-3,0.002269154955475165,2.801705987578638E-3,0.006747172566604658,0,0,0,0,0,1.0999999999999999,null,"",""]
["10287_G_GEN1","WECC_Northern Nevada","Nevada",32,"Lander",15,"10287","GEN1","Beowawe Power",9771,1985,9999,"Geothermal","","","","","","Non-Fossil","G",2025,"Geothermal",null,0.2290128507046913,0.28988735300506957,0.3361498798456266,0.8550500835553875,0,0,0,0,0,0,0,0,0,0,0,0,23.43799134524896,29.668104868015362,34.40277674499651,87.50887295826084,0,0,0,0,4.1799425510619028E-4,5.2910239670483493E-4,6.135407606942348E-4,1.5606374125052597E-3,0,0,0,0,0,0,0,0,0,0,0,0,1.6297372170584226,0.027188069960488795,0.03441500164689782,0.03990722102419595,0.10151029263158257,0,0,0,0,0,13.235066741873453,null,"",""]
["10287_G_GEN2","WECC_Northern Nevada","Nevada",32,"Lander",15,"10287","GEN2","Beowawe Power",9771,2011,9999,"Geothermal","","","","","","Non-Fossil","G",2025,"Geothermal",null,0.023259117649695214,0.029441684289577375,0.03414022217182146,0.08684102411109404,0,0,0,0,0,0,0,0,0,0,0,0,2.3804209960018476,3.013166900657811,3.494032013163708,8.887619909823366,0,0,0,0,4.2452541534222446E-5,5.3736962165334794E-5,6.2312733508008221E-5,1.5850223720756545E-4,0,0,0,0,0,0,0,0,0,0,0,0,0.16552018610749605,0.002761288355362143,0.003495273604763061,0.004053077135269902,0.010309639095395106,0,0,0,0,0,1.3441864659715226,null,"",""]
["10290_B_EU1","ISONE_MA, VT, NH, RI (Rest of ISO New England)","New Hampshire",33,"Grafton",9,"10290","EU1","Bridgewater Power LP",15710,1987,9999,"Biomass","","","Baghouse + Cyclone + SCR","LA + OFA","","Non-Fossil","B",2025,"","Biomass Retirement",0,0,0,0,0,0,0,0,0,0,0,0,0,0,0,0,0,0,0,0,0,0,0,0,0,0,0,0,0,0,0,0,0,0,0,0,0,0,0,0,0,0,0,0,0,0,0,0,0,0,16,"SCR","",""]
["10294_G_GTG","WECC_Northern California (not including BANC)","California",6,"Monterey",53,"10294","GTG","King City Power Plant",7832,1989,9999,"Combined Cycle","","","SCR","DLNB","","Fossil","G",2025,"NaturalGas","",1.0052319154741385,0.1154155162211048,0.05285364846232433,1.1735010801575674,0,0,0,0,0,0,0,0,0,0,0,0,128.3493252648649,14.736404011891896,6.748422939477478,149.83415221623426,64.12080212157863,7.362018021366447,3.371379561537108,74.8541997044822,7.6673317590913173E-8,8.80323276043818e-09,4.031372716216217E-9,8.9507923067567588E-8,0.018218915284662834,2.0918013845353657E-3,9.5792436443243223E-4,0.02126864103363063,0,0,0,0,0,0,0,0,2.3059288054334774,0.2932859889796121,0.06023645910398903,0.027804329020971835,0.38132677710457297,4.703289713420589,0.44921152001356546,0.21891178549323426,5.37141301892739,0,73,"SCR","",""]
["10294_G_STG","WECC_Northern California (not including BANC)","California",6,"Monterey",53,"10294","STG","King City Power Plant",7832,1989,9999,"Combined Cycle","","","SCR","DLNB + H2O + NH3","","Fossil","G",2025,"NaturalGas","",0.5232714080550309,0.06007930981372578,0.027512858103675677,0.6108635759724323,0,0,0,0,0,0,0,0,0,0,0,0,66.81197753513513,7.671004828108108,3.512877694522522,77.99586005776577,33.377951789314906,3.832283353588013,1.7549647032658917,38.96519984616881,3.9912137924037e-08,4.5825047246116554E-9,2.0985227837837842E-9,4.6593165432432437E-8,9.48381891530394E-3,1.0888829124978616E-3,4.9864555956756745E-4,0.011071347387369368,0,0,0,0,0,0,0,0,1.2003465014585224,0.15266941892089395,0.03135596501303538,0.014473486339683967,0.19849887027361326,2.448287796027156,0.2338361337056916,0.11395408011976578,2.7960780098526135,0,38,"SCR","",""]
["10296_G_GEN1","WECC_Idaho","Idaho",16,"Twin Falls",83,"10296","GEN1","South Forks Hydro",0,1984,9999,"Hydro","","","","","","Non-Fossil","G",2025,"Hydro","",0,0,0,0,0,0,0,0,0,0,0,0,0,0,0,0,3.197879719905493,4.704972142395107,8.038543646713872,15.941395509014471,0,0,0,0,0,0,0,0,0,0,0,0,0,0,0,0,0,0,0,0,0.0632329371327379,0.004445052810668627,0.006539911277929187,0.011173575668932201,0.022158539757530016,0,0,0,0,0,4.000000000000001,null,"",""]
["10296_G_GEN2","WECC_Idaho","Idaho",16,"Twin Falls",83,"10296","GEN2","South Forks Hydro",0,1984,9999,"Hydro","","","","","","Non-Fossil","G",2025,"Hydro","",0,0,0,0,0,0,0,0,0,0,0,0,0,0,0,0,3.197879719905493,4.704972142395107,8.038543646713872,15.941395509014471,0,0,0,0,0,0,0,0,0,0,0,0,0,0,0,0,0,0,0,0,0.0632329371327379,0.004445052810668627,0.006539911277929187,0.011173575668932201,0.022158539757530016,0,0,0,0,0,4.000000000000001,null,"",""]
["10298_G_GT1","ERCOT_Rest","Texas",48,"Harris",201,"10298","GT1","Bayou Cogen Plant",12369,2014,9999,"Combustion Turbine","","","","DLNB","","Fossil","G",2025,"NaturalGas","",0,0,0,0,0,0,0,0,0,0,0,0,0,0,0,0,0,0,0,0,0,0,0,0,0,0,0,0,0,0,0,0,0,0,0,0,0,0,0,0,1.479391136654,0,0,0,0,0,0,0,0,0,75,null,"",""]
["10298_G_GT2","ERCOT_Rest","Texas",48,"Harris",201,"10298","GT2","Bayou Cogen Plant",12369,2015,9999,"Combustion Turbine","","","","DLNB","","Fossil","G",2025,"NaturalGas","",0,0,0,0,0,0,0,0,0,0,0,0,0,0,0,0,0,0,0,0,0,0,0,0,0,0,0,0,0,0,0,0,0,0,0,0,0,0,0,0,1.479391136654,0,0,0,0,0,0,0,0,0,75,null,"",""]
["10298_G_GT3","ERCOT_Rest","Texas",48,"Harris",201,"10298","GT3","Bayou Cogen Plant",12369,2015,9999,"Combustion Turbine","","","","DLNB","","Fossil","G",2025,"NaturalGas","",0,0,0,0,0,0,0,0,0,0,0,0,0,0,0,0,0,0,0,0,0,0,0,0,0,0,0,0,0,0,0,0,0,0,0,0,0,0,0,0,1.479391136654,0,0,0,0,0,0,0,0,0,75,null,"",""]
["10300_B_BLR1","WECC_Imperial Irrigation District (IID)","California",6,"Riverside",65,"10300","BLR1","Desert View Power",16026,1992,9999,"Biomass","","","Baghouse + Dry Scrubber + SNCR + DSI","","Dry Scrubber","Non-Fossil","B",2025,"","Biomass Retirement",0,0,0,0,0,0,0,0,0,0,0,0,0,0,0,0,0,0,0,0,0,0,0,0,0,0,0,0,0,0,0,0,0,0,0,0,0,0,0,0,0,0,0,0,0,0,0,0,0,0,23.5,"Scrubber / SNCR / DSI","Dry Scrubber",""]
["10300_B_BLR2","WECC_Imperial Irrigation District (IID)","California",6,"Riverside",65,"10300","BLR2","Desert View Power",16026,1992,9999,"Biomass","","","Baghouse + Dry Scrubber + SNCR + DSI","","Dry Scrubber","Non-Fossil","B",2025,"","Biomass Retirement",0,0,0,0,0,0,0,0,0,0,0,0,0,0,0,0,0,0,0,0,0,0,0,0,0,0,0,0,0,0,0,0,0,0,0,0,0,0,0,0,0,0,0,0,0,0,0,0,0,0,23.5,"Scrubber / SNCR / DSI","Dry Scrubber",""]
["10305_G_GEN1","NY_Zone G-I (Downstate NY)","New York",36,"Dutchess",27,"10305","GEN1","Dutchess Cnty Resource Recovery Facility",26554,1987,9999,"Municipal Solid Waste","","","","","","Non-Fossil","G",2025,"MSW","",0.32890632609103865,0.49700931057296116,0.6175187788929999,1.4434344155569996,0,0,0,0,0,0,0,0,0,0,0,0,12.386319427999997,18.716928167999995,23.25520746,54.358455056,15.113245683886873,22.83757782083312,28.374987890126,66.32581139484599,9.4527678118511193E-4,1.4284047585858876E-3,1.7747489705384999E-3,0.004148430510309499,0.037437762569192214,0.0565720847788078,0.07028907500699999,0.164298922355,0.05755860706585211,0.08697662935014785,0.10806578630699999,0.25260102272299995,0,0,0,0,1.866466786726,0.08592387087042357,0.12983928989936497,0.161321323454727,0.3770844842245155,0,0,0,0,0,7.2,null,"",""]
["10307_G_CT1","ISONE_MA, VT, NH, RI (Rest of ISO New England)","Massachusetts",25,"Norfolk",21,"10307","CT1","Bellingham Cogeneration Facility",8349,1991,9999,"Combined Cycle","","","","STM","","Fossil","G",2025,"Oil","",0,0,0,0,0,0,0,0,0,0,0,0,0,0,0,0,0,0,0,0,0,0,0,0,0,0,0,0,0,0,0,0,0,0,0,0,0,0,0,0,3.07796968053975,0,0,0,0,0,0,0,0,0,102,null,"",""]
["10307_G_CT2","ISONE_MA, VT, NH, RI (Rest of ISO New England)","Massachusetts",25,"Norfolk",21,"10307","CT2","Bellingham Cogeneration Facility",8349,1991,9999,"Combined Cycle","","","","STM","","Fossil","G",2025,"Oil","",0,0,0,0,0,0,0,0,0,0,0,0,0,0,0,0,0,0,0,0,0,0,0,0,0,0,0,0,0,0,0,0,0,0,0,0,0,0,0,0,3.07796968053975,0,0,0,0,0,0,0,0,0,102,null,"",""]
["10307_G_ST1","ISONE_MA, VT, NH, RI (Rest of ISO New England)","Massachusetts",25,"Norfolk",21,"10307","ST1","Bellingham Cogeneration Facility",8349,1991,9999,"Combined Cycle","","","","STM","","Fossil","G",2025,"Oil","",0,0,0,0,0,0,0,0,0,0,0,0,0,0,0,0,0,0,0,0,0,0,0,0,0,0,0,0,0,0,0,0,0,0,0,0,0,0,0,0,1.8105704003174998,0,0,0,0,0,0,0,0,0,60,null,"",""]
["10308_G_CT1","PJM_EMAAC","New Jersey",34,"Middlesex",23,"10308","CT1","Sayreville Cogeneration Facility",8500,1991,9999,"Combined Cycle","","","","STM","","Fossil","G",2025,"NaturalGas","",0.015498295004931505,0,0.6322820861556163,0.6477803811605478,0,0,0,0,0,0,0,0,0,0,0,0,1.8233288241095886,0,74.38612778301368,76.20945660712327,0.9072701895883837,0,37.01379332354947,37.92106351313786,1.0848807123287671E-9,0,4.4259746328767122E-8,4.5344627041095885E-8,6.7327476750684927E-4,0,0.027467510102027394,0.028140784869534242,0,0,0,0,0,0,0,0,3.379731413926192,0.00731990731507767,0,0.23702413287944663,0.2443440401945243,0.06787903061934246,0,2.0179823547830686,2.085861385402411,0,112,null,"",""]
["10308_G_CT2","PJM_EMAAC","New Jersey",34,"Middlesex",23,"10308","CT2","Sayreville Cogeneration Facility",8500,1991,9999,"Combined Cycle","","","","STM","","Fossil","G",2025,"NaturalGas","",0.015498295004931505,0,0.6322820861556163,0.6477803811605478,0,0,0,0,0,0,0,0,0,0,0,0,1.8233288241095886,0,74.38612778301368,76.20945660712327,0.9072701895883837,0,37.01379332354947,37.92106351313786,1.0848807123287671E-9,0,4.4259746328767122E-8,4.5344627041095885E-8,6.7327476750684927E-4,0,0.027467510102027394,0.028140784869534242,0,0,0,0,0,0,0,0,3.379731413926192,0.00731990731507767,0,0.23702413287944663,0.2443440401945243,0.06787903061934246,0,2.0179823547830686,2.085861385402411,0,112,null,"",""]
["10308_G_ST1","PJM_EMAAC","New Jersey",34,"Middlesex",23,"10308","ST1","Sayreville Cogeneration Facility",8500,1991,9999,"Combined Cycle","","","","STM","","Fossil","G",2025,"NaturalGas","",0.009409679110136985,0,0.3838855523087671,0.39329523141890405,0,0,0,0,0,0,0,0,0,0,0,0,1.1070210717808215,0,45.163006153972596,46.27002722575342,0.550842615107233,0,22.47266023215504,23.02350284726227,6.586775753424657e-10,0,2.6871988842465752E-8,2.7530666417808219E-8,4.0877396598630134E-4,0,0.016676702561945207,0.01708547652793151,0,0,0,0,0,0,0,0,2.0519797870266165,0.004444229441297157,0,0.14390750924823548,0.14835173868953264,0.041212268590315064,0,1.225203572546863,1.2664158411371782,0,68,null,"",""]
["10323_G_TURGO","WECC_Pacific Northwest","Oregon",41,"Hood River",27,"10323","TURGO","Copper Dam Plant",0,2015,9999,"Hydro","","","","","","Non-Fossil","G",2025,"Hydro","",0,0,0,0,0,0,0,0,0,0,0,0,0,0,0,0,1.2311515520157825,1.4859764358216414,1.6690193974314773,4.386147385268901,0,0,0,0,0,0,0,0,0,0,0,0,0,0,0,0,0,0,0,0,0.015808234283181816,1.711300657301936E-3,2.0655072457920797E-3,2.3199369624297534E-3,0.006096744865523768,0,0,0,0,0,0.9999999999999998,null,"",""]
["10324_G_GEN3","WECC_Pacific Northwest","Oregon",41,"Hood River",27,"10324","GEN3","Peters Drive Plant",0,1987,9999,"Hydro","","","","","","Non-Fossil","G",2025,"Hydro","",0,0,0,0,0,0,0,0,0,0,0,0,0,0,0,0,0.36934546560473064,0.4457929307464877,0.5007058192294467,1.315844215580665,0,0,0,0,0,0,0,0,0,0,0,0,0,0,0,0,0,0,0,0,0.004742470284955098,5.1339019719057709E-4,6.1965217373761506E-4,6.9598108872892766E-4,1.8290234596571198E-3,0,0,0,0,0,0.30000000000000004,null,"",""]
["10325_G_GEN1","WECC_Idaho","Idaho",16,"Franklin",41,"10325","GEN1","Mink Creek Hydro",0,1986,9999,"Hydro","","","","","","Non-Fossil","G",2025,"Hydro","",0,0,0,0,0,0,0,0,0,0,0,0,0,0,0,0,1.5989398599527465,2.3524860711975535,4.019271823356936,7.970697754507236,0,0,0,0,0,0,0,0,0,0,0,0,0,0,0,0,0,0,0,0,0.03161646856636895,2.2225264053343137E-3,3.2699556389645936E-3,5.5867878344661006E-3,0.011079269878765008,0,0,0,0,0,2.0000000000000004,null,"",""]
["10328_B_BLR1","MISO_Lower Michigan","Michigan",26,"Ingham",65,"10328","BLR1","T B Simon Power Plant",8300,1965,9999,"O/G Steam","wall","dry","SNCR","LNB","","Fossil","B",2025,"NaturalGas","",0.17002836653928968,0,0.3341363757060584,0.5041647422453481,0,0,0,0,0,0,0,0,0,0,0,0,20.485345366128133,0,40.25739466342619,60.74274002955433,17.82988576645652,0,35.03893809331958,52.8688238597761,2.1320328029247912E-8,0,4.1898285947075205E-8,6.3218613976323121E-8,0.02188074809460466,0,0.042999612445763086,0.06488036054036775,0,0,0,0,0,0,0,0,0.4990454845082591,0.03177022696461273,0,0.06243422029758897,0.0942044472622017,0.7120683797124097,0,1.1386202308646103,1.85068861057702,0,17,"SNCR","",""]
["10328_B_BLR2","MISO_Lower Michigan","Michigan",26,"Ingham",65,"10328","BLR2","T B Simon Power Plant",8300,1965,9999,"O/G Steam","wall","dry","SNCR","LNB","","Fossil","B",2025,"NaturalGas","",0.17002836653928968,0,0.3341363757060584,0.5041647422453481,0,0,0,0,0,0,0,0,0,0,0,0,20.485345366128133,0,40.25739466342619,60.74274002955433,17.82988576645652,0,35.03893809331958,52.8688238597761,2.1320328029247912E-8,0,4.1898285947075205E-8,6.3218613976323121E-8,0.016474522055083048,0,0.03237540419252958,0.04884992624761263,0,0,0,0,0,0,0,0,0.4990454845082591,0.03177022696461273,0,0.06243422029758897,0.0942044472622017,0.7120683797124097,0,1.1386202308646103,1.85068861057702,0,17,"SNCR","",""]
["10328_B_BLR3","MISO_Lower Michigan","Michigan",26,"Ingham",65,"10328","BLR3","T B Simon Power Plant",8300,1973,9999,"O/G Steam","wall","dry","SNCR","LNB","","Fossil","B",2025,"NaturalGas","",0.17002836653928968,0,0.3341363757060584,0.5041647422453481,0,0,0,0,0,0,0,0,0,0,0,0,20.485345366128133,0,40.25739466342619,60.74274002955433,17.82988576645652,0,35.03893809331958,52.8688238597761,2.1320328029247912E-8,0,4.1898285947075205E-8,6.3218613976323121E-8,0.018975091958433606,0,0.03728947460148998,0.05626456655992358,0,0,0,0,0,0,0,0,0.4990454845082591,0.03177022696461273,0,0.06243422029758897,0.0942044472622017,0.7120683797124097,0,1.1386202308646103,1.85068861057702,0,17,"SNCR","",""]
["10328_B_BLR4","MISO_Lower Michigan","Michigan",26,"Ingham",65,"10328","BLR4","T B Simon Power Plant",8300,1990,9999,"O/G Steam","","dry","SNCR","CF","","Fossil","B",2025,"NaturalGas","",0.10931243025600001,0.009221830536000002,0.213331477329,0.331865738121,0,0,0,0,0,0,0,0,0,0,0,0,13.170172320000002,1.1110639200000003,25.70258763,39.98382387,16.84980915377755,1.4214859574174472,32.883677282345005,51.15497239354,2.0148388343453511E-8,1.6997611565464894E-9,3.9321103e-08,6.11692525e-08,2.066648954721063E-3,1.7434692827893725E-4,4.0332217779999995E-3,0.006274217661,0,0,0,0,0,0,0,0,0.309751990598,0.020425301906859802,1.7231221773276804E-3,0.0398615218825224,0.06200994596670988,0.45779375923831284,0.03556443614468715,0.7269592706079999,1.2203174659909999,0,17,"SNCR","",""]
["10328_B_BLR6","MISO_Lower Michigan","Michigan",26,"Ingham",65,"10328","BLR6","T B Simon Power Plant",8300,2004,9999,"O/G Steam","wall","dry","SNCR","LNB","","Fossil","B",2025,"NaturalGas","",0.17002836653928968,0,0.3341363757060584,0.5041647422453481,0,0,0,0,0,0,0,0,0,0,0,0,20.485345366128133,0,40.25739466342619,60.74274002955433,17.82988576645652,0,35.03893809331958,52.8688238597761,2.1320328029247912E-8,0,4.1898285947075205E-8,6.3218613976323121E-8,0.02188020501193836,0,0.042998545190472,0.06487875020241035,0,0,0,0,0,0,0,0,0.4990454845082591,0.03177022696461273,0,0.06243422029758897,0.0942044472622017,0.7120683797124097,0,1.1386202308646103,1.85068861057702,0,17,"SNCR","",""]
["10328_G_GEN6","MISO_Lower Michigan","Michigan",26,"Ingham",65,"10328","GEN6","T B Simon Power Plant",12369,2006,9999,"Combustion Turbine","","","","","","Fossil","G",2025,"NaturalGas","",0,0,4.6485366842850916E-5,4.6485366842850916E-5,0,0,0,0,0,0,0,0,0,0,0,0,0,0,3.7582154460431656E-3,3.7582154460431656E-3,0,0,0.002721253375499657,0.002721253375499657,0,0,3.2539812331408896E-12,3.2539812331408896E-12,0,0,7.3051753927267814E-7,7.3051753927267814E-7,0,0,0,0,0,0,0,0,0.24853771095783453,0,0,1.8688875400100375E-5,1.8688875400100375E-5,0,0,1.5840591739180361E-4,1.5840591739180361E-4,0,12.600000000000001,null,"",""]
["10339_G_GEN1","WECC_New Mexico","New Mexico",35,"Bernalillo",1,"10339","GEN1","Southside Water Reclamation Plant",15825,2002,9999,"Combustion Turbine","","","","","","Fossil","G",2025,"NaturalGas","",0,0,0,0,0,0,0,0,0,0,0,0,0,0,0,0,0,0,0,0,0,0,0,0,0,0,0,0,0,0,0,0,0,0,0,0,0,0,0,0,0.0414229518265,0,0,0,0,0,0,0,0,0,2.1,null,"",""]
["10339_G_GEN2","WECC_New Mexico","New Mexico",35,"Bernalillo",1,"10339","GEN2","Southside Water Reclamation Plant",15825,2002,9999,"Combustion Turbine","","","","","","Fossil","G",2025,"NaturalGas","",0,0,0,0,0,0,0,0,0,0,0,0,0,0,0,0,0,0,0,0,0,0,0,0,0,0,0,0,0,0,0,0,0,0,0,0,0,0,0,0,0.0414229518265,0,0,0,0,0,0,0,0,0,2.1,null,"",""]
["10339_G_GEN3","WECC_New Mexico","New Mexico",35,"Bernalillo",1,"10339","GEN3","Southside Water Reclamation Plant",15825,1987,9999,"Non-Fossil Waste","","","","","","Non-Fossil","G",2025,"Non-Fossil","",0.033840180000000004,0.045872244,0.056637802225499995,0.1363502262255,0,0,0,0,0,0,0,0,0,0,0,0,2.1384,2.89872,3.5790080395,8.6161280395,0,0,0,0,0,0,0,0,0,0,0,0,0,0,0,0,0,0,0,0,0.285154647972,0.01483407613838535,0.0201084143209224,0.02482757096793695,0.0597700614272447,0,0,0,0,0,1.1,null,"",""]
["10339_G_GEN4","WECC_New Mexico","New Mexico",35,"Bernalillo",1,"10339","GEN4","Southside Water Reclamation Plant",15825,1987,9999,"Non-Fossil Waste","","","","","","Non-Fossil","G",2025,"Non-Fossil","",0.033840180000000004,0.045872244,0.056637802225499995,0.1363502262255,0,0,0,0,0,0,0,0,0,0,0,0,2.1384,2.89872,3.5790080395,8.6161280395,0,0,0,0,0,0,0,0,0,0,0,0,0,0,0,0,0,0,0,0,0.285154647972,0.01483407613838535,0.0201084143209224,0.02482757096793695,0.0597700614272447,0,0,0,0,0,1.1,null,"",""]
["10342_G_TG1","WECC_Northern California (not including BANC)","California",6,"Contra Costa",13,"10342","TG1","Foster Wheeler Martinez",6117,1987,9999,"Combined Cycle","","","","","","Fossil","G",2025,"NaturalGas","",0.3764239543111162,0.510263582510623,0.7055883576006763,1.5922758944224153,0,0,0,0,0,0,0,0,0,0,0,0,61.537347443478254,83.41729320115941,115.34875880347825,260.3033994481159,37.039838955466905,50.20955947296616,69.42937301153677,156.67877143996984,4.4290890689089381E-8,6.0038762934098984E-8,8.3021115942028982E-8,1.8735076956521736E-7,9.332723344872838E-3,0.012651024978605424,0.01749373508623188,0.03947748340971014,0,0,0,0,0,0,0,0,1.0561660668519806,0.13143636211811,0.1781692908712158,0.24637105533178577,0.5559767083211116,1.7612163769828078,1.9860092213974347,2.9224398254478743,6.669665423828118,0,35,null,"",""]
["10342_G_TG2","WECC_Northern California (not including BANC)","California",6,"Contra Costa",13,"10342","TG2","Foster Wheeler Martinez",6117,1987,9999,"Combined Cycle","","","","","","Fossil","G",2025,"NaturalGas","",0.3764239543111162,0.510263582510623,0.7055883576006763,1.5922758944224153,0,0,0,0,0,0,0,0,0,0,0,0,61.537347443478254,83.41729320115941,115.34875880347825,260.3033994481159,37.039838955466905,50.20955947296616,69.42937301153677,156.67877143996984,4.4290890689089381E-8,6.0038762934098984E-8,8.3021115942028982E-8,1.8735076956521736E-7,9.332723344872838E-3,0.012651024978605424,0.01749373508623188,0.03947748340971014,0,0,0,0,0,0,0,0,1.0561660668519806,0.13143636211811,0.1781692908712158,0.24637105533178577,0.5559767083211116,1.7612163769828078,1.9860092213974347,2.9224398254478743,6.669665423828118,0,35,null,"",""]
["10342_G_TG3","WECC_Northern California (not including BANC)","California",6,"Contra Costa",13,"10342","TG3","Foster Wheeler Martinez",6117,1987,9999,"Combined Cycle","","","","","","Fossil","G",2025,"NaturalGas","",0.3602914991263541,0.4883951432601677,0.6753488565606474,1.524035498947169,0,0,0,0,0,0,0,0,0,0,0,0,58.900032553043474,79.84226634968115,110.40524056904346,249.14753947176808,35.4524172859469,48.05772120983904,66.45382845389948,149.9639669496854,4.2392709659556979E-8,5.746567309406617E-8,7.9463068115942025E-8,1.7932145086956517E-7,0.008932749487235431,0.012108838193808051,0.016744003582536228,0.03778559126357971,0,0,0,0,0,0,0,0,1.0109018068440385,0.12580337517019097,0.1705334641195923,0.23581229581756635,0.5321491351073496,1.6857356751121158,1.9008945404804019,2.797192404357251,6.383822619949769,0,33.5,null,"",""]
["10343_B_SG-101","PJM_Western MAAC","Pennsylvania",42,"Northumberland",97,"10343","SG-101","Foster Wheeler Mt Carmel Cogen",14500,1990,9999,"Coal Steam","FBC","dry","Baghouse + Dry Scrubber + DSI","CF","Dry Scrubber","Fossil","B",2025,"","Coal Retirement",0,0,0,0,0,0,0,0,0,0,0,0,0,0,0,0,0,0,0,0,0,0,0,0,0,0,0,0,0,0,0,0,0,0,0,0,0,0,0,0,0,0,0,0,0,0,0,0,0,0,43,"Scrubber / DSI","Dry Scrubber",""]
["10346_B_BOIL01","MISO_Lower Michigan","Michigan",26,"Montmorency",119,"10346","BOIL01","Hillman Power LLC",13500,1987,9999,"Biomass","","","ESPC + Cyclone + SCR","NH3","","Non-Fossil","B",2025,"","Biomass Retirement",0,0,0,0,0,0,0,0,0,0,0,0,0,0,0,0,0,0,0,0,0,0,0,0,0,0,0,0,0,0,0,0,0,0,0,0,0,0,0,0,0,0,0,0,0,0,0,0,0,0,17.7,"SCR","",""]
["10349_G_GEN1","WECC_Northern California (not including BANC)","California",6,"Sutter",101,"10349","GEN1","Greenleaf 2 Power Plant",8700,1989,9999,"Combustion Turbine","","","","","","Fossil","G",2025,"NaturalGas","",0,0.5794839610163798,0.6695686185282587,1.2490525795446383,0,0,0,0,0,0,0,0,0,0,0,0,0,66.60735184099796,76.96191017566191,143.56926201665988,0,41.8968435784153,48.40998813198627,90.30683171040157,0,5.009871963849287E-8,5.7886900936863546E-8,1.0798562057535642E-7,0,0.007561328192701731,0.008736787233091702,0.016298115425793434,0,0,0,0,0,0,0,0,0.9763981501916547,0,0.3143867006895104,0.3632602160291242,0.6776469167186346,0,2.255423529475631,2.7732515362220163,5.028675065697647,0,49.5,null,"",""]
["10354_B_1","ISONE_Maine","Maine",23,"Androscoggin",1,"10354","1","ReEnergy Livermore Falls",13703,1992,9999,"Biomass","","","ESPH + Cyclone + SNCR","NH3","","Non-Fossil","B",2025,"","Biomass Retirement",0,0,0,0,0,0,0,0,0,0,0,0,0,0,0,0,0,0,0,0,0,0,0,0,0,0,0,0,0,0,0,0,0,0,0,0,0,0,0,0,0,0,0,0,0,0,0,0,0,0,36,"SNCR","",""]
["1037_G_D1","MISO_Indiana (including parts of Kentucky)","Indiana",18,"Miami",103,"1037","D1","Peru (IN)",11000,2002,9999,"Combustion Turbine","","","","","","Fossil","G",2025,"Oil","",0,0,0,0,0,0,0,0,0,0,0,0,0,0,0,0,0,0,0,0,0,0,0,0,0,0,0,0,0,0,0,0,0,0,0,0,0,0,0,0,0.03550538727969231,0,0,0,0,0,0,0,0,0,1.8,null,"",""]
["1038_G_10","MISO_Indiana (including parts of Kentucky)","Indiana",18,"Jasper",73,"1038","10","Rensselaer City Light Plant",13488,1971,9999,"Combustion Turbine","","","","","","Fossil","G",2025,"Oil","",0,0,0,0,0,0,0,0,0,0,0,0,0,0,0,0,0,0,0,0,0,0,0,0,0,0,0,0,0,0,0,0,0,0,0,0,0,0,0,0,0.03747790879524719,0,0,0,0,0,0,0,0,0,1.9000000000000004,null,"",""]
["1038_G_11","MISO_Indiana (including parts of Kentucky)","Indiana",18,"Jasper",73,"1038","11","Rensselaer City Light Plant",13488,1971,9999,"Combustion Turbine","","","","","","Fossil","G",2025,"Oil","",0,0,0,0,0,0,0,0,0,0,0,0,0,0,0,0,0,0,0,0,0,0,0,0,0,0,0,0,0,0,0,0,0,0,0,0,0,0,0,0,0.03747790879524719,0,0,0,0,0,0,0,0,0,1.9000000000000004,null,"",""]
["1038_G_14","MISO_Indiana (including parts of Kentucky)","Indiana",18,"Jasper",73,"1038","14","Rensselaer City Light Plant",10745,1994,9999,"Combustion Turbine","","","","","","Fossil","G",2025,"NaturalGas","",0.003673413221,0,0.026233468897000005,0.029906882118000005,0,0,0,0,0,0,0,0,0,0,0,0,0.34187186799999997,0,2.44145825,2.7833301180000003,0.215041609997,0,1.535707269187,1.750748879184,2.571385e-10,0,1.8363430000000002E-9,2.0934815e-09,1.9486538790000002E-3,0,0.013916199413000001,0.015864853292000002,0,0,0,0,0,0,0,0,0.094681032746,1.6136352169599999E-3,0,0.01152368294,0.013137318156959999,0.014733837225,0,0.089065354654,0.10379919187900001,0,4.8,null,"",""]
["1038_G_15","MISO_Indiana (including parts of Kentucky)","Indiana",18,"Jasper",73,"1038","15","Rensselaer City Light Plant",10745,2006,9999,"Combustion Turbine","","","","","","Fossil","G",2025,"NaturalGas","",0.006351943765999999,0,0.04536204132099999,0.05171398508699999,0,0,0,0,0,0,0,0,0,0,0,0,0.591153445,0,4.22168835,4.812841795,0.37184278809199994,0,2.6554938989159997,3.027336687008,4.4463599999999994E-10,0,3.1753424999999995E-9,3.6199784999999997E-9,3.3695473689999995E-3,0,0.024063428870999996,0.027432976239999997,0,0,0,0,0,0,0,0,0.16371928579,0.0027902442604,0,0.019926369012,0.022716613272400002,0.025477260483,0,0.15400884702099998,0.179486107504,0,8.3,null,"",""]
["1038_G_5","MISO_Indiana (including parts of Kentucky)","Indiana",18,"Jasper",73,"1038","5","Rensselaer City Light Plant",13612,1950,9999,"Combustion Turbine","","","","","","Fossil","G",2025,"Oil","",0,0,0,0,0,0,0,0,0,0,0,0,0,0,0,0,0,0,0,0,0,0,0,0,0,0,0,0,0,0,0,0,0,0,0,0,0,0,0,0,0.035505387279707874,0,0,0,0,0,0,0,0,0,1.8000000000000005,null,"",""]
["1038_G_6","MISO_Indiana (including parts of Kentucky)","Indiana",18,"Jasper",73,"1038","6","Rensselaer City Light Plant",12986,1957,9999,"Combustion Turbine","","","","","","Fossil","G",2025,"Oil","",0,0,0,0,0,0,0,0,0,0,0,0,0,0,0,0,0,0,0,0,0,0,0,0,0,0,0,0,0,0,0,0,0,0,0,0,0,0,0,0,0.04734051637294383,0,0,0,0,0,0,0,0,0,2.4000000000000004,null,"",""]
["10382_B_UNIT1","SERC_VACAR","North Carolina",37,"Robeson",155,"10382","UNIT1","Lumberton",18075,2015,9999,"Biomass","stoker/SPR","dry","Baghouse + SNCR + DSI","OFA","","Non-Fossil","B",2025,"Biomass","",0,0,0,0,0,0,0,0,0,0,0,0,0,0,0,0,0,0,0,0,0,0,0,0,0,0,0,0,0,0,0,0,0,0,0,0,0,0,0,0,0,0,0,0,0,0,0,0,0,0,17.4,"SNCR / DSI","",""]
["10382_B_UNIT2","SERC_VACAR","North Carolina",37,"Robeson",155,"10382","UNIT2","Lumberton",18075,2015,9999,"Biomass","stoker/SPR","dry","Baghouse + SNCR","OFA","","Non-Fossil","B",2025,"Biomass","",0,0,0,0,0,0,0,0,0,0,0,0,0,0,0,0,0,0,0,0,0,0,0,0,0,0,0,0,0,0,0,0,0,0,0,0,0,0,0,0,0,0,0,0,0,0,0,0,0,0,17.4,"SNCR","",""]
["10387_G_1A","WECC_San Diego Gas and Electric","California",6,"San Diego",73,"10387","1A","Sycamore Energy 1",22752,2011,9999,"Landfill Gas","","","","","","Non-Fossil","G",2025,"LF Gas","",0.04257590420761665,0.045343829600058914,0.07116688818270167,0.15908662199037724,0,0,0,0,0,0,0,0,0,0,0,0,1.9956961605138046,2.125439455015524,3.3358653948806674,7.4570010104099955,2.453606783580217,2.613119556021242,4.101276599080056,9.168002938681516,0,0,0,0,1.3943608059445228E-3,1.4850103588507852E-3,2.3307154928464274E-3,0.005210086657641735,0,0,0,0,0,0,0,0,0.31107771802417483,0.013844139914957532,0.014744168866081417,0.02314089097225252,0.05172919975329147,0,0,0,0,0,1.199999692307771,null,"",""]
["10387_G_2A","WECC_San Diego Gas and Electric","California",6,"San Diego",73,"10387","2A","Sycamore Energy 1",22752,2011,9999,"Landfill Gas","","","","","","Non-Fossil","G",2025,"LF Gas","",0.04257590420761665,0.045343829600058914,0.07116688818270167,0.15908662199037724,0,0,0,0,0,0,0,0,0,0,0,0,1.9956961605138046,2.125439455015524,3.3358653948806674,7.4570010104099955,2.453606783580217,2.613119556021242,4.101276599080056,9.168002938681516,0,0,0,0,1.3943608059445228E-3,1.4850103588507852E-3,2.3307154928464274E-3,0.005210086657641735,0,0,0,0,0,0,0,0,0.31107771802417483,0.013844139914957532,0.014744168866081417,0.02314089097225252,0.05172919975329147,0,0,0,0,0,1.199999692307771,null,"",""]
["10387_G_3","WECC_San Diego Gas and Electric","California",6,"San Diego",73,"10387","3","Sycamore Energy 1",22752,2004,9999,"Landfill Gas","","","","","","Non-Fossil","G",2025,"LF Gas","",0.09934377648443886,0.10580226906680414,0.1660560724263039,0.3712021179775469,0,0,0,0,0,0,0,0,0,0,0,0,4.6566243745322105,4.959358728369557,7.783685921388224,17.39966902428999,5.725082495020506,6.097278964049566,9.569645397853465,21.392006856923537,0,0,0,0,3.2535085472038872E-3,3.4650241706518322E-3,0.005438336149974998,0.012156868867830718,0,0,0,0,0,0,0,0,0.7258480087230745,0.032302993134900905,0.03440306068752331,0.053995412268589206,0.12070146609101343,0,0,0,0,0,2.799999282051466,null,"",""]
["10397_B_5HPB","MISO_Indiana (including parts of Kentucky)","Indiana",18,"Lake",89,"10397","5HPB","ArcelorMittal Indiana Harbor West",5172,1952,9999,"Fossil Waste","wall","","","","","Fossil","B",2025,"Fwaste","",0.04764154682576247,0.06138166370873419,0.07768246281494617,0.18670567334944282,0,0,0,0,0,0,0,0,0,0,0,0,9.211435967870793,11.86807109605922,15.019811062421265,36.09931812635128,16.24271525829977,20.927214839350047,26.48474300546631,63.654673103116124,0,0,0,0,0.002425531599730213,0.003125069920883393,3.9549779729848075E-3,0.009505579493598412,0.004046768049220905,5.213880993683538E-3,0.006598503395757739,0.01585915243866218,0,0,0,0,2.8774696295361117,0.06389971122860866,0.0823287833215082,0.1041923965975121,0.25042089114762894,0,0,0,0,0,11.1,null,"",""]
["10397_B_6HPB","MISO_Indiana (including parts of Kentucky)","Indiana",18,"Lake",89,"10397","6HPB","ArcelorMittal Indiana Harbor West",5172,1956,9999,"Fossil Waste","wall","","","","","Fossil","B",2025,"Fwaste","",0.04764154682576247,0.06138166370873419,0.07768246281494617,0.18670567334944282,0,0,0,0,0,0,0,0,0,0,0,0,9.211435967870793,11.86807109605922,15.019811062421265,36.09931812635128,16.24271525829977,20.927214839350047,26.48474300546631,63.654673103116124,0,0,0,0,3.5576149616063793E-3,0.004583653129003734,0.005800909298019219,0.013942177388629332,0.004046768049220905,5.213880993683538E-3,0.006598503395757739,0.01585915243866218,0,0,0,0,2.8774696295361117,0.06389971122860866,0.0823287833215082,0.1041923965975121,0.25042089114762894,0,0,0,0,0,11.1,null,"",""]
["10397_B_7HPB","MISO_Indiana (including parts of Kentucky)","Indiana",18,"Lake",89,"10397","7HPB","ArcelorMittal Indiana Harbor West",5172,1956,9999,"Fossil Waste","wall","","","","","Fossil","B",2025,"Fwaste","",0.04764154682576247,0.06138166370873419,0.07768246281494617,0.18670567334944282,0,0,0,0,0,0,0,0,0,0,0,0,9.211435967870793,11.86807109605922,15.019811062421265,36.09931812635128,16.24271525829977,20.927214839350047,26.48474300546631,63.654673103116124,0,0,0,0,3.5166414351041585E-3,4.530862583937716E-3,0.005734099451134594,0.013781603470176469,0.004046768049220905,5.213880993683538E-3,0.006598503395757739,0.01585915243866218,0,0,0,0,2.8774696295361117,0.06389971122860866,0.0823287833215082,0.1041923965975121,0.25042089114762894,0,0,0,0,0,11.1,null,"",""]
["10397_B_8HPB","MISO_Indiana (including parts of Kentucky)","Indiana",18,"Lake",89,"10397","8HPB","ArcelorMittal Indiana Harbor West",5172,1967,9999,"Fossil Waste","tangential","","","","","Fossil","B",2025,"Fwaste","",0.10300874989354047,0.13271711072158746,0.16796208176204577,0.4036879423771737,0,0,0,0,0,0,0,0,0,0,0,0,19.916618308909825,25.66069426174967,32.47526716199193,78.05257973265142,35.119384342269775,45.248032085081185,57.26430920100824,137.6317256283592,0,0,0,0,5.244392648065325E-3,6.7569079370451745E-3,0.008551303725372557,0.020552604310483058,0.00874976875507223,0.011273256202559001,0.014267034369205922,0.03429005932683715,0,0,0,0,6.221555955753756,0.13816153779158633,0.17800818015461237,0.22528085750813429,0.541450575454333,0,0,0,0,0,24,null,"",""]
["10397_B_9HPB","MISO_Indiana (including parts of Kentucky)","Indiana",18,"Lake",89,"10397","9HPB","ArcelorMittal Indiana Harbor West",5172,2000,9999,"Fossil Waste","wall","","","","","Fossil","B",2025,"Fwaste","",0.07296453117459117,0.09400795342779109,0.11897314124811575,0.285945625850498,0,0,0,0,0,0,0,0,0,0,0,0,14.107604635477792,18.17632510207268,23.00331423974428,55.28724397729475,24.87623057577442,32.05068939359917,40.56221901738083,97.48913898675443,0,0,0,0,7.7471910859498185E-4,9.9815289302891859E-4,1.2632270014888204E-3,3.0360990031127206E-3,6.197752868176162E-3,0.007985223143479292,0.01010581601152086,0.024288792023176315,0,0,0,0,4.40693546865891,0.09786442260237363,0.12608912760951707,0.15957394073492845,0.38352749094681915,0,0,0,0,0,17,null,"",""]
["104_G_1","WECC_Northern California (not including BANC)","California",6,"Fresno",19,"104","1","J S Eastwood",0,1987,9999,"Pumped Storage","","","","","","Non-Fossil","G",2025,"Pumps","",0,0,0,0,0,0,0,0,0,0,0,0,0,0,0,0,1.1340020941890572,34.930828202206435,43.80669437855129,79.87152467494678,0,0,0,0,0,0,0,0,0,0,0,0,0,0,0,0,0,0,0,0,1.737101488255109,1.7233281428902832E-5,5.3083922511074392E-4,6.6572460188918153E-4,1.2137971084288284E-3,0,0,0,0,0,95,null,"",""]
["1040_B_1","PJM West","Indiana",18,"Wayne",177,"1040","1","Whitewater Valley",13048,1955,9999,"Coal Steam","wall","dry","ESPC + Baghouse + Mercury Control + DSI","LA + LNB + NH3 + OFA","","Fossil","B",2025,"Coal","",0,0,0,0,0,0,0,0,0,0,0,0,0,0,0,0,0,0,0,0,0,0,0,0,0,0,0,0,0,0,0,0,0,0,0,0,0,0,0,0,2.060208684405,0,0,0,0,0,0,0,0,0,35,"Mercury Control / DSI","",""]
["1040_B_2","PJM West","Indiana",18,"Wayne",177,"1040","2","Whitewater Valley",12947,1973,9999,"Coal Steam","tangential","dry","ESPC + Baghouse + Mercury Control + DSI","LNC3","","Fossil","B",2025,"Coal","",0,0,0,0,0,0,0,0,0,0,0,0,0,0,0,0,0,0,0,0,0,0,0,0,0,0,0,0,0,0,0,0,0,0,0,0,0,0,0,0,3.188918946184,0,0,0,0,0,0,0,0,0,65,"Mercury Control / DSI","",""]
["10405_G_GEN1","WECC_Northern California (not including BANC)","California",6,"Fresno",19,"10405","GEN1","Kingsburg Cogen",10245,1990,9999,"Combined Cycle","","","SCR","","","Fossil","G",2025,"NaturalGas","",0,2.7519648883431954E-3,2.8320758562721893E-3,0.005584040744615384,0,0,0,0,0,0,0,0,0,0,0,0,0,0.2686154112426036,0.27643492982248524,0.5450503410650888,0,0.16720122606976331,0.17206853091934912,0.33926975698911244,0,1.9993313609467457E-10,2.0575337278106508E-10,4.0568650887573963E-10,0,2.7617070591715972E-5,2.8421015680473366E-5,5.6038086272189338E-5,0,0,0,0,0,0,0,0,0.4523261497244379,0,1.1184515534541203E-3,1.1510101943097417E-3,0.002269461747763862,0,0.010710989050059171,0.011730028112130177,0.02244101716218935,0,22,"SCR","",""]
["10405_G_GEN2","WECC_Northern California (not including BANC)","California",6,"Fresno",19,"10405","GEN2","Kingsburg Cogen",10245,1990,9999,"Combined Cycle","","","SCR","","","Fossil","G",2025,"NaturalGas","",0,1.4760538946568048E-3,1.5190225047278106E-3,2.9950763993846154E-3,0,0,0,0,0,0,0,0,0,0,0,0,0,0.14407553875739648,0.14826964417751481,0.2923451829349113,0,0.08968065761923669,0.0922913029476509,0.18197196056688758,0,1.0723686390532546E-10,1.103586272189349E-10,2.1759549112426036E-10,0,1.4812792408284021E-5,1.5243999319526624E-5,3.0056791727810643E-5,0,0,0,0,0,0,0,0,0.24261129848856217,0,0.00059989674230721,6.1736001331158877E-4,1.2172567556187988E-3,0,0.005744985035940829,0.006291560532869823,0.01203654556881065,0,11.8,"SCR","",""]
["10416_B_BO4","SERC_Southeastern","Florida",12,"Escambia",33,"10416","BO4","Pensacola Florida Plant",8300,1953,9999,"O/G Steam","","","","","","Fossil","B",2025,"NaturalGas","",0.00578712881961,0.00135747466139,0.029606054369800003,0.0367506578508,0,0,0,0,0,0,0,0,0,0,0,0,0.6972444360000002,0.16355116400000005,3.5669945024,4.4277901024,0.4728123653218919,0.1109066042113081,2.4188348026754003,3.0025537722086,5.653719e-10,1.326181e-10,2.8923545999999997E-9,3.5903446e-09,9.313774411635298E-4,2.1847125163095124E-4,0.004764782677978098,5.9146313707725785E-3,0,0,0,0,0,0,0,0,0.096112097743,6.1326902526397217E-4,1.4385322814833924E-4,0.00313738931235988,3.8945115657721915E-3,0.023661315388705778,0.005046258152694222,0.1104493255788,0.1391568991202,0,2.7,null,"",""]
["10416_B_BO5","SERC_Southeastern","Florida",12,"Escambia",33,"10416","BO5","Pensacola Florida Plant",8300,1957,9999,"O/G Steam","","","","","","Fossil","B",2025,"NaturalGas","",0.00578712881961,0.00135747466139,0.029606054369800003,0.0367506578508,0,0,0,0,0,0,0,0,0,0,0,0,0.6972444360000002,0.16355116400000005,3.5669945024,4.4277901024,0.4728123653218919,0.1109066042113081,2.4188348026754003,3.0025537722086,5.653719e-10,1.326181e-10,2.8923545999999997E-9,3.5903446e-09,9.313774411635298E-4,2.1847125163095124E-4,0.004764782677978098,5.9146313707725785E-3,0,0,0,0,0,0,0,0,0.096112097743,6.1326902526397217E-4,1.4385322814833924E-4,0.00313738931235988,3.8945115657721915E-3,0.023661315388705778,0.005046258152694222,0.1104493255788,0.1391568991202,0,2.7,null,"",""]
["10416_B_BO6","SERC_Southeastern","Florida",12,"Escambia",33,"10416","BO6","Pensacola Florida Plant",8300,1957,9999,"O/G Steam","","","","","","Fossil","B",2025,"NaturalGas","",0.00578712881961,0.00135747466139,0.029606054369800003,0.0367506578508,0,0,0,0,0,0,0,0,0,0,0,0,0.6972444360000002,0.16355116400000005,3.5669945024,4.4277901024,0.4728123653218919,0.1109066042113081,2.4188348026754003,3.0025537722086,5.653719e-10,1.326181e-10,2.8923545999999997E-9,3.5903446e-09,9.313774411635298E-4,2.1847125163095124E-4,0.004764782677978098,5.9146313707725785E-3,0,0,0,0,0,0,0,0,0.096112097743,6.1326902526397217E-4,1.4385322814833924E-4,0.00313738931235988,3.8945115657721915E-3,0.023661315388705778,0.005046258152694222,0.1104493255788,0.1391568991202,0,2.7,null,"",""]
["10416_B_BO7","SERC_Southeastern","Florida",12,"Escambia",33,"10416","BO7","Pensacola Florida Plant",8300,1953,9999,"O/G Steam","","","","","","Fossil","B",2025,"NaturalGas","",0.00578712881961,0.00135747466139,0.029606054369800003,0.0367506578508,0,0,0,0,0,0,0,0,0,0,0,0,0.6972444360000002,0.16355116400000005,3.5669945024,4.4277901024,0.4728123653218919,0.1109066042113081,2.4188348026754003,3.0025537722086,5.653719e-10,1.326181e-10,2.8923545999999997E-9,3.5903446e-09,8.0768108326196057E-4,1.8945605656762023E-4,4.1319712769180925E-3,0.005129108416747673,0,0,0,0,0,0,0,0,0.096112097743,6.1326902526397217E-4,1.4385322814833924E-4,0.00313738931235988,3.8945115657721915E-3,0.023661315388705778,0.005046258152694222,0.1104493255788,0.1391568991202,0,2.7,null,"",""]
["10416_B_BO8","SERC_Southeastern","Florida",12,"Escambia",33,"10416","BO8","Pensacola Florida Plant",8300,1953,9999,"O/G Steam","","","","","","Fossil","B",2025,"NaturalGas","",0.00578712881961,0.00135747466139,0.029606054369800003,0.0367506578508,0,0,0,0,0,0,0,0,0,0,0,0,0.6972444360000002,0.16355116400000005,3.5669945024,4.4277901024,0.4728123653218919,0.1109066042113081,2.4188348026754003,3.0025537722086,5.653719e-10,1.326181e-10,2.8923545999999997E-9,3.5903446e-09,1.0096013540774507E-3,2.3682007070952526E-4,0.005164964096147615,6.411385520934591E-3,0,0,0,0,0,0,0,0,0.096112097743,6.1326902526397217E-4,1.4385322814833924E-4,0.00313738931235988,3.8945115657721915E-3,0.023661315388705778,0.005046258152694222,0.1104493255788,0.1391568991202,0,2.7,null,"",""]
["10416_B_BO9","SERC_Southeastern","Florida",12,"Escambia",33,"10416","BO9","Pensacola Florida Plant",8300,2007,9999,"O/G Steam","","","","","","Fossil","B",2025,"NaturalGas","",0.006226566508965017,0.01263972280303498,0.029606059496000002,0.048472348808,0,0,0,0,0,0,0,0,0,0,0,0,0.7501887360000001,1.522858169,3.56699512,5.840042025000001,0.9597852422710031,1.9483321016939976,4.563583950468,7.471701294433,1.1476759712273164E-9,2.3297440287726838E-9,5.456968e-09,8.934388e-09,1.8906326485899094E-3,0.003837921359410091,8.989574363E-3,0.014718128371,0,0,0,0,0,0,0,0,0.048580284923,6.5983676761922807E-4,1.33944667995588E-3,3.13738985557677E-3,0.005136673303151878,0.025458004922420577,0.046986736522579425,0.110449344704,0.182894086149,0,2.7,null,"",""]
["10416_G_GEN4","SERC_Southeastern","Florida",12,"Escambia",33,"10416","GEN4","Pensacola Florida Plant",8700,1993,9999,"Combustion Turbine","","","","","","Fossil","G",2025,"NaturalGas","",0.05604810284605608,0.009138277637943925,0.663482505807,0.728668886291,0,0,0,0,0,0,0,0,0,0,0,0,6.442310672,1.05037674,76.262356989,83.75504440099999,4.845780204726692,0.7900728594663079,57.363054760672,62.998907824865,5.7944067663551378E-9,9.44740233644861e-10,6.8592652500000008E-8,7.53317995e-08,0.004042426995962617,6.5909135803738229E-4,0.047853173544000004,0.052554691898,0,0,0,0,0,0,0,0,1.617467642742,0.04200386558144,0.0068484563448,0.49723056756828,0.54608288949452,0.22915885924275003,0.03397051109024996,2.475209779184,2.738339149517,0,82,null,"",""]
["10421_G_GEN1","WECC_Colorado","Colorado",8,"Summit",117,"10421","GEN1","Dillon Hydro Plant",0,1987,9999,"Hydro","","","","","","Non-Fossil","G",2025,"Hydro","",0,0,0,0,0,0,0,0,0,0,0,0,0,0,0,0,1.008368438633723,1.0874961781766643,1.9167396405527741,4.0126042573631615,0,0,0,0,0,0,0,0,0,0,0,0,0,0,0,0,0,0,0,0,0.028454821594971078,0.001401632129700875,1.5116196876655632E-3,2.664268100368356E-3,0.005577519917734794,0,0,0,0,0,1.799999992740472,null,"",""]
["10422_G_GEN1","WECC_Colorado","Colorado",8,"Grand",49,"10422","GEN1","Williams Fork Hydro Plant",0,1959,9999,"Hydro","","","","","","Non-Fossil","G",2025,"Hydro","",0,0,0,0,0,0,0,0,0,0,0,0,0,0,0,0,1.6806140643895382,1.8124936302944403,3.194566067587957,6.6876737622719356,0,0,0,0,0,0,0,0,0,0,0,0,0,0,0,0,0,0,0,0,0.04742470265828513,2.3360535495014576E-3,2.5193661461092717E-3,4.44044683394726E-3,0.00929586652955799,0,0,0,0,0,2.9999999879007864,null,"",""]
["10422_G_GEN2","WECC_Colorado","Colorado",8,"Grand",49,"10422","GEN2","Williams Fork Hydro Plant",0,2012,9999,"Hydro","","","","","","Non-Fossil","G",2025,"Hydro","",0,0,0,0,0,0,0,0,0,0,0,0,0,0,0,0,0.2801023487732919,0.302082299689441,0.5324276872670806,1.1146123357298132,0,0,0,0,0,0,0,0,0,0,0,0,0,0,0,0,0,0,0,0,0.007904117141599378,3.8934226479487568E-4,4.1989439656832297E-4,0.000740074485301242,1.5493111466644406E-3,0,0,0,0,0,0.5,null,"",""]
["10423_G_GEN1","WECC_Colorado","Colorado",8,"Park",93,"10423","GEN1","North Fork Hydro Plant",0,1988,9999,"Hydro","","","","","","Non-Fossil","G",2025,"Hydro","",0,0,0,0,0,0,0,0,0,0,0,0,0,0,0,0,5.3565254819188235,5.732860420369907,9.758171227277968,20.847557129566695,0,0,0,0,0,0,0,0,0,0,0,0,0,0,0,0,0,0,0,0,0.08730655646491996,0.007445570419867166,0.00796867598431415,0.013563858005916387,0.028978104410097703,0,0,0,0,0,5.522853147348662,null,"",""]
["10424_G_GEN1","WECC_Colorado","Colorado",8,"Jefferson",59,"10424","GEN1","Gross Hydro Plant",0,2007,9999,"Hydro","","","","","","Non-Fossil","G",2025,"Hydro","",0,0,0,0,0,0,0,0,0,0,0,0,0,0,0,0,4.369596640863352,4.7124838751552796,8.305871921366458,17.38795243738509,0,0,0,0,0,0,0,0,0,0,0,0,0,0,0,0,0,0,0,0,0.1233042274089503,0.006073739330800059,0.006550352586465838,0.011545161970699377,0.024169253887965272,0,0,0,0,0,7.8,null,"",""]
["10427_G_GEN2","WECC_Southern California Edison","California",6,"San Bernardino",71,"10427","GEN2","New-Indy Ontario Mill",12369,2019,9999,"Combustion Turbine","","","","","","Fossil","G",2025,"NaturalGas","",0,0.1386490749013404,0.15666096517474465,0.2953100400760851,0,0,0,0,0,0,0,0,0,0,0,0,0,11.209400509404254,12.665612836531915,23.87501334593617,0,8.116516844693807,9.170932901348042,17.28744974604185,0,9.7054355106382968E-9,1.096626769148936E-8,2.0671703202127657E-8,0,7.6256991224299072E-4,8.616353081975967E-4,1.6242052204405873E-3,0,0,0,0,0,0,0,0,0.2899606627840851,0,0.05222626645849647,0.059010976573271236,0.11123724303176771,0,0.530085186815234,0.6483476208313405,1.1784328076465744,0,14.7,null,"",""]
["10427_G_GEN3","WECC_Southern California Edison","California",6,"San Bernardino",71,"10427","GEN3","New-Indy Ontario Mill",12369,2019,9999,"Combustion Turbine","","","","","","Fossil","G",2025,"NaturalGas","",0,0.1386490749013404,0.15666096517474465,0.2953100400760851,0,0,0,0,0,0,0,0,0,0,0,0,0,11.209400509404254,12.665612836531915,23.87501334593617,0,8.116516844693807,9.170932901348042,17.28744974604185,0,9.7054355106382968E-9,1.096626769148936E-8,2.0671703202127657E-8,0,7.6256991224299072E-4,8.616353081975967E-4,1.6242052204405873E-3,0,0,0,0,0,0,0,0,0.2899606627840851,0,0.05222626645849647,0.059010976573271236,0.11123724303176771,0,0.530085186815234,0.6483476208313405,1.1784328076465744,0,14.7,null,"",""]
["10434_G_TG2","FRCC","Florida",12,"Polk",105,"10434","TG2","Mosaic New Wales Operations",9194,1984,9999,"Non-Fossil Waste","","","","","","Non-Fossil","G",2025,"Non-Fossil",null,0.47848510557289237,0.6809212329938589,0.8771308268489859,2.036537165415737,0,0,0,0,0,0,0,0,0,0,0,0,52.00929685357566,74.01324331355882,95.34039204497499,221.36293221210948,0,0,0,0,0,0,0,0,0,0,0,0,0,0,0,0,0,0,0,0,0.16972701522877254,0.3607883788953544,0.5134297075206565,0.6613760917782787,1.5355941781942897,0,0,0,0,0,48.66378523194654,null,"",""]
["10434_G_TG3","FRCC","Florida",12,"Polk",105,"10434","TG3","Mosaic New Wales Operations",9194,1982,9999,"Non-Fossil Waste","","","","","","Non-Fossil","G",2025,"Non-Fossil",null,0.3189900703819282,0.45394748866257256,0.5847538845659905,1.3576914436104912,0,0,0,0,0,0,0,0,0,0,0,0,34.67286456905043,49.342162209039216,63.560261363316656,147.5752881414063,0,0,0,0,0,0,0,0,0,0,0,0,0,0,0,0,0,0,0,0,0.11315134348584835,0.24052558593023624,0.34228647168043774,0.4409173945188524,1.0237294521295264,0,0,0,0,0,32.44252348796436,null,"",""]
["10434_G_TG4","FRCC","Florida",12,"Polk",105,"10434","TG4","Mosaic New Wales Operations",11084,2014,9999,"Non-Fossil Waste","","","","","","Non-Fossil","G",2025,"Non-Fossil","",0.2882355293057474,0.4101814012522527,0.5283764606,1.226793391158,0,0,0,0,0,0,0,0,0,0,0,0,26.004648981000003,37.006622271,47.670196734,110.681467986,0,0,0,0,0,0,0,0,0,0,0,0,0,0,0,0,0,0,0,0,6.221555955754,0.18039419329224604,0.256714858021175,0.3306880508249,0.767797102138321,0,0,0,0,0,24,null,"",""]
["10435_B_SG101A","PJM_EMAAC","New Jersey",34,"Camden",7,"10435","SG101A","Camden Resource Recovery Facility",22061,1991,9999,"Municipal Solid Waste","","","ESPC + Dry Scrubber + SNCR + Mercury Control","","Dry Scrubber","Non-Fossil","B",2025,"MSW","",0.4239506342426217,0.5561987676583784,0.7369668512125,1.7171162531135002,0,0,0,0,0,0,0,0,0,0,0,0,19.217199322,25.211856564,33.405867876,77.834923762,19.48053164344959,25.557333373903905,33.863626813211,78.9014918305645,1.2184341228134148E-3,1.5985152582503343E-3,2.1180427303842497E-3,0.004934992111447999,0.06359259513632859,0.0834298151486714,0.1105450276815,0.2575674379665,0.014838272198692885,0.01946695686830711,0.025793839792000003,0.060099068859,0,0,0,0,2.8515464797205,0.1333096698040945,0.1748945940237685,0.231736432632541,0.5399406964604041,0,0,0,0,0,11,"Scrubber / SNCR / Mercury Control","Dry Scrubber",""]
["10435_B_SG101B","PJM_EMAAC","New Jersey",34,"Camden",7,"10435","SG101B","Camden Resource Recovery Facility",22061,1991,9999,"Municipal Solid Waste","","","ESPC + Dry Scrubber + SNCR + Mercury Control","","Dry Scrubber","Non-Fossil","B",2025,"MSW","",0.4239506342426217,0.5561987676583784,0.7369668512125,1.7171162531135002,0,0,0,0,0,0,0,0,0,0,0,0,19.217199322,25.211856564,33.405867876,77.834923762,19.48053164344959,25.557333373903905,33.863626813211,78.9014918305645,1.2184341228134148E-3,1.5985152582503343E-3,2.1180427303842497E-3,0.004934992111447999,0.06359259513632859,0.0834298151486714,0.1105450276815,0.2575674379665,0.014838272198692885,0.01946695686830711,0.025793839792000003,0.060099068859,0,0,0,0,2.8515464797205,0.1333096698040945,0.1748945940237685,0.231736432632541,0.5399406964604041,0,0,0,0,0,11,"Scrubber / SNCR / Mercury Control","Dry Scrubber",""]
["10435_B_SG101C","PJM_EMAAC","New Jersey",34,"Camden",7,"10435","SG101C","Camden Resource Recovery Facility",22061,1991,9999,"Municipal Solid Waste","","","ESPC + Dry Scrubber + SNCR + Mercury Control","","Dry Scrubber","Non-Fossil","B",2025,"MSW","",0.4239506327850153,0.5561987669886788,0.736966855639664,1.7171162554133583,0,0,0,0,0,0,0,0,0,0,0,0,19.21719925592626,25.211856533640557,33.40586807668203,77.83492386624884,19.480531576469915,25.55733334312773,33.863627016643015,78.90149193624065,1.218434118624029E-3,1.5985152563253256E-3,2.118042743108413E-3,0.004934992118057768,0.06359184130563338,0.08342882635268738,0.11054371831829186,0.25756438597661263,0.01765902768251177,0.023167625340501957,0.030697248921280406,0.07152390194429414,0,0,0,0,2.851546479720461,0.13330966934574087,0.17489459381316544,0.23173643402467164,0.539940697183578,0,0,0,0,0,11,"Scrubber / SNCR / Mercury Control","Dry Scrubber",""]
["10436_G_GT38","ERCOT_Rest","Texas",48,"Harris",201,"10436","GT38","ExxonMobil Baytown Refinery",8700,1989,9999,"Combustion Turbine","","","","","","Fossil","G",2025,"NaturalGas","",3.7201767588305092E-3,0.00847373595066949,0.000219562831,0.012413475540499999,0,0,0,0,0,0,0,0,0,0,0,0,0.4276065240000001,0.973992638,0.025237107,1.426836269,0.3002849026358645,0.6839822782261356,0.0177226534045,1.0019898342665001,3.5906972033898314E-10,8.178810296610168e-10,2.1191999999999998E-11,1.19814275E-9,3.6086510002315126E-5,8.2197050560829191E-5,2.1298063608247421E-6,1.2041336692396906E-4,0,0,0,0,0,0,0,0,0.552306024351,2.3774922734400004E-3,0.00541539906728,1.4031831492E-4,0.00793320965564,0.014529551796355351,0.030363964076144646,0.0007590640915,0.045652579964,0,28,null,"",""]
["10436_G_GT41","ERCOT_Rest","Texas",48,"Harris",201,"10436","GT41","ExxonMobil Baytown Refinery",8700,1977,9999,"Combustion Turbine","","","","","","Fossil","G",2025,"NaturalGas","",2.437029151174378E-3,5.551010844341636E-3,1.4011167886120998E-4,0.008128151674377224,0,0,0,0,0,0,0,0,0,0,0,0,0.2801182932384342,0.6380472234875446,0.016104790676156586,0.9342703074021352,0.19864513418164187,0.4524694723026286,0.011420668988967972,0.6625352754732384,2.375326099282224e-10,5.410465003920623e-10,1.3656405693950178E-11,7.922355160142349e-10,3.4815495012616182E-5,7.9301960862070009E-5,2.00164100652676E-6,1.1611909688121295E-4,0,0,0,0,0,0,0,0,0.35505387279693956,1.5231257743945495E-3,3.4693420416764846E-3,8.7568796334210541E-5,5.080036612405245E-3,0.009518080343143775,0.019890954219632027,4.8438865430604986E-4,0.02989342321708185,0,18,null,"",""]
["10436_G_GT42","ERCOT_Rest","Texas",48,"Harris",201,"10436","GT42","ExxonMobil Baytown Refinery",8700,1977,9999,"Combustion Turbine","","","","","","Fossil","G",2025,"NaturalGas","",2.437029151174378E-3,5.551010844341636E-3,1.4011167886120998E-4,0.008128151674377224,0,0,0,0,0,0,0,0,0,0,0,0,0.2801182932384342,0.6380472234875446,0.016104790676156586,0.9342703074021352,0.19864513418164187,0.4524694723026286,0.011420668988967972,0.6625352754732384,2.375326099282224e-10,5.410465003920623e-10,1.3656405693950178E-11,7.922355160142349e-10,3.0472041443790771E-5,6.9408538844189941E-5,1.7519236100010042E-6,1.0163250389798171E-4,0,0,0,0,0,0,0,0,0.35505387279693956,1.5231257743945495E-3,3.4693420416764846E-3,8.7568796334210541E-5,5.080036612405245E-3,0.009518080343143775,0.019890954219632027,4.8438865430604986E-4,0.02989342321708185,0,18,null,"",""]
["10436_G_GT43","ERCOT_Rest","Texas",48,"Harris",201,"10436","GT43","ExxonMobil Baytown Refinery",8700,1977,9999,"Combustion Turbine","","","","","","Fossil","G",2025,"NaturalGas","",2.437029151174378E-3,5.551010844341636E-3,1.4011167886120998E-4,0.008128151674377224,0,0,0,0,0,0,0,0,0,0,0,0,0.2801182932384342,0.6380472234875446,0.016104790676156586,0.9342703074021352,0.19864513418164187,0.4524694723026286,0.011420668988967972,0.6625352754732384,2.375326099282224e-10,5.410465003920623e-10,1.3656405693950178E-11,7.922355160142349e-10,4.4367699540931438E-5,1.0105976006545472E-4,2.5508241871673864E-6,1.4797828379355354E-4,0,0,0,0,0,0,0,0,0.35505387279693956,1.5231257743945495E-3,3.4693420416764846E-3,8.7568796334210541E-5,5.080036612405245E-3,0.009518080343143775,0.019890954219632027,4.8438865430604986E-4,0.02989342321708185,0,18,null,"",""]
["10436_G_GT44","ERCOT_Rest","Texas",48,"Harris",201,"10436","GT44","ExxonMobil Baytown Refinery",8700,1977,9999,"Combustion Turbine","","","","","","Fossil","G",2025,"NaturalGas","",2.437029151174378E-3,5.551010844341636E-3,1.4011167886120998E-4,0.008128151674377224,0,0,0,0,0,0,0,0,0,0,0,0,0.2801182932384342,0.6380472234875446,0.016104790676156586,0.9342703074021352,0.19864513418164187,0.4524694723026286,0.011420668988967972,0.6625352754732384,2.375326099282224e-10,5.410465003920623e-10,1.3656405693950178E-11,7.922355160142349e-10,5.5803198390104604E-5,1.2710728522190461E-4,3.2082832702078525E-6,1.8611876688221705E-4,0,0,0,0,0,0,0,0,0.35505387279693956,1.5231257743945495E-3,3.4693420416764846E-3,8.7568796334210541E-5,5.080036612405245E-3,0.009518080343143775,0.019890954219632027,4.8438865430604986E-4,0.02989342321708185,0,18,null,"",""]
["10436_G_GT45","ERCOT_Rest","Texas",48,"Harris",201,"10436","GT45","ExxonMobil Baytown Refinery",8700,1988,9999,"Combustion Turbine","","","","","","Fossil","G",2025,"NaturalGas","",3.7201767588305092E-3,0.00847373595066949,0.000219562831,0.012413475540499999,0,0,0,0,0,0,0,0,0,0,0,0,0.4276065240000001,0.973992638,0.025237107,1.426836269,0.3002849026358645,0.6839822782261356,0.0177226534045,1.0019898342665001,3.5906972033898314E-10,8.178810296610168e-10,2.1191999999999998E-11,1.19814275E-9,2.3621660065481334E-5,5.3804892371374327E-5,1.3941376391752577E-6,7.8820690076030912E-5,0,0,0,0,0,0,0,0,0.552306024351,2.3774922734400004E-3,0.00541539906728,1.4031831492E-4,0.00793320965564,0.014529551796355351,0.030363964076144646,0.0007590640915,0.045652579964,0,28,null,"",""]
["10436_G_ST34","ERCOT_Rest","Texas",48,"Harris",201,"10436","ST34","ExxonMobil Baytown Refinery",11084,1952,9999,"Non-Fossil Waste","","","","","","Non-Fossil","G",2025,"Non-Fossil","",0.029362024910088796,0.03964347265859372,0.04658431766403888,0.11558981523272138,0,0,0,0,0,0,0,0,0,0,0,0,2.6490459139308853,3.5766395397408215,4.202843527969763,10.428528981641469,0,0,0,0,0,0,0,0,0,0,0,0,0,0,0,0,0,0,0,0,1.9442362361731105,0.01837642573013909,0.024811140690270683,0.02915511639151879,0.07234268281192857,0,0,0,0,0,7.5,null,"",""]
["10437_G_SUN2","WECC_Southern California Edison","California",6,"San Bernardino",71,"10437","SUN2","Sunray 2",0,2017,9999,"Solar PV","","","","","","Non-Fossil","G",2025,"Solar","",0,0,0,0,0,0,0,0,0,0,0,0,0,0,0,0,8.04772210121622,15.827535911858476,26.73372656364544,50.60898457672013,0,0,0,0,0,0,0,0,0,0,0,0,0,0,0,0,0,0,0,0,0.747885570407942,0,0,0,0,0,0,0,0,0,20.000000000000004,null,"",""]
["10438_G_SUN3","WECC_Southern California Edison","California",6,"San Bernardino",71,"10438","SUN3","Sunray 3",0,2017,9999,"Solar PV","","","","","","Non-Fossil","G",2025,"Solar","",0,0,0,0,0,0,0,0,0,0,0,0,0,0,0,0,5.552928249839191,10.920999779182349,18.446271328915355,34.920199357936895,0,0,0,0,0,0,0,0,0,0,0,0,0,0,0,0,0,0,0,0,0.51604104358148,0,0,0,0,0,0,0,0,0,13.800000000000002,null,"",""]
["10439_B_3U100","WECC_Southern California Edison","California",6,"San Bernardino",71,"10439","3U100","SEGS III",9771,1987,9999,"Solar Thermal","","","","","","Non-Fossil","B",2025,"Solar","",1.7011907639562354E-9,5.277689675512388E-9,1.0374901095647181E-8,1.7353781535115805E-8,0,0,0,0,0,0,0,0,0,0,0,0,1.7410610622819658E-7,5.4013813074514246E-7,1.0618054544722378E-6,1.776049691445577E-6,0,0,0,0,0,0,0,0,0,0,0,0,0,0,0,0,0,0,0,0,8.2650340890639624E-8,0,0,0,0,0,0,0,0,0,9.9999999407699883E-7,null,"",""]
["10440_B_4U100","WECC_Southern California Edison","California",6,"San Bernardino",71,"10440","4U100","SEGS IV",9771,1987,9999,"Solar Thermal","","","","","","Non-Fossil","B",2025,"Solar","",1.7011907639562354E-9,5.277689675512388E-9,1.0374901095647181E-8,1.7353781535115805E-8,0,0,0,0,0,0,0,0,0,0,0,0,1.7410610622819658E-7,5.4013813074514246E-7,1.0618054544722378E-6,1.776049691445577E-6,0,0,0,0,0,0,0,0,0,0,0,0,0,0,0,0,0,0,0,0,8.2650340890639624E-8,0,0,0,0,0,0,0,0,0,9.9999999407699883E-7,null,"",""]
["10441_B_5U100","WECC_Southern California Edison","California",6,"San Bernardino",71,"10441","5U100","SEGS V",9771,1987,9999,"Solar Thermal","","","","","","Non-Fossil","B",2025,"Solar","",1.7011907639562354E-9,5.277689675512388E-9,1.0374901095647181E-8,1.7353781535115805E-8,0,0,0,0,0,0,0,0,0,0,0,0,1.7410610622819658E-7,5.4013813074514246E-7,1.0618054544722378E-6,1.776049691445577E-6,0,0,0,0,0,0,0,0,0,0,0,0,0,0,0,0,0,0,0,0,8.2650340890639624E-8,0,0,0,0,0,0,0,0,0,9.9999999407699883E-7,null,"",""]
["10442_B_6U100","WECC_Southern California Edison","California",6,"San Bernardino",71,"10442","6U100","SEGS VI",9771,1988,9999,"Solar Thermal","","","","","","Non-Fossil","B",2025,"Solar","",1.7011907639562354E-9,5.277689675512388E-9,1.0374901095647181E-8,1.7353781535115805E-8,0,0,0,0,0,0,0,0,0,0,0,0,1.7410610622819658E-7,5.4013813074514246E-7,1.0618054544722378E-6,1.776049691445577E-6,0,0,0,0,0,0,0,0,0,0,0,0,0,0,0,0,0,0,0,0,8.2650340890639624E-8,0,0,0,0,0,0,0,0,0,9.9999999407699883E-7,null,"",""]
["10443_B_7U100","WECC_Southern California Edison","California",6,"San Bernardino",71,"10443","7U100","SEGS VII",9771,1988,9999,"Solar Thermal","","","","","","Non-Fossil","B",2025,"Solar","",1.7011907639562354E-9,5.277689675512388E-9,1.0374901095647181E-8,1.7353781535115805E-8,0,0,0,0,0,0,0,0,0,0,0,0,1.7410610622819658E-7,5.4013813074514246E-7,1.0618054544722378E-6,1.776049691445577E-6,0,0,0,0,0,0,0,0,0,0,0,0,0,0,0,0,0,0,0,0,8.2650340890639624E-8,0,0,0,0,0,0,0,0,0,9.9999999407699883E-7,null,"",""]
["10444_B_HTFHTR","WECC_Southern California Edison","California",6,"San Bernardino",71,"10444","HTFHTR","SEGS VIII",9771,1989,9999,"Solar Thermal","","","","","","Non-Fossil","B",2025,"Solar","",1.7011907639562354E-9,5.277689675512388E-9,1.0374901095647181E-8,1.7353781535115805E-8,0,0,0,0,0,0,0,0,0,0,0,0,1.7410610622819658E-7,5.4013813074514246E-7,1.0618054544722378E-6,1.776049691445577E-6,0,0,0,0,0,0,0,0,0,0,0,0,0,0,0,0,0,0,0,0,8.2650340890639624E-8,0,0,0,0,0,0,0,0,0,9.9999999407699883E-7,null,"",""]
["10446_B_HTFHTR","WECC_Southern California Edison","California",6,"San Bernardino",71,"10446","HTFHTR","SEGS IX",9771,1990,9999,"Solar Thermal","","","","","","Non-Fossil","B",2025,"Solar","",0.14970478722814878,0.4644366914450902,0.912991296416952,1.527132775090191,0,0,0,0,0,0,0,0,0,0,0,0,15.3213373480813,47.53215550557255,93.43887999355695,156.2923728472108,0,0,0,0,0,0,0,0,0,0,0,0,0,0,0,0,0,0,0,0,7.273229998376289,0,0,0,0,0,0,0,0,0,87.99999947877592,null,"",""]
["10453_G_U1","MISO_Minnesota and Western Wisconsin","Wisconsin",55,"Sawyer",113,"10453","U1","LAC Courte Oreilles Hydroelect",0,1986,9999,"Hydro","","","","","","Non-Fossil","G",2025,"",null,0,0,0,0,0,0,0,0,0,0,0,0,0,0,0,0,0.2374954507137188,0.35690601628941365,0.4836266694173943,1.0780281364205269,0,0,0,0,0,0,0,0,0,0,0,0,0,0,0,0,0,0,0,0,3.1616467219554114E-3,3.3011867649206914E-4,0.000496099362642285,6.7224107049017811E-4,1.4984591096245323E-3,0,0,0,0,0,0.20319487952311482,null,"",""]
["10453_G_U2","MISO_Minnesota and Western Wisconsin","Wisconsin",55,"Sawyer",113,"10453","U2","LAC Courte Oreilles Hydroelect",0,1986,9999,"Hydro","","","","","","Non-Fossil","G",2025,"",null,0,0,0,0,0,0,0,0,0,0,0,0,0,0,0,0,1.781215880352891,2.6767951221706023,3.6272000206304575,8.085211023153951,0,0,0,0,0,0,0,0,0,0,0,0,0,0,0,0,0,0,0,0,0.023712350414665587,2.4758900736905187E-3,0.003720745219817137,5.0418080286763365E-3,0.011238443322183992,0,0,0,0,0,1.5239615964233615,null,"",""]
["10453_G_U3","MISO_Minnesota and Western Wisconsin","Wisconsin",55,"Sawyer",113,"10453","U3","LAC Courte Oreilles Hydroelect",0,1986,9999,"Hydro","","","","","","Non-Fossil","G",2025,"",null,0,0,0,0,0,0,0,0,0,0,0,0,0,0,0,0,1.781215880352891,2.6767951221706023,3.6272000206304575,8.085211023153951,0,0,0,0,0,0,0,0,0,0,0,0,0,0,0,0,0,0,0,0,0.023712350414665587,2.4758900736905187E-3,0.003720745219817137,5.0418080286763365E-3,0.011238443322183992,0,0,0,0,0,1.5239615964233615,null,"",""]
["10458_G_GEN1","WECC_Northern California (not including BANC)","California",6,"LASSEN",35,"10458","GEN1","Muck Valley Hydroelectric",0,1988,9999,"Hydro","","","","","","Non-Fossil","G",2025,"Hydro","",0,0,0,0,0,0,0,0,0,0,0,0,0,0,0,0,15.070539047792007,23.45752135387634,46.00407964249274,84.53214004416108,0,0,0,0,0,0,0,0,0,0,0,0,0,0,0,0,0,0,0,0,0.4726662050671963,0.020948049276430847,0.0326059546818881,0.0639456707030649,0.11749967466138383,0,0,0,0,0,29.900000000000002,null,"",""]
["10464_B_E0001","NY_Zone C&E","New York",36,"Jefferson",45,"10464","E0001","ReEnergy Black River",17949,2013,9999,"Biomass","FBC","dry","Baghouse + Wet Scrubber","CF + FU + LA","Wet Scrubber","Non-Fossil","B",2025,"","Biomass Retirement",0,0,0,0,0,0,0,0,0,0,0,0,0,0,0,0,0,0,0,0,0,0,0,0,0,0,0,0,0,0,0,0,0,0,0,0,0,0,0,0,0,0,0,0,0,0,0,0,0,0,18.299999999999997,"Scrubber","Wet Scrubber",""]
["10464_B_E0002","NY_Zone C&E","New York",36,"Jefferson",45,"10464","E0002","ReEnergy Black River",17949,2013,9999,"Biomass","FBC","dry","Baghouse + Wet Scrubber","CF + FU + LA","Wet Scrubber","Non-Fossil","B",2025,"","Biomass Retirement",0,0,0,0,0,0,0,0,0,0,0,0,0,0,0,0,0,0,0,0,0,0,0,0,0,0,0,0,0,0,0,0,0,0,0,0,0,0,0,0,0,0,0,0,0,0,0,0,0,0,18.299999999999997,"Scrubber","Wet Scrubber",""]
["10464_B_E0003","NY_Zone C&E","New York",36,"Jefferson",45,"10464","E0003","ReEnergy Black River",17949,2013,9999,"Biomass","FBC","dry","Baghouse + Wet Scrubber","CF + FU + LA","Wet Scrubber","Non-Fossil","B",2025,"","Biomass Retirement",0,0,0,0,0,0,0,0,0,0,0,0,0,0,0,0,0,0,0,0,0,0,0,0,0,0,0,0,0,0,0,0,0,0,0,0,0,0,0,0,0,0,0,0,0,0,0,0,0,0,18.299999999999997,"Scrubber","Wet Scrubber",""]
["10466_G_GEN1","MISO_Wisconsin- Upper Michigan (WUMS)","Wisconsin",55,"Wood",141,"10466","GEN1","Wisconsin Rapids Paper Mill",9118,1928,9999,"Non-Fossil Waste","","","","","","Non-Fossil","G",2025,"","Non Fossil Other Retirement",0,0,0,0,0,0,0,0,0,0,0,0,0,0,0,0,0,0,0,0,0,0,0,0,0,0,0,0,0,0,0,0,0,0,0,0,0,0,0,0,0,0,0,0,0,0,0,0,0,0,3.4714265877562352E-6,null,"",""]
["10466_G_GEN2","MISO_Wisconsin- Upper Michigan (WUMS)","Wisconsin",55,"Wood",141,"10466","GEN2","Wisconsin Rapids Paper Mill",9118,1995,9999,"Non-Fossil Waste","","","","","","Non-Fossil","G",2025,"","Non Fossil Other Retirement",0,0,0,0,0,0,0,0,0,0,0,0,0,0,0,0,0,0,0,0,0,0,0,0,0,0,0,0,0,0,0,0,0,0,0,0,0,0,0,0,0,0,0,0,0,0,0,0,0,0,3.4714265877562352E-6,null,"",""]
["10466_G_GEN3","MISO_Wisconsin- Upper Michigan (WUMS)","Wisconsin",55,"Wood",141,"10466","GEN3","Wisconsin Rapids Paper Mill",9118,1976,9999,"Non-Fossil Waste","","","","","","Non-Fossil","G",2025,"","Non Fossil Other Retirement",0,0,0,0,0,0,0,0,0,0,0,0,0,0,0,0,0,0,0,0,0,0,0,0,0,0,0,0,0,0,0,0,0,0,0,0,0,0,0,0,0,0,0,0,0,0,0,0,0,0,17.357132938781177,null,"",""]
["10467_G_1","NY_Zone F (Capital)","New York",36,"Saratoga",91,"10467","1","Fourth Branch Hydroelectric Facility",0,1987,9999,"Hydro","","","","","","Non-Fossil","G",2025,"Hydro","",0,0,0,0,0,0,0,0,0,0,0,0,0,0,0,0,3.669536137052356,4.936578196849476,5.677666001918848,14.28378033582068,0,0,0,0,0,0,0,0,0,0,0,0,0,0,0,0,0,0,0,0,0.05216717313451047,0.005100655230502775,0.006861843693620772,0.007891955742667198,0.019854454666790745,0,0,0,0,0,3.3,null,"",""]
["10472_B_B300","WECC_Southern California Edison","California",6,"Los Angeles",37,"10472","B300","Puente Hills Energy Recovery",14103,1986,9999,"Landfill Gas","","","","FR","","Non-Fossil","B",2025,"LF Gas","",0.5980107845458885,0.7936232181301114,0.95357081925,2.345204821926,0,0,0,0,0,0,0,0,0,0,0,0,42.40309044499999,56.2733615635,67.61475,166.2912020085,34.46276350259386,45.73571243761863,54.95333274256001,135.1518086827725,0,0,0,0,0.007804040738787162,0.010356782997212842,0.012444099191,0.030604922927000004,0,0,0,0,0,0,0,0,6.4377233094305,0.29415014598015843,0.3903681864926335,0.4690433733529235,1.1535617058257155,0,0,0,0,0,22.5,null,"",""]
["10472_B_B400","WECC_Southern California Edison","California",6,"Los Angeles",37,"10472","B400","Puente Hills Energy Recovery",14103,1986,9999,"Landfill Gas","","","","FR","","Non-Fossil","B",2025,"LF Gas","",0.5980107845458885,0.7936232181301114,0.95357081925,2.345204821926,0,0,0,0,0,0,0,0,0,0,0,0,42.40309044499999,56.2733615635,67.61475,166.2912020085,34.46276350259386,45.73571243761863,54.95333274256001,135.1518086827725,0,0,0,0,0.007804040738787162,0.010356782997212842,0.012444099191,0.030604922927000004,0,0,0,0,0,0,0,0,6.4377233094305,0.29415014598015843,0.3903681864926335,0.4690433733529235,1.1535617058257155,0,0,0,0,0,22.5,null,"",""]
["10477_B_P1","MISO_Wisconsin- Upper Michigan (WUMS)","Wisconsin",55,"Wood",141,"10477","P1","Wisconsin Rapids Pulp Mill",5149,1966,9999,"Non-Fossil Waste","","","ESPC + Cyclone","","","Non-Fossil","B",2025,"Non-Fossil","",0.03384938953003462,0.04816808052429872,0.05713094727700001,0.13914841733133335,0,0,0,0,0,0,0,0,0,0,0,0,6.573973495833334,9.354841818666669,11.095542295000003,27.024357609500008,0,0,0,0,0,0,0,0,0.031955394896186436,0.0454729038223721,0.053934266064036035,0.13136256478259456,0,0,0,0,0,0,0,0,2.799700180089167,0.04560363980963301,0.06489451730296152,0.07696975271263803,0.18746790982523256,0,0,0,0,0,10.8," ","",""]
["10477_B_P2","MISO_Wisconsin- Upper Michigan (WUMS)","Wisconsin",55,"Wood",141,"10477","P2","Wisconsin Rapids Pulp Mill",5149,1966,9999,"Non-Fossil Waste","","","ESPC + Cyclone","","","Non-Fossil","B",2025,"Non-Fossil","",0.03384938953003462,0.04816808052429872,0.05713094727700001,0.13914841733133335,0,0,0,0,0,0,0,0,0,0,0,0,6.573973495833334,9.354841818666669,11.095542295000003,27.024357609500008,0,0,0,0,0,0,0,0,0.03255832687535976,0.046330883139775354,0.05495189372562162,0.13384110374075675,0,0,0,0,0,0,0,0,2.799700180089167,0.04560363980963301,0.06489451730296152,0.07696975271263803,0.18746790982523256,0,0,0,0,0,10.8," ","",""]
["10477_B_P3","MISO_Wisconsin- Upper Michigan (WUMS)","Wisconsin",55,"Wood",141,"10477","P3","Wisconsin Rapids Pulp Mill",5149,1991,9999,"Non-Fossil Waste","","","","FR + LNB","","Non-Fossil","B",2025,"Non-Fossil","",0.03384938953003462,0.04816808052429872,0.05713094727700001,0.13914841733133335,0,0,0,0,0,0,0,0,0,0,0,0,6.573973495833334,9.354841818666669,11.095542295000003,27.024357609500008,0,0,0,0,0,0,0,0,2.4117279166933157E-3,3.4319172696129887E-3,0.004070510646342342,0.009914155832648645,0,0,0,0,0,0,0,0,2.799700180089167,0.04560363980963301,0.06489451730296152,0.07696975271263803,0.18746790982523256,0,0,0,0,0,10.8,null,"",""]
["10477_B_R1","MISO_Wisconsin- Upper Michigan (WUMS)","Wisconsin",55,"Wood",141,"10477","R1","Wisconsin Rapids Pulp Mill",5149,1966,9999,"Non-Fossil Waste","","","ESPC","","","Non-Fossil","B",2025,"Non-Fossil","",0.03384938953003462,0.04816808052429872,0.05713094727700001,0.13914841733133335,0,0,0,0,0,0,0,0,0,0,0,0,6.573973495833334,9.354841818666669,11.095542295000003,27.024357609500008,0,0,0,0,0,0,0,0,0,0,0,0,0,0,0,0,0,0,0,0,2.799700180089167,0.04560363980963301,0.06489451730296152,0.07696975271263803,0.18746790982523256,0,0,0,0,0,10.8,null,"",""]
["10477_B_R2","MISO_Wisconsin- Upper Michigan (WUMS)","Wisconsin",55,"Wood",141,"10477","R2","Wisconsin Rapids Pulp Mill",5149,1975,9999,"Non-Fossil Waste","","","ESPC","","","Non-Fossil","B",2025,"Non-Fossil","",0.03384938953003462,0.04816808052429872,0.05713094727700001,0.13914841733133335,0,0,0,0,0,0,0,0,0,0,0,0,6.573973495833334,9.354841818666669,11.095542295000003,27.024357609500008,0,0,0,0,0,0,0,0,0,0,0,0,0,0,0,0,0,0,0,0,2.799700180089167,0.04560363980963301,0.06489451730296152,0.07696975271263803,0.18746790982523256,0,0,0,0,0,10.8,null,"",""]
["10477_B_R3","MISO_Wisconsin- Upper Michigan (WUMS)","Wisconsin",55,"Wood",141,"10477","R3","Wisconsin Rapids Pulp Mill",5149,1989,9999,"Non-Fossil Waste","","","ESPC","","","Non-Fossil","B",2025,"Non-Fossil","",0.03384938953003462,0.04816808052429872,0.05713094727700001,0.13914841733133335,0,0,0,0,0,0,0,0,0,0,0,0,6.573973495833334,9.354841818666669,11.095542295000003,27.024357609500008,0,0,0,0,0,0,0,0,0,0,0,0,0,0,0,0,0,0,0,0,2.799700180089167,0.04560363980963301,0.06489451730296152,0.07696975271263803,0.18746790982523256,0,0,0,0,0,10.8,null,"",""]
["10479_G_T101","WECC_Southern California Edison","California",6,"Mono",51,"10479","T101","Ples I",9771,1990,9999,"Geothermal","","","","","","Non-Fossil","G",2025,"Geothermal","",0.04442658407978657,0.058135618600209646,0.07258252677779806,0.17514472945779427,0,0,0,0,0,0,0,0,0,0,0,0,5.133597211474146,6.7177086808514845,8.38708320223102,20.238389094556652,0,0,0,0,6.5982362675306622E-5,8.63430207450412e-05,1.0779956877035424E-4,2.6012495219070208E-4,0,0,0,0,0,0,0,0,0,0,0,0,0.4665130895568096,0.005954972765310009,0.00779254206978771,9.729016514587973E-3,0.023476531349685692,0,0,0,0,0,3.2999999999999994,null,"",""]
["10479_G_T102","WECC_Southern California Edison","California",6,"Mono",51,"10479","T102","Ples I",9771,1990,9999,"Geothermal","","","","","","Non-Fossil","G",2025,"Geothermal","",0.04442658407978657,0.058135618600209646,0.07258252677779806,0.17514472945779427,0,0,0,0,0,0,0,0,0,0,0,0,5.133597211474146,6.7177086808514845,8.38708320223102,20.238389094556652,0,0,0,0,6.5982362675306622E-5,8.63430207450412e-05,1.0779956877035424E-4,2.6012495219070208E-4,0,0,0,0,0,0,0,0,0,0,0,0,0.4665130895568096,0.005954972765310009,0.00779254206978771,9.729016514587973E-3,0.023476531349685692,0,0,0,0,0,3.2999999999999994,null,"",""]
["10479_G_T103","WECC_Southern California Edison","California",6,"Mono",51,"10479","T103","Ples I",9771,1990,9999,"Geothermal","","","","","","Non-Fossil","G",2025,"Geothermal","",0.04442658407978657,0.058135618600209646,0.07258252677779806,0.17514472945779427,0,0,0,0,0,0,0,0,0,0,0,0,5.133597211474146,6.7177086808514845,8.38708320223102,20.238389094556652,0,0,0,0,6.5982362675306622E-5,8.63430207450412e-05,1.0779956877035424E-4,2.6012495219070208E-4,0,0,0,0,0,0,0,0,0,0,0,0,0.4665130895568096,0.005954972765310009,0.00779254206978771,9.729016514587973E-3,0.023476531349685692,0,0,0,0,0,3.2999999999999994,null,"",""]
["10480_G_GEN1","WECC_Southern California Edison","California",6,"Mono",51,"10480","GEN1","Mammoth Pacific I",9771,1984,9999,"Geothermal","","","","","","Non-Fossil","G",2025,"Geothermal","",0.04442658407978657,0.058135618600209646,0.07258252677779806,0.17514472945779427,0,0,0,0,0,0,0,0,0,0,0,0,5.133597211474146,6.7177086808514845,8.38708320223102,20.238389094556652,0,0,0,0,6.5982362675306622E-5,8.63430207450412e-05,1.0779956877035424E-4,2.6012495219070208E-4,0,0,0,0,0,0,0,0,0,0,0,0,0.4665130895568096,0.005954972765310009,0.00779254206978771,9.729016514587973E-3,0.023476531349685692,0,0,0,0,0,3.2999999999999994,null,"",""]
["10480_G_GEN2","WECC_Southern California Edison","California",6,"Mono",51,"10480","GEN2","Mammoth Pacific I",9771,1984,9999,"Geothermal","","","","","","Non-Fossil","G",2025,"Geothermal","",0.04442658407978657,0.058135618600209646,0.07258252677779806,0.17514472945779427,0,0,0,0,0,0,0,0,0,0,0,0,5.133597211474146,6.7177086808514845,8.38708320223102,20.238389094556652,0,0,0,0,6.5982362675306622E-5,8.63430207450412e-05,1.0779956877035424E-4,2.6012495219070208E-4,0,0,0,0,0,0,0,0,0,0,0,0,0.4665130895568096,0.005954972765310009,0.00779254206978771,9.729016514587973E-3,0.023476531349685692,0,0,0,0,0,3.2999999999999994,null,"",""]
["10481_G_1","WECC_Southern California Edison","California",6,"Mono",51,"10481","1","Mammoth Pacific II",9771,1990,9999,"Geothermal","","","","","","Non-Fossil","G",2025,"Geothermal","",0.04442658407978657,0.058135618600209646,0.07258252677779806,0.17514472945779427,0,0,0,0,0,0,0,0,0,0,0,0,5.133597211474146,6.7177086808514845,8.38708320223102,20.238389094556652,0,0,0,0,6.5982362675306622E-5,8.63430207450412e-05,1.0779956877035424E-4,2.6012495219070208E-4,0,0,0,0,0,0,0,0,0,0,0,0,0.4665130895568096,0.005954972765310009,0.00779254206978771,9.729016514587973E-3,0.023476531349685692,0,0,0,0,0,3.2999999999999994,null,"",""]
["10481_G_2","WECC_Southern California Edison","California",6,"Mono",51,"10481","2","Mammoth Pacific II",9771,1990,9999,"Geothermal","","","","","","Non-Fossil","G",2025,"Geothermal","",0.04442658407978657,0.058135618600209646,0.07258252677779806,0.17514472945779427,0,0,0,0,0,0,0,0,0,0,0,0,5.133597211474146,6.7177086808514845,8.38708320223102,20.238389094556652,0,0,0,0,6.5982362675306622E-5,8.63430207450412e-05,1.0779956877035424E-4,2.6012495219070208E-4,0,0,0,0,0,0,0,0,0,0,0,0,0.4665130895568096,0.005954972765310009,0.00779254206978771,9.729016514587973E-3,0.023476531349685692,0,0,0,0,0,3.2999999999999994,null,"",""]
["10481_G_3","WECC_Southern California Edison","California",6,"Mono",51,"10481","3","Mammoth Pacific II",9771,1990,9999,"Geothermal","","","","","","Non-Fossil","G",2025,"Geothermal","",0.04442658407978657,0.058135618600209646,0.07258252677779806,0.17514472945779427,0,0,0,0,0,0,0,0,0,0,0,0,5.133597211474146,6.7177086808514845,8.38708320223102,20.238389094556652,0,0,0,0,6.5982362675306622E-5,8.63430207450412e-05,1.0779956877035424E-4,2.6012495219070208E-4,0,0,0,0,0,0,0,0,0,0,0,0,0.4665130895568096,0.005954972765310009,0.00779254206978771,9.729016514587973E-3,0.023476531349685692,0,0,0,0,0,3.2999999999999994,null,"",""]
["10487_G_GEN1","MISO_Minnesota and Western Wisconsin","Minnesota",27,"Koochiching",71,"10487","GEN1","International Falls Power",0,1946,9999,"Hydro","","","","","","Non-Fossil","G",2025,"Hydro","",0,0,0,0,0,0,0,0,0,0,0,0,0,0,0,0,2.3424423570774557,3.9669027418527056,5.478368184710524,11.787713283640686,0,0,0,0,0,0,0,0,0,0,0,0,0,0,0,0,0,0,0,0,0.03477811542301385,3.2559948763376725E-3,0.00551399481117527,7.614931776747636E-3,0.016384921464260578,0,0,0,0,0,2.200000000000002,null,"",""]
["10487_G_GEN2","MISO_Minnesota and Western Wisconsin","Minnesota",27,"Koochiching",71,"10487","GEN2","International Falls Power",0,1946,9999,"Hydro","","","","","","Non-Fossil","G",2025,"Hydro","",0,0,0,0,0,0,0,0,0,0,0,0,0,0,0,0,2.3424423570774557,3.9669027418527056,5.478368184710524,11.787713283640686,0,0,0,0,0,0,0,0,0,0,0,0,0,0,0,0,0,0,0,0,0.03477811542301385,3.2559948763376725E-3,0.00551399481117527,7.614931776747636E-3,0.016384921464260578,0,0,0,0,0,2.200000000000002,null,"",""]
["10487_G_GEN3","MISO_Minnesota and Western Wisconsin","Minnesota",27,"Koochiching",71,"10487","GEN3","International Falls Power",0,1946,9999,"Hydro","","","","","","Non-Fossil","G",2025,"Hydro","",0,0,0,0,0,0,0,0,0,0,0,0,0,0,0,0,2.3424423570774557,3.9669027418527056,5.478368184710524,11.787713283640686,0,0,0,0,0,0,0,0,0,0,0,0,0,0,0,0,0,0,0,0,0.03477811542301385,3.2559948763376725E-3,0.00551399481117527,7.614931776747636E-3,0.016384921464260578,0,0,0,0,0,2.200000000000002,null,"",""]
["10487_G_GEN4","MISO_Minnesota and Western Wisconsin","Minnesota",27,"Koochiching",71,"10487","GEN4","International Falls Power",0,1946,9999,"Hydro","","","","","","Non-Fossil","G",2025,"Hydro","",0,0,0,0,0,0,0,0,0,0,0,0,0,0,0,0,2.3424423570774557,3.9669027418527056,5.478368184710524,11.787713283640686,0,0,0,0,0,0,0,0,0,0,0,0,0,0,0,0,0,0,0,0,0.03477811542301385,3.2559948763376725E-3,0.00551399481117527,7.614931776747636E-3,0.016384921464260578,0,0,0,0,0,2.200000000000002,null,"",""]
["10487_G_GEN5","MISO_Minnesota and Western Wisconsin","Minnesota",27,"Koochiching",71,"10487","GEN5","International Falls Power",0,1946,9999,"Hydro","","","","","","Non-Fossil","G",2025,"Hydro","",0,0,0,0,0,0,0,0,0,0,0,0,0,0,0,0,2.3424423570774557,3.9669027418527056,5.478368184710524,11.787713283640686,0,0,0,0,0,0,0,0,0,0,0,0,0,0,0,0,0,0,0,0,0.03477811542301385,3.2559948763376725E-3,0.00551399481117527,7.614931776747636E-3,0.016384921464260578,0,0,0,0,0,2.200000000000002,null,"",""]
["10487_G_GEN6","MISO_Minnesota and Western Wisconsin","Minnesota",27,"Koochiching",71,"10487","GEN6","International Falls Power",0,1924,9999,"Hydro","","","","","","Non-Fossil","G",2025,"Hydro","",0,0,0,0,0,0,0,0,0,0,0,0,0,0,0,0,1.7035944415108766,2.885020175892876,3.9842677706985627,8.572882388102316,0,0,0,0,0,0,0,0,0,0,0,0,0,0,0,0,0,0,0,0,0.02529317485310098,2.3679962737001244E-3,4.010178044491104E-3,5.538132201271008E-3,0.011916306519462237,0,0,0,0,0,1.6000000000000014,null,"",""]
["10487_G_GEN7","MISO_Minnesota and Western Wisconsin","Minnesota",27,"Koochiching",71,"10487","GEN7","International Falls Power",0,1924,9999,"Hydro","","","","","","Non-Fossil","G",2025,"Hydro","",0,0,0,0,0,0,0,0,0,0,0,0,0,0,0,0,1.7035944415108766,2.885020175892876,3.9842677706985627,8.572882388102316,0,0,0,0,0,0,0,0,0,0,0,0,0,0,0,0,0,0,0,0,0.02529317485310098,2.3679962737001244E-3,4.010178044491104E-3,5.538132201271008E-3,0.011916306519462237,0,0,0,0,0,1.6000000000000014,null,"",""]
["10490_G_1G","NY_Zone C&E","New York",36,"Lewis",49,"10490","1G","Upper Beaver Falls Project",0,1985,9999,"Hydro","","","","","","Non-Fossil","G",2025,"Hydro","",0,0,0,0,0,0,0,0,0,0,0,0,0,0,0,0,1.8148505074491914,2.456381537193962,3.0370203965765663,7.308252441219719,0,0,0,0,0,0,0,0,0,0,0,0,0,0,0,0,0,0,0,0,0.02371235142477572,2.5226422053543705E-3,3.4143703366996078E-3,0.004221458351241427,0.010158470893295406,0,0,0,0,0,1.5000000000000009,null,"",""]
["10493_G_GEN1","ISONE_Maine","Maine",23,"Oxford",17,"10493","GEN1","Rumford Falls Hydro Facility",0,1918,9999,"Hydro","","","","","","Non-Fossil","G",2025,"Hydro","",0,0,0,0,0,0,0,0,0,0,0,0,0,0,0,0,12.633560301374374,16.506621096921258,18.57588367247997,47.716065070775606,0,0,0,0,0,0,0,0,0,0,0,0,0,0,0,0,0,0,0,0,0.12804669615538258,0.017560648818910403,0.022944203324720552,0.025820478304747166,0.06632533044837813,0,0,0,0,0,8.099999902683226,null,"",""]
["10493_G_GEN2","ISONE_Maine","Maine",23,"Oxford",17,"10493","GEN2","Rumford Falls Hydro Facility",0,1918,9999,"Hydro","","","","","","Non-Fossil","G",2025,"Hydro","",0,0,0,0,0,0,0,0,0,0,0,0,0,0,0,0,12.633560301374374,16.506621096921258,18.57588367247997,47.716065070775606,0,0,0,0,0,0,0,0,0,0,0,0,0,0,0,0,0,0,0,0,0.12804669615538258,0.017560648818910403,0.022944203324720552,0.025820478304747166,0.06632533044837813,0,0,0,0,0,8.099999902683226,null,"",""]
["10493_G_GEN3","ISONE_Maine","Maine",23,"Oxford",17,"10493","GEN3","Rumford Falls Hydro Facility",0,1926,9999,"Hydro","","","","","","Non-Fossil","G",2025,"Hydro","",0,0,0,0,0,0,0,0,0,0,0,0,0,0,0,0,13.725349463221544,17.933119216408276,20.181206952817746,51.83967563244757,0,0,0,0,0,0,0,0,0,0,0,0,0,0,0,0,0,0,0,0,0.13911246002066258,0.01907823575387797,0.024927035710807503,0.02805187766441667,0.07205714912910213,0,0,0,0,0,8.799999894273135,null,"",""]
["10493_G_GEN4","ISONE_Maine","Maine",23,"Oxford",17,"10493","GEN4","Rumford Falls Hydro Facility",0,1950,9999,"Hydro","","","","","","Non-Fossil","G",2025,"Hydro","",0,0,0,0,0,0,0,0,0,0,0,0,0,0,0,0,6.70670485134689,8.762774162563137,9.861271579217762,25.330750593127792,0,0,0,0,0,0,0,0,0,0,0,0,0,0,0,0,0,0,0,0,0.06797540660100558,0.00932231974337219,0.012180256085962762,0.013707167495112691,0.035209743324447644,0,0,0,0,0,4.29999994833801,null,"",""]
["10493_G_GEN5","ISONE_Maine","Maine",23,"Oxford",17,"10493","GEN5","Rumford Falls Hydro Facility",0,1954,9999,"Hydro","","","","","","Non-Fossil","G",2025,"Hydro","",0,0,0,0,0,0,0,0,0,0,0,0,0,0,0,0,11.853710900054967,15.487693868716239,17.429224186524415,44.77062895529563,0,0,0,0,0,0,0,0,0,0,0,0,0,0,0,0,0,0,0,0,0.12014257910875403,0.016476658151076424,0.02152789447751557,0.02422662161926894,0.06223117424786093,0,0,0,0,0,7.599999908690434,null,"",""]
["10493_G_GEN6","ISONE_Maine","Maine",23,"Oxford",17,"10493","GEN6","Rumford Falls Hydro Facility",0,1954,9999,"Hydro","","","","","","Non-Fossil","G",2025,"Hydro","",0,0,0,0,0,0,0,0,0,0,0,0,0,0,0,0,11.853710900054967,15.487693868716239,17.429224186524415,44.77062895529563,0,0,0,0,0,0,0,0,0,0,0,0,0,0,0,0,0,0,0,0,0.12014257910875403,0.016476658151076424,0.02152789447751557,0.02422662161926894,0.06223117424786093,0,0,0,0,0,7.599999908690434,null,"",""]
["10494_G_IG-1","ISONE_MA, VT, NH, RI (Rest of ISO New England)","Vermont",50,"Franklin",11,"10494","IG-1","Sheldon Springs Hydroelectric",0,1988,9999,"Hydro","","","","","","Non-Fossil","G",2025,"Hydro","",0,0,0,0,0,0,0,0,0,0,0,0,0,0,0,0,1.8003558810795326,2.5649401484436156,2.5347987166766313,6.9000947461997795,0,0,0,0,0,0,0,0,0,0,0,0,0,0,0,0,0,0,0,0,0.02687399828140636,2.502494674700549E-3,3.5652668063366273E-3,0.003523370216180522,0.0095911316972177,0,0,0,0,0,1.7,null,"",""]
["10494_G_IG-2","ISONE_MA, VT, NH, RI (Rest of ISO New England)","Vermont",50,"Franklin",11,"10494","IG-2","Sheldon Springs Hydroelectric",0,1988,9999,"Hydro","","","","","","Non-Fossil","G",2025,"Hydro","",0,0,0,0,0,0,0,0,0,0,0,0,0,0,0,0,1.8003558810795326,2.5649401484436156,2.5347987166766313,6.9000947461997795,0,0,0,0,0,0,0,0,0,0,0,0,0,0,0,0,0,0,0,0,0.02687399828140636,2.502494674700549E-3,3.5652668063366273E-3,0.003523370216180522,0.0095911316972177,0,0,0,0,0,1.7,null,"",""]
["10494_G_IG-3","ISONE_MA, VT, NH, RI (Rest of ISO New England)","Vermont",50,"Franklin",11,"10494","IG-3","Sheldon Springs Hydroelectric",0,1988,9999,"Hydro","","","","","","Non-Fossil","G",2025,"Hydro","",0,0,0,0,0,0,0,0,0,0,0,0,0,0,0,0,0.21180657424465088,0.3017576645227783,0.2982116137266625,0.8117758524940918,0,0,0,0,0,0,0,0,0,0,0,0,0,0,0,0,0,0,0,0,0.003161646856636042,2.9441113820006458E-4,4.1944315368666206E-4,4.1451414308006136E-4,0.001128368434966788,0,0,0,0,0,0.2,null,"",""]
["10494_G_SG-1","ISONE_MA, VT, NH, RI (Rest of ISO New England)","Vermont",50,"Franklin",11,"10494","SG-1","Sheldon Springs Hydroelectric",0,1988,9999,"Hydro","","","","","","Non-Fossil","G",2025,"Hydro","",0,0,0,0,0,0,0,0,0,0,0,0,0,0,0,0,10.27261885086557,14.635246729354748,14.463263265743132,39.37112884596345,0,0,0,0,0,0,0,0,0,0,0,0,0,0,0,0,0,0,0,0,0.15333987254684806,0.014278940202703136,0.02034299295380311,0.02010393593938298,0.054725869095889224,0,0,0,0,0,9.7,null,"",""]
["10494_G_SG-2","ISONE_MA, VT, NH, RI (Rest of ISO New England)","Vermont",50,"Franklin",11,"10494","SG-2","Sheldon Springs Hydroelectric",0,1988,9999,"Hydro","","","","","","Non-Fossil","G",2025,"Hydro","",0,0,0,0,0,0,0,0,0,0,0,0,0,0,0,0,10.27261885086557,14.635246729354748,14.463263265743132,39.37112884596345,0,0,0,0,0,0,0,0,0,0,0,0,0,0,0,0,0,0,0,0,0.15333987254684806,0.014278940202703136,0.02034299295380311,0.02010393593938298,0.054725869095889224,0,0,0,0,0,9.7,null,"",""]
["10494_G_SG-3","ISONE_MA, VT, NH, RI (Rest of ISO New England)","Vermont",50,"Franklin",11,"10494","SG-3","Sheldon Springs Hydroelectric",0,1988,9999,"Hydro","","","","","","Non-Fossil","G",2025,"Hydro","",0,0,0,0,0,0,0,0,0,0,0,0,0,0,0,0,1.0590328712232546,1.5087883226138916,1.4910580686333126,4.058879262470459,0,0,0,0,0,0,0,0,0,0,0,0,0,0,0,0,0,0,0,0,0.015808234283180213,1.4720556910003233E-3,2.09721576843331E-3,2.0725707154003073E-3,0.00564184217483394,0,0,0,0,0,1,null,"",""]
["10495_B_6","ISONE_Maine","Maine",23,"Oxford",17,"10495","6","Rumford Cogeneration",5372,1990,9999,"Tires","FBC","dry","ESPH + Reagent InjectionDSI","CF","Reagent Injection","Non-Fossil","B",2025,"Tires","",0.09054145611861013,0.10944331371788991,0.1629969106135,0.36298168045,0,0,0,0,0,0,0,0,0,0,0,0,16.854329136,20.372917669,30.341941663000004,67.56918846800001,44.827324115571344,54.18568583530417,80.7002190504185,179.713229001294,8.466999774912427E-4,1.0234610225410075E-3,0.00152426840106225,3.3944294010945005E-3,0.0644674524763661,0.07792597919699074,0.11605728512887366,0.2584507168022305,0.09755970411157723,0.1179267239674228,0.1756314847605,0.39111791283950004,0.013599231483414815,0.016438270615085186,0.024481964544,0.0545194666425,0.782616124602,0.02563427317878805,0.03098580387044985,0.046148002396776806,0.10276807944601471,0,0,0,0,0,26,"DSI","",""]
["10495_B_7","ISONE_Maine","Maine",23,"Oxford",17,"10495","7","Rumford Cogeneration",5372,1990,9999,"Tires","FBC","dry","ESPH + Reagent InjectionDSI","CF","Reagent Injection","Non-Fossil","B",2025,"Tires","",0.09054145611861013,0.10944331371788991,0.1629969106135,0.36298168045,0,0,0,0,0,0,0,0,0,0,0,0,16.854329136,20.372917669,30.341941663000004,67.56918846800001,44.827324115571344,54.18568583530417,80.7002190504185,179.713229001294,8.466999774912427E-4,1.0234610225410075E-3,0.00152426840106225,3.3944294010945005E-3,0.06425459494012452,0.07766868452651861,0.11567408916212632,0.2575973686287695,0.09755970411157723,0.1179267239674228,0.1756314847605,0.39111791283950004,0.013599231483414815,0.016438270615085186,0.024481964544,0.0545194666425,0.782616124602,0.02563427317878805,0.03098580387044985,0.046148002396776806,0.10276807944601471,0,0,0,0,0,26,"DSI","",""]
["10495_B_CRECV","ISONE_Maine","Maine",23,"Oxford",17,"10495","CRECV","Rumford Cogeneration",5377,1981,9999,"Non-Fossil Waste","FBC","dry","","other","","Non-Fossil","B",2025,"Non-Fossil","",0.2557194844349221,0.34135799292849134,0.4413310279462077,1.0384085053096213,0,0,0,0,0,0,0,0,0,0,0,0,54.868099791085726,73.24300868928002,94.69358557394285,222.80469405430858,0,0,0,0,0,0,0,0,0.0704040624295027,0.09398184693690553,0.12150617819449398,0.28589208756090223,0,0,0,0,0,0,0,0,3.745895148359931,0.38061988864080243,0.5080865916111124,0.6568891966987367,1.5455956769506516,0,0,0,0,0,34,null,"",""]
["10496_G_GTAG","WECC_Southern California Edison","California",6,"Kern",29,"10496","GTAG","Kern River Cogeneration",8700,1985,9999,"Combustion Turbine","","","","","","Fossil","G",2025,"NaturalGas","",0,0.81629337358025,0.9666010614185001,1.78289443499875,0,0,0,0,0,0,0,0,0,0,0,0,0,93.8268245495,111.103570278,204.9303948275,0,66.81225776822976,79.11469254155776,145.92695030978751,0,7.9891664750000013E-8,9.4602467875e-08,1.7449413262500002E-7,0,9.9008598585E-3,0.011723948714999998,0.0216248085735,0,0,0,0,0,0,0,0,2.64377451732675,0,0.61175089606274,0.72439527821256,1.3361461742753,0,3.1208648578460005,4.0003168483195,7.1211817061655,0,72,null,"",""]
["10496_G_GTBG","WECC_Southern California Edison","California",6,"Kern",29,"10496","GTBG","Kern River Cogeneration",8700,1985,9999,"Combustion Turbine","","","","","","Fossil","G",2025,"NaturalGas","",0,0.81629337358025,0.9666010614185001,1.78289443499875,0,0,0,0,0,0,0,0,0,0,0,0,0,93.8268245495,111.103570278,204.9303948275,0,66.81225776822976,79.11469254155776,145.92695030978751,0,7.9891664750000013E-8,9.4602467875e-08,1.7449413262500002E-7,0,9.9008598585E-3,0.011723948714999998,0.0216248085735,0,0,0,0,0,0,0,0,2.64377451732675,0,0.61175089606274,0.72439527821256,1.3361461742753,0,3.1208648578460005,4.0003168483195,7.1211817061655,0,72,null,"",""]
["10496_G_GTCG","WECC_Southern California Edison","California",6,"Kern",29,"10496","GTCG","Kern River Cogeneration",8700,1985,9999,"Combustion Turbine","","","","","","Fossil","G",2025,"NaturalGas","",0,0.81629337358025,0.9666010614185001,1.78289443499875,0,0,0,0,0,0,0,0,0,0,0,0,0,93.8268245495,111.103570278,204.9303948275,0,66.81225776822976,79.11469254155776,145.92695030978751,0,7.9891664750000013E-8,9.4602467875e-08,1.7449413262500002E-7,0,9.9008598585E-3,0.011723948714999998,0.0216248085735,0,0,0,0,0,0,0,0,2.64377451732675,0,0.61175089606274,0.72439527821256,1.3361461742753,0,3.1208648578460005,4.0003168483195,7.1211817061655,0,72,null,"",""]
["10496_G_GTDG","WECC_Southern California Edison","California",6,"Kern",29,"10496","GTDG","Kern River Cogeneration",8700,1985,9999,"Combustion Turbine","","","","","","Fossil","G",2025,"NaturalGas","",0,0.81629337358025,0.9666010614185001,1.78289443499875,0,0,0,0,0,0,0,0,0,0,0,0,0,93.8268245495,111.103570278,204.9303948275,0,66.81225776822976,79.11469254155776,145.92695030978751,0,7.9891664750000013E-8,9.4602467875e-08,1.7449413262500002E-7,0,9.9008598585E-3,0.011723948714999998,0.0216248085735,0,0,0,0,0,0,0,0,2.64377451732675,0,0.61175089606274,0.72439527821256,1.3361461742753,0,3.1208648578460005,4.0003168483195,7.1211817061655,0,72,null,"",""]
["10501_G_K100","WECC_Northern California (not including BANC)","California",6,"Kern",29,"10501","K100","Mid-Set Cogeneration",8700,1989,9999,"Combustion Turbine","","","","","","Fossil","G",2025,"NaturalGas","",0,0.057349534334,0.259146872699,0.31649640703299997,0,0,0,0,0,0,0,0,0,0,0,0,0,6.591900497999999,29.786996862,36.378897359999996,0,6.256432221594,28.271107400436,34.527539622030005,0,7.481214e-09,3.38055605e-08,4.12867745E-8,0,6.727748689999999E-4,3.040085772E-3,3.7128606409999997E-3,0,0,0,0,0,0,0,0,0.710107745594,0,0.036650966768879994,0.16561570255272,0.2022666693216,0,0.223211508582,1.0733469922780001,1.2965585008600002,0,36,null,"",""]
["10503_B_SG201A","NY_Zone F (Capital)","New York",36,"Washington",115,"10503","SG201A","Wheelabrator Hudson Falls",21668,1992,9999,"Municipal Solid Waste","","","ESPC + Dry Scrubber + Mercury Control","OFA","Dry Scrubber","Non-Fossil","B",2025,"MSW","",0.19675052027927348,0.2915199567957264,0.35037182684150003,0.8386423039164999,0,0,0,0,0,0,0,0,0,0,0,0,9.080234460000002,13.453939302,16.170012315,38.704186077,9.040686406832718,13.395342014763783,16.099585443363,38.5356138649595,5.6546099528271263E-4,8.3782835583103748E-4,1.006968630342E-3,0.00241025798145575,0.02741128248564443,0.040614560381278524,0.04881380291507408,0.11683964578199704,2.0658804692637859E-4,3.0609595557362141E-4,0.000367890419,0.0008805744215,0,0,0,0,1.503542689307,0.06298956665452252,0.093329947608999,0.1121713401792645,0.26849085444278603,0,0,0,0,0,5.8,"Scrubber / Mercury Control","Dry Scrubber",""]
["10503_B_SG201B","NY_Zone F (Capital)","New York",36,"Washington",115,"10503","SG201B","Wheelabrator Hudson Falls",21668,1992,9999,"Municipal Solid Waste","","","ESPC + Dry Scrubber + Mercury Control","OFA","Dry Scrubber","Non-Fossil","B",2025,"MSW","",0.19675052027927348,0.2915199567957264,0.35037182684150003,0.8386423039164999,0,0,0,0,0,0,0,0,0,0,0,0,9.080234460000002,13.453939302,16.170012315,38.704186077,9.040686406832718,13.395342014763783,16.099585443363,38.5356138649595,5.6546099528271263E-4,8.3782835583103748E-4,1.006968630342E-3,0.00241025798145575,0.02846586527435426,0.04217710734972278,0.050691795906925914,0.12133476853100295,2.0658804692637859E-4,3.0609595557362141E-4,0.000367890419,0.0008805744215,0,0,0,0,1.503542689307,0.06298956665452252,0.093329947608999,0.1121713401792645,0.26849085444278603,0,0,0,0,0,5.8,"Scrubber / Mercury Control","Dry Scrubber",""]
["10519_G_1","ISONE_MA, VT, NH, RI (Rest of ISO New England)","New Hampshire",33,"Strafford",17,"10519","1","Milton Hydro",0,1914,9999,"Hydro","","","","","","Non-Fossil","G",2025,"Hydro","",0,0,0,0,0,0,0,0,0,0,0,0,0,0,0,0,0.056116779185514915,0.09063169307627522,0.08753793530750718,0.23428640756929733,0,0,0,0,0,0,0,0,0,0,0,0,0,0,0,0,0,0,0,0,1.5808234283183344E-3,7.800232306786573E-5,1.259780533760223E-4,1.2167773007743498E-4,3.25658106521323E-4,0,0,0,0,0,0.09999999999999998,null,"",""]
["10519_G_2","ISONE_MA, VT, NH, RI (Rest of ISO New England)","New Hampshire",33,"Strafford",17,"10519","2","Milton Hydro",0,1914,9999,"Hydro","","","","","","Non-Fossil","G",2025,"Hydro","",0,0,0,0,0,0,0,0,0,0,0,0,0,0,0,0,0.11223355837102983,0.18126338615255044,0.17507587061501437,0.46857281513859467,0,0,0,0,0,0,0,0,0,0,0,0,0,0,0,0,0,0,0,0,0.003161646856636669,1.5600464613573146E-4,2.5195610675204461E-4,2.4335546015486997E-4,0.000651316213042646,0,0,0,0,0,0.19999999999999996,null,"",""]
["10519_G_3","ISONE_MA, VT, NH, RI (Rest of ISO New England)","New Hampshire",33,"Strafford",17,"10519","3","Milton Hydro",0,1984,9999,"Hydro","","","","","","Non-Fossil","G",2025,"Hydro","",0,0,0,0,0,0,0,0,0,0,0,0,0,0,0,0,0.056116779185514915,0.09063169307627522,0.08753793530750718,0.23428640756929733,0,0,0,0,0,0,0,0,0,0,0,0,0,0,0,0,0,0,0,0,1.5808234283183344E-3,7.800232306786573E-5,1.259780533760223E-4,1.2167773007743498E-4,3.25658106521323E-4,0,0,0,0,0,0.09999999999999998,null,"",""]
["10519_G_4","ISONE_MA, VT, NH, RI (Rest of ISO New England)","New Hampshire",33,"Strafford",17,"10519","4","Milton Hydro",0,1987,9999,"Hydro","","","","","","Non-Fossil","G",2025,"Hydro","",0,0,0,0,0,0,0,0,0,0,0,0,0,0,0,0,0.16835033755654472,0.2718950792288257,0.26261380592252154,0.7028592227078919,0,0,0,0,0,0,0,0,0,0,0,0,0,0,0,0,0,0,0,0,0.004742470284955003,2.3400696920359716E-4,3.7793416012806696E-4,3.6503319023230491E-4,0.000976974319563969,0,0,0,0,0,0.29999999999999993,null,"",""]
["10520_G_1","MISO_Illinois","Illinois",17,"LaSalle",99,"10520","1","Dayton Hydro",0,1925,9999,"Hydro","","","","","","Non-Fossil","G",2025,"Hydro","",0,0,0,0,0,0,0,0,0,0,0,0,0,0,0,0,1.95783159342905,2.933965617215413,3.7069557251093848,8.598752935753849,0,0,0,0,0,0,0,0,0,0,0,0,0,0,0,0,0,0,0,0,0.02529317485307693,0.002721385914866383,0.004078212207929435,0.005152668457902035,0.011952266580697854,0,0,0,0,0,1.6000000000000005,null,"",""]
["10520_G_2","MISO_Illinois","Illinois",17,"LaSalle",99,"10520","2","Dayton Hydro",0,1925,9999,"Hydro","","","","","","Non-Fossil","G",2025,"Hydro","",0,0,0,0,0,0,0,0,0,0,0,0,0,0,0,0,1.223644745893156,1.8337285107596333,2.3168473281933655,5.374220584846155,0,0,0,0,0,0,0,0,0,0,0,0,0,0,0,0,0,0,0,0,0.01580823428317308,1.7008661967914888E-3,2.5488826299558966E-3,0.003220417786188772,7.470166612936157E-3,0,0,0,0,0,1.0000000000000002,null,"",""]
["10520_G_3","MISO_Illinois","Illinois",17,"LaSalle",99,"10520","3","Dayton Hydro",0,1925,9999,"Hydro","","","","","","Non-Fossil","G",2025,"Hydro","",0,0,0,0,0,0,0,0,0,0,0,0,0,0,0,0,1.223644745893156,1.8337285107596333,2.3168473281933655,5.374220584846155,0,0,0,0,0,0,0,0,0,0,0,0,0,0,0,0,0,0,0,0,0.01580823428317308,1.7008661967914888E-3,2.5488826299558966E-3,0.003220417786188772,7.470166612936157E-3,0,0,0,0,0,1.0000000000000002,null,"",""]
["10521_G_3A","NY_Zone G-I (Downstate NY)","New York",36,"Rockland",87,"10521","3A","Lederle Laboratories",5832,1998,9999,"Combined Cycle","","","","","","Fossil","G",2025,"NaturalGas","",0.015380820547905617,0.0208495567427165,0.028830598906658983,0.0650609761972811,0,0,0,0,0,0,0,0,0,0,0,0,2.6373149087557604,3.5750268763133635,4.943518331059909,11.155860116129034,1.3725130072036231,1.860517631987137,2.572708775961428,5.805739415152189,1.6412011243587514E-9,2.22473930190853e-09,3.076351486175115E-9,6.9422919124423968E-9,2.8806432165246517E-4,3.904871915733413E-4,5.3996253933179727E-4,1.2185140525576036E-3,0,0,0,0,0,0,0,0,0.04526426000792627,0.005632986987050413,0.007635826804668316,0.010558759720599059,0.02382757351231779,0.08704238874446488,0.08297997291514342,0.09547704992343317,0.26549941158304147,0,1.5,null,"",""]
["10521_G_GEN1","NY_Zone G-I (Downstate NY)","New York",36,"Rockland",87,"10521","GEN1","Lederle Laboratories",5832,1991,9999,"Combined Cycle","","","","","","Fossil","G",2025,"NaturalGas","",0.08510720703174442,0.11536754730969799,0.15952931395017972,0.3600040682916221,0,0,0,0,0,0,0,0,0,0,0,0,14.593142495115206,19.78181538226728,27.354134765198168,61.72909264258066,7.594571973193382,10.294864230328827,14.235655226986571,32.12509143050878,9.0813128881184265E-9,1.23102241372272E-8,1.7022478223502304E-8,3.8414015248847934E-8,1.5939559131436408E-3,2.160695793372489E-3,2.987792717635945E-3,0.006742444424152075,0,0,0,0,0,0,0,0,0.25046223871052536,0.031169194661678952,0.042251574985831354,0.058425137120648125,0.13184590676815844,0.48163455105270575,0.4591558501304603,0.5283063429096636,1.4690967440928295,0,8.3,null,"",""]
["10521_G_GEN2","NY_Zone G-I (Downstate NY)","New York",36,"Rockland",87,"10521","GEN2","Lederle Laboratories",5832,1991,9999,"Combined Cycle","","","","","","Fossil","G",2025,"NaturalGas","",0.08510720703174442,0.11536754730969799,0.15952931395017972,0.3600040682916221,0,0,0,0,0,0,0,0,0,0,0,0,14.593142495115206,19.78181538226728,27.354134765198168,61.72909264258066,7.594571973193382,10.294864230328827,14.235655226986571,32.12509143050878,9.0813128881184265E-9,1.23102241372272E-8,1.7022478223502304E-8,3.8414015248847934E-8,1.5939559131436408E-3,2.160695793372489E-3,2.987792717635945E-3,0.006742444424152075,0,0,0,0,0,0,0,0,0.25046223871052536,0.031169194661678952,0.042251574985831354,0.058425137120648125,0.13184590676815844,0.48163455105270575,0.4591558501304603,0.5283063429096636,1.4690967440928295,0,8.3,null,"",""]
["10521_G_GEN3","NY_Zone G-I (Downstate NY)","New York",36,"Rockland",87,"10521","GEN3","Lederle Laboratories",5832,1990,9999,"Combined Cycle","","","","","","Fossil","G",2025,"NaturalGas","",0.022558536803594906,0.03057934988931754,0.04228487839643318,0.09542276508934562,0,0,0,0,0,0,0,0,0,0,0,0,3.8680618661751147,5.243372751926266,7.250493552221201,16.36192817032258,2.013019077231981,2.728759193581135,3.7733062047434287,8.515084475556545,2.4070949823928363E-9,3.2629509761325109E-9,4.511982179723503E-9,1.018202813824885E-8,4.2249433842361567E-4,5.7271454764090061E-4,7.9194505768663613E-4,1.7871539437511524E-3,0,0,0,0,0,0,0,0,0.06638758134495854,0.008261714247673939,0.011199212646846863,0.015486180923545288,0.03494710781806609,0.1276621701585485,0.1217039602755437,0.14003300655436868,0.38939913698846085,0,2.2,null,"",""]
["10521_G_TG4","NY_Zone G-I (Downstate NY)","New York",36,"Rockland",87,"10521","TG4","Lederle Laboratories",5832,1997,9999,"Combined Cycle","","","","","","Fossil","G",2025,"NaturalGas","",0.014355432511378576,0.01945958629320207,0.026908558979548386,0.06072357778412903,0,0,0,0,0,0,0,0,0,0,0,0,2.461493914838709,3.3366917512258056,4.613950442322582,10.412136108387097,1.2810121400567152,1.7364831231879947,2.4011948575639996,5.41869012080871,1.5317877160681685E-9,2.0764233484479614E-9,2.8712613870967744E-9,6.4794724516129043E-9,2.6886003354230088E-4,3.6445471213511862E-4,5.039650367096775E-4,0.001137279782387097,0,0,0,0,0,0,0,0,0.04224664267406451,0.005257454521247051,0.007126771684357095,0.009854842405892454,0.0222390686114966,0.08123956282816722,0.07744797472080053,0.08911191326187097,0.2477994508108387,0,1.4,null,"",""]
["10523_G_GEN1","ISONE_Maine","Maine",23,"Kennebec",11,"10523","GEN1","Benton Falls Associates",0,1987,9999,"Hydro","","","","","","Non-Fossil","G",2025,"Hydro","",0,0,0,0,0,0,0,0,0,0,0,0,0,0,0,0,5.147006048708079,6.724919706153104,7.567952607306655,19.43987836216784,0,0,0,0,0,0,0,0,0,0,0,0,0,0,0,0,0,0,0,0,0.052167172507748466,0.007154338407704238,0.009347638391552815,0.010519454124156252,0.027021430923413303,0,0,0,0,0,3.2999999603524257,null,"",""]
["10523_G_GEN2","ISONE_Maine","Maine",23,"Kennebec",11,"10523","GEN2","Benton Falls Associates",0,1987,9999,"Hydro","","","","","","Non-Fossil","G",2025,"Hydro","",0,0,0,0,0,0,0,0,0,0,0,0,0,0,0,0,1.091789161847168,1.426498119487022,1.605323280337775,4.123610561671966,0,0,0,0,0,0,0,0,0,0,0,0,0,0,0,0,0,0,0,0,0.011065763865279977,1.5175869349675654E-3,0.001982832386086961,2.2313993596695075E-3,0.005731818680724034,0,0,0,0,0,0.6999999915899084,null,"",""]
["10525_B_4A","SERC_VACAR","North Carolina",37,"Craven",49,"10525","4A","Craven County Wood Energy LP",14638,1990,9999,"Biomass","stoker/SPR","","ESPC + Cyclone","LA + OFA","","Non-Fossil","B",2025,"","Biomass Retirement",0,0,0,0,0,0,0,0,0,0,0,0,0,0,0,0,0,0,0,0,0,0,0,0,0,0,0,0,0,0,0,0,0,0,0,0,0,0,0,0,0,0,0,0,0,0,0,0,0,0,47,null,"",""]
["10526_G_1UNI","ISONE_MA, VT, NH, RI (Rest of ISO New England)","New Hampshire",33,"Grafton",9,"10526","1UNI","Dodge Falls Associates",0,1990,9999,"Hydro","","","","","","Non-Fossil","G",2025,"Hydro","",0,0,0,0,0,0,0,0,0,0,0,0,0,0,0,0,2.8058389592757456,4.531584653813762,4.376896765375359,11.714320378464866,0,0,0,0,0,0,0,0,0,0,0,0,0,0,0,0,0,0,0,0,0.07904117141591671,3.9001161533932867E-3,0.006298902668801116,0.006083886503871748,0.016282905326066154,0,0,0,0,0,4.999999999999998,null,"",""]
["10530_G_1","NY_Zone F (Capital)","New York",36,"Saratoga",91,"10530","1","Feeder Dam Hydro Plant",0,1924,9999,"Hydro","","","","","","Non-Fossil","G",2025,"Hydro","",0,0,0,0,0,0,0,0,0,0,0,0,0,0,0,0,1.1224235300129066,1.517228814477183,1.8623347180353813,4.501987062525471,0,0,0,0,0,0,0,0,0,0,0,0,0,0,0,0,0,0,0,0,0.014227410854863098,1.5601687067179394E-3,0.002108948052123288,2.5886452580691755E-3,0.006257762016910404,0,0,0,0,0,0.9000000000000001,null,"",""]
["10530_G_2","NY_Zone F (Capital)","New York",36,"Saratoga",91,"10530","2","Feeder Dam Hydro Plant",0,1924,9999,"Hydro","","","","","","Non-Fossil","G",2025,"Hydro","",0,0,0,0,0,0,0,0,0,0,0,0,0,0,0,0,1.1224235300129066,1.517228814477183,1.8623347180353813,4.501987062525471,0,0,0,0,0,0,0,0,0,0,0,0,0,0,0,0,0,0,0,0,0.014227410854863098,1.5601687067179394E-3,0.002108948052123288,2.5886452580691755E-3,0.006257762016910404,0,0,0,0,0,0.9000000000000001,null,"",""]
["10530_G_3","NY_Zone F (Capital)","New York",36,"Saratoga",91,"10530","3","Feeder Dam Hydro Plant",0,1924,9999,"Hydro","","","","","","Non-Fossil","G",2025,"Hydro","",0,0,0,0,0,0,0,0,0,0,0,0,0,0,0,0,1.247137255569896,1.6858097938635368,2.0692607978170905,5.002207847250523,0,0,0,0,0,0,0,0,0,0,0,0,0,0,0,0,0,0,0,0,0.01580823428318122,1.7335207852421546E-3,2.3432756134703202E-3,2.8762725089657507E-3,0.006953068907678226,0,0,0,0,0,1.0000000000000002,null,"",""]
["10530_G_4","NY_Zone F (Capital)","New York",36,"Saratoga",91,"10530","4","Feeder Dam Hydro Plant",0,1924,9999,"Hydro","","","","","","Non-Fossil","G",2025,"Hydro","",0,0,0,0,0,0,0,0,0,0,0,0,0,0,0,0,1.1224235300129066,1.517228814477183,1.8623347180353813,4.501987062525471,0,0,0,0,0,0,0,0,0,0,0,0,0,0,0,0,0,0,0,0,0.014227410854863098,1.5601687067179394E-3,0.002108948052123288,2.5886452580691755E-3,0.006257762016910404,0,0,0,0,0,0.9000000000000001,null,"",""]
["10530_G_5","NY_Zone F (Capital)","New York",36,"Saratoga",91,"10530","5","Feeder Dam Hydro Plant",0,1924,9999,"Hydro","","","","","","Non-Fossil","G",2025,"Hydro","",0,0,0,0,0,0,0,0,0,0,0,0,0,0,0,0,1.247137255569896,1.6858097938635368,2.0692607978170905,5.002207847250523,0,0,0,0,0,0,0,0,0,0,0,0,0,0,0,0,0,0,0,0,0.01580823428318122,1.7335207852421546E-3,2.3432756134703202E-3,2.8762725089657507E-3,0.006953068907678226,0,0,0,0,0,1.0000000000000002,null,"",""]
["10531_G_1","NY_Zone C&E","New York",36,"Jefferson",45,"10531","1","Beebee Island Hydro Plant",0,1931,9999,"Hydro","","","","","","Non-Fossil","G",2025,"Hydro","",0,0,0,0,0,0,0,0,0,0,0,0,0,0,0,0,4.714283833400051,6.381534537961548,7.879225471934683,18.975043843296284,0,0,0,0,0,0,0,0,0,0,0,0,0,0,0,0,0,0,0,0,0.06797540741769158,6.5528545284260714E-3,0.008870333007766552,0.01095212340598922,0.026375310942181845,0,0,0,0,0,4.299999999999999,null,"",""]
["10531_G_2","NY_Zone C&E","New York",36,"Jefferson",45,"10531","2","Beebee Island Hydro Plant",0,1931,9999,"Hydro","","","","","","Non-Fossil","G",2025,"Hydro","",0,0,0,0,0,0,0,0,0,0,0,0,0,0,0,0,4.714283833400051,6.381534537961548,7.879225471934683,18.975043843296284,0,0,0,0,0,0,0,0,0,0,0,0,0,0,0,0,0,0,0,0,0.06797540741769158,6.5528545284260714E-3,0.008870333007766552,0.01095212340598922,0.026375310942181845,0,0,0,0,0,4.299999999999999,null,"",""]
["10532_G_2-1","MISO_Lower Michigan","Michigan",26,"Clinton",37,"10532","2-1","Grand River",13500,1991,9999,"Landfill Gas","","","","","","Non-Fossil","G",2025,"LF Gas",null,0.016257804622189138,0.023511317433330525,0.030392642415887537,0.07016176447140719,0,0,0,0,0,0,0,0,0,0,0,0,1.2085586306501273,1.7477639978047805,2.2593019877894918,5.2156246162443995,0.9369210225718683,1.3549337123650163,1.7514975897856884,4.043352324722573,0,0,0,0,1.9576022530412174E-3,2.8309977299541076E-3,3.6595780704643216E-3,0.008448178053459647,0,0,0,0,0,0,0,0,0.20738518595632657,0.008383768586217184,0.01212423504272585,0.015672772964120302,0.03618077659306333,0,0,0,0,0,0.8554112035681529,null,"",""]
["10532_G_2-3","MISO_Lower Michigan","Michigan",26,"Clinton",37,"10532","2-3","Grand River",13500,1991,9999,"Landfill Gas","","","","","","Non-Fossil","G",2025,"LF Gas",null,0.016257804622189138,0.023511317433330525,0.030392642415887537,0.07016176447140719,0,0,0,0,0,0,0,0,0,0,0,0,1.2085586306501273,1.7477639978047805,2.2593019877894918,5.2156246162443995,0.9369210225718683,1.3549337123650163,1.7514975897856884,4.043352324722573,0,0,0,0,1.9576022530412174E-3,2.8309977299541076E-3,3.6595780704643216E-3,0.008448178053459647,0,0,0,0,0,0,0,0,0.20738518595632657,0.008383768586217184,0.01212423504272585,0.015672772964120302,0.03618077659306333,0,0,0,0,0,0.8554112035681529,null,"",""]
["10532_G_2-4","MISO_Lower Michigan","Michigan",26,"Clinton",37,"10532","2-4","Grand River",13500,1996,9999,"Landfill Gas","","","","","","Non-Fossil","G",2025,"LF Gas",null,0.016257804622189138,0.023511317433330525,0.030392642415887537,0.07016176447140719,0,0,0,0,0,0,0,0,0,0,0,0,1.2085586306501273,1.7477639978047805,2.2593019877894918,5.2156246162443995,0.9369210225718683,1.3549337123650163,1.7514975897856884,4.043352324722573,0,0,0,0,1.9576022530412174E-3,2.8309977299541076E-3,3.6595780704643216E-3,0.008448178053459647,0,0,0,0,0,0,0,0,0.20738518595632657,0.008383768586217184,0.01212423504272585,0.015672772964120302,0.03618077659306333,0,0,0,0,0,0.8554112035681529,null,"",""]
["10532_G_2-5","MISO_Lower Michigan","Michigan",26,"Clinton",37,"10532","2-5","Grand River",13500,1997,9999,"Landfill Gas","","","","","","Non-Fossil","G",2025,"LF Gas",null,0.016257804622189138,0.023511317433330525,0.030392642415887537,0.07016176447140719,0,0,0,0,0,0,0,0,0,0,0,0,1.2085586306501273,1.7477639978047805,2.2593019877894918,5.2156246162443995,0.9369210225718683,1.3549337123650163,1.7514975897856884,4.043352324722573,0,0,0,0,1.9576022530412174E-3,2.8309977299541076E-3,3.6595780704643216E-3,0.008448178053459647,0,0,0,0,0,0,0,0,0.20738518595632657,0.008383768586217184,0.01212423504272585,0.015672772964120302,0.03618077659306333,0,0,0,0,0,0.8554112035681529,null,"",""]
["10538_G_GEN1","NY_Zone C&E","New York",36,"Jefferson",45,"10538","GEN1","Dexter Plant",0,1931,9999,"Hydro","","","","","","Non-Fossil","G",2025,"Hydro","",0,0,0,0,0,0,0,0,0,0,0,0,0,0,0,0,0.5481725387674479,0.7420388997629708,0.9161890083644981,2.2064004468949165,0,0,0,0,0,0,0,0,0,0,0,0,0,0,0,0,0,0,0,0,0.007904117141592044,7.6195982888675252E-4,1.0314340706705295E-3,1.2735027216266538E-3,3.0668966211839354E-3,0,0,0,0,0,0.4999999999999999,null,"",""]
["10538_G_GEN2","NY_Zone C&E","New York",36,"Jefferson",45,"10538","GEN2","Dexter Plant",0,1931,9999,"Hydro","","","","","","Non-Fossil","G",2025,"Hydro","",0,0,0,0,0,0,0,0,0,0,0,0,0,0,0,0,0.5481725387674479,0.7420388997629708,0.9161890083644981,2.2064004468949165,0,0,0,0,0,0,0,0,0,0,0,0,0,0,0,0,0,0,0,0,0.007904117141592044,7.6195982888675252E-4,1.0314340706705295E-3,1.2735027216266538E-3,3.0668966211839354E-3,0,0,0,0,0,0.4999999999999999,null,"",""]
["10538_G_GEN3","NY_Zone C&E","New York",36,"Jefferson",45,"10538","GEN3","Dexter Plant",0,1958,9999,"Hydro","","","","","","Non-Fossil","G",2025,"Hydro","",0,0,0,0,0,0,0,0,0,0,0,0,0,0,0,0,0.21926901550697914,0.2968155599051883,0.36647560334579926,0.8825601787579668,0,0,0,0,0,0,0,0,0,0,0,0,0,0,0,0,0,0,0,0,0.003161646856636818,3.0478393155470104E-4,4.1257362826821177E-4,5.094010886506615E-4,1.2267586484735744E-3,0,0,0,0,0,0.19999999999999996,null,"",""]
["10538_G_GEN4","NY_Zone C&E","New York",36,"Jefferson",45,"10538","GEN4","Dexter Plant",0,1986,9999,"Hydro","","","","","","Non-Fossil","G",2025,"Hydro","",0,0,0,0,0,0,0,0,0,0,0,0,0,0,0,0,0.21926901550697914,0.2968155599051883,0.36647560334579926,0.8825601787579668,0,0,0,0,0,0,0,0,0,0,0,0,0,0,0,0,0,0,0,0,0.003161646856636818,3.0478393155470104E-4,4.1257362826821177E-4,5.094010886506615E-4,1.2267586484735744E-3,0,0,0,0,0,0.19999999999999996,null,"",""]
["10538_G_GEN5","NY_Zone C&E","New York",36,"Jefferson",45,"10538","GEN5","Dexter Plant",0,1986,9999,"Hydro","","","","","","Non-Fossil","G",2025,"Hydro","",0,0,0,0,0,0,0,0,0,0,0,0,0,0,0,0,0.21926901550697914,0.2968155599051883,0.36647560334579926,0.8825601787579668,0,0,0,0,0,0,0,0,0,0,0,0,0,0,0,0,0,0,0,0,0.003161646856636818,3.0478393155470104E-4,4.1257362826821177E-4,5.094010886506615E-4,1.2267586484735744E-3,0,0,0,0,0,0.19999999999999996,null,"",""]
["10538_G_GEN6","NY_Zone C&E","New York",36,"Jefferson",45,"10538","GEN6","Dexter Plant",0,1988,9999,"Hydro","","","","","","Non-Fossil","G",2025,"Hydro","",0,0,0,0,0,0,0,0,0,0,0,0,0,0,0,0,1.3156140930418747,1.7808933594311296,2.1988536200747952,5.2953610725477995,0,0,0,0,0,0,0,0,0,0,0,0,0,0,0,0,0,0,0,0,0.018969881139820906,0.001828703589328206,2.4754417696092705E-3,0.003056406531903968,0.007360551890841445,0,0,0,0,0,1.1999999999999995,null,"",""]
["10538_G_GEN7","NY_Zone C&E","New York",36,"Jefferson",45,"10538","GEN7","Dexter Plant",0,1988,9999,"Hydro","","","","","","Non-Fossil","G",2025,"Hydro","",0,0,0,0,0,0,0,0,0,0,0,0,0,0,0,0,1.3156140930418747,1.7808933594311296,2.1988536200747952,5.2953610725477995,0,0,0,0,0,0,0,0,0,0,0,0,0,0,0,0,0,0,0,0,0.018969881139820906,0.001828703589328206,2.4754417696092705E-3,0.003056406531903968,0.007360551890841445,0,0,0,0,0,1.1999999999999995,null,"",""]
["10539_G_GEN1","NY_Zone C&E","New York",36,"Jefferson",45,"10539","GEN1","Theresa Plant",0,1929,9999,"Hydro","","","","","","Non-Fossil","G",2025,"Hydro","",0,0,0,0,0,0,0,0,0,0,0,0,0,0,0,0,1.0963450775348957,1.4840777995259415,1.8323780167289963,4.412800893789833,0,0,0,0,0,0,0,0,0,0,0,0,0,0,0,0,0,0,0,0,0.015808234283184088,1.523919657773505E-3,0.002062868141341059,2.5470054432533075E-3,0.006133793242367871,0,0,0,0,0,0.9999999999999998,null,"",""]
["10539_G_GEN2","NY_Zone C&E","New York",36,"Jefferson",45,"10539","GEN2","Theresa Plant",0,1927,9999,"Hydro","","","","","","Non-Fossil","G",2025,"Hydro","",0,0,0,0,0,0,0,0,0,0,0,0,0,0,0,0,0.3289035232604687,0.4452233398577824,0.5497134050186988,1.3238402681369499,0,0,0,0,0,0,0,0,0,0,0,0,0,0,0,0,0,0,0,0,4.7424702849552264E-3,4.5717589733205148E-4,6.1886044240231763E-4,0.000764101632975992,1.8401379727103612E-3,0,0,0,0,0,0.2999999999999999,null,"",""]
["10540_G_GEN1","NY_Zone C&E","New York",36,"Jefferson",45,"10540","GEN1","Diamond Island Plant",0,1914,9999,"Hydro","","","","","","Non-Fossil","G",2025,"Hydro","",0,0,0,0,0,0,0,0,0,0,0,0,0,0,0,0,0.4385380310139583,0.5936311198103766,0.7329512066915985,1.7651203575159335,0,0,0,0,0,0,0,0,0,0,0,0,0,0,0,0,0,0,0,0,0.006323293713273636,6.0956786310940208E-4,8.2514725653642354E-4,1.018802177301323E-3,0.002453517296947149,0,0,0,0,0,0.3999999999999999,null,"",""]
["10540_G_GEN2","NY_Zone C&E","New York",36,"Jefferson",45,"10540","GEN2","Diamond Island Plant",0,1914,9999,"Hydro","","","","","","Non-Fossil","G",2025,"Hydro","",0,0,0,0,0,0,0,0,0,0,0,0,0,0,0,0,0.4385380310139583,0.5936311198103766,0.7329512066915985,1.7651203575159335,0,0,0,0,0,0,0,0,0,0,0,0,0,0,0,0,0,0,0,0,0.006323293713273636,6.0956786310940208E-4,8.2514725653642354E-4,1.018802177301323E-3,0.002453517296947149,0,0,0,0,0,0.3999999999999999,null,"",""]
["10540_G_GEN3","NY_Zone C&E","New York",36,"Jefferson",45,"10540","GEN3","Diamond Island Plant",0,1914,9999,"Hydro","","","","","","Non-Fossil","G",2025,"Hydro","",0,0,0,0,0,0,0,0,0,0,0,0,0,0,0,0,0.4385380310139583,0.5936311198103766,0.7329512066915985,1.7651203575159335,0,0,0,0,0,0,0,0,0,0,0,0,0,0,0,0,0,0,0,0,0.006323293713273636,6.0956786310940208E-4,8.2514725653642354E-4,1.018802177301323E-3,0.002453517296947149,0,0,0,0,0,0.3999999999999999,null,"",""]
["10544_G_GEN1","NY_Zone C&E","New York",36,"St Lawrence",89,"10544","GEN1","Hailesboro 4 Plant",0,1922,9999,"Hydro","","","","","","Non-Fossil","G",2025,"Hydro","",0,0,0,0,0,0,0,0,0,0,0,0,0,0,0,0,0.9679202706395686,1.3100701531701133,1.619744211507502,3.8977346353171836,0,0,0,0,0,0,0,0,0,0,0,0,0,0,0,0,0,0,0,0,0.012646587426547052,1.3454091761889977E-3,1.820997512906458E-3,2.2514444539954276E-3,0.005417851143090883,0,0,0,0,0,0.8000000000000005,null,"",""]
["10544_G_GEN2","NY_Zone C&E","New York",36,"St Lawrence",89,"10544","GEN2","Hailesboro 4 Plant",0,1922,9999,"Hydro","","","","","","Non-Fossil","G",2025,"Hydro","",0,0,0,0,0,0,0,0,0,0,0,0,0,0,0,0,0.7259402029796764,0.9825526148775849,1.2148081586306265,2.9233009764878877,0,0,0,0,0,0,0,0,0,0,0,0,0,0,0,0,0,0,0,0,0.009484940569910288,1.0090568821417482E-3,1.3657481346798432E-3,1.6885833404965708E-3,0.004063388357318162,0,0,0,0,0,0.6000000000000003,null,"",""]
["10545_G_GEN1","NY_Zone C&E","New York",36,"Lewis",49,"10545","GEN1","Copenhagen Plant",0,1984,9999,"Hydro","","","","","","Non-Fossil","G",2025,"Hydro","",0,0,0,0,0,0,0,0,0,0,0,0,0,0,0,0,1.5348831085488537,2.077708919336318,2.565329223420594,6.177921251305766,0,0,0,0,0,0,0,0,0,0,0,0,0,0,0,0,0,0,0,0,0.02213152799645772,2.1334875208829066E-3,2.8880153978774825E-3,3.5658076205546296E-3,0.008587310539315019,0,0,0,0,0,1.3999999999999995,null,"",""]
["10545_G_GEN2","NY_Zone C&E","New York",36,"Lewis",49,"10545","GEN2","Copenhagen Plant",0,1984,9999,"Hydro","","","","","","Non-Fossil","G",2025,"Hydro","",0,0,0,0,0,0,0,0,0,0,0,0,0,0,0,0,1.5348831085488537,2.077708919336318,2.565329223420594,6.177921251305766,0,0,0,0,0,0,0,0,0,0,0,0,0,0,0,0,0,0,0,0,0.02213152799645772,2.1334875208829066E-3,2.8880153978774825E-3,3.5658076205546296E-3,0.008587310539315019,0,0,0,0,0,1.3999999999999995,null,"",""]
["10545_G_GEN3","NY_Zone C&E","New York",36,"Lewis",49,"10545","GEN3","Copenhagen Plant",0,1984,9999,"Hydro","","","","","","Non-Fossil","G",2025,"Hydro","",0,0,0,0,0,0,0,0,0,0,0,0,0,0,0,0,0.3289035232604687,0.4452233398577824,0.5497134050186988,1.3238402681369499,0,0,0,0,0,0,0,0,0,0,0,0,0,0,0,0,0,0,0,0,4.7424702849552264E-3,4.5717589733205148E-4,6.1886044240231763E-4,0.000764101632975992,1.8401379727103612E-3,0,0,0,0,0,0.2999999999999999,null,"",""]
["10546_G_GEN1","PJM West","Pennsylvania",42,"Beaver",7,"10546","GEN1","Beaver Valley Patterson Dam",0,1982,9999,"Hydro","","","","","","Non-Fossil","G",2025,"Hydro","",0,0,0,0,0,0,0,0,0,0,0,0,0,0,0,0,0.335583132,0.47231992933333333,0.42767422733333327,1.2355772886666667,0,0,0,0,0,0,0,0,0,0,0,0,0,0,0,0,0,0,0,0,0.006323293713333332,4.6646055348000003E-4,6.5652470177333336E-4,5.944671759933333E-4,1.7174524312466668E-3,0,0,0,0,0,0.39999999999999997,null,"",""]
["10546_G_GEN2","PJM West","Pennsylvania",42,"Beaver",7,"10546","GEN2","Beaver Valley Patterson Dam",0,1982,9999,"Hydro","","","","","","Non-Fossil","G",2025,"Hydro","",0,0,0,0,0,0,0,0,0,0,0,0,0,0,0,0,0.335583132,0.47231992933333333,0.42767422733333327,1.2355772886666667,0,0,0,0,0,0,0,0,0,0,0,0,0,0,0,0,0,0,0,0,0.006323293713333332,4.6646055348000003E-4,6.5652470177333336E-4,5.944671759933333E-4,1.7174524312466668E-3,0,0,0,0,0,0.39999999999999997,null,"",""]
["10546_G_GEN3","PJM West","Pennsylvania",42,"Beaver",7,"10546","GEN3","Beaver Valley Patterson Dam",0,1982,9999,"Hydro","","","","","","Non-Fossil","G",2025,"Hydro","",0,0,0,0,0,0,0,0,0,0,0,0,0,0,0,0,0.335583132,0.47231992933333333,0.42767422733333327,1.2355772886666667,0,0,0,0,0,0,0,0,0,0,0,0,0,0,0,0,0,0,0,0,0.006323293713333332,4.6646055348000003E-4,6.5652470177333336E-4,5.944671759933333E-4,1.7174524312466668E-3,0,0,0,0,0,0.39999999999999997,null,"",""]
["10547_G_GEN1","NY_Zone C&E","New York",36,"St Lawrence",89,"10547","GEN1","Pyrites Plant",0,1949,9999,"Hydro","","","","","","Non-Fossil","G",2025,"Hydro","",0,0,0,0,0,0,0,0,0,0,0,0,0,0,0,0,1.330890372129407,1.8013464606089058,2.2271482908228153,5.359385123561128,0,0,0,0,0,0,0,0,0,0,0,0,0,0,0,0,0,0,0,0,0.017389057711502197,1.8499376172598718E-3,2.5038715802463796E-3,0.003095736124243713,0.007449545321749964,0,0,0,0,0,1.1000000000000008,null,"",""]
["10547_G_GEN2","NY_Zone C&E","New York",36,"St Lawrence",89,"10547","GEN2","Pyrites Plant",0,1985,9999,"Hydro","","","","","","Non-Fossil","G",2025,"Hydro","",0,0,0,0,0,0,0,0,0,0,0,0,0,0,0,0,3.9926711163882205,5.404039381826716,6.681444872468446,16.07815537068338,0,0,0,0,0,0,0,0,0,0,0,0,0,0,0,0,0,0,0,0,0.052167173134506584,5.549812851779615E-3,0.007511614740739137,0.00928720837273114,0.022348635965249893,0,0,0,0,0,3.3000000000000016,null,"",""]
["10547_G_GEN3","NY_Zone C&E","New York",36,"St Lawrence",89,"10547","GEN3","Pyrites Plant",0,1985,9999,"Hydro","","","","","","Non-Fossil","G",2025,"Hydro","",0,0,0,0,0,0,0,0,0,0,0,0,0,0,0,0,3.9926711163882205,5.404039381826716,6.681444872468446,16.07815537068338,0,0,0,0,0,0,0,0,0,0,0,0,0,0,0,0,0,0,0,0,0.052167173134506584,5.549812851779615E-3,0.007511614740739137,0.00928720837273114,0.022348635965249893,0,0,0,0,0,3.3000000000000016,null,"",""]
["10548_G_GEN1","WECC_Northern California (not including BANC)","California",6,"Santa Clara",85,"10548","GEN1","San Jose Cogeneration",9006,1984,9999,"Combustion Turbine","","","","","","Fossil","G",2025,"NaturalGas","",0,0.037324175109999996,0.046567424419,0.083891599529,0,0,0,0,0,0,0,0,0,0,0,0,0,4.144367656,5.170711128000001,9.315078784,0,2.910364945856,3.63111037948,6.541475325336,0,3.4801079999999997E-9,4.3419495e-09,7.822057499999999E-9,0,0.0117796698,0.014696878941999999,0.026476548742,0,0,0,0,0,0,0,0,0.261927208707,0,0.02304268416736,0.028749153871680005,0.05179183803904001,0,0.14527032398599998,0.192875200141,0.338145524127,0,5.6,null,"",""]
["10549_G_2","NY_Zone G-I (Downstate NY)","New York",36,"Orange",71,"10549","2","Al Turi",13500,2011,9999,"Landfill Gas","","","","","","Non-Fossil","G",2025,"LF Gas","",0.013521346605102551,0.01944116106089745,0.0258693652735,0.0588318729395,0,0,0,0,0,0,0,0,0,0,0,0,1.0015812299999998,1.4400860045,1.9162492795,4.357916513999999,0.7792216834995431,1.120374670769957,1.490825651332,3.3904220056014998,0,0,0,0,0.001972358829188099,2.8358821638119003E-3,3.773564312000001E-3,0.008581805305,0,0,0,0,0,0,0,0,0.207385198525,0.006947966809108498,0.0099898734738946,0.0132930170745553,0.0302308573575584,0,0,0,0,0,0.8,null,"",""]
["10549_G_3","NY_Zone G-I (Downstate NY)","New York",36,"Orange",71,"10549","3","Al Turi",13500,2011,9999,"Landfill Gas","","","","","","Non-Fossil","G",2025,"LF Gas","",0.013521346605102551,0.01944116106089745,0.0258693652735,0.0588318729395,0,0,0,0,0,0,0,0,0,0,0,0,1.0015812299999998,1.4400860045,1.9162492795,4.357916513999999,0.7792216834995431,1.120374670769957,1.490825651332,3.3904220056014998,0,0,0,0,0.001972358829188099,2.8358821638119003E-3,3.773564312000001E-3,0.008581805305,0,0,0,0,0,0,0,0,0.207385198525,0.006947966809108498,0.0099898734738946,0.0132930170745553,0.0302308573575584,0,0,0,0,0,0.8,null,"",""]
["10550_G_GEN1","SERC_VACAR","North Carolina",37,"Lincoln",109,"10550","GEN1","High Shoals Hydro (NC)",0,1934,9999,"Hydro","","","","","","Non-Fossil","G",2025,"Hydro","",0,0,0,0,0,0,0,0,0,0,0,0,0,0,0,0,1.7299190404883713,1.9469422421162788,2.1291866170639526,5.806047899668603,0,0,0,0,0,0,0,0,0,0,0,0,0,0,0,0,0,0,0,0,0.028454821709738367,2.404587466278836E-3,2.7062497165416277E-3,2.9595693977188943E-3,0.008070406580539358,0,0,0,0,0,1.7999999999999996,null,"",""]
["10553_G_6033","ISONE_MA, VT, NH, RI (Rest of ISO New England)","Massachusetts",25,"Worcester",27,"10553","6033","Anderson Power Products Division",14775,1987,9999,"Combustion Turbine","","","","","","Fossil","G",2025,"Oil","",0,0,0,0,0,0,0,0,0,0,0,0,0,0,0,0,0,0,0,0,0,0,0,0,0,0,0,0,0,0,0,0,0,0,0,0,0,0,0,0,1.9725213450039181E-8,0,0,0,0,0,0,0,0,0,9.99999913544676e-07,null,"",""]
["10553_G_6035","ISONE_MA, VT, NH, RI (Rest of ISO New England)","Massachusetts",25,"Worcester",27,"10553","6035","Anderson Power Products Division",14775,1987,9999,"Combustion Turbine","","","","","","Fossil","G",2025,"Oil","",0,0,0,0,0,0,0,0,0,0,0,0,0,0,0,0,0,0,0,0,0,0,0,0,0,0,0,0,0,0,0,0,0,0,0,0,0,0,0,0,1.9725213450039181E-8,0,0,0,0,0,0,0,0,0,9.99999913544676e-07,null,"",""]
["10553_G_6046","ISONE_MA, VT, NH, RI (Rest of ISO New England)","Massachusetts",25,"Worcester",27,"10553","6046","Anderson Power Products Division",14775,1987,9999,"Combustion Turbine","","","","","","Fossil","G",2025,"Oil","",0,0,0,0,0,0,0,0,0,0,0,0,0,0,0,0,0,0,0,0,0,0,0,0,0,0,0,0,0,0,0,0,0,0,0,0,0,0,0,0,1.9725213450039181E-8,0,0,0,0,0,0,0,0,0,9.99999913544676e-07,null,"",""]
["10554_G_3ST1","ERCOT_Rest","Texas",48,"Calhoun",57,"10554","3ST1","Formosa Utility Venture Ltd",5500,2019,9999,"Combined Cycle","other","","","STM","","Fossil","G",2025,"NaturalGas","",0.36746587681221377,0.4981204107898898,0.6887968723998621,1.5543831600019655,0,0,0,0,0,0,0,0,0,0,0,0,66.81197760206898,90.56734741613793,125.23579498179309,282.61512,34.269699305245915,46.45448128044446,64.23688072580782,144.96106131149818,4.0978458252887111E-8,5.5548576742802519E-8,7.6812122487068964E-8,1.7333915748275862E-7,0.003219736012487806,0.004364531039150127,6.0352381958103446E-3,0.013619505247448278,0,0,0,0,0,0,0,0,1.14669458686775,0.14270233682071506,0.19344094546808108,0.26748857373963447,0.6036318560284306,1.435177637155935,1.7849163989629182,2.3812817948332676,5.601375830952121,0,38,null,"",""]
["10554_G_3TBG1","ERCOT_Rest","Texas",48,"Calhoun",57,"10554","3TBG1","Formosa Utility Venture Ltd",5500,2019,9999,"Combined Cycle","","","","","","Fossil","G",2025,"NaturalGas","",0.9380050013364405,1.271517890700508,1.758244647968069,3.9677675400050174,0,0,0,0,0,0,0,0,0,0,0,0,170.54636387896554,231.18507103593103,319.68084508510344,721.4122799999999,87.47791664760142,118.5811759000819,163.97309027377258,370.0321828214559,1.0460290659289604E-7,1.4179505115925909E-7,1.9607304950646551E-7,4.4247100725862067E-7,0.008218799821350452,0.011141039757830588,0.015405739605094827,0.03476557918427586,0,0,0,0,0,0,0,0,2.927088813846625,0.36426649135814104,0.4937834660632595,0.6827997803353827,1.5408497377567834,3.663479758003308,4.556233965773765,6.078535107863867,14.29824883164094,0,97,null,"",""]
["10554_G_3TBG2","ERCOT_Rest","Texas",48,"Calhoun",57,"10554","3TBG2","Formosa Utility Venture Ltd",5500,2019,9999,"Combined Cycle","","","","","","Fossil","G",2025,"NaturalGas","",0.9380050013364405,1.271517890700508,1.758244647968069,3.9677675400050174,0,0,0,0,0,0,0,0,0,0,0,0,170.54636387896554,231.18507103593103,319.68084508510344,721.4122799999999,87.47791664760142,118.5811759000819,163.97309027377258,370.0321828214559,1.0460290659289604E-7,1.4179505115925909E-7,1.9607304950646551E-7,4.4247100725862067E-7,0.008218799821350452,0.011141039757830588,0.015405739605094827,0.03476557918427586,0,0,0,0,0,0,0,0,2.927088813846625,0.36426649135814104,0.4937834660632595,0.6827997803353827,1.5408497377567834,3.663479758003308,4.556233965773765,6.078535107863867,14.29824883164094,0,97,null,"",""]
["10554_G_BO3","ERCOT_Rest","Texas",48,"Calhoun",57,"10554","BO3","Formosa Utility Venture Ltd",5500,1987,9999,"Combined Cycle","","","","","","Fossil","G",2025,"NaturalGas","",0.309444948437569,0.4194698189931494,0.5800394724702762,1.3089542399009946,0,0,0,0,0,0,0,0,0,0,0,0,56.26271789773983,76.26723981693621,105.46172226732295,237.99167998199903,29.082266523201305,39.422627953672894,54.51329103134773,123.01818550822192,3.4775515135088918E-8,4.7140142738676366E-8,6.5185008109827563E-8,1.4710066598359283E-7,0.007121457462910097,0.009653531227500352,0.013348824890534823,0.03012381358094527,0,0,0,0,0,0,0,0,0.7501353117896133,0.12017038872448418,0.1628976380487452,0.22525353615963306,0.5083215629328625,1.2085706400337106,1.5030874916474948,2.005289935864403,4.716948067545609,0,32,null,"",""]
["10554_G_ST1","ERCOT_Rest","Texas",48,"Calhoun",57,"10554","ST1","Formosa Utility Venture Ltd",5500,1994,9999,"Combined Cycle","","","","STM","","Fossil","G",2025,"NaturalGas","",0.2755994072022099,0.3735903075407737,0.5165976551688398,1.1657873699118233,0,0,0,0,0,0,0,0,0,0,0,0,50.108983127674534,67.92551046195882,93.92684639433452,211.9613399839679,25.90139362222616,35.11077802123992,48.55089982479407,109.56307146826015,3.0971943167188567E-8,4.1984189626633636E-8,5.8055397847815172E-8,1.3101153064163738E-7,0.006342548052904306,0.008597676249492502,0.011888797168132579,0.026829021470529388,0,0,0,0,0,0,0,0,0.6680892620626244,0.1070267524577437,0.14508070888716373,0.20061643064217322,0.4527238919870807,1.0763832262800235,1.33868729724855,1.7859613491292339,4.201031872657808,0,28.500000000000004,null,"",""]
["10554_G_ST2","ERCOT_Rest","Texas",48,"Calhoun",57,"10554","ST2","Formosa Utility Venture Ltd",5500,1994,9999,"Combined Cycle","","","","STM","","Fossil","G",2025,"NaturalGas","",0.5560338917237568,0.7537348310033154,1.0422584270950277,2.3520271498221,0,0,0,0,0,0,0,0,0,0,0,0,101.09707122250126,137.04269654605727,189.50153219909595,427.6412999676545,52.257197658877345,70.83753460425599,97.95356982195295,221.04830208508628,6.2487253758362918E-8,8.47049439835591e-08,1.171293114473464E-7,2.643215091892684E-7,0.004909712796788038,0.006655388457868229,0.009203017321732319,0.020768118576388585,0,0,0,0,0,0,0,0,1.3478993883719614,0.2159311672393075,0.2927066933688391,0.40475244778684066,0.9133903083949872,2.171650368810574,2.700860336554092,3.6032553535063494,8.475766058871015,0,57.5,null,"",""]
["10554_G_ST3","ERCOT_Rest","Texas",48,"Calhoun",57,"10554","ST3","Formosa Utility Venture Ltd",5500,2002,9999,"Combined Cycle","","","","STM","","Fossil","G",2025,"NaturalGas","",0.4573983144092816,0.6200288261992489,0.857370845245127,1.9347979858536575,0,0,0,0,0,0,0,0,0,0,0,0,83.16332989259669,112.73251385440884,155.88560822638675,351.7814519733923,42.98722520460692,58.271571944022746,80.57745830571085,181.83625545434052,5.14025583090533e-08,6.9679023485606e-08,9.6351590112338853E-8,2.1743317190699817E-7,0.004038772439792593,0.005474780418385515,7.5704820750945815E-3,0.01708403493327269,0,0,0,0,0,0,0,0,1.1087937577390223,0.17762685583337817,0.24078307124080156,0.3329528831359576,0.7513628102101373,1.7864184772998284,2.221751198591453,2.9640691864495703,6.972238862340852,0,47.3,null,"",""]
["10554_G_TBG1","ERCOT_Rest","Texas",48,"Calhoun",57,"10554","TBG1","Formosa Utility Venture Ltd",5500,1993,9999,"Combined Cycle","","","","","","Fossil","G",2025,"NaturalGas","",0.6962511339845303,0.9438070927345863,1.3050888130581215,2.9451470397772384,0,0,0,0,0,0,0,0,0,0,0,0,126.59111526991464,171.60128958810648,237.28887510147663,535.4812799594978,65.43509967720294,88.70091289576402,122.6549048205324,276.79091739349934,7.824490905395008E-8,1.0606532116202183E-7,1.46666268247112e-07,3.3097649846308394E-7,0.016023279291547718,0.021720445261875797,0.030034856003703352,0.06777858055712686,0,0,0,0,0,0,0,0,1.68780445152663,0.27038337463008943,0.3665196856096768,0.5068204563591744,1.1437235165989406,2.7192839400758495,3.3819468562068633,4.511902355694907,10.61313315197762,0,72,null,"",""]
["10554_G_TBG2","ERCOT_Rest","Texas",48,"Calhoun",57,"10554","TBG2","Formosa Utility Venture Ltd",5500,1993,9999,"Combined Cycle","","","","","","Fossil","G",2025,"NaturalGas","",0.6962511339845303,0.9438070927345863,1.3050888130581215,2.9451470397772384,0,0,0,0,0,0,0,0,0,0,0,0,126.59111526991464,171.60128958810648,237.28887510147663,535.4812799594978,65.43509967720294,88.70091289576402,122.6549048205324,276.79091739349934,7.824490905395008E-8,1.0606532116202183E-7,1.46666268247112e-07,3.3097649846308394E-7,0.006147814284673718,0.008333703808113262,0.011523778211560467,0.026005296304347447,0,0,0,0,0,0,0,0,1.68780445152663,0.27038337463008943,0.3665196856096768,0.5068204563591744,1.1437235165989406,2.7192839400758495,3.3819468562068633,4.511902355694907,10.61313315197762,0,72,null,"",""]
["10554_G_TBG3","ERCOT_Rest","Texas",48,"Calhoun",57,"10554","TBG3","Formosa Utility Venture Ltd",5500,1993,9999,"Combined Cycle","","","","","","Fossil","G",2025,"NaturalGas","",0.6962511339845303,0.9438070927345863,1.3050888130581215,2.9451470397772384,0,0,0,0,0,0,0,0,0,0,0,0,126.59111526991464,171.60128958810648,237.28887510147663,535.4812799594978,65.43509967720294,88.70091289576402,122.6549048205324,276.79091739349934,7.824490905395008E-8,1.0606532116202183E-7,1.46666268247112e-07,3.3097649846308394E-7,0.006147814284673718,0.008333703808113262,0.011523778211560467,0.026005296304347447,0,0,0,0,0,0,0,0,1.68780445152663,0.27038337463008943,0.3665196856096768,0.5068204563591744,1.1437235165989406,2.7192839400758495,3.3819468562068633,4.511902355694907,10.61313315197762,0,72,null,"",""]
["10554_G_TBG4","ERCOT_Rest","Texas",48,"Calhoun",57,"10554","TBG4","Formosa Utility Venture Ltd",5500,1994,9999,"Combined Cycle","","","","","","Fossil","G",2025,"NaturalGas","",0.6962511339845303,0.9438070927345863,1.3050888130581215,2.9451470397772384,0,0,0,0,0,0,0,0,0,0,0,0,126.59111526991464,171.60128958810648,237.28887510147663,535.4812799594978,65.43509967720294,88.70091289576402,122.6549048205324,276.79091739349934,7.824490905395008E-8,1.0606532116202183E-7,1.46666268247112e-07,3.3097649846308394E-7,0.006147814284673718,0.008333703808113262,0.011523778211560467,0.026005296304347447,0,0,0,0,0,0,0,0,1.68780445152663,0.27038337463008943,0.3665196856096768,0.5068204563591744,1.1437235165989406,2.7192839400758495,3.3819468562068633,4.511902355694907,10.61313315197762,0,72,null,"",""]
["10554_G_TBG5","ERCOT_Rest","Texas",48,"Calhoun",57,"10554","TBG5","Formosa Utility Venture Ltd",5500,1994,9999,"Combined Cycle","","","","","","Fossil","G",2025,"NaturalGas","",0.6962511339845303,0.9438070927345863,1.3050888130581215,2.9451470397772384,0,0,0,0,0,0,0,0,0,0,0,0,126.59111526991464,171.60128958810648,237.28887510147663,535.4812799594978,65.43509967720294,88.70091289576402,122.6549048205324,276.79091739349934,7.824490905395008E-8,1.0606532116202183E-7,1.46666268247112e-07,3.3097649846308394E-7,0.006147814284673717,0.008333703808113258,0.011523778211560464,0.02600529630434744,0,0,0,0,0,0,0,0,1.68780445152663,0.27038337463008943,0.3665196856096768,0.5068204563591744,1.1437235165989406,2.7192839400758495,3.3819468562068633,4.511902355694907,10.61313315197762,0,72,null,"",""]
["10554_G_TBG6","ERCOT_Rest","Texas",48,"Calhoun",57,"10554","TBG6","Formosa Utility Venture Ltd",5500,2003,9999,"Combined Cycle","","","","","","Fossil","G",2025,"NaturalGas","",0.6962511339845303,0.9438070927345863,1.3050888130581215,2.9451470397772384,0,0,0,0,0,0,0,0,0,0,0,0,126.59111526991464,171.60128958810648,237.28887510147663,535.4812799594978,65.43509967720294,88.70091289576402,122.6549048205324,276.79091739349934,7.824490905395008E-8,1.0606532116202183E-7,1.46666268247112e-07,3.3097649846308394E-7,0.006147814284673717,0.008333703808113258,0.011523778211560464,0.02600529630434744,0,0,0,0,0,0,0,0,1.68780445152663,0.27038337463008943,0.3665196856096768,0.5068204563591744,1.1437235165989406,2.7192839400758495,3.3819468562068633,4.511902355694907,10.61313315197762,0,72,null,"",""]
["10555_G_1","ISONE_Maine","Maine",23,"Somerset",25,"10555","1","Brassua Hydroelectric Project",0,1989,9999,"Hydro","","","","","","Non-Fossil","G",2025,"",null,0,0,0,0,0,0,0,0,0,0,0,0,0,0,0,0,4.3178755549931,5.501190513989429,6.312346248726727,16.131412317709255,0,0,0,0,0,0,0,0,0,0,0,0,0,0,0,0,0,0,0,0,0.05690964317795694,0.00600184702144041,7.6466548144453065E-3,0.00877416128573015,0.022422663121615866,0,0,0,0,0,3.6305537719900105,null,"",""]
["10556_G_GEN1","ISONE_MA, VT, NH, RI (Rest of ISO New England)","Massachusetts",25,"Middlesex",17,"10556","GEN1","Boott Hydropower",0,1985,9999,"Hydro","","","","","","Non-Fossil","G",2025,"Hydro","",0,0,0,0,0,0,0,0,0,0,0,0,0,0,0,0,5.349171637753721,7.475401162769956,6.851372147542623,19.6759449480663,0,0,0,0,0,0,0,0,0,0,0,0,0,0,0,0,0,0,0,0,0.11223846341057779,0.007435348576477672,0.01039080761625024,0.009523407285084245,0.027349563477812158,0,0,0,0,0,7.099999999999999,null,"",""]
["10556_G_GEN2","ISONE_MA, VT, NH, RI (Rest of ISO New England)","Massachusetts",25,"Middlesex",17,"10556","GEN2","Boott Hydropower",0,1985,9999,"Hydro","","","","","","Non-Fossil","G",2025,"Hydro","",0,0,0,0,0,0,0,0,0,0,0,0,0,0,0,0,5.349171637753721,7.475401162769956,6.851372147542623,19.6759449480663,0,0,0,0,0,0,0,0,0,0,0,0,0,0,0,0,0,0,0,0,0.11223846341057779,0.007435348576477672,0.01039080761625024,0.009523407285084245,0.027349563477812158,0,0,0,0,0,7.099999999999999,null,"",""]
["10556_G_GEN3","ISONE_MA, VT, NH, RI (Rest of ISO New England)","Massachusetts",25,"Middlesex",17,"10556","GEN3","Boott Hydropower",0,1985,9999,"Hydro","","","","","","Non-Fossil","G",2025,"Hydro","",0,0,0,0,0,0,0,0,0,0,0,0,0,0,0,0,5.650533420162382,7.89655052405277,7.237364944587278,20.78444888880243,0,0,0,0,0,0,0,0,0,0,0,0,0,0,0,0,0,0,0,0,0.11856175712384978,0.00785424145402571,0.01097620522843335,0.010059937272976317,0.02889038395543538,0,0,0,0,0,7.499999999999999,null,"",""]
["10562_B_PB6","FRCC","Florida",12,"Nassau",89,"10562","PB6","Fernandina Plant",7106,2006,9999,"Biomass","","","ESPH + Wet Scrubber + SNCR","CF + FR + NH3","Wet Scrubber","Non-Fossil","B",2025,"","Biomass Retirement",0,0,0,0,0,0,0,0,0,0,0,0,0,0,0,0,0,0,0,0,0,0,0,0,0,0,0,0,0,0,0,0,0,0,0,0,0,0,0,0,0,0,0,0,0,0,0,0,0,0,21.000000000000004,"Scrubber / SNCR","Wet Scrubber",""]
["10562_B_REC5","FRCC","Florida",12,"Nassau",89,"10562","REC5","Fernandina Plant",7106,1976,9999,"Biomass","","","PM Scrubber + Wet Scrubber","other","Wet Scrubber","Non-Fossil","B",2025,"","Biomass Retirement",0,0,0,0,0,0,0,0,0,0,0,0,0,0,0,0,0,0,0,0,0,0,0,0,0,0,0,0,0,0,0,0,0,0,0,0,0,0,0,0,0,0,0,0,0,0,0,0,0,0,21,"Scrubber","Wet Scrubber",""]
["10566_B_BOIL1","PJM_EMAAC","New Jersey",34,"Salem",33,"10566","BOIL1","Chambers Cogeneration LP",10097,1994,9999,"Coal Steam","wall","dry","Baghouse + Dry Scrubber + SCR","LNB + OFA","Dry Scrubber","Fossil","B",2025,"","Coal Retirement",0,0,0,0,0,0,0,0,0,0,0,0,0,0,0,0,0,0,0,0,0,0,0,0,0,0,0,0,0,0,0,0,0,0,0,0,0,0,0,0,0,0,0,0,0,0,0,0,0,0,122,"Scrubber / SCR","Dry Scrubber",""]
["10566_B_BOIL2","PJM_EMAAC","New Jersey",34,"Salem",33,"10566","BOIL2","Chambers Cogeneration LP",10097,1994,9999,"Coal Steam","wall","dry","Baghouse + Dry Scrubber + SCR","LNB + OFA","Dry Scrubber","Fossil","B",2025,"","Coal Retirement",0,0,0,0,0,0,0,0,0,0,0,0,0,0,0,0,0,0,0,0,0,0,0,0,0,0,0,0,0,0,0,0,0,0,0,0,0,0,0,0,0,0,0,0,0,0,0,0,0,0,122,"Scrubber / SCR","Dry Scrubber",""]
["10567_G_GTG","ISONE_Connecticut","Connecticut",9,"Hartford",3,"10567","GTG","Algonquin Windsor Locks",5673,1990,9999,"Combined Cycle","","","","STM","","Fossil","G",2025,"NaturalGas","",0.34910137565584715,0.4704787520991532,0.654373515437,1.4739536431920004,0,0,0,0,0,0,0,0,0,0,0,0,61.53734808,82.932972343,115.34875999199998,259.819080415,40.39727274294872,54.442805997557265,75.72271902097403,170.56279776148,4.8305587442319116E-8,6.5100724557680867E-8,9.054646899999999E-8,2.0395278099999997E-7,0.05038732172204298,0.06790624700595702,0.09444857897199997,0.21274214769999997,0,0,0,0,0,0,0,0,1.149141699189,0.133603093503541,0.180054909809633,0.25043248770964294,0.5640904910228169,2.587291218472461,1.9406933796885386,2.09442933623,6.622413934391,0,35,null,"",""]
["10567_G_GTG2","ISONE_Connecticut","Connecticut",9,"Hartford",3,"10567","GTG2","Algonquin Windsor Locks",5673,2012,9999,"Combined Cycle","","","","","","Fossil","G",2025,"NaturalGas","",0.12966622384422796,0.17474924889377205,0.24305301228000004,0.547468485018,0,0,0,0,0,0,0,0,0,0,0,0,22.85672904000001,30.803675109,42.843823776,96.50422792500001,15.004701142469521,20.221613437837483,28.125580455300003,63.35189503560701,1.7942074715046348E-8,2.4180268284953651E-8,3.3631545500000005E-8,7.57538885e-08,0.018715290722650324,0.025222320043349677,0.035080899644,0.07901851040999999,0,0,0,0,0,0,0,0,0.392290253402,0.04881922019301061,0.0657929398064138,0.0915092471530252,0.20612140715244964,0.9609938707694224,0.7208289618145775,0.7779308715490001,2.459753704133,0,13,null,"",""]
["10567_G_STG","ISONE_Connecticut","Connecticut",9,"Hartford",3,"10567","STG","Algonquin Windsor Locks",5673,1990,9999,"Combined Cycle","","","","STM","","Fossil","G",2025,"NaturalGas","",0.15958919575004538,0.21507599482795464,0.29914216896100004,0.6738073595390001,0,0,0,0,0,0,0,0,0,0,0,0,28.131358320000004,37.912214847,52.730860031999995,118.774433199,18.467324155816097,24.888139174805904,34.616099021909,77.97156235253101,2.2082554478406631E-8,2.9760331521593369E-8,4.13926705e-08,9.3235556500000008E-8,0.02303420355814636,0.031042854887853633,0.043176491869,0.09725355031499999,0,0,0,0,0,0,0,0,0.525321919629,0.06107569814549881,0.082310813565531,0.11448341930852698,0.2578699310195568,1.1827616661432767,0.8871740911287227,0.9574533803670001,3.0273891376389996,0,16,null,"",""]
["10570_G_1","ISONE_MA, VT, NH, RI (Rest of ISO New England)","New Hampshire",33,"Coos",7,"10570","1","Errol Hydroelectric Project",0,1986,9999,"Hydro","","","","","","Non-Fossil","G",2025,"Hydro","",0,0,0,0,0,0,0,0,0,0,0,0,0,0,0,0,1.6835033755654476,2.718950792288257,2.6261380592252155,7.02859222707892,0,0,0,0,0,0,0,0,0,0,0,0,0,0,0,0,0,0,0,0,0.047424702849550034,0.002340069692035972,3.7793416012806696E-3,3.6503319023230493E-3,0.009769743195639691,0,0,0,0,0,2.999999999999999,null,"",""]
["10586_G_EXIS","WECC_Southern California Edison","California",6,"Kern",29,"10586","EXIS","Cameron Ridge LLC",0,1984,9999,"Onshore Wind","","","","","","Non-Fossil","G",2025,"Wind","",0,0,0,0,0,0,0,0,0,0,0,0,0,0,0,0,20.031169722864796,41.28288569135911,74.06212358283595,135.37617899705987,0,0,0,0,0,0,0,0,0,0,0,0,0,0,0,0,0,0,0,0,2.1014924430904554,0,0,0,0,0,0,0,0,0,59.59999990821121,null,"",""]
["10593_B_BLR1","MISO_WOTAB (including Western)","Louisiana",22,"Calcasieu",19,"10593","BLR1","Agrilectric Power Partners Ltd",16484,1984,9999,"Biomass","","","Baghouse","","","Non-Fossil","B",2025,"","Biomass Retirement",0,0,0,0,0,0,0,0,0,0,0,0,0,0,0,0,0,0,0,0,0,0,0,0,0,0,0,0,0,0,0,0,0,0,0,0,0,0,0,0,0,0,0,0,0,0,0,0,0,0,10.9,null,"",""]
["10597_G_WGN1","WECC_Southern California Edison","California",6,"Kern",29,"10597","WGN1","Ridgetop Energy LLC",0,1984,9999,"Onshore Wind","","","","","","Non-Fossil","G",2025,"Wind","",0,0,0,0,0,0,0,0,0,0,0,0,0,0,0,0,9.746710100051661,20.08731015183581,36.03693932721884,65.87095957910631,0,0,0,0,0,0,0,0,0,0,0,0,0,0,0,0,0,0,0,0,1.02253826928898,0,0,0,0,0,0,0,0,0,28.999999955337668,null,"",""]
["10601_G_GEN1","WECC_Southern California Edison","California",6,"Los Angeles",37,"10601","GEN1","Tesoro Wilmington Calciner",9193,1982,9999,"Non-Fossil Waste","","","","","","Non-Fossil","G",2025,"Non-Fossil","",0.45611455794476863,0.5904064164862314,0.782424448045,1.828945422476,0,0,0,0,0,0,0,0,0,0,0,0,49.61542020500001,64.22347617599999,85.110893946,198.94979032700002,0,0,0,0,0,0,0,0,0,0,0,0,0,0,0,0,0,0,0,0,0,0.34418206180272803,0.4455181142286579,0.590414085765528,1.380114261796914,0,0,0,0,0,30.7,null,"",""]
["10603_B_031","PJM_PENELEC","Pennsylvania",42,"Cambria",21,"10603","031","Ebensburg Power",14500,1991,9999,"Coal Steam","FBC","dry","Baghouse + Reagent Injection + DSI","CF","Reagent Injection","Fossil","B",2025,"Waste Coal","",0,0,0,0,0,0,0,0,0,0,0,0,0,0,0,0,0,0,0,0,0,0,0,0,0,0,0,0,0,0,0,0,0,0,0,0,0,0,0,0,1.572051946507,0,0,0,0,0,0,0,0,0,50,"DSI","",""]
["10608_G_GEN1","ISONE_MA, VT, NH, RI (Rest of ISO New England)","Vermont",50,"Essex",9,"10608","GEN1","Gilman Mill",0,1986,9999,"Hydro","","","","","","Non-Fossil","G",2025,"Hydro","",0,0,0,0,0,0,0,0,0,0,0,0,0,0,0,0,2.2239690295688344,3.168455477489172,3.1312219441299565,8.523646451187965,0,0,0,0,0,0,0,0,0,0,0,0,0,0,0,0,0,0,0,0,0.03319729199467845,3.091316951100678E-3,0.004404153113709951,0.004352398502340645,0.011847868567151275,0,0,0,0,0,2.1,null,"",""]
["10608_G_GEN2","ISONE_MA, VT, NH, RI (Rest of ISO New England)","Vermont",50,"Essex",9,"10608","GEN2","Gilman Mill",0,1966,9999,"Hydro","","","","","","Non-Fossil","G",2025,"Hydro","",0,0,0,0,0,0,0,0,0,0,0,0,0,0,0,0,0.9531295841009289,1.3579094903525022,1.3419522617699813,3.6529913362234128,0,0,0,0,0,0,0,0,0,0,0,0,0,0,0,0,0,0,0,0,0.014227410854862189,1.3248501219002905E-3,0.001887494191589979,1.8653136438602762E-3,0.005077657957350545,0,0,0,0,0,0.8999999999999999,null,"",""]
["10608_G_GEN3","ISONE_MA, VT, NH, RI (Rest of ISO New England)","Vermont",50,"Essex",9,"10608","GEN3","Gilman Mill",0,1941,9999,"Hydro","","","","","","Non-Fossil","G",2025,"Hydro","",0,0,0,0,0,0,0,0,0,0,0,0,0,0,0,0,0.7413230098562782,1.056151825829724,1.0437406480433187,2.841215483729321,0,0,0,0,0,0,0,0,0,0,0,0,0,0,0,0,0,0,0,0,0.011065763998226147,1.0304389837002262E-3,0.001468051037903317,1.4507995007802146E-3,0.003949289522383758,0,0,0,0,0,0.7,null,"",""]
["10608_G_GEN4","ISONE_MA, VT, NH, RI (Rest of ISO New England)","Vermont",50,"Essex",9,"10608","GEN4","Gilman Mill",0,1941,9999,"Hydro","","","","","","Non-Fossil","G",2025,"Hydro","",0,0,0,0,0,0,0,0,0,0,0,0,0,0,0,0,0.6354197227339526,0.9052729935683348,0.8946348411799875,2.435327557482275,0,0,0,0,0,0,0,0,0,0,0,0,0,0,0,0,0,0,0,0,0.009484940569908127,8.8323341460019378E-4,1.2583294610599859E-3,1.2435424292401842E-3,0.003385105304900364,0,0,0,0,0,0.6,null,"",""]
["10613_G_HG2","ISONE_Maine","Maine",23,"Washington",29,"10613","HG2","Domtar - Woodland Mill",0,1912,9999,"Hydro","","","","","","Non-Fossil","G",2025,"",null,0,0,0,0,0,0,0,0,0,0,0,0,0,0,0,0,3.4782886415222194,4.431514580713706,5.084945589252086,12.99474881148801,0,0,0,0,0,0,0,0,0,0,0,0,0,0,0,0,0,0,0,0,0.04584387922668753,0.004834821211715885,6.1598052671920514E-3,0.007068074369060398,0.018062700847968335,0,0,0,0,0,2.92461276076973,null,"",""]
["10686_B_7","MISO_Minnesota and Western Wisconsin","Minnesota",27,"Itasca",61,"10686","7","Rapids Energy Center",4431,2001,9999,"Biomass","","","ESPC + Cyclone","FR + LNB","","Non-Fossil","B",2025,"","Biomass Retirement",0,0,0,0,0,0,0,0,0,0,0,0,0,0,0,0,0,0,0,0,0,0,0,0,0,0,0,0,0,0,0,0,0,0,0,0,0,0,0,0,0,0,0,0,0,0,0,0,0,0,3.3,null,"",""]
["1073_B_3","MISO_Iowa","Iowa",19,"Linn",113,"1073","3","Prairie Creek",12146,1958,9999,"Coal Steam","wall","dry","ESPC + Mercury Control","LNB + OFA","","Fossil","B",2025,"Coal","Coal to Gas",0.08483985469875018,0.0946270298982498,0.10775035655900002,0.287217241156,0,0,0,0,0.08483985469875018,0.0946270298982498,0.10775035655900002,0.287217241156,0,0,0,0,6.985003680000001,7.790797784999998,8.871262684,23.647064149,10.20202850011605,11.378940467674955,12.957026063327,34.537995031118,2.6713080309425105E-5,2.9794716859074894E-5,3.3926789931500006E-5,9.0434587100000013E-5,0.009459370335573099,0.010550608823426899,0.012013817446999999,0.03202379660599999,0.024865643097191477,0.027734158210808525,0.031580463207999995,0.084180264516,2.325648798034642E-5,2.5939370019653572E-5,2.9536765e-05,7.8732623e-05,1.120109741159,0.022120399851912803,0.024672222101047893,0.0280938832320606,0.0748865051850213,0.1553840631364294,0.17330925943157058,0.19734461199300002,0.526037934561,5.123613214238,30.400000000000002,"Mercury Control / Coal to Gas","",""]
["10746_B_BLR2","PJM_EMAAC","Pennsylvania",42,"Delaware",45,"10746","BLR2","Covanta Delaware Valley",18920,1991,9999,"Municipal Solid Waste","","","Baghouse + Dry Scrubber","","Dry Scrubber","Non-Fossil","B",2025,"MSW","",0.4390021597583046,0.620887836261362,0.7839173222998335,1.8438073183195,0,0,0,0,0,0,0,0,0,0,0,0,23.20307398300001,32.81648183200001,41.433262277999994,97.452818093,20.17214924089657,28.5297960762131,36.021000959673835,84.7229462767835,1.2616922071455009E-3,1.7844316414153327E-3,0.002252978384289417,0.005299102232850251,0.04597230616994551,0.06501937421336866,0.08209182199119511,0.19308350237450927,2.7910659811920266E-3,3.947449640974641E-3,0.0049839503555,0.011722465977666668,0,0,0,0,3.447778925480167,0.16095967363842625,0.2276478629301484,0.28742245009985995,0.6760299866684346,0,0,0,0,0,13.3,"Scrubber","Dry Scrubber",""]
["108_B_SGU1","SPP North- (Kansas, Missouri)","Kansas",20,"Finney",55,"108","SGU1","Holcomb",10904,1983,9999,"Coal Steam","wall","dry","Baghouse + Dry Scrubber + Mercury Control","LNB + OFA","Dry Scrubber","Fossil","B",2025,"Coal","",6.381880261130797,7.711084071820202,11.995557055019,26.088521387969998,0,0,0,0,6.381880261130797,7.711084071820202,11.995557055019,26.088521387969998,0,0,0,0,585.27882072,707.1793902990001,1100.106112896,2392.5643239150004,683.8184699801732,826.2426582955438,1285.3239384451779,2795.385066720895,1.7905162394727058E-3,2.1634409750092933E-3,3.3655033986379995E-3,0.007319460613119999,0.589302823312503,0.7120415031914968,1.10766973846,2.409014064964,0.33333735574502715,0.4027641179799725,0.6265500300519999,1.3626515037769997,0.003190940130802915,3.8555420361970853E-3,0.005997778527,0.013044260694,22.981667527287,2.98855596007245,3.611005741021951,5.61737169365358,12.216933394747981,9.601290752785612,11.601026212234391,18.046849253553,39.249166218573,0,359,"Scrubber / Mercury Control","Dry Scrubber",""]
["10848_G_GEN3","NY_Zone G-I (Downstate NY)","New York",36,"Orange",71,"10848","GEN3","Walden",0,1986,9999,"Hydro","","","","","","Non-Fossil","G",2025,"Hydro","",0,0,0,0,0,0,0,0,0,0,0,0,0,0,0,0,0.1833427930565343,0.24828376958194762,0.3065625631005432,0.7381891257390251,0,0,0,0,0,0,0,0,0,0,0,0,0,0,0,0,0,0,0,0,0.006323293713272968,2.5484648234858277E-4,3.4511443971890738E-4,4.2612196270975535E-4,1.0260828847772456E-3,0,0,0,0,0,0.3999999999999999,null,"",""]
["10879_G_GEN1","WECC_Imperial Irrigation District (IID)","California",6,"Imperial",25,"10879","GEN1","Salton Sea Power Gen Co - Unit 2",9771,1990,9999,"Geothermal","","","","","","Non-Fossil","G",2025,"Geothermal","",0.1578855242290161,0.21070061978018953,0.26818026891155905,0.6367664129207647,0,0,0,0,0,0,0,0,0,0,0,0,16.158583996420465,21.563874708852804,27.4465529537978,65.16901165907106,0,0,0,0,2.9208821982369172E-4,3.8979614659336687E-4,4.9613349748637463E-4,1.1780178639034331E-3,0,0,0,0,0,0,0,0,0,0,0,0,1.0074281418290902,0.01874395743584774,0.025014094662269254,0.03183800142640545,0.07559605352452245,0,0,0,0,0,10,null,"",""]
["1125_G_7","MISO_Iowa-MidAmerican","Iowa",19,"Kossuth",109,"1125","7","Bancroft",11549,2001,9999,"Combustion Turbine","","","","","","Fossil","G",2025,"",null,0,0,0,0,0,0,0,0,0,0,0,0,0,0,0,0,0,0,0,0,0,0,0,0,0,0,0,0,0,0,0,0,0,0,0,0,0,0,0,0,0.03550538688253259,0,0,0,0,0,0,0,0,0,1.8181207850322063,null,"",""]
["1127_G_5","MISO_Iowa","Iowa",19,"Davis",51,"1127","5","Bloomfield",13114,1951,9999,"Combustion Turbine","","","","","","Fossil","G",2025,"NaturalGas","",0,0,0,0,0,0,0,0,0,0,0,0,0,0,0,0,0,0,0,0,0,0,0,0,0,0,0,0,0,0,0,0,0,0,0,0,0,0,0,0,0.01578017212430189,0,0,0,0,0,0,0,0,0,0.8000000000000003,null,"",""]
["1153_G_G2","MISO_Iowa","Iowa",19,"Dickinson",59,"1153","G2","Lake Park",10745,2005,9999,"Combustion Turbine","","","","","","Fossil","G",2025,"",null,0,0,0,0,0,0,0,0,0,0,0,0,0,0,0,0,0,0,0,0,0,0,0,0,0,0,0,0,0,0,0,0,0,0,0,0,0,0,0,0,0.03945042965870367,0,0,0,0,0,0,0,0,0,2.1752065756164214,null,"",""]
["116_G_GT4","WECC_Arizona","Arizona",4,"Maricopa",13,"116","GT4","Ocotillo",10745,2019,9999,"Combustion Turbine","","","SCR","H2O","","Fossil","G",2025,"NaturalGas","",0,0.013751139178,0.3555530903202,0.3693042294982,0,0,0,0,0,0,0,0,0,0,0,0,0,1.2797709798,33.090096819,34.3698677988,0,0.8049916874772001,20.8140779073418,21.619069594819003,0,9.625797e-10,2.48887163e-08,2.5851296e-08,0,5.7342250445275942E-5,1.4826563866262858E-3,1.5399986370715618E-3,0,0,0,0,0,0,0,0,2.2871034224684,0,6.616415965566E-3,0.17107580055423,0.177692216519796,0,0.0488488676844,1.3259694787412002,1.3748183464256,0,104.7,"SCR","",""]
["1172_G_5","MISO_Iowa","Iowa",19,"Mitchell",131,"1172","5","Osage (IA)",12283,1963,9999,"Combustion Turbine","","","","","","Fossil","G",2025,"NaturalGas","",0,0,0,0,0,0,0,0,0,0,0,0,0,0,0,0,0,0,0,0,0,0,0,0,0,0,0,0,0,0,0,0,0,0,0,0,0,0,0,0,0.06114816698166982,0,0,0,0,0,0,0,0,0,3.1000000000000005,null,"",""]
["1194_G_1","MISO_Illinois","Iowa",19,"Benton",11,"1194","1","Vinton",12283,1955,9999,"Combustion Turbine","","","","","","Fossil","G",2025,"NaturalGas","",0,0,2.2927728064032045E-4,2.2927728064032045E-4,0,0,0,0,0,0,0,0,0,0,0,0,0,0,0.01886581293725993,0.01886581293725993,0,0,0.013421892008004666,0.013421892008004666,0,0,1.6049406777226747E-11,1.6049406777226747E-11,0,0,1.89126245186595E-4,1.89126245186595E-4,0,0,0,0,0,0,0,0,0.023670256471242282,0,0,8.904663706386687E-5,8.904663706386687E-5,0,0,7.713610979789002E-4,7.713610979789002E-4,0,1.1999999130434844,null,"",""]
["120_G_GT5","WECC_Arizona","Arizona",4,"Yuma",27,"120","GT5","Yucca",11938,2008,9999,"Combustion Turbine","","","SCR","","","Fossil","G",2025,"NaturalGas","",0,3.3400268762945207E-3,0,3.3400268762945207E-3,0,0,0,0,0,0,0,0,0,0,0,0,0,0.27978110875342466,0,0.27978110875342466,0,0.1955251733386096,0,0.1955251733386096,0,2.338018219178082e-10,0,2.338018219178082e-10,0,1.7100937589851232E-5,0,1.7100937589851232E-5,0,0,0,0,0,0,0,0,1.0266844398856643,0,1.4464683322552056E-3,0,1.4464683322552056E-3,0,0.011864946520582191,0,0.011864946520582191,0,47,"SCR","",""]
["126_G_RIC9","WECC_Arizona","Arizona",4,"Pima",19,"126","RIC9","H Wilson Sundt Generating Station",10745,2020,9999,"Combustion Turbine","","","","","","Fossil","G",2025,"NaturalGas","",0,0.036862849568,0.0631173311875,0.0999801807555,0,0,0,0,0,0,0,0,0,0,0,0,0,3.430697958875,5.874111790375,9.304809749250001,0,2.15795121371725,3.694888567720875,5.852839781438124,0,2.5803994375e-09,4.4182131875e-09,6.998612625e-09,0,0.019554820124750003,0.03348216626175,0.0530369863865,0,0,0,0,0,0,0,0,0.358998915828,0,0.01619289436589,0.02772580765057,0.043918702016460004,0,0.13094976624975,0.235384410972125,0.366334177221875,0,18.2,null,"",""]
["1266_G_4A","SPP North- (Kansas, Missouri)","Kansas",20,"Coffey",31,"1266","4A","Burlington (KS)",12580,2005,9999,"Combustion Turbine","","","","","","Fossil","G",2025,"NaturalGas",null,0,0,9.5949584726348744E-4,9.5949584726348744E-4,0,0,0,0,0,0,0,0,0,0,0,0,0,0,0.07657300974995326,0.07657300974995326,0,0,0.05616888689875887,0.05616888689875887,0,0,6.716470682037619e-11,6.716470682037619e-11,0,0,0.000791468942718779,0.000791468942718779,0,0,0,0,0,0,0,0,0.045367993516269196,0,0,3.6142460601977939E-4,3.6142460601977939E-4,0,0,3.2184880861770844E-3,3.2184880861770844E-3,0,2.3602195248245916,null,"",""]
["1278_G_3","SPP North- (Kansas, Missouri)","Kansas",20,"Anderson",3,"1278","3","Garnett Municipal",23872,1955,9999,"Combustion Turbine","","","","","","Fossil","G",2025,"NaturalGas",null,0,0,1.0291218056831467E-3,1.0291218056831467E-3,0,0,0,0,0,0,0,0,0,0,0,0,0,0,0.04328039681519098,0.04328039681519098,0,0,0.060244790504642404,0.060244790504642404,0,0,7.203852372920533e-11,7.203852372920533e-11,0,0,0.000848902003897059,0.000848902003897059,0,0,0,0,0,0,0,0,0.025642778943978244,0,0,2.0428347296770147E-4,2.0428347296770147E-4,0,0,0.003452038151350839,0.003452038151350839,0,1.3340371227269436,null,"",""]
["13_G_1","SERC_Southeastern","Alabama",1,"Elmore",51,"13","1","Jordan Dam",0,1929,9999,"Hydro","","","","","","Non-Fossil","G",2025,"Hydro","",0,0,0,0,0,0,0,0,0,0,0,0,0,0,0,0,32.27983926673229,33.31902833101979,26.063190064613526,91.6620576623656,0,0,0,0,0,0,0,0,0,0,0,0,0,0,0,0,0,0,0,0,0.510605967346832,0.044868976580757766,0.046313449380117416,0.03622783418981287,0.12741026015068804,0,0,0,0,0,32.3,null,"",""]
["1312_G_5","SPP North- (Kansas, Missouri)","Kansas",20,"Decatur",39,"1312","5","Oberlin (KS)",10745,1973,9999,"Combustion Turbine","","","","","","Fossil","G",2025,"NaturalGas",null,0,0,1.8174058821284733E-9,1.8174058821284733E-9,0,0,0,0,0,0,0,0,0,0,0,0,0,0,1.6923744085991121E-7,1.6923744085991121E-7,0,0,1.0639094034037464E-7,1.0639094034037464E-7,0,0,1.2721841363482275E-16,1.2721841363482275E-16,0,0,1.499141791471168E-9,1.499141791471168E-9,0,0,0,0,0,0,0,0,1.9725213639731111E-8,0,0,7.98800720858781e-10,7.98800720858781e-10,0,0,6.0962214647345218E-9,6.0962214647345218E-9,0,1.0735454718461218E-6,null,"",""]
["1317_G_IC1","SPP North- (Kansas, Missouri)","Kansas",20,"Pratt",151,"1317","IC1","Pratt",14378,1958,9999,"Combustion Turbine","","","","","","Fossil","G",2025,"",null,0,0,0,0,0,0,0,0,0,0,0,0,0,0,0,0,0,0,0,0,0,0,0,0,0,0,0,0,0,0,0,0,0,0,0,0,0,0,0,0,0.0295878221748194,0,0,0,0,0,0,0,0,0,1.5198112920790328,null,"",""]
["1355_G_11","SERC_Central_Kentucky","Kentucky",21,"Mercer",167,"1355","11","E W Brown",12424,1996,9999,"Combustion Turbine","","","","H2O","","Fossil","G",2025,"NaturalGas","",0.023650567289,0,0.1034633018375,0.1271138691265,0,0,0,0,0,0,0,0,0,0,0,0,1.903619389,0,8.327696542,10.231315931,1.38450420909425,0,6.05674168958525,7.4412458986795,1.6555398749999998E-9,0,7.2424312500000006E-9,8.897971125e-09,1.5008650000443969E-3,0,0.00656578113456505,0.008066646134609447,0,0,0,0,0,0,0,0,2.3867510338015,0.00877568538329,0,0.03839068105862,0.04716636644191,0.0961622480045,0,0.34339318777600003,0.43955543578050005,0,121,null,"",""]
["1359_G_2","SERC_Central_Kentucky","Kentucky",21,"Mercer",167,"1359","2","Mother Ann Lee",0,2007,9999,"Hydro","","","","","","Non-Fossil","G",2025,"Hydro","",0,0,0,0,0,0,0,0,0,0,0,0,0,0,0,0,0.45464809983471066,0.5202361771735536,0.5992159375537188,1.5741002145619831,0,0,0,0,0,0,0,0,0,0,0,0,0,0,0,0,0,0,0,0,0.01422741085487603,6.3196085877024783E-4,7.2312828627123953E-4,8.3291015319966917E-4,2.1879992982411565E-3,0,0,0,0,0,0.8999999999999998,null,"",""]
["1379_B_2","SERC_Central_TVA","Kentucky",21,"McCracken",145,"1379","2","Shawnee",11162,1953,9999,"Coal Steam","wall","dry","Baghouse + Cyclone + DSI","LNB","","Fossil","B",2025,"Coal","",2.54825487380839,3.454301051162486,3.9777086551372336,9.980264580108111,0,0,0,0,2.54825487380839,3.454301051162486,3.9777086551372336,9.980264580108111,0,0,0,0,228.29733684,309.46972327199995,356.361642639,894.128702751,273.80998619067793,371.16464794736316,427.4047949944194,1072.3794291324605,0.000796807281968664,0.001080116537779745,1.2437795192858955E-3,3.1207033390343044E-3,0.2496525299882853,0.33841787398412,0.3896961169429886,0.9777665209153938,0.8272302622160985,1.1213565776707106,1.2912683921974468,3.2398552320842557,1.2134547021178765E-3,1.6449052628708946E-3,1.8941469797042008E-3,0.004752506944692972,6.5212959303945,0.99066545428874,1.3429020602580697,1.54638321008303,3.8799507246298397,4.51195194381766,6.116201523841701,7.042949464338046,17.671102931997407,0,134,"DSI","",""]
["1396_G_7","MISO_Louisiana","Louisiana",22,"Evangeline",39,"1396","7","Coughlin Power Station",7629,1966,9999,"Combined Cycle","","","SCR","LNB","","Fossil","G",2025,"NaturalGas","",1.827045672897456,0.6871036794393494,3.421000326913229,5.935149679250034,0,0,0,0,0,0,0,0,0,0,0,0,239.4869147853187,90.06471089779163,448.4205435723975,777.9721692555079,106.9552536914018,40.223049394373824,200.26535913753503,347.44366222331064,1.2789319702653634E-7,4.8097257532065483E-8,2.3947002313262507E-7,4.1546047769122693E-7,0.030330588180033716,0.011406534082429849,0.01600127553165346,0.057738397794117026,0,0,0,0,0,0,0,0,5.701645881928762,0.5472421183792194,0.3004183569350134,1.0246681260614892,1.872328601375722,7.193625999729161,2.4830528950643935,11.757115073286586,21.43379396808014,0,180.5,"SCR","",""]
["1481_G_2","ISONE_Maine","Maine",23,"York",31,"1481","2","Bar Mills",0,1956,9999,"Hydro","","","","","","Non-Fossil","G",2025,"",null,0,0,0,0,0,0,0,0,0,0,0,0,0,0,0,0,1.199409876386972E-6,1.5281084761081744E-6,1.7534295135352018E-6,4.4809478660303487E-6,0,0,0,0,0,0,0,0,0,0,0,0,0,0,0,0,0,0,0,0,1.5808234216099145E-8,1.667179728177891E-9,2.1240707817903624E-9,2.4372670238139302E-9,6.2285175337821844E-9,0,0,0,0,0,1.0084871588861139E-6,null,"",""]
["1504_G_SH6","ISONE_Maine","Maine",23,"Somerset",25,"1504","SH6","Shawmut",0,1921,9999,"Hydro","","","","","","Non-Fossil","G",2025,"",null,0,0,0,0,0,0,0,0,0,0,0,0,0,0,0,0,1.079468888748275,1.3752976284973573,1.5780865621816818,4.032853079427314,0,0,0,0,0,0,0,0,0,0,0,0,0,0,0,0,0,0,0,0,0.014227410794489234,1.5004617553601024E-3,1.9116637036113266E-3,2.1935403214325376E-3,0.005605665780403966,0,0,0,0,0,0.9076384429975026,null,"",""]
["1508_G_WB5","ISONE_Maine","Maine",23,"York",31,"1508","WB5","West Buxton",0,1904,9999,"Hydro","","","","","","Non-Fossil","G",2025,"Hydro","",0,0,0,0,0,0,0,0,0,0,0,0,0,0,0,0,1.091789161847168,1.426498119487022,1.605323280337775,4.123610561671966,0,0,0,0,0,0,0,0,0,0,0,0,0,0,0,0,0,0,0,0,0.011065763865279977,1.5175869349675654E-3,0.001982832386086961,2.2313993596695075E-3,0.005731818680724034,0,0,0,0,0,0.6999999915899084,null,"",""]
["1571_G_GT3","PJM_SWMAAC","Maryland",24,"Prince Georges",33,"1571","GT3","Chalk Point LLC",14549,1991,9999,"Combustion Turbine","","","","H2O","","Fossil","G",2025,"NaturalGas","",0,0,0.011245378628425324,0.011245378628425324,0,0,0,0,0,0,0,0,0,0,0,0,0,0,0.7729313786883117,0.7729313786883117,0,0,0.6583044649144416,0.6583044649144416,0,0,7.871765389610389e-10,7.871765389610389e-10,0,0,6.3570125384014629E-4,6.3570125384014629E-4,0,0,0,0,0,0,0,0,1.4399407063432044,0,0,0.005039512589047792,0.005039512589047792,0,0,0.035230727047383115,0.035230727047383115,0,73,null,"",""]
["1580_G_12","PJM_EMAAC","Maryland",24,"Talbot",41,"1580","12","Easton",13504,1970,9999,"Combustion Turbine","","","","","","Fossil","G",2025,"",null,0,0,0,0,0,0,0,0,0,0,0,0,0,0,0,0,0,0,0,0,0,0,0,0,0,0,0,0,0,0,0,0,0,0,0,0,0,0,0,0,0.0808733796058238,0,0,0,0,0,0,0,0,0,4.176995174428947,null,"",""]
["160_G_GT3","WECC_Arizona","Arizona",4,"Cochise",3,"160","GT3","Apache Station",13017,1975,9999,"Combustion Turbine","","","","","","Fossil","G",2025,"NaturalGas","",0,0.004668745299,0,0.004668745299,0,0,0,0,0,0,0,0,0,0,0,0,0,0.35866523,0,0.35866523,0,0.273308349798,0,0.273308349798,0,3.26812E-10,0,3.26812E-10,0,1.18656162E-4,0,1.18656162E-4,0,0,0,0,0,0,0,0,1.183512909323,0,0.0019941786788,0,0.0019941786788,0,0.016585020223,0,0.016585020223,0,60,null,"",""]
["1670_G_7","ISONE_MA, VT, NH, RI (Rest of ISO New England)","Massachusetts",25,"Essex",9,"1670","7","High Street Station",11132,1956,9999,"Combustion Turbine","","","","","","Fossil","G",2025,"Oil","",0,0,0,0,0,0,0,0,0,0,0,0,0,0,0,0,0,0,0,0,0,0,0,0,0,0,0,0,0,0,0,0,0,0,0,0,0,0,0,0,0.02564277970199367,0,0,0,0,0,0,0,0,0,1.3,null,"",""]
["1704_G_2","MISO_Lower Michigan","Michigan",26,"Iosco",69,"1704","2","Five Channels",0,1912,9999,"Hydro","","","","","","Non-Fossil","G",2025,"Hydro","",0,0,0,0,0,0,0,0,0,0,0,0,0,0,0,0,2.957093185846153,5.332990436884614,4.288807353935898,12.578890976666667,0,0,0,0,0,0,0,0,0,0,0,0,0,0,0,0,0,0,0,0,0.0490055262779359,0.004110359528326153,0.007412856707269613,0.005961442221970898,0.017484658457566665,0,0,0,0,0,3.0999999999999996,null,"",""]
["172_G_13","MISO_Arkansas","Arkansas",5,"Mississippi",93,"172","13","Osceola (AR)",12283,1999,9999,"Combustion Turbine","","","","","","Fossil","G",2025,"Oil","",0,0,0,0,0,0,0,0,0,0,0,0,0,0,0,0,0,0,0,0,0,0,0,0,0,0,0,0,0,0,0,0,0,0,0,0,0,0,0,0,1.9725190499136873E-8,0,0,0,0,0,0,0,0,0,9.9999875000156243E-7,null,"",""]
["1746_G_1","MISO_Lower Michigan","Michigan",26,"Tuscola",157,"1746","1","Wilmot",25000,1968,9999,"Combustion Turbine","","","","","","Fossil","G",2025,"Oil","",0,0,0,0,0,0,0,0,0,0,0,0,0,0,0,0,0,0,0,0,0,0,0,0,0,0,0,0,0,0,0,0,0,0,0,0,0,0,0,0,0.0394504303107767,0,0,0,0,0,0,0,0,0,2,null,"",""]
["1751_G_34","MISO_Wisconsin- Upper Michigan (WUMS)","Michigan",26,"Chippewa",33,"1751","34","Edison Sault",0,1963,9999,"Hydro","","","","","","Non-Fossil","G",2025,"Hydro","",0,0,0,0,0,0,0,0,0,0,0,0,0,0,0,0,0.4935125010000504,0.8137577938863397,0.7181363708298547,2.0254066657162446,0,0,0,0,0,0,0,0,0,0,0,0,0,0,0,0,0,0,0,0,6.3232937132719205E-3,6.8598237639007353E-4,1.1311233335020157E-3,9.9820955545349712E-4,2.8153152653455863E-3,0,0,0,0,0,0.4000000000000002,null,"",""]
["1751_G_61","MISO_Wisconsin- Upper Michigan (WUMS)","Michigan",26,"Chippewa",33,"1751","61","Edison Sault",0,1963,9999,"Hydro","","","","","","Non-Fossil","G",2025,"Hydro","",0,0,0,0,0,0,0,0,0,0,0,0,0,0,0,0,0.4935125010000504,0.8137577938863397,0.7181363708298547,2.0254066657162446,0,0,0,0,0,0,0,0,0,0,0,0,0,0,0,0,0,0,0,0,6.3232937132719205E-3,6.8598237639007353E-4,1.1311233335020157E-3,9.9820955545349712E-4,2.8153152653455863E-3,0,0,0,0,0,0.4000000000000002,null,"",""]
["1753_G_5","PJM West","Michigan",26,"Berrien",21,"1753","5","Berrien Springs",0,1996,9999,"Hydro","","","","","","Non-Fossil","G",2025,"Hydro","",0,0,0,0,0,0,0,0,0,0,0,0,0,0,0,0,0.6238296000000002,0.8456356800000001,0.9801237375000003,2.4495890175000006,0,0,0,0,0,0,0,0,0,0,0,0,0,0,0,0,0,0,0,0,6.3232937132500005E-3,8.6712314400000032E-4,1.1754335952000002E-3,1.3623719951250004E-3,0.003404928734325001,0,0,0,0,0,0.4,null,"",""]
["1840_G_CT1","MISO_Wisconsin- Upper Michigan (WUMS)","Michigan",26,"Marquette",103,"1840","CT1","Plant Four",25000,1979,9999,"Combustion Turbine","","","","","","Fossil","G",2025,"Oil","",0,0,0,0,0,0,0,0,0,0,0,0,0,0,0,0,0,0,0,0,0,0,0,0,0,0,0,0,0,0,0,0,0,0,0,0,0,0,0,0,0.3945043031077206,0,0,0,0,0,0,0,0,0,20,null,"",""]
["1867_G_7","MISO_Lower Michigan","Michigan",26,"Ottawa",139,"1867","7","Zeeland",18000,1957,9999,"Combustion Turbine","","","","","","Fossil","G",2025,"Oil","",0,0,0,0,0,0,0,0,0,0,0,0,0,0,0,0,0,0,0,0,0,0,0,0,0,0,0,0,0,0,0,0,0,0,0,0,0,0,0,0,0.03945043031076923,0,0,0,0,0,0,0,0,0,2,null,"",""]
["1871_G_K2","MISO_Lower Michigan","Michigan",26,"Cheboygan",31,"1871","K2","Kleber",0,1949,9999,"Hydro","","","","","","Non-Fossil","G",2025,"Hydro","",0,0,0,0,0,0,0,0,0,0,0,0,0,0,0,0,0.7472976730889394,1.2150579951203246,1.0763901066684065,3.0387457748776705,0,0,0,0,0,0,0,0,0,0,0,0,0,0,0,0,0,0,0,0,0.009484939773815612,1.038743765593621E-3,1.6889306132172482E-3,1.4961822482690886E-3,0.004223856627079958,0,0,0,0,0,0.5999999496402925,null,"",""]
["1904_G_5","MISO_Minnesota and Western Wisconsin","Minnesota",27,"Dakota",37,"1904","5","Black Dog",7422,2002,9999,"Combined Cycle","","","SCR","","","Fossil","G",2025,"NaturalGas","",0.1445406073837234,0,0.7869735292076595,0.9315141365913829,0,0,0,0,0,0,0,0,0,0,0,0,19.474617001329786,0,106.03254233468084,125.50715933601063,8.461407156250797,0,46.069430399837124,54.530837556087924,1.0117842420212765E-8,0,5.508814656914893E-8,6.52059889893617e-08,1.0407173296276596E-3,0,0.004721841175957447,5.762558505585106E-3,0,0,0,0,0,0,0,0,5.509061146916543,0.08009823360660585,0,0.35636937609811414,0.43646760970472,0.660885892166968,0,2.883496618381968,3.5443825105489357,0,165,"SCR","",""]
["1929_G_4","MISO_Minnesota and Western Wisconsin","Minnesota",27,"Watonwan",165,"1929","4","St James",10745,2002,9999,"Combustion Turbine","","","","","","Fossil","G",2025,"Oil","",0,0,0,0,0,0,0,0,0,0,0,0,0,0,0,0,0,0,0,0,0,0,0,0,0,0,0,0,0,0,0,0,0,0,0,0,0,0,0,0,0.03945043031076636,0,0,0,0,0,0,0,0,0,2,null,"",""]
["1969_G_8","MISO_Minnesota and Western Wisconsin","Minnesota",27,"Wright",171,"1969","8","Delano",20344,1999,9999,"Combustion Turbine","","","","","","Fossil","G",2025,"Oil","",0,0,0,0,0,0,0,0,0,0,0,0,0,0,0,0,0,0,0,0,0,0,0,0,0,0,0,0,0,0,0,0,0,0,0,0,0,0,0,0,0.10830229755709787,0,0,0,0,0,0,0,0,0,3.1000000000000028,null,"",""]
["1983_G_6","MISO_Minnesota and Western Wisconsin","Minnesota",27,"Goodhue",49,"1983","6","Kenyon Municipal",17551,1997,9999,"Combustion Turbine","","","","","","Fossil","G",2025,"Oil","",0,0,0,0,0,0,0,0,0,0,0,0,0,0,0,0,0,0,0,0,0,0,0,0,0,0,0,0,0,0,0,0,0,0,0,0,0,0,0,0,0.0628852050331536,0,0,0,0,0,0,0,0,0,1.8000000000000016,null,"",""]
["1997_G_2","MISO_Minnesota and Western Wisconsin","Minnesota",27,"Kanabec",65,"1997","2","Mora",18000,1957,9999,"Combustion Turbine","","","","","","Fossil","G",2025,"Oil",null,0,0,0,0,0,0,0,0,0,0,0,0,0,0,0,0,0,0,0,0,0,0,0,0,0,0,0,0,0,0,0,0,0,0,0,0,0,0,0,0,0.023670256934060486,0,0,0,0,0,0,0,0,0,1.223280358556595,null,"",""]
["2002_G_6","MISO_Minnesota and Western Wisconsin","Minnesota",27,"Chisago",25,"2002","6","North Branch (MN)",10745,2011,9999,"Combustion Turbine","","","","","","Fossil","G",2025,"Oil","",0,0,0,0,0,0,0,0,0,0,0,0,0,0,0,0,0,0,0,0,0,0,0,0,0,0,0,0,0,0,0,0,0,0,0,0,0,0,0,0,0.03945043031076636,0,0,0,0,0,0,0,0,0,2,null,"",""]
["2014_G_HY1","MISO_Minnesota and Western Wisconsin","Minnesota",27,"Pennington",113,"2014","HY1","Thief River Falls",0,1927,9999,"Hydro","","","","","","Non-Fossil","G",2025,"Hydro","",0,0,0,0,0,0,0,0,0,0,0,0,0,0,0,0,0.31942395778328936,0.5409412829799143,0.7470502070059805,1.6074154477691842,0,0,0,0,0,0,0,0,0,0,0,0,0,0,0,0,0,0,0,0,0.004742470284956433,4.4399930131877336E-4,7.5190838334208217E-4,1.0383997877383138E-3,2.2343074723991693E-3,0,0,0,0,0,0.30000000000000027,null,"",""]
["2079_G_6","SPP North- (Kansas, Missouri)","Missouri",29,"Jackson",95,"2079","6","Hawthorn",9784,1997,9999,"Combined Cycle","","","SCR","other","","Fossil","G",2025,"NaturalGas","",0,0,0.19942588269344264,0.19942588269344264,0,0,0,0,0,0,0,0,0,0,0,0,0,0,20.382858002182513,20.382858002182513,0,0,11.674391172868512,11.674391172868512,0,0,1.3959811868869935E-8,1.3959811868869935E-8,0,0,1.1965552959394459E-3,1.1965552959394459E-3,0,0,0,0,0,0,0,0,4.154580790132398,0,0,0.08463619937881467,0.08463619937881467,0,0,0.668944872825163,0.668944872825163,0,124.1,"SCR","",""]
["2099_G_2","SERC_Delta_AECI","Missouri",29,"Camden",29,"2099","2","Niangua",0,1930,9999,"Hydro","","","","","","Non-Fossil","G",2025,"Hydro","",0,0,0,0,0,0,0,0,0,0,0,0,0,0,0,0,1.8176859134493888,1.8292053697051098,1.7370433787294997,5.383934661883998,0,0,0,0,0,0,0,0,0,0,0,0,0,0,0,0,0,0,0,0,0.023712351425,2.5265834196946473E-3,2.5425954638901055E-3,0.002414490296434004,0.007483669180018757,0,0,0,0,0,1.5,null,"",""]
["2120_G_9","SPP North- (Kansas, Missouri)","Missouri",29,"Carroll",33,"2120","9","Carrollton",18000,1970,9999,"Combustion Turbine","","","","","","Fossil","G",2025,"Oil","",0,0,0,0,0,0,0,0,0,0,0,0,0,0,0,0,0,0,0,0,0,0,0,0,0,0,0,0,0,0,0,0,0,0,0,0,0,0,0,0,0.07298329607496826,0,0,0,0,0,0,0,0,0,3.7,null,"",""]
["2138_G_9","MISO_Missouri","Missouri",29,"Clark",45,"2138","9","Kahoka",18000,1982,9999,"Combustion Turbine","","","","","","Fossil","G",2025,"Oil","",0,0,0,0,0,0,0,0,0,0,0,0,0,0,0,0,0,0,0,0,0,0,0,0,0,0,0,0,0,0,0,0,0,0,0,0,0,0,0,0,0.01578017212429851,0,0,0,0,0,0,0,0,0,0.8000000000000002,null,"",""]
["2145_G_9","SERC_Delta_AECI","Missouri",29,"Scotland",199,"2145","9","Memphis",12169,1972,9999,"Combustion Turbine","","","","","","Fossil","G",2025,"NaturalGas","",0,0,2.487096044267001E-4,2.487096044267001E-4,0,0,0,0,0,0,0,0,0,0,0,0,0,0,0.020437965689655176,0.020437965689655176,0,0,0.014559460246086123,0.014559460246086123,0,0,1.7409706763534192E-11,1.7409706763534192E-11,0,0,2.0515557861994893E-4,2.0515557861994893E-4,0,0,0,0,0,0,0,0,0.025642779702022993,0,0,9.6467198055172424E-5,9.6467198055172424E-5,0,0,0.00084398585742738,0.00084398585742738,0,1.3,null,"",""]
["2176_G_GT-2","MISO_MT, SD, ND","Montana",30,"Dawson",21,"2176","GT-2","Glendive GT",17224,2003,9999,"Combustion Turbine","","","","DLNB","","Fossil","G",2025,"Oil","",0,0,0,0,0,0,0,0,0,0,0,0,0,0,0,0,0,0,0,0,0,0,0,0,0,0,0,0,0,0,0,0,0,0,0,0,0,0,0,0,0.7909811277307583,0,0,0,0,0,0,0,0,0,40.1,null,"",""]
["2216_G_1","SPP Nebraska","Nebraska",31,"Custer",41,"2216","1","Arnold",12590,1960,9999,"Combustion Turbine","","","","","","Fossil","G",2025,"Oil",null,0,0,0,0,0,0,0,0,0,0,0,0,0,0,0,0,0,0,0,0,0,0,0,0,0,0,0,0,0,0,0,0,0,0,0,0,0,0,0,0,0.009862606608392471,0,0,0,0,0,0,0,0,0,0.5270269752307641,null,"",""]
["2228_G_2","SPP Nebraska","Nebraska",31,"Gosper",73,"2228","2","Johnson 1",0,1941,9999,"Hydro","","","","","","Non-Fossil","G",2025,"Hydro","",0,0,0,0,0,0,0,0,0,0,0,0,0,0,0,0,8.070577238849479,12.599741136336883,18.583874687231802,39.25419306241816,0,0,0,0,0,0,0,0,0,0,0,0,0,0,0,0,0,0,0,0,0.15808234283179726,0.01121810236200076,0.017513640179508284,0.025831585815252155,0.0545633283567612,0,0,0,0,0,10,null,"",""]
["2243_G_1","SPP Nebraska","Nebraska",31,"Adams",1,"2243","1","Don Henry",25000,1972,9999,"Combustion Turbine","","","","","","Fossil","G",2025,"Oil","",0,0,0,0,0,0,0,0,0,0,0,0,0,0,0,0,0,0,0,0,0,0,0,0,0,0,0,0,0,0,0,0,0,0,0,0,0,0,0,0,0.3550538727968354,0,0,0,0,0,0,0,0,0,18,null,"",""]
["2292_G_3","SPP Nebraska","Nebraska",31,"Sarpy",153,"2292","3","Sarpy County",13381,1996,9999,"Combustion Turbine","","","","DLNB + H2O","","Fossil","G",2025,"Oil","",0,0,0,0,0,0,0,0,0,0,0,0,0,0,0,0,0,0,0,0,0,0,0,0,0,0,0,0,0,0,0,0,0,0,0,0,0,0,0,0,2.1244056722348446,0,0,0,0,0,0,0,0,0,107.7,null,"",""]
["2302_G_5","SPP Nebraska","Nebraska",31,"Cheyenne",33,"2302","5","Sidney (NE)",12345,1955,9999,"Combustion Turbine","","","","","","Fossil","G",2025,"Oil",null,0,0,0,0,0,0,0,0,0,0,0,0,0,0,0,0,0,0,0,0,0,0,0,0,0,0,0,0,0,0,0,0,0,0,0,0,0,0,0,0,0.06746265310617046,0,0,0,0,0,0,0,0,0,2.8529410645905466,null,"",""]
["2311_G_IC4","SPP Nebraska","Nebraska",31,"Dixon",51,"2311","IC4","Wakefield",10745,1961,9999,"Combustion Turbine","","","","","","Fossil","G",2025,"NaturalGas",null,0,0,2.1478672560580896E-4,2.1478672560580896E-4,0,0,0,0,0,0,0,0,0,0,0,0,0,0,0.019975568138097526,0.019975568138097526,0,0,0.01257361491735803,0.01257361491735803,0,0,1.503507592014488E-11,1.503507592014488E-11,0,0,1.162788832515875E-4,1.162788832515875E-4,0,0,0,0,0,0,0,0,0.011835128908016761,0,0,9.4284681611820311E-5,9.4284681611820311E-5,0,0,7.8861542021665379E-4,7.8861542021665379E-4,0,0.607511727581976,null,"",""]
["2322_G_GT8","WECC_Southern Nevada","Nevada",32,"Clark",3,"2322","GT8","Clark (NVE)",9392,1982,9999,"Combined Cycle","","","","","","Fossil","G",2025,"NaturalGas","",0,0.003906573172,0,0.003906573172,0,0,0,0,0,0,0,0,0,0,0,0,0,0.415946888,0,0.415946888,0,0.2286907934945,0,0.2286907934945,0,2.73460125e-10,0,2.73460125e-10,0,0.00014797786,0,0.00014797786,0,0,0,0,0,0,0,0,2.20286065371975,0,0.001669853856252095,0,0.001669853856252095,0,0.01404991893725,0,0.01404991893725,0,73,null,"",""]
["2368_G_1","ISONE_MA, VT, NH, RI (Rest of ISO New England)","New Hampshire",33,"Coos",7,"2368","1","Smith (NH)",0,1948,9999,"Hydro","","","","","","Non-Fossil","G",2025,"Hydro","",0,0,0,0,0,0,0,0,0,0,0,0,0,0,0,0,6.565663164705244,10.603908089924202,10.24193843097834,27.411509685607786,0,0,0,0,0,0,0,0,0,0,0,0,0,0,0,0,0,0,0,0,0.1849563411132451,9.126271798940289E-3,0.01473943224499461,0.014236294419059891,0.03810199846299479,0,0,0,0,0,11.699999999999998,null,"",""]
["2398_G_2201","PJM_EMAAC","New Jersey",34,"Bergen",3,"2398","2201","Bergen Generating Station",7813,2002,9999,"Combined Cycle","","","SCR","DLNB + H2O","","Fossil","G",2025,"NaturalGas","",0.26948924617500003,0,0.9200268207147002,1.1895160668897002,0,0,0,0,0,0,0,0,0,0,0,0,34.49241599580001,0,117.75589667400001,152.24831266980004,15.775900471095005,0,53.85837008459521,69.63427055569021,1.8864247200000002E-8,0,6.4401877500000015E-8,8.3266124700000031E-8,1.3677730044E-3,0,0.004669528993800001,0.0060373019982,0,0,0,0,0,0,0,0,5.600564071279501,0.14099104529518414,0,0.39278461725545705,0.5337756625506411,1.1803020130245003,0,2.9363442849003003,4.116646297924801,0,177.30000000000004,"SCR","",""]
["2410_G_1","PJM_EMAAC","New Jersey",34,"Salem",33,"2410","1","PSEG Salem Generating Station",10456,1977,9999,"Nuclear","","","","","","Non-Fossil","G",2025,"Nuclear","",22.620994326264924,30.664014531159086,40.822502829070004,94.10751168649401,0,0,0,0,0,0,0,0,0,0,0,0,2163.44628216,2932.6716269280014,3904.217944632,9000.335853720002,0,0,0,0,0,0,0,0,0,0,0,0,0,0,0,0,0,0,0,0,240.473394308761,0.30945324759128,0.41948106895706916,0.558448311027292,1.2873826275756413,15.500731677206595,21.012102940213403,27.973070220470998,64.485904837891,0,1170.2,null,"",""]
["2494_G_GT24","NY_Zone J (NYC)","New York",36,"Kings",47,"2494","GT24","Gowanus Gas Turbines Generating",17313,1971,9999,"Combustion Turbine","","","","","","Fossil","G",2025,"NaturalGas","",0,0,0.01146465104214561,0.01146465104214561,0,0,0,0,0,0,0,0,0,0,0,0,0,0,0.6621989858568513,0.6621989858568513,0,0,0.6711406720068426,0.6711406720068426,0,0,8.025255768144968e-10,8.025255768144968e-10,0,0,5.1109999349841146E-4,5.1109999349841146E-4,0,0,0,0,0,0,0,0,0.34321874370371497,0,0,4.3007853971209825E-3,4.3007853971209825E-3,0,0,0.038224041314817034,0.038224041314817034,0,17.4,null,"",""]
["2499_G_NT16","NY_Zone J (NYC)","New York",36,"Kings",47,"2499","NT16","Narrows Gas Turbines Generating",17193,1972,9999,"Combustion Turbine","","","","","","Fossil","G",2025,"NaturalGas","",0,0,0.010272841291513282,0.010272841291513282,0,0,0,0,0,0,0,0,0,0,0,0,0,0,0.5975013837903773,0.5975013837903773,0,0,0.6013721292048636,0.6013721292048636,0,0,7.190988938685195e-10,7.190988938685195e-10,0,0,4.780806381377316E-4,4.780806381377316E-4,0,0,0,0,0,0,0,0,0.30968587793955893,0,0,3.8805937203907712E-3,3.8805937203907712E-3,0,0,0.03425045459332829,0.03425045459332829,0,15.7,null,"",""]
["2504_G_GT1","NY_Zone J (NYC)","New York",36,"New York",61,"2504","GT1","74th Street",13865,1968,9999,"Combustion Turbine","","","","","","Fossil","G",2025,"Oil","",0,0,0,0,0,0,0,0,0,0,0,0,0,0,0,0,0,0,0,0,0,0,0,0,0,0,0,0,0,0,0,0,0,0,0,0,0,0,0,0,0.3747790879523163,0,0,0,0,0,0,0,0,0,19.000000000000004,null,"",""]
["2548_G_2","NY_Zone C&E","New York",36,"St Lawrence",89,"2548","2","Browns Falls",0,1923,9999,"Hydro","","","","","","Non-Fossil","G",2025,"Hydro","",0,0,0,0,0,0,0,0,0,0,0,0,0,0,0,0,8.661126112525677,11.724214616254939,14.475786332159071,34.86112706093969,0,0,0,0,0,0,0,0,0,0,0,0,0,0,0,0,0,0,0,0,0.1248850508371543,0.01203896529641069,0.016296658316594364,0.02012134300170113,0.04845696661470618,0,0,0,0,0,7.899999999999999,null,"",""]
["2557_G_2","NY_Zone C&E","New York",36,"Lewis",49,"2557","2","Effley",0,1907,9999,"Hydro","","","","","","Non-Fossil","G",2025,"Hydro","",0,0,0,0,0,0,0,0,0,0,0,0,0,0,0,0,0.4385380310139583,0.5936311198103766,0.7329512066915985,1.7651203575159335,0,0,0,0,0,0,0,0,0,0,0,0,0,0,0,0,0,0,0,0,0.006323293713273636,6.0956786310940208E-4,8.2514725653642354E-4,1.018802177301323E-3,0.002453517296947149,0,0,0,0,0,0.3999999999999999,null,"",""]
["2579_G_1","NY_Zone C&E","New York",36,"Fulton",35,"2579","1","Inghams",0,1912,9999,"Hydro","","","","","","Non-Fossil","G",2025,"Hydro","",0,0,0,0,0,0,0,0,0,0,0,0,0,0,0,0,3.0697662170977074,4.155417838672636,5.130658446841188,12.355842502611532,0,0,0,0,0,0,0,0,0,0,0,0,0,0,0,0,0,0,0,0,0.04426305599291544,0.004266975041765813,0.005776030795754965,0.007131615241109259,0.017174621078630038,0,0,0,0,0,2.799999999999999,null,"",""]
["2609_G_2","NY_Zone F (Capital)","New York",36,"Saratoga",91,"2609","2","Sherman Island",0,1923,9999,"Hydro","","","","","","Non-Fossil","G",2025,"Hydro","",0,0,0,0,0,0,0,0,0,0,0,0,0,0,0,0,7.78386453314136,10.471529508468587,12.043533943464222,30.29892798507417,0,0,0,0,0,0,0,0,0,0,0,0,0,0,0,0,0,0,0,0,0.11065763998229494,0.01081957170106649,0.014555426016771334,0.016740512181415267,0.04211550989925309,0,0,0,0,0,7,null,"",""]
["2624_G_1","NY_Zone C&E","New York",36,"St Lawrence",89,"2624","1","Yaleville",0,1940,9999,"Hydro","","","","","","Non-Fossil","G",2025,"Hydro","",0,0,0,0,0,0,0,0,0,0,0,0,0,0,0,0,0.4839601353197843,0.6550350765850567,0.809872105753751,1.9488673176585918,0,0,0,0,0,0,0,0,0,0,0,0,0,0,0,0,0,0,0,0,6.323293713273526E-3,6.7270458809449887E-4,0.000910498756453229,1.1257222269977138E-3,2.7089255715454417E-3,0,0,0,0,0,0.40000000000000024,null,"",""]
["267_G_1","WECC_Northern California (not including BANC)","California",6,"Shasta",89,"267","1","Pit 4",0,1955,9999,"Hydro","","","","","","Non-Fossil","G",2025,"Hydro","",0,0,0,0,0,0,0,0,0,0,0,0,0,0,0,0,23.50440103616137,37.48302661583762,71.02990046248524,132.01732811448423,0,0,0,0,0,0,0,0,0,0,0,0,0,0,0,0,0,0,0,0,0.7508911284512279,0.032671117440264304,0.052101406996014295,0.09873156164285433,0.18350408607913293,0,0,0,0,0,47.5,null,"",""]
["2692_G_7","NY_Zone A (West)","New York",36,"Niagara",63,"2692","7","Lewiston Niagara",0,1962,9999,"Pumped Storage","","","","","","Non-Fossil","G",2025,"Pumps","",0,0,0,0,0,0,0,0,0,0,0,0,0,0,0,0,0,0,0,0,0,0,0,0,0,0,0,0,0,0,0,0,0,0,0,0,0,0,0,0,0.36570557647475,0,0,0,0,0,0,0,0,0,20,null,"",""]
["2710_G_HC1","SERC_VACAR","North Carolina",37,"Madison",115,"2710","HC1","Marshall Dam",0,1985,9999,"Hydro","","","","","","Non-Fossil","G",2025,"Hydro","",0,0,0,0,0,0,0,0,0,0,0,0,0,0,0,0,1.9221322672093013,2.163269157906976,2.3657629078488362,6.451164332965113,0,0,0,0,0,0,0,0,0,0,0,0,0,0,0,0,0,0,0,0,0.03161646856637596,2.6717638514209287E-3,3.0069441294906974E-3,3.2884104419098827E-3,0.008967118422821508,0,0,0,0,0,1.9999999999999993,null,"",""]
["272_G_2","WECC_Northern California (not including BANC)","California",6,"Butte",7,"272","2","Poe",0,1958,9999,"Hydro","","","","","","Non-Fossil","G",2025,"Hydro","",0,0,0,0,0,0,0,0,0,0,0,0,0,0,0,0,29.68976972988805,47.34698098842647,89.72197953156031,166.75873024987484,0,0,0,0,0,0,0,0,0,0,0,0,0,0,0,0,0,0,0,0,0.9484940569910247,0.041268779924544384,0.0658123035739128,0.12471355154886864,0.23179463504732584,0,0,0,0,0,60,null,"",""]
["2735_G_2","SERC_VACAR","North Carolina",37,"Polk",149,"2735","2","Turner Shoals",0,1996,9999,"Hydro","","","","","","Non-Fossil","G",2025,"Hydro","",0,0,0,0,0,0,0,0,0,0,0,0,0,0,0,0,2.5948785607325573,2.920413363174418,3.1937799255959294,8.709071849502903,0,0,0,0,0,0,0,0,0,0,0,0,0,0,0,0,0,0,0,0,0.04268223256460755,0.003606881199418255,0.004059374574812441,0.004439354096578342,0.012105609870809038,0,0,0,0,0,2.6999999999999993,null,"",""]
["2832_B_8","PJM West","Ohio",39,"Hamilton",61,"2832","8","Miami Fort",10396,1978,9999,"Coal Steam","wall","dry","ESPC + Wet Scrubber + SCR","LNB + LNCB + OFA","Wet Scrubber","Fossil","B",2025,"Coal","",8.685864769044489,11.77417224248251,11.810831267223,32.27086827875,8.685864769044489,11.77417224248251,11.810831267223,32.27086827875,0,0,0,0,0,0,0,0,835.5006511200002,1132.5675492960002,1136.0938117760002,3104.1620121920005,894.9319012267335,1213.1299105517908,1216.9070048978242,3324.9688166763485,1.493042303993347E-3,0.002023901789857653,2.0302032320525004E-3,0.005547147325903501,1.389825221694196,1.883985300518804,0.413379094353,3.687189616566,0.5771630641432076,0.7823765980607925,0.7848125368659999,2.14435219907,4.3429323841981116E-3,0.005887086120801887,0.005905415636000001,0.016135434141,27.381170081822,4.298726315924041,5.827162339363701,5.845305278330071,15.971193933617812,16.30320630691963,22.099901882713365,22.168710188997004,60.57181837863,0,510,"Scrubber / SCR","Wet Scrubber",""]
["2852_G_3","PJM West","Ohio",39,"Shelby",149,"2852","3","Sidney (OH)",10745,1968,9999,"Combustion Turbine","","","","","","Fossil","G",2025,"Oil","",0,0,0,0,0,0,0,0,0,0,0,0,0,0,0,0,0,0,0,0,0,0,0,0,0,0,0,0,0,0,0,0,0,0,0,0,0,0,0,0,0.06494943095918576,0,0,0,0,0,0,0,0,0,2.4000000000000017,null,"",""]
["2866_G_B3","PJM_ATSI","Ohio",39,"Jefferson",81,"2866","B3","FirstEnergy W H Sammis",18444,1972,9999,"Combustion Turbine","","","","","","Fossil","G",2025,"Oil","",0,0,0,0,0,0,0,0,0,0,0,0,0,0,0,0,0,0,0,0,0,0,0,0,0,0,0,0,0,0,0,0,0,0,0,0,0,0,0,0,3.9758621266866691E-8,0,0,0,0,0,0,0,0,0,2.0156242126467918E-6,null,"",""]
["2935_B_10","PJM West","Ohio",39,"Wayne",169,"2935","10","Orrville",14500,1951,9999,"Coal Steam","","","ESPC","","","Fossil","B",2025,"Coal","",0.2941286587428023,0,0,0.2941286587428023,0.2941286587428023,0,0,0.2941286587428023,0,0,0,0,0,0,0,0,20.284735085581396,0,0,20.284735085581396,30.104068222134472,0,0,30.104068222134472,1.3107605193954533E-3,0,0,1.3107605193954533E-3,0.0646259488986983,0,0,0.0646259488986983,0.9449041391872207,0,0,0.9449041391872207,0.00852047740422093,0,0,0.00852047740422093,0.5085866212721628,0.030851684237759382,0,0,0.030851684237759382,0.6117628305164999,0,0,0.6117628305164999,0,11.499999999999998,null,"",""]
["2951_B_8","SPP West (Oklahoma, Arkansas, Louisiana)","Oklahoma",40,"Oklahoma",109,"2951","8","Horseshoe Lake",11881,1969,9999,"O/G Steam","tangential","","","","","Fossil","B",2025,"NaturalGas","",0,0,0,0,0,0,0,0,0,0,0,0,0,0,0,0,0,0,0,0,0,0,0,0,0,0,0,0,0,0,0,0,0,0,0,0,0,0,0,0,14.939695410733,0,0,0,0,0,0,0,0,0,403,null,"",""]
["2966_G_6","SPP West (Oklahoma, Arkansas, Louisiana)","Oklahoma",40,"Okfuskee",107,"2966","6","Weleetka",14948,1976,9999,"Combustion Turbine","","","","","","Fossil","G",2025,"",null,0,0,0,0,0,0,0,0,0,0,0,0,0,0,0,0,0,0,0,0,0,0,0,0,0,0,0,0,0,0,0,0,0,0,0,0,0,0,0,0,0.026300286873999996,0,0,0,0,0,0,0,0,0,36,null,"",""]
["30_G_2","MISO_Minnesota and Western Wisconsin","Minnesota",27,"Watonwan",165,"30","2","Madelia",12283,1965,9999,"Combustion Turbine","","","","","","Fossil","G",2025,"",null,0,0,0,0,0,0,0,0,0,0,0,0,0,0,0,0,0,0,0,0,0,0,0,0,0,0,0,0,0,0,0,0,0,0,0,0,0,0,0,0,0.029587821167575606,0,0,0,0,0,0,0,0,0,1.529100448195744,null,"",""]
["3014_G_1","WECC_Pacific Northwest","Oregon",41,"Baker",1,"3014","1","Oxbow (OR)",0,1961,9999,"Hydro","","","","","","Non-Fossil","G",2025,"",null,0,0,0,0,0,0,0,0,0,0,0,0,0,0,0,0,53.4006988940135,66.83991602380559,80.4888718175476,200.7294867353667,0,0,0,0,0,0,0,0,0,0,0,0,0,0,0,0,0,0,0,0,0.8741953553620838,0.07422697146267876,0.09290748327308977,0.11187953182639117,0.2790139865621597,0,0,0,0,0,55.419703756525365,null,"",""]
["3034_G_1","WECC_Pacific Northwest","Oregon",41,"Jackson",29,"3034","1","Prospect 3",0,1932,9999,"Hydro","","","","","","Non-Fossil","G",2025,"",null,0,0,0,0,0,0,0,0,0,0,0,0,0,0,0,0,7.435540352330994,9.306823750150146,11.207311265734479,27.94967536821562,0,0,0,0,0,0,0,0,0,0,0,0,0,0,0,0,0,0,0,0,0.12172340391117624,0.010335401089740083,0.012936485012708703,0.015578162659370924,0.03885004876181971,0,0,0,0,0,7.71666761166809,null,"",""]
["3071_G_1","WECC_Pacific Northwest","Oregon",41,"Lane",39,"3071","1","Walterville",0,1949,9999,"Hydro","","","","","","Non-Fossil","G",2025,"Hydro","",0,0,0,0,0,0,0,0,0,0,0,0,0,0,0,0,9.233636640118267,11.144823268662194,12.517645480736169,32.896105389516634,0,0,0,0,0,0,0,0,0,0,0,0,0,0,0,0,0,0,0,0,0.11856175712387747,0.012834754929764429,0.015491304343440378,0.017399527218223194,0.045725586491428,0,0,0,0,0,7.500000000000001,null,"",""]
["3110_G_2","PJM_Western MAAC","Pennsylvania",42,"Adams",1,"3110","2","Hunterstown",21160,1971,9999,"Combustion Turbine","","","","","","Fossil","G",2025,"Oil","",0,0,0,0,0,0,0,0,0,0,0,0,0,0,0,0,0,0,0,0,0,0,0,0,0,0,0,0,0,0,0,0,0,0,0,0,0,0,0,0,0.3353286576414151,0,0,0,0,0,0,0,0,0,17,null,"",""]
["3124_G_3","PJM_PENELEC","Pennsylvania",42,"Clarion",31,"3124","3","Piney",0,1928,9999,"Hydro","","","","","","Non-Fossil","G",2025,"Hydro","",0,0,0,0,0,0,0,0,0,0,0,0,0,0,0,0,9.942275888395757,14.556143777469961,13.090491963985864,37.58891162985158,0,0,0,0,0,0,0,0,0,0,0,0,0,0,0,0,0,0,0,0,0.15175904911853003,0.013819763484870087,0.020233039850683247,0.01819578382994035,0.05224858716549369,0,0,0,0,0,9.6,null,"",""]
["3145_G_HW7","PJM_Western MAAC","Pennsylvania",42,"Lancaster",71,"3145","HW7","Holtwood",0,1913,9999,"Hydro","","","","","","Non-Fossil","G",2025,"Hydro","",0,0,0,0,0,0,0,0,0,0,0,0,0,0,0,0,9.842843134232787,13.893038254212364,12.220407771645828,35.95628916009098,0,0,0,0,0,0,0,0,0,0,0,0,0,0,0,0,0,0,0,0,0.16282481311681263,0.01368155195658358,0.01931132317335519,0.016986366802587714,0.04997924193252649,0,0,0,0,0,10.300000000000002,null,"",""]
["3166_G_2","PJM_EMAAC","Pennsylvania",42,"York",133,"3166","2","Peach Bottom",10456,1974,9999,"Nuclear","","","","","","Non-Fossil","G",2025,"Nuclear","",25.460319531932406,34.51287758773059,45.946431482872,105.919628602535,0,0,0,0,0,0,0,0,0,0,0,0,2434.99612968,3300.7725313440005,4394.264678928001,10130.033339952002,0,0,0,0,0,0,0,0,0,0,0,0,0,0,0,0,0,0,0,0,229.611922114042,0.261050716268295,0.35386874871924506,0.4710996982395111,1.086019163227051,17.446341031184275,23.649484508938727,31.484173315682,72.579998855805,0,1223.7,null,"",""]
["3175_G_8","PJM_Western MAAC","Pennsylvania",42,"Lancaster",71,"3175","8","Safe Harbor",0,1985,9999,"Hydro","","","","","","Non-Fossil","G",2025,"Hydro","",0,0,0,0,0,0,0,0,0,0,0,0,0,0,0,0,35.83526859659415,50.581622665771945,44.4917758676426,130.9086671300087,0,0,0,0,0,0,0,0,0,0,0,0,0,0,0,0,0,0,0,0,0.592808785619347,0.04981102334926593,0.07030845550542296,0.0618435684560232,0.18196304731071208,0,0,0,0,0,37.5,null,"",""]
["324_G_2","WECC_Southern California Edison","California",6,"Inyo",27,"324","2","Bishop Creek 3",0,1913,9999,"Hydro","","","","","","Non-Fossil","G",2025,"Hydro","",0,0,0,0,0,0,0,0,0,0,0,0,0,0,0,0,1.368835215235495,2.412376911186348,5.218899347868939,9.000111474290781,0,0,0,0,0,0,0,0,0,0,0,0,0,0,0,0,0,0,0,0,0.04426305599291603,1.902680949177338E-3,0.003353203906549023,0.007254270093537824,0.012510154949264185,0,0,0,0,0,2.7999999999999994,null,"",""]
["3271_G_2","SERC_VACAR","South Carolina",45,"York",91,"3271","2","Wylie",0,1925,9999,"Hydro","","","","","","Non-Fossil","G",2025,"Hydro","",0,0,0,0,0,0,0,0,0,0,0,0,0,0,0,0,14.343792802974274,16.470927777402064,17.520821084875323,48.33554166525166,0,0,0,0,0,0,0,0,0,0,0,0,0,0,0,0,0,0,0,0,0.28454821709730277,0.019937871996134275,0.02289458961058881,0.024353941307976697,0.06718640291469978,0,0,0,0,0,18,null,"",""]
["3290_G_2","SERC_VACAR","South Carolina",45,"Fairfield",39,"3290","2","Parr Hydro",0,1914,9999,"Hydro","","","","","","Non-Fossil","G",2025,"Hydro","",0,0,0,0,0,0,0,0,0,0,0,0,0,0,0,0,1.9921934448575382,2.2876288579725084,2.43344737289935,6.713269675729397,0,0,0,0,0,0,0,0,0,0,0,0,0,0,0,0,0,0,0,0,0.039520585707958716,2.769148888351983E-3,0.003179804112581778,3.3824918483300963E-3,0.009331444849263858,0,0,0,0,0,2.5,null,"",""]
["3318_G_3","SERC_VACAR","South Carolina",45,"Beaufort",13,"3318","3","Hilton Head",24818,1979,9999,"Combustion Turbine","","","","H2O","","Fossil","G",2025,"Oil","",0,0,0,0,0,0,0,0,0,0,0,0,0,0,0,0,0,0,0,0,0,0,0,0,0,0,0,0,0,0,0,0,0,0,0,0,0,0,0,0,1.02571118808,0,0,0,0,0,0,0,0,0,52,null,"",""]
["3325_G_GT1","WECC_Wyoming","South Dakota",46,"Pennington",103,"3325","GT1","Ben French",22873,1977,9999,"Combustion Turbine","","","","","","Fossil","G",2025,"NaturalGas","",0,0,6.9580031977998027E-4,6.9580031977998027E-4,0,0,0,0,0,0,0,0,0,0,0,0,0,0,0.03042016,0.03042016,0,0,0.040732150714001214,0.040732150714001214,0,0,4.87060426456125e-11,4.87060426456125e-11,0,0,3.1027127837847049E-4,3.1027127837847049E-4,0,0,0,0,0,0,0,0,0.3353286576415,0,0,0.0001691360896,0.0001691360896,0,0,2.2147582352589007E-3,2.2147582352589007E-3,0,17,null,"",""]
["3396_B_1","SERC_Central_TVA","Tennessee",47,"Anderson",1,"3396","1","Bull Run",9639,1967,9999,"Coal Steam","tangential","dry","ESPC + Wet Scrubber + SCR + DSI","CO","Wet Scrubber","Fossil","B",2025,"","Coal Retirement",0,0,0,0,0,0,0,0,0,0,0,0,0,0,0,0,0,0,0,0,0,0,0,0,0,0,0,0,0,0,0,0,0,0,0,0,0,0,0,0,0,0,0,0,0,0,0,0,0,0,870,"Scrubber / SCR / DSI","Wet Scrubber",""]
["3400_G_4","SERC_Central_TVA","Tennessee",47,"Sevier",155,"3400","4","Douglas Dam",0,1954,9999,"Hydro","","","","","","Non-Fossil","G",2025,"Hydro","",0,0,0,0,0,0,0,0,0,0,0,0,0,0,0,0,50.035363455340416,53.31231429043699,59.091373153987384,162.4390508997648,0,0,0,0,0,0,0,0,0,0,0,0,0,0,0,0,0,0,0,0,0.7034664256016739,0.06954915520292318,0.07410411686370742,0.08213700868404246,0.22579028075067303,0,0,0,0,0,44.49999999999999,null,"",""]
["3406_G_GT3","SERC_Central_TVA","Tennessee",47,"Humphreys",85,"3406","GT3","Johnsonville",16591,1975,9999,"Combustion Turbine","","","","","","Fossil","G",2025,"NaturalGas","",0,0,7.755823041276492E-3,7.755823041276492E-3,0,0,0,0,0,0,0,0,0,0,0,0,0,0,0.4674717040141974,0.4674717040141974,0,0,0.4540258808376865,0.4540258808376865,0,0,5.429076195104603e-10,5.429076195104603e-10,0,0,1.4212545723505743E-3,1.4212545723505743E-3,0,0,0,0,0,0,0,0,0.9290576338186226,0,0,2.6999780522514805E-3,2.6999780522514805E-3,0,0,0.02698107840848836,0.02698107840848836,0,47.09999999999999,null,"",""]
["3437_G_3","ERCOT_Rest","Texas",48,"Maverick",323,"3437","3","Eagle Pass",0,1932,9999,"Hydro","","","","","","Non-Fossil","G",2025,"Hydro","",0,0,0,0,0,0,0,0,0,0,0,0,0,0,0,0,0.4866894908020546,0.7537539448834455,1.0521247130067168,2.2925681486922165,0,0,0,0,0,0,0,0,0,0,0,0,0,0,0,0,0,0,0,0,0.03161646856636902,6.7649839221485585E-4,1.0477179833879892E-3,1.4624533510793362E-3,0.003186669726682181,0,0,0,0,0,2,null,"",""]
["3459_B_4","MISO_WOTAB (including Western)","Texas",48,"Orange",361,"3459","4","Sabine",11067,1974,9999,"O/G Steam","wall","dry","","CM + FU","","Fossil","B",2025,"","O/G Retirement",0,0,0,0,0,0,0,0,0,0,0,0,0,0,0,0,0,0,0,0,0,0,0,0,0,0,0,0,0,0,0,0,0,0,0,0,0,0,0,0,0,0,0,0,0,0,0,0,0,0,533,null,"",""]
["3491_B_5","ERCOT_Rest","Texas",48,"Tarrant",439,"3491","5","Handley",14103,1977,9999,"O/G Steam","wall","dry","SCR","","","Fossil","B",2025,"Oil","",0,0,0,0,0,0,0,0,0,0,0,0,0,0,0,0,0,0,0,0,0,0,0,0,0,0,0,0,0,0,0,0,0,0,0,0,0,0,0,0,13.400897551446,0,0,0,0,0,0,0,0,0,435,"SCR","",""]
["3576_B_CE1","ERCOT_Rest","Texas",48,"Collin",85,"3576","CE1","Ray Olinger",12869,1967,9999,"O/G Steam","tangential","","","LNC2","","Fossil","B",2025,"NaturalGas","",0,0,0,0,0,0,0,0,0,0,0,0,0,0,0,0,0,0,0,0,0,0,0,0,0,0,0,0,0,0,0,0,0,0,0,0,0,0,0,0,2.786338045331,0,0,0,0,0,0,0,0,0,75,null,"",""]
["3599_G_2","ERCOT_Rest","Texas",48,"Burnet",53,"3599","2","Marble Falls",0,1951,9999,"Hydro","","","","","","Non-Fossil","G",2025,"Hydro","",0,0,0,0,0,0,0,0,0,0,0,0,0,0,0,0,1.927160836253735,2.8475083124587255,3.881694409311693,8.656363558024154,0,0,0,0,0,0,0,0,0,0,0,0,0,0,0,0,0,0,0,0,0.3130030388072308,2.6787535623926913E-3,0.00395803655431763,0.005395555228943249,0.01203234534565357,0,0,0,0,0,19.8,null,"",""]
["3612_G_8","ERCOT_Rest","Texas",48,"Bexar",29,"3612","8","V H Braunig",11826,2010,9999,"Combustion Turbine","","","SCR","","","Fossil","G",2025,"Oil","",0,0,0,0,0,0,0,0,0,0,0,0,0,0,0,0,0,0,0,0,0,0,0,0,0,0,0,0,0,0,0,0,0,0,0,0,0,0,0,0,1.0266844398856494,0,0,0,0,0,0,0,0,0,47,"SCR","",""]
["3648_B_3","WECC_Utah","Utah",49,"Salt Lake",35,"3648","3","Gadsby",14500,1955,9999,"O/G Steam","tangential","","","FR","","Fossil","B",2025,"NaturalGas","",0,0,0,0,0,0,0,0,0,0,0,0,0,0,0,0,0,0,0,0,0,0,0,0,0,0,0,0,0,0,0,0,0,0,0,0,0,0,0,0,3.708275652214,0,0,0,0,0,0,0,0,0,104,null,"",""]
["3722_G_3","ISONE_MA, VT, NH, RI (Rest of ISO New England)","Vermont",50,"Rutland",21,"3722","3","Pittsford",0,1914,9999,"Hydro","","","","","","Non-Fossil","G",2025,"Hydro","",0,0,0,0,0,0,0,0,0,0,0,0,0,0,0,0,0.6129740745984177,0.8731574572796647,0.8696140626784549,2.3557455945565375,0,0,0,0,0,0,0,0,0,0,0,0,0,0,0,0,0,0,0,0,0.009484940569909723,8.5203396369180049E-4,0.001213688865618734,1.2087635471230522E-3,3.2744863764335866E-3,0,0,0,0,0,0.5999999999999999,null,"",""]
["3753_G_1","ISONE_MA, VT, NH, RI (Rest of ISO New England)","Vermont",50,"Orleans",19,"3753","1","West Charleston",0,1931,9999,"Hydro","","","","","","Non-Fossil","G",2025,"Hydro","",0,0,0,0,0,0,0,0,0,0,0,0,0,0,0,0,0.7413230098562782,1.056151825829724,1.0437406480433187,2.841215483729321,0,0,0,0,0,0,0,0,0,0,0,0,0,0,0,0,0,0,0,0,0.011065763998226147,1.0304389837002262E-3,0.001468051037903317,1.4507995007802146E-3,0.003949289522383758,0,0,0,0,0,0.7,null,"",""]
["3773_G_3","PJM West","Virginia",51,"Carroll",35,"3773","3","Byllesby 2",0,1912,9999,"Hydro","","","","","","Non-Fossil","G",2025,"Hydro","",0,0,0,0,0,0,0,0,0,0,0,0,0,0,0,0,5.9215388847128505,7.10941847418481,9.390092262704506,22.42104962160217,0,0,0,0,0,0,0,0,0,0,0,0,0,0,0,0,0,0,0,0,0.12488505083712648,0.008230939049750877,0.009882091679116854,0.013052228245159184,0.031165258974026916,0,0,0,0,0,7.899999999999999,null,"",""]
["3804_G_GT6","PJM_Dominion","Virginia",51,"Prince William",153,"3804","GT6","Possum Point",15778,1968,9999,"Combustion Turbine","","","","","","Fossil","G",2025,"Oil","",0,0,0,0,0,0,0,0,0,0,0,0,0,0,0,0,0,0,0,0,0,0,0,0,0,0,0,0,0,0,0,0,0,0,0,0,0,0,0,0,0.2367025818645854,0,0,0,0,0,0,0,0,0,12,null,"",""]
["3833_G_A","PJM_Dominion","Virginia",51,"Mecklenburg",117,"3833","A","John H Kerr",0,2008,9999,"Hydro","","","","","","Non-Fossil","G",2025,"Hydro","",0,0,0,0,0,0,0,0,0,0,0,0,0,0,0,0,0.45618448784810123,0.495914514113924,0.5310814718354429,1.483180473797468,0,0,0,0,0,0,0,0,0,0,0,0,0,0,0,0,0,0,0,0,0.015808234283164555,6.3409643810886061E-4,6.8932117461835429E-4,7.3820324585126555E-4,0.00206162085857848,0,0,0,0,0,0.9999999999999999,null,"",""]
["3860_G_5A","WECC_Pacific Northwest","Washington",53,"King",33,"3860","5A","Snoqualmie",0,2013,9999,"Hydro","","","","","","Non-Fossil","G",2025,"Hydro","",0,0,0,0,0,0,0,0,0,0,0,0,0,0,0,0,4.971579287475499,6.880523231537681,8.676523803078721,20.5286263220919,0,0,0,0,0,0,0,0,0,0,0,0,0,0,0,0,0,0,0,0,0.09643022912742093,6.9104952095909505E-3,0.009563927291837379,0.012060368086279421,0.028534790587707748,0,0,0,0,0,6.099999999999999,null,"",""]
["389_G_31","WECC_Imperial Irrigation District (IID)","California",6,"Imperial",25,"389","31","El Centro Hybrid",8128,2012,9999,"Combined Cycle","","","SCR","DLNB","","Fossil","G",2025,"NaturalGas","",0,0,0,0,0,0,0,0,0,0,0,0,0,0,0,0,0,0,0,0,0,0,0,0,0,0,0,0,0,0,0,0,0,0,0,0,0,0,0,0,1.421462962253662,0,0,0,0,0,0,0,0,0,45,"SCR","",""]
["3895_G_7","WECC_Pacific Northwest","Oregon",41,"Wasco",65,"3895","7","The Dalles",0,1959,9999,"Hydro","","","","","","Non-Fossil","G",2025,"Hydro","",0,0,0,0,0,0,0,0,0,0,0,0,0,0,0,0,96.02982105722997,115.90616199408682,130.18351299965616,342.119496050973,0,0,0,0,0,0,0,0,0,0,0,0,0,0,0,0,0,0,0,0,1.2330422740883256,0.13348145126955005,0.16110956517177996,0.18095508306952124,0.47554609951085125,0,0,0,0,0,78.00000000000001,null,"",""]
["3921_G_6","WECC_Pacific Northwest","Washington",53,"Douglas",17,"3921","6","Chief Joseph",0,1956,9999,"Hydro","","","","","","Non-Fossil","G",2025,"Hydro","",0,0,0,0,0,0,0,0,0,0,0,0,0,0,0,0,84.20196655246278,103.30337683390312,150.29036207560992,337.7957054619758,0,0,0,0,0,0,0,0,0,0,0,0,0,0,0,0,0,0,0,0,1.3942862637768005,0.11704073350792316,0.14359169379912573,0.20890360328509816,0.46953603059214705,0,0,0,0,0,88.20000000000002,null,"",""]
["3972_G_1","MISO_Wisconsin- Upper Michigan (WUMS)","Wisconsin",55,"Portage",97,"3972","1","Du Bay",0,1942,9999,"Hydro","","","","","","Non-Fossil","G",2025,"Hydro","",0,0,0,0,0,0,0,0,0,0,0,0,0,0,0,0,1.4601693137985947,2.1802703539953154,2.952599063044496,6.593038730838406,0,0,0,0,0,0,0,0,0,0,0,0,0,0,0,0,0,0,0,0,0.01896988113982201,2.0296353461800466E-3,0.003030575792053488,4.104112697631849E-3,0.009164323835865382,0,0,0,0,0,1.1999999999999997,null,"",""]
["3975_G_9","MISO_Wisconsin- Upper Michigan (WUMS)","Wisconsin",55,"Portage",97,"3975","9","Whiting",0,1891,9999,"Hydro","","","","","","Non-Fossil","G",2025,"Hydro","",0,0,0,0,0,0,0,0,0,0,0,0,0,0,0,0,0.3650423284496487,0.5450675884988289,0.738149765761124,1.6482596827096014,0,0,0,0,0,0,0,0,0,0,0,0,0,0,0,0,0,0,0,0,0.004742470284955502,5.0740883654501164E-4,0.000757643948013372,1.0260281744079623E-3,2.2910809589663456E-3,0,0,0,0,0,0.29999999999999993,null,"",""]
["3995_G_1","MISO_Minnesota and Western Wisconsin","Wisconsin",55,"Sawyer",113,"3995","1","Arpin Dam",0,1971,9999,"Hydro","","","","","","Non-Fossil","G",2025,"",null,0,0,0,0,0,0,0,0,0,0,0,0,0,0,0,0,0.7124863521411564,1.0707180488682408,1.4508800082521829,3.2340844092615804,0,0,0,0,0,0,0,0,0,0,0,0,0,0,0,0,0,0,0,0,0.009484940165866233,9.9035602947620724E-4,1.4882980879268547E-3,2.0167232114705344E-3,0.004495377328873597,0,0,0,0,0,0.6095846385693445,null,"",""]
["4011_G_6","MISO_Minnesota and Western Wisconsin","Wisconsin",55,"Polk",95,"4011","6","St Croix Falls",0,1910,9999,"Hydro","","","","","","Non-Fossil","G",2025,"Hydro","",0,0,0,0,0,0,0,0,0,0,0,0,0,0,0,0,1.7992597744157884E-6,2.7106034585546719E-6,3.6963437115543025E-6,8.2062069445247616E-6,0,0,0,0,0,0,0,0,0,0,0,0,0,0,0,0,0,0,0,0,2.2337711430630298E-8,2.5009710864379465E-9,3.7677388073909941E-9,5.1379177590604861E-9,1.1406627652889427E-8,0,0,0,0,0,1.413042787098638E-6,null,"",""]
["4041_B_5","MISO_Wisconsin- Upper Michigan (WUMS)","Wisconsin",55,"Milwaukee",79,"4041","5","South Oak Creek",10326,1959,9999,"Coal Steam","wall","dry","ESPC + Wet Scrubber + SCR","STC","Wet Scrubber","Fossil","B",2025,"","Coal Retirement",0,0,0,0,0,0,0,0,0,0,0,0,0,0,0,0,0,0,0,0,0,0,0,0,0,0,0,0,0,0,0,0,0,0,0,0,0,0,0,0,0,0,0,0,0,0,0,0,0,0,241,"Scrubber / SCR","Wet Scrubber",""]
["4056_G_6","MISO_Wisconsin- Upper Michigan (WUMS)","Wisconsin",55,"Sauk",111,"4056","6","Prairie Du Sac",0,1938,9999,"Hydro","","","","","","Non-Fossil","G",2025,"Hydro","",0,0,0,0,0,0,0,0,0,0,0,0,0,0,0,0,4.177838813165626,6.316027716136895,8.601563367730737,19.09542989703326,0,0,0,0,0,0,0,0,0,0,0,0,0,0,0,0,0,0,0,0,0.05532881999113042,0.005807195950300233,0.008779278525430286,0.011956173081145691,0.02654264755687621,0,0,0,0,0,3.4999999999999996,null,"",""]
["4071_G_3","MISO_Wisconsin- Upper Michigan (WUMS)","Wisconsin",55,"Marinette",75,"4071","3","Potato Rapids",0,1921,9999,"Hydro","","","","","","Non-Fossil","G",2025,"Hydro","",0,0,0,0,0,0,0,0,0,0,0,0,0,0,0,0,0.11936682323330361,0.1804579347467684,0.24575895336373535,0.5455837113438075,0,0,0,0,0,0,0,0,0,0,0,0,0,0,0,0,0,0,0,0,1.5808234283180122E-3,1.6591988429429235E-4,2.508365292980082E-4,3.4160494517559124E-4,7.5836135876789184E-4,0,0,0,0,0,0.09999999999999999,null,"",""]
["4125_B_8","MISO_Wisconsin- Upper Michigan (WUMS)","Wisconsin",55,"Manitowoc",71,"4125","8","Manitowoc",13500,1990,9999,"Biomass","FBC","dry","Baghouse + Reagent Injection + DSI","CF","Reagent Injection","Non-Fossil","B",2025,"","Biomass Retirement",0,0,0,0,0,0,0,0,0,0,0,0,0,0,0,0,0,0,0,0,0,0,0,0,0,0,0,0,0,0,0,0,0,0,0,0,0,0,0,0,0,0,0,0,0,0,0,0,0,0,44,"DSI","",""]
["4158_B_BW41","WECC_Wyoming","Wyoming",56,"Converse",9,"4158","BW41","Dave Johnston",11001,1959,9999,"Coal Steam","wall","dry","ESPC + Mercury Control","LNB","","Fossil","B",2025,"Coal",null,1.5351089848363517,2.0809255127781676,2.8357804765381704,6.45181497415269,0,0,0,0,1.5351089848363517,2.0809255127781676,2.8357804765381704,6.45181497415269,0,0,0,0,139.54267656,189.157850448,257.774791068,586.475318076,164.48692772523708,222.97116869421018,303.85387806115983,691.3119744806071,4.3069400462566521E-4,5.8382965071478968E-4,0.000795613641601378,1.810137296941833E-3,0.2849008764959713,0.38619896591676117,0.5262924986391239,1.1973923410518563,0.40090784286723935,0.5434528536644797,0.7405901762830964,1.6849508728148153,3.7496350604349126E-4,5.0828386374784386E-4,6.9266364724626087E-4,1.5759110170375959E-3,3.73941457689,0.4319685252746525,0.585557334261195,0.79796804171767,1.8154939012535176,1.4678723080239178,1.9897824619879763,2.71157531762295,6.169230087634845,0,99,"Mercury Control","",""]
["419_G_1","WECC_Northern California (not including BANC)","California",6,"Butte",7,"419","1","Woodleaf",0,1963,9999,"Hydro","","","","","","Non-Fossil","G",2025,"Hydro","",0,0,0,0,0,0,0,0,0,0,0,0,0,0,0,0,29.68976972988805,47.34698098842647,89.72197953156031,166.75873024987484,0,0,0,0,0,0,0,0,0,0,0,0,0,0,0,0,0,0,0,0,0.9484940569910247,0.041268779924544384,0.0658123035739128,0.12471355154886864,0.23179463504732584,0,0,0,0,0,60,null,"",""]
["438_G_4","WECC_Northern California (not including BANC)","California",6,"Butte",7,"438","4","Thermalito",0,1968,9999,"Pumped Storage","","","","","","Non-Fossil","G",2025,"Pumps","",0,0,0,0,0,0,0,0,0,0,0,0,0,0,0,0,0.32826376410735847,10.111555532217654,12.680885214843796,23.12070451116881,0,0,0,0,0,0,0,0,0,0,0,0,0,0,0,0,0,0,0,0,0.5028451676527947,4.988581466261343E-6,1.53663986216268E-4,1.9270975317844732E-4,3.5136232086097665E-4,0,0,0,0,0,27.500000000000004,null,"",""]
["446_G_3","WECC_Northern California (not including BANC)","California",6,"Merced",47,"446","3","ONeill",0,1967,9999,"Pumped Storage","","","","","","Non-Fossil","G",2025,"Pumps","",0,0,0,0,0,0,0,0,0,0,0,0,0,0,0,0,0.028648473958460374,0.8824630282662679,1.106695436931822,2.0178069391565505,0,0,0,0,0,0,0,0,0,0,0,0,0,0,0,0,0,0,0,0,0.043884669176971175,4.3536710978280811E-7,1.3410675160692479E-5,1.6818305731937221E-5,3.0664348002412507E-5,0,0,0,0,0,2.4,null,"",""]
["479_G_1","WECC_Southern California Edison","California",6,"Riverside",65,"479","1","Temescal",0,1983,9999,"Hydro","","","","","","Non-Fossil","G",2025,"Hydro","",0,0,0,0,0,0,0,0,0,0,0,0,0,0,0,0,1.1194731620518348,1.802525061306691,3.4692502061693404,6.391248429527866,0,0,0,0,0,0,0,0,0,0,0,0,0,0,0,0,0,0,0,0,0.04426305538932196,1.5560676952520527E-3,2.5055098352163015E-3,0.004822257786575391,0.008883835317043745,0,0,0,0,0,2.7999999618181817,null,"",""]
["4940_G_IC1","SPP West (Oklahoma, Arkansas, Louisiana)","Oklahoma",40,"Tulsa",143,"4940","IC1","Riverside (OK)",12283,1976,9999,"Combustion Turbine","","","","","","Fossil","G",2025,"Oil","",0,0,0,0,0,0,0,0,0,0,0,0,0,0,0,0,0,0,0,0,0,0,0,0,0,0,0,0,0,0,0,0,0,0,0,0,0,0,0,0,0.05523060243513513,0,0,0,0,0,0,0,0,0,2.8,null,"",""]
["50011_G_GEN3","PJM West","West Virginia",54,"Fayette",19,"50011","GEN3","Hawks Nest Hydro",0,1936,9999,"Hydro","","","","","","Non-Fossil","G",2025,"Hydro","",0,0,0,0,0,0,0,0,0,0,0,0,0,0,0,0,32.83546539848694,39.455680360116766,39.35169398198544,111.64283974058915,0,0,0,0,0,0,0,0,0,0,0,0,0,0,0,0,0,0,0,0,0.3825592696530629,0.04564129690389689,0.05484339570056223,0.05469885463495973,0.15518354723941885,0,0,0,0,0,24.200000000000003,null,"",""]
["50051_B_BLR A","ISONE_Maine","Maine",23,"Penobscot",19,"50051","BLR A","Penobscot Energy Recovery",19383,1987,9999,"Municipal Solid Waste","","","Baghouse + Dry Scrubber","OFA","Dry Scrubber","Non-Fossil","B",2025,"MSW","",0.34100365228845275,0.48420078261454713,0.6640867464999999,1.4892911814029999,0,0,0,0,0,0,0,0,0,0,0,0,17.59292433,24.980693526,34.26129838,76.834916236,15.669117822651568,22.24902596113444,30.514786001654002,68.43292978544001,9.8004449667681774E-4,1.3915930492339318E-3,1.9085853094397496E-3,4.280222855350499E-3,0.05115054784328868,0.07263011739221134,0.09961301197449998,0.22339367721,0.007340103616423413,0.01042242184707659,0.014294467219,0.03205699268250001,0,0,0,0,2.747853880458,0.122042077725436,0.1732910165330875,0.2376705521739895,0.533003646432513,0,0,0,0,0,10.6,"Scrubber","Dry Scrubber",""]
["50118_G_GEN8","ERCOT_Rest","Texas",48,"Travis",453,"50118","GEN8","Hal C Weaver Power Plant",5500,1987,9999,"Combined Cycle","","","SCR","","","Fossil","G",2025,"NaturalGas","",0.44966219091081094,0.6095420810124326,0.8428698605651351,1.9020741324883783,0,0,0,0,0,0,0,0,0,0,0,0,81.75676198378379,110.82583291135136,153.24906555729734,345.83166045243246,45.31400836815565,61.4256557879444,84.93890010532526,191.6785642614253,5.4184840891923742E-8,7.3450562097941136E-8,1.0156684354166666E-7,2.2920224653153153E-7,0.018082255475030902,0.024511501866152974,0.011747552529030791,0.05434130987021467,0,0,0,0,0,0,0,0,1.4688450609955068,0.1868191573637254,0.25324374664860577,0.35018340501145556,0.7902463090237868,1.7562042121285995,2.184174012332042,2.9139369454232886,6.85431516988393,0,46.5,"SCR","",""]
["50166_G_GEN1","ISONE_MA, VT, NH, RI (Rest of ISO New England)","Massachusetts",25,"Hampden",13,"50166","GEN1","International Paper Woronoco Mill",0,1916,9999,"Hydro","","","","","","Non-Fossil","G",2025,"Hydro","",0,0,0,0,0,0,0,0,0,0,0,0,0,0,0,0,0.5296220027830917,0.728436276193548,0.66350492091248,1.9215631998891198,0,0,0,0,0,0,0,0,0,0,0,0,0,0,0,0,0,0,0,0,0.006323293713280001,7.3617458386849655E-4,1.0125264239090302E-3,9.2227184006834692E-4,2.6709728478458736E-3,0,0,0,0,0,0.4,null,"",""]
["50206_G_GEN2","WECC_Colorado","Colorado",8,"La Plata",67,"50206","GEN2","Vallecito Hydroelectric",0,1989,9999,"Hydro","","","","","","Non-Fossil","G",2025,"Hydro","",0,0,0,0,0,0,0,0,0,0,0,0,0,0,0,0,1.4005117203246151,1.5104113585787002,2.6621383896566306,5.5730614685599456,0,0,0,0,0,0,0,0,0,0,0,0,0,0,0,0,0,0,0,0,0.039520585548570936,1.9467112912512146E-3,0.002099471788424393,3.7003723616227165E-3,0.007746555441298324,0,0,0,0,0,2.4999999899173218,null,"",""]
["50252_G_HG2","MISO_Minnesota and Western Wisconsin","Minnesota",27,"Benton",9,"50252","HG2","Sartell Dam",0,1985,9999,"Hydro","","","","","","Non-Fossil","G",2025,"Hydro","",0,0,0,0,0,0,0,0,0,0,0,0,0,0,0,0,0.5825137008103445,0.963126618703448,1.2100120493275857,2.7556523688413783,0,0,0,0,0,0,0,0,0,0,0,0,0,0,0,0,0,0,0,0,0.014227410854862925,8.0969404412637889E-4,1.3387459999977926E-3,0.001681916748565344,3.8303567926895156E-3,0,0,0,0,0,0.8999999999999996,null,"",""]
["50311_G_GEN1","PJM_EMAAC","New Jersey",34,"Passaic",31,"50311","GEN1","Passaic Valley Water Commission",0,1935,9999,"Hydro","","","","","","Non-Fossil","G",2025,"Hydro","",0,0,0,0,0,0,0,0,0,0,0,0,0,0,0,0,0.2346825192195121,0.37752068019512197,0.38305338541463413,0.9952565848292682,0,0,0,0,0,0,0,0,0,0,0,0,0,0,0,0,0,0,0,0,0.009484940569902438,3.2620870171512186E-4,5.2475374547121946E-4,5.3244420572634132E-4,1.3834066529126827E-3,0,0,0,0,0,0.6,null,"",""]
["50373_G_GEN2","PJM_Western MAAC","Pennsylvania",42,"Dauphin",43,"50373","GEN2","Paxton Creek Cogeneration",8900,1986,9999,"Combustion Turbine","","","","","","Fossil","G",2025,"NaturalGas","",0.02771408736,0,0.047195186822500006,0.07490927418250001,0,0,0,0,0,0,0,0,0,0,0,0,3.1139424,0,5.30282998,8.416772380000001,1.9587080710920002,0,3.335545282229,5.294253353321,2.3421517500000004E-9,0,3.9885232499999996E-9,6.3306749999999995E-9,0.0247381416525,0,0.04212735573,0.0668654973825,0,0,0,0,0,0,0,0,0.1677395480485,0.014697808128,0,0.0250293575056,0.0397271656336,0.0994279514085,0,0.134263042452,0.2336909938605,0,6,null,"",""]
["504_G_1","WECC_Colorado","Colorado",8,"Sedgwick",115,"504","1","Julesburg",12283,1951,9999,"Combustion Turbine","","","","","","Fossil","G",2025,"",null,0,0,0,0,0,0,0,0,0,0,0,0,0,0,0,0,0,0,0,0,0,0,0,0,0,0,0,0,0,0,0,0,0,0,0,0,0,0,0,0,0.013807646773301822,0,0,0,0,0,0,0,0,0,1.0111108302469916,null,"",""]
["50463_G_GEN1","PJM_PENELEC","Pennsylvania",42,"Wyoming",131,"50463","GEN1","Procter & Gamble Mehoopany Mill",8700,1985,9999,"Combustion Turbine","","","","STM","","Fossil","G",2025,"NaturalGas","",0.204904975582,0,0.29201856509699997,0.49692354067899996,0,0,0,0,0,0,0,0,0,0,0,0,23.552296044000006,0,33.56535231,57.11764835400001,16.539501919349,0,23.571129027832,40.110630947181,1.9777334E-8,0,2.8185498000000004E-8,4.7962832000000003E-8,0.016687831922,0,0.023782520260000002,0.040470352182,0,0,0,0,0,0,0,0,1.448399329714,0.11116683732768003,0,0.1584284629032,0.26959530023088,0.708520346438,0,0.8212530776360001,1.529773424074,0,40,null,"",""]
["50489_G_C2","MISO_WOTAB (including Western)","Louisiana",22,"Calcasieu",19,"50489","C2","PPG Powerhouse C",8700,1978,9999,"Combustion Turbine","tangential","","","","","Fossil","G",2025,"NaturalGas","",0.09071412271711671,0.03922772874253694,0.001299957415625,0.13124180887527864,0,0,0,0,0,0,0,0,0,0,0,0,10.426910657125799,4.508934338216561,0.1494203925955414,15.0852653879379,7.32225463301825,3.1663803818457215,0.10492984911132565,10.593564863975297,8.7556854776318912E-9,3.7862423687056873E-9,1.2547126791401273E-10,1.2667399114251591E-8,0.03211460329760621,0.01388739602058647,4.6021077490047778E-4,0.04646221009309316,0,0,0,0,0,0,0,0,1.084886833546238,0.04806805812934994,0.020786187299178346,6.8882800986544586E-4,0.06954307343839372,0.37194061072244666,0.14821583106893463,4.6693521533439485E-3,0.5248257939447253,0,55,null,"",""]
["50532_G_15SLE","WECC_Southern California Edison","California",6,"Kern",29,"50532","15SLE","Victory Garden (Tehachapi)",0,2000,9999,"Onshore Wind","","","","","","Non-Fossil","G",2025,"Wind","",0,0,0,0,0,0,0,0,0,0,0,0,0,0,0,0,0.504140177588879,1.0389988009570246,1.863979620373388,3.407118598919292,0,0,0,0,0,0,0,0,0,0,0,0,0,0,0,0,0,0,0,0,0.05288991048046448,0,0,0,0,0,0,0,0,0,1.4999999976898795,null,"",""]
["50564_G_GEN4","ISONE_Connecticut","Connecticut",9,"Litchfield",5,"50564","GEN4","New Milford Gas Recovery",14103,2008,9999,"Landfill Gas","","","","","","Non-Fossil","G",2025,"LF Gas","",0.013772323101968676,0.01948383479271074,0.024940781935372615,0.05819693983005203,0,0,0,0,0,0,0,0,0,0,0,0,0.9827314823904312,1.3902794544337878,1.7796628369476357,4.152673773771854,0.7936852080552472,1.1228339152859546,1.4373123221556907,3.3538314454968927,0,0,0,0,1.6583255376640409E-3,2.3460487071901973E-3,3.0031197572880394E-3,0.007007494002142277,0,0,0,0,0,0,0,0,0.2073850257041452,6.817206151032539E-3,0.009644365544661276,0.012345517220321784,0.028807088916015598,0,0,0,0,0,0.7999993333338887,null,"",""]
["50625_B_43","MISO_WOTAB (including Western)","Texas",48,"Jefferson",245,"50625","43","ExxonMobil Beaumont Refinery",10947,1954,9999,"O/G Steam","","","SCR","LNB + NH3","","Fossil","B",2025,"NaturalGas","",0.372545249261619,0.5458709509833654,0.6352022678258503,1.5536184680708347,0,0,0,0,0,0,0,0,0,0,0,0,34.031720952,49.864890014,58.025236852666666,141.92184781866666,35.37837298630326,51.8380683810996,60.321324181273184,147.53776554867605,4.2304169809244025E-8,6.1986074040947413E-8,7.21300427609741E-8,1.7642028661116552E-7,0.008064987828739252,0.01181720229816049,0.013751077403986909,0.03363326753088665,0,0,0,0,0,0,0,0,0.9578522631946667,0.03500986361053533,0.05129811098318533,0.05969300321444633,0.146000977808167,1.5274877095414494,2.0624879198964763,2.2816001828305335,5.87157581226846,0,38,"SCR","",""]
["50649_B_1","NY_Zone K (LI)","New York",36,"Suffolk",103,"50649","1","Covanta Babylon Inc",19383,1989,9999,"Municipal Solid Waste","","","Baghouse + Dry Scrubber + SNCR + Mercury Control","","Dry Scrubber","Non-Fossil","B",2025,"MSW","",0.24853834245166762,0.34846097069160853,0.46120995647999996,1.058209269623276,0,0,0,0,0,0,0,0,0,0,0,0,12.822490968975611,17.977659324747965,23.794559999999997,54.59471029372357,11.420336835653806,16.011781603278973,21.192597500256344,48.62471593918912,7.1429919620603932E-4,1.0014768297676117E-3,1.3255174149235506E-3,3.041293440897202E-3,0.019313914591855913,0.027078902032356363,0.03584062571812768,0.08223344234233995,0.004685196293655089,6.568837758645904E-3,0.00869426888959644,0.019948302941897433,0,0,0,0,1.8664667867261135,0.08894959189933725,0.12471098354529751,0.16506281084894242,0.37872338629357716,0,0,0,0,0,7.199999999999999,"Scrubber / SNCR / Mercury Control","Dry Scrubber",""]
["50707_G_STA","WECC_Colorado","Colorado",8,"Weld",123,"50707","STA","JM Shafer Generating Station",9308,1994,9999,"Combined Cycle","","","","STM","","Fossil","G",2025,"NaturalGas","",0.08788229520353584,2.0853269241731098E-3,0.0849375931549526,0.17490521528266154,0,0,0,0,0,0,0,0,0,0,0,0,9.441587366077178,0.22403598239911796,9.12522487697464,18.790848225450933,5.314311692203813,0.12610136352873388,5.1362432372262194,10.576656292958766,6.3546604322541326E-9,1.5078741927104245E-10,6.141732613744948E-9,1.2647180465270123E-8,0.004025553510654071,9.552089076673058E-5,0.003890667915724366,0.008011742317145168,0,0,0,0,0,0,0,0,1.4091663675692412,0.03718488417504182,8.994113429895257E-4,0.035938917574460195,0.07402321309249155,0.35656878543441417,0.007301312004001108,0.2633704826113385,0.6272405800497538,0,35.8,null,"",""]
["50765_G_1-2","WECC_Northern Nevada","Nevada",32,"Churchill",1,"50765","1-2","Stillwater Facility",9771,2009,9999,"Geothermal","","","","","","Non-Fossil","G",2025,"Geothermal",null,0.18070545250917047,0.22873923948056268,0.26524326456568975,0.6746879565554229,0,0,0,0,0,0,0,0,0,0,0,0,18.49404004586051,23.409988997418374,27.145941025348808,69.04997006862769,0,0,0,0,3.2982359191972821E-4,4.1749485989990879E-4,4.8412200648529459E-4,1.2314404583049314E-3,0,0,0,0,0,0,0,0,0,0,0,0,1.2859645228351617,0.02145308645319819,0.027155587237005317,0.03148929158940462,0.08009796527960814,0,0,0,0,0,10.44329485100952,null,"",""]
["50815_G_GEN4","ERCOT_Rest","Texas",48,"Harris",201,"50815","GEN4","Optim Energy Altura Cogen LLC",5500,1986,9999,"Combined Cycle","","","","DLNB","","Fossil","G",2025,"NaturalGas","",0.725261597977466,0.9831323883694544,1.3594675153710811,3.0678615017180015,0,0,0,0,0,0,0,0,0,0,0,0,131.86574508668383,178.751343339727,247.175911885651,557.7930003120618,92.12356684114704,124.87861282911041,172.68113584123452,389.6833155114919,1.1015800608914251E-7,1.4932529714305962E-7,2.0648581330689785E-7,4.659691165391E-7,0.01431744351078847,0.019408090092402238,0.026837350013509783,0.060562883616700494,0,0,0,0,0,0,0,0,2.2632130003969473,0.2816493486026046,0.38179133921686415,0.527937976061066,1.1913786638805348,2.832587437876519,3.5228613089188063,4.699898293297354,11.055347040092679,0,75,null,"",""]
["50851_G_GEN2","WECC_Southern California Edison","California",6,"Ventura",111,"50851","GEN2","CSUCI Site Authority",7293,1988,9999,"Combined Cycle","","","","","","Fossil","G",2025,"NaturalGas","",0.0871938500292533,0.11819610781743224,0.15729824397730036,0.3626882018239859,0,0,0,0,0,0,0,0,0,0,0,0,11.955827509823322,16.206788402204946,21.568386669031803,49.731002581060075,6.213660196449251,8.4229615996312,11.209481371062829,25.846103167143283,7.4300684418961286E-9,1.0071870554570302E-8,1.3403889441696113E-8,3.0905828438162544E-8,2.1860323152596865E-3,2.963288249574236E-3,0.003943615798798587,0.009092936363632509,0,0,0,0,0,0,0,0,0.15589245731816254,0.02553620751115651,0.03461574795956772,0.046067476066271804,0.10621943153699603,0.40481989284836506,0.4518891015896278,0.6509850244415972,1.5076940188795902,0,6.8,null,"",""]
["50890_G_GEN4","SERC_VACAR","North Carolina",37,"Madison",115,"50890","GEN4","Ivy River Hydro",0,1985,9999,"Hydro","","","","","","Non-Fossil","G",2025,"Hydro","",0,0,0,0,0,0,0,0,0,0,0,0,0,0,0,0,0.19221322672093016,0.21632691579069763,0.23657629078488362,0.6451164332965114,0,0,0,0,0,0,0,0,0,0,0,0,0,0,0,0,0,0,0,0,3.1616468566375965E-3,2.6717638514209291E-4,3.0069441294906975E-4,3.2884104419098824E-4,8.9671184228215083E-4,0,0,0,0,0,0.19999999999999996,null,"",""]
["50978_G_GEN1","NY_Zone C&E","New York",36,"Onondaga",67,"50978","GEN1","Carr Street Generating Station",8755,1993,9999,"Combined Cycle","","","SCR","H2O + NH3","","Fossil","G",2025,"","CC Retirement",0,0,0,0,0,0,0,0,0,0,0,0,0,0,0,0,0,0,0,0,0,0,0,0,0,0,0,0,0,0,0,0,0,0,0,0,0,0,0,0,0,0,0,0,0,0,0,0,0,0,32,"SCR","",""]
["513_G_1","WECC_Colorado","Colorado",8,"Larimer",69,"513","1","Estes",0,1950,9999,"Hydro","","","","","","Non-Fossil","G",2025,"Hydro","",0,0,0,0,0,0,0,0,0,0,0,0,0,0,0,0,9.635520635833354,10.391630147021457,18.315512120837617,38.34266290369243,0,0,0,0,0,0,0,0,0,0,0,0,0,0,0,0,0,0,0,0,0.27190162857416805,0.01339337368380836,0.014444365904359822,0.02545856184796429,0.05329630143613247,0,0,0,0,0,17.199999930631176,null,"",""]
["52077_G_GEN4","WECC_Southern California Edison","California",6,"Kern",29,"52077","GEN4","Lost Hills Cogeneration Plant",8700,1985,9999,"Combustion Turbine","","","","","","Fossil","G",2025,"NaturalGas",null,1.0596749379590888E-8,1.4430979077972872E-8,1.4825155963745166E-8,3.9852884421308929E-8,0,0,0,0,0,0,0,0,0,0,0,0,1.2195283957783004E-6,1.6607912609847835E-6,1.7061551634393235E-6,4.5864748202024076E-6,8.8281703742964466E-7,1.202247381764261E-6,1.2350863268104153E-6,3.320150746004321E-6,1.0556404623392554E-15,1.4376036348674602E-15,1.4768712423256549E-15,3.97011533953237e-15,3.5731921825978959E-9,4.8660829638906806E-9,4.9989982303164971E-9,1.3438273376805074E-8,0,0,0,0,0,0,0,0,3.6719089812286727E-8,6.6288837085917773E-9,9.027417624242855E-9,9.2739982163635717E-9,2.4930299549198205E-8,4.9198136645489536E-8,5.5172731920026108E-8,6.1354496232097371E-8,1.65725364797613E-7,0,1.0519230566937874E-6,null,"",""]
["52132_G_GEN1","ERCOT_Rest","Texas",48,"Galveston",167,"52132","GEN1","Power Station 4",5831,1986,9999,"Combined Cycle","","","","","","Fossil","G",2025,"NaturalGas","",0.707396425901321,0.9589151551106787,1.3259801255174999,2.9922917065294996,0,0,0,0,0,0,0,0,0,0,0,0,121.31648531999997,164.45123565600005,227.40183939600004,513.1695603720001,71.23882838489729,96.56818958841671,133.533711996443,301.34072996975704,8.5184796650943463E-8,1.1547272434905654E-7,1.5967474949999997E-7,3.603322705e-07,0.004685163807311311,0.006350999827688691,0.008782111225999999,0.019818274861,0,0,0,0,0,0,0,0,2.082155960365,0.2591174003731909,0.35124803161699214,0.4857029389612506,1.0960683709514336,2.762813080405071,3.4360836225519296,4.5841269897265,10.7830236926835,0,69,null,"",""]
["52168_G_GEN3","NY_Zone J (NYC)","New York",36,"Bronx",5,"52168","GEN3","Riverbay",8700,2011,9999,"Combustion Turbine","","","SCR","DLNB","","Fossil","G",2025,"NaturalGas","",0,9.25168485e-05,0.11087037356099999,0.11096289040949998,0,0,0,0,0,0,0,0,0,0,0,0,0,0.0106341205,12.743721099,12.7543552195,0,0.007970764186,9.5520072138675,9.5599779780535,0,9.53125e-12,1.142194225E-8,1.14314735E-8,0,6.7943478020894923E-7,8.1422131898442726E-4,8.1490075376463623E-4,0,0,0,0,0,0,0,0,0.268685502353,0,5.4978402985e-05,0.06588503808183,0.065940016484815,0,0.000387961676,0.3696504781545,0.3700384398305,0,12.3,"SCR","",""]
["52204_G_OTA6","WECC_San Diego Gas and Electric","California",6,"SAN DIEGO",73,"52204","OTA6","Otay Landfill Gas, LLC",13500,2013,9999,"Landfill Gas","","","","","","Non-Fossil","G",2025,"LF Gas","",2.1052167824177539E-8,2.2420801819649387E-8,3.518932366628841E-8,7.8662293310115329E-8,0,0,0,0,0,0,0,0,0,0,0,0,1.6630801337615036E-6,1.77119954584627E-6,2.7798878290672223E-6,6.2141675086749955E-6,1.2132153795392687E-6,1.2920883880643013E-6,2.0279255335641103E-6,4.5332293011676807E-6,0,0,0,0,1.3875483247143972E-9,1.4777549876777836E-9,2.3193282281728311E-9,5.1846315405650115E-9,0,0,0,0,0,0,0,0,2.592314316868123E-7,1.153678326246461E-8,1.228680738840118E-8,1.928407581021043E-8,4.3107666461076221E-8,0,0,0,0,0,9.9999974358980913E-7,null,"",""]
["54103_G_JHG1","MISO_Wisconsin- Upper Michigan (WUMS)","Wisconsin",55,"Wood",141,"54103","JHG1","Port Edwards Mill",0,1926,9999,"Hydro","","","","","","Non-Fossil","G",2025,"Hydro","",0,0,0,0,0,0,0,0,0,0,0,0,0,0,0,0,1.4601693137985947,2.1802703539953154,2.952599063044496,6.593038730838406,0,0,0,0,0,0,0,0,0,0,0,0,0,0,0,0,0,0,0,0,0.01896988113982201,2.0296353461800466E-3,0.003030575792053488,4.104112697631849E-3,0.009164323835865382,0,0,0,0,0,1.1999999999999997,null,"",""]
["54134_G_DOH2","ISONE_Maine","Maine",23,"Penobscot",19,"54134","DOH2","Great Lakes Hydro America - ME",0,1925,9999,"Hydro","","","","","","Non-Fossil","G",2025,"",null,0,0,0,0,0,0,0,0,0,0,0,0,0,0,0,0,1.5592328393030637,1.9865410189406272,2.2794583675957627,5.8252322258394535,0,0,0,0,0,0,0,0,0,0,0,0,0,0,0,0,0,0,0,0,0.020550704480928893,2.1673336466312585E-3,2.7612920163274718E-3,0.00316844713095811,0.00809707279391684,0,0,0,0,0,1.3110333065519482,null,"",""]
["54149_G_GEN1","NY_Zone K (LI)","New York",36,"Suffolk",103,"54149","GEN1","Stony Brook Cogen Plant",8700,1995,9999,"Combustion Turbine","","","","H2O","","Fossil","G",2025,"NaturalGas","",0.009197103628125,0.001313871946875,0.399545544502,0.41005652007700005,0,0,0,0,0,0,0,0,0,0,0,0,1.057138348,0.151019764,45.92477523,47.132933342,0.68710781033825,0.09815825861974999,29.849708704828004,30.634974773786002,8.216184375e-10,1.173740625e-10,3.56931945e-08,3.6632187e-08,0.000460634540625,6.580493437500007E-5,0.020011134576,0.020537574051000002,0,0,0,0,0,0,0,0,0.877772074415,0.00587768921488,0.00083966988784,0.2553417502788,0.26205910938152,0.06908701055966825,5.509612267331751E-3,1.332116027258,1.406712650085,0,44.5,null,"",""]
["54301_G_BK1","ISONE_Connecticut","Connecticut",9,"Litchfield",5,"54301","BK1","Colebrook Hydroelectric",0,1988,9999,"Hydro","","","","","","Non-Fossil","G",2025,"Hydro","",0,0,0,0,0,0,0,0,0,0,0,0,0,0,0,0,8.5555930393263725E-7,1.2259546791907317E-6,1.2659927858850152E-6,3.347506769008384E-6,0,0,0,0,0,0,0,0,0,0,0,0,0,0,0,0,0,0,0,0,1.5808233946125075E-8,1.1892274324663657E-9,1.7040770040751171E-9,1.7597299723801714E-9,4.6530344089216539E-9,0,0,0,0,0,9.9999997867803874E-7,null,"",""]
["54338_B_2","ERCOT_Rest","Texas",48,"Hidalgo",215,"54338","2","Rio Grande Valley Sugar Growers",21107,1973,9999,"Biomass","","","Cyclone","","","Non-Fossil","B",2025,"","Biomass Retirement",0,0,0,0,0,0,0,0,0,0,0,0,0,0,0,0,0,0,0,0,0,0,0,0,0,0,0,0,0,0,0,0,0,0,0,0,0,0,0,0,0,0,0,0,0,0,0,0,0,0,3.5,null,"",""]
["54385_G_GEN2","ISONE_Connecticut","Connecticut",9,"New Haven",9,"54385","GEN2","Kinneytown New Old",0,1995,9999,"Hydro","","","","","","Non-Fossil","G",2025,"Hydro","",0,0,0,0,0,0,0,0,0,0,0,0,0,0,0,0,1.3872814153016026,1.983071002942944,2.069971520688641,5.440323938933187,0,0,0,0,0,0,0,0,0,0,0,0,0,0,0,0,0,0,0,0,0.022131527996484372,1.928321167269231E-3,2.756468694090694E-3,2.8772604137572108E-3,0.007562050275117136,0,0,0,0,0,1.4,null,"",""]
["54464_B_B003","SERC_Southeastern","Georgia",13,"Bibb",21,"54464","B003","Riverwood International Macon Mill",4883,1980,9999,"Biomass","","","Wet Scrubber","","Wet Scrubber","Non-Fossil","B",2025,"","Biomass Retirement",0,0,0,0,0,0,0,0,0,0,0,0,0,0,0,0,0,0,0,0,0,0,0,0,0,0,0,0,0,0,0,0,0,0,0,0,0,0,0,0,0,0,0,0,0,0,0,0,0,0,12.299999999999999,"Scrubber","Wet Scrubber",""]
["54547_G_2","NY_Zone C&E","New York",36,"Oswego",75,"54547","2","Sithe Independence Station",6744,1994,9999,"Combined Cycle","","","SCR","DLNB","","Fossil","G",2025,"NaturalGas","",1.841449218009815,2.496186717746641,3.451706801883618,7.789342737640074,0,0,0,0,0,0,0,0,0,0,0,0,273.0500026704874,370.1344480644385,511.81892080122066,1155.0033715361467,120.20229061560462,162.9408828344856,225.31333477025007,508.4565082203403,1.4373352112277935E-7,1.948387730775449E-7,2.6942147998514956E-7,6.0799377418547376E-7,0.018116287458489866,0.02455763411039743,0.022463807735731253,0.06513772930461854,0,0,0,0,0,0,0,0,6.273632212214683,0.623935808846996,0.8457796519925935,1.1695372613443378,2.6392527221839273,7.9359888861396914,8.70768788173165,10.644418011859338,27.288094779730677,0,155.3,"SCR","",""]
["54556_G_TG03","PJM_ComEd","Illinois",17,"Cook",31,"54556","TG03","Ingredion Incorporated",12369,1996,9999,"Combustion Turbine","","","","","","Fossil","G",2025,"NaturalGas","",0,0,8.27787291E-4,8.27787291E-4,0,0,0,0,0,0,0,0,0,0,0,0,0,0,0.06692435050000001,0.06692435050000001,0,0,0.048458668034499996,0.048458668034499996,0,0,5.7945E-11,5.7945E-11,0,0,6.7808195946182089E-5,6.7808195946182089E-5,0,0,0,0,0,0,0,0,0.0867909466835,0,0,3.7209938878000009E-4,3.7209938878000009E-4,0,0,0.002793812447,0.002793812447,0,4.4,null,"",""]
["54639_G_XP1","ISONE_MA, VT, NH, RI (Rest of ISO New England)","New Hampshire",33,"Coos",7,"54639","XP1","Berlin Gorham",0,1921,9999,"Hydro","","","","","","Non-Fossil","G",2025,"Hydro","",0,0,0,0,0,0,0,0,0,0,0,0,0,0,0,0,0.7154864420982161,1.1026963297184609,1.0499528436482295,2.8681356154649063,0,0,0,0,0,0,0,0,0,0,0,0,0,0,0,0,0,0,0,0,0.009484940569911936,9.9452615451652558E-4,1.532747898308655E-3,1.4594344526710334E-3,0.003986708505496214,0,0,0,0,0,0.6000000000000001,null,"",""]
["54668_G_2","WECC_Idaho","Idaho",16,"Fremont",43,"54668","2","Falls River Hydro",0,1993,9999,"Hydro","","","","","","Non-Fossil","G",2025,"Hydro","",0,0,0,0,0,0,0,0,0,0,0,0,0,0,0,0,3.2763638104825077,4.514148818366344,7.313456757390126,15.103969386238978,0,0,0,0,0,0,0,0,0,0,0,0,0,0,0,0,0,0,0,0,0.07113705427432558,0.004554145696570686,6.2746668575292186E-3,0.010165704892772276,0.020994517446872182,0,0,0,0,0,4.500000000000001,null,"",""]
["54678_G_07","MISO_Louisiana","Louisiana",22,"Concordia",29,"54678","07","Sidney A Murray Jr Hydroelectric",0,1990,9999,"Hydro","","","","","","Non-Fossil","G",2025,"Hydro","",0,0,0,0,0,0,0,0,0,0,0,0,0,0,0,0,29.247130778260455,44.197143662300434,56.70598412393224,130.15025856449313,0,0,0,0,0,0,0,0,0,0,0,0,0,0,0,0,0,0,0,0,0.379397622796375,0.04065351178178204,0.061434029690597546,0.07882131793226578,0.18090885940464535,0,0,0,0,0,24,null,"",""]
["54705_G_EG-3","MISO_Amite South (including DSG)","Louisiana",22,"St Bernard",87,"54705","EG-3","Toca Plant",14286,1958,9999,"Combustion Turbine","","","","","","Fossil","G",2025,"NaturalGas","",0,0,7.128391947254596e-10,7.128391947254596e-10,0,0,0,0,0,0,0,0,0,0,0,0,0,0,5.08636921316358e-08,5.08636921316358e-08,0,0,4.1729606463200818E-8,4.1729606463200818E-8,0,0,4.989871477792067e-17,4.989871477792067e-17,0,0,3.7814337173194794E-10,3.7814337173194794E-10,0,0,0,0,0,0,0,0,1.9725206086342031E-8,0,0,2.4007662686132096E-10,2.4007662686132096E-10,0,0,2.5311476827274257E-9,2.5311476827274257E-9,0,9.9999954023009648E-7,null,"",""]
["54757_G_4-5","MISO_Lower Michigan","Michigan",26,"Genesee",49,"54757","4-5","Grand Blanc Generating Station",13500,2003,9999,"Landfill Gas","","","","","","Non-Fossil","G",2025,"LF Gas",null,0.016257804622189138,0.023511317433330525,0.030392642415887537,0.07016176447140719,0,0,0,0,0,0,0,0,0,0,0,0,1.2085586306501273,1.7477639978047805,2.2593019877894918,5.2156246162443995,0.9369210225718683,1.3549337123650163,1.7514975897856884,4.043352324722573,0,0,0,0,1.9576022530412174E-3,2.8309977299541076E-3,3.6595780704643216E-3,0.008448178053459647,0,0,0,0,0,0,0,0,0.20738518595632657,0.008383768586217184,0.01212423504272585,0.015672772964120302,0.03618077659306333,0,0,0,0,0,0.8554112035681529,null,"",""]
["54766_G_GEN30","PJM_Dominion","Virginia",51,"Dinwiddie",53,"54766","GEN30","Boydton Plank Road Cogen Plant",11084,2000,9999,"Combustion Turbine","","","","","","Fossil","G",2025,"","CT Retirement",0,0,0,0,0,0,0,0,0,0,0,0,0,0,0,0,0,0,0,0,0,0,0,0,0,0,0,0,0,0,0,0,0,0,0,0,0,0,0,0,0,0,0,0,0,0,0,0,0,0,0.3,null,"",""]
["54775_G_GEN9","MISO_Iowa-MidAmerican","Iowa",19,"Johnson",103,"54775","GEN9","University of Iowa Main Power Plant",11686,2014,9999,"Combustion Turbine","","","","","","Fossil","G",2025,"NaturalGas","",0,0,0.00188044460625,0.00188044460625,0,0,0,0,0,0,0,0,0,0,0,0,0,0,0.16091430825,0.16091430825,0,0,0.11008122724725,0.11008122724725,0,0,1.31631125e-10,1.31631125e-10,0,0,0.0009975288525,0.0009975288525,0,0,0,0,0,0,0,0,0.03945043031075,0,0,0.00075951553494,0.00075951553494,0,0,0.00625990056825,0.00625990056825,0,2,null,"",""]
["54844_G_GOR2","PJM_Dominion","Virginia",51,"Louisa",109,"54844","GOR2","Gordonsville Energy LP",8858,1994,9999,"Combined Cycle","","","SCR","DLNB + H2O","","Fossil","G",2025,"NaturalGas","",0.05326384482777797,0,0.41056406782095956,0.4638279126487375,0,0,0,0,0,0,0,0,0,0,0,0,6.013077989152294,0,46.34952221955963,52.36260020871193,3.1180654762260107,0,24.03442053023332,27.152486006459334,3.7284689394495405E-9,0,2.8739484611009174E-8,3.2467953550458719E-8,7.1317388479866164E-4,0,2.4785276542772096E-3,0.003191701539075871,0,0,0,0,0,0,0,0,2.7813573083339835,0.02477461776456168,0,0.15460269811696536,0.17937731588152706,0.22160159765144585,0,1.2594889617812752,1.4810905594327208,0,68.4,"SCR","",""]
["54886_G_GEN3","PJM_ComEd","Illinois",17,"Cook",31,"54886","GEN3","Presence Saint Mary of Nazareth Hospital",11686,1993,9999,"Combustion Turbine","","","","","","Fossil","G",2025,"NaturalGas","",0,0,5.6197187519999991E-4,5.6197187519999991E-4,0,0,0,0,0,0,0,0,0,0,0,0,0,0,0.04808932700000001,0.04808932700000001,0,0,0.0328978335814,0.0328978335814,0,0,3.933799999999999e-11,3.933799999999999e-11,0,0,2.9811203059999997E-4,2.9811203059999997E-4,0,0,0,0,0,0,0,0,0.0157801721244,0,0,2.2698162344000002E-4,2.2698162344000002E-4,0,0,1.8966756755999998E-3,1.8966756755999998E-3,0,0.8,null,"",""]
["54899_G_5","SERC_Central_TVA","North Carolina",37,"Graham",75,"54899","5","Cheoah",0,1949,9999,"Hydro","","","","","","Non-Fossil","G",2025,"Hydro","",0,0,0,0,0,0,0,0,0,0,0,0,0,0,0,0,30.810320613371953,28.576320697961695,35.98348930006148,95.37013061139513,0,0,0,0,0,0,0,0,0,0,0,0,0,0,0,0,0,0,0,0,0.4900552627786663,0.042826345652587014,0.03972108577016676,0.050017050127085454,0.13256448154983924,0,0,0,0,0,30.999999999999996,null,"",""]
["54956_G_II-1","MISO_Indiana (including parts of Kentucky)","Indiana",18,"LaPorte",91,"54956","II-1","Deercroft I & II LFGTE",13500,2007,9999,"Landfill Gas","","","","","","Non-Fossil","G",2025,"LF Gas","",0.017026609535997144,0.024459685279195936,0.031787584012807256,0.07327387882800034,0,0,0,0,0,0,0,0,0,0,0,0,1.2612303360000006,1.8118285392000013,2.3546358528000004,5.427694728000002,0.9812264809501641,1.4095872029550454,1.831886679073656,4.222700362978865,0,0,0,0,2.050174054220266E-3,2.9451907044548407E-3,0.003827542991003835,0.008822907749678942,0,0,0,0,0,0,0,0,0.20738519852512657,0.008749152091407303,0.012568650626726685,0.016334103777874615,0.0376519064960086,0,0,0,0,0,0.8000000000000003,null,"",""]
["54985_G_GEN1","SERC_Southeastern","Alabama",1,"Houston",69,"54985","GEN1","Crestwood Dothan",10745,1995,9999,"Combustion Turbine","","","","","","Fossil","G",2025,"Oil","",0,0,0,0,0,0,0,0,0,0,0,0,0,0,0,0,0,0,0,0,0,0,0,0,0,0,0,0,0,0,0,0,0,0,0,0,0,0,0,0,0.023670258186506022,0,0,0,0,0,0,0,0,0,1.2,null,"",""]
["55_G_1","SERC_Southeastern","Alabama",1,"Covington",39,"55","1","Point A",0,1925,9999,"Hydro","","","","","","Non-Fossil","G",2025,"Hydro","",0,0,0,0,0,0,0,0,0,0,0,0,0,0,0,0,1.798876491644524,1.8567879565274186,1.4524378364180914,5.108102284590033,0,0,0,0,0,0,0,0,0,0,0,0,0,0,0,0,0,0,0,0,0.028454821709730575,2.5004383233858817E-3,0.002580935259573107,0.002018888592621151,0.007100262175580139,0,0,0,0,0,1.8,null,"",""]
["55061_G_GTG6","SERC_Southeastern","Georgia",13,"Heard",149,"55061","GTG6","Tenaska Georgia Generation Facility",11632,2002,9999,"Combustion Turbine","","","","DLNB + H2O","","Fossil","G",2025,"NaturalGas","",0.03128995472329332,0,0.042507203231972025,0.07379715795526534,0,0,0,0,0,0,0,0,0,0,0,0,2.68998923,0,3.6543331526666667,6.344322382666666,1.8317139495055486,0,2.4883716771906808,4.32008562669623,2.1902968484952708E-9,0,2.9755042733161366E-9,5.165801121811407E-9,5.6979007558207676E-4,0,7.7405617094506232E-4,0.001343846246527139,0,0,0,0,0,0,0,0,3.1067213869731667,0.012400850350299999,0,0.016846475833793333,0.02924732618409333,0.12793243599767568,0,0.15857877819656793,0.28651121419424364,0,157.5,null,"",""]
["55087_G_2B","MISO_Lower Michigan","Michigan",26,"Ottawa",139,"55087","2B","Zeeland Generating Station",7272,2002,9999,"Combined Cycle","","","SCR","LNB","","Fossil","G",2025,"NaturalGas","",2.040598141637946,1.3566198756444867,3.825001755500285,7.222219772782718,0,0,0,0,0,0,0,0,0,0,0,0,280.61030550575333,186.55388828993603,525.9903404153423,993.1545342110318,119.4566152114792,79.41652752022412,223.91560276699164,422.78874549869494,1.428418696487725E-7,9.4963391118350742E-8,2.67750123163242e-07,5.0555538393036523E-7,0.010672408351003845,0.007095175181500723,0.020004909268630133,0.037772492801134705,0,0,0,0,0,0,0,0,5.041455306126389,0.6412115591437,0.5061608421159003,1.2019198142576146,2.349292215517215,8.54589996915745,5.231870261715121,13.03427192773469,26.812042158607262,0,159.6,"SCR","",""]
["55094_G_UNT4","WECC_San Diego Gas and Electric","California",6,"San Diego",73,"55094","UNT4","MM San Diego-Miramar",10236,1997,9999,"Landfill Gas","","","","","","Non-Fossil","G",2025,"LF Gas","",0.027237267851982543,0.03517791603826745,0.045527902412,0.10794308630225,0,0,0,0,0,0,0,0,0,0,0,0,2.660928864,3.4366858185000004,4.44782165025,10.54543633275,2.0881215986284025,2.6968845287063457,3.4903572885347502,8.2753634158695,0,0,0,0,2.3387150321412995E-3,3.0205350068586993E-3,0.0039092316575,0.009268481696499999,0,0,0,0,0,0,0,0,0.41477039705025,0.018458857728864225,0.02384028203111588,0.0308545290917355,0.0731536688517156,0,0,0,0,0,1.6,null,"",""]
["55110_G_CT4","PJM West","Ohio",39,"Butler",17,"55110","CT4","Madison",13488,2000,9999,"Combustion Turbine","","","","DLNB","","Fossil","G",2025,"NaturalGas","",0,0,0,0,0,0,0,0,0,0,0,0,0,0,0,0,0,0,0,0,0,0,0,0,0,0,0,0,0,0,0,0,0,0,0,0,0,0,0,0,1.3807650608769613,0,0,0,0,0,0,0,0,0,70,null,"",""]
["55137_G_STG1","ERCOT_Rest","Texas",48,"Guadalupe",187,"55137","STG1","Rio Nogales Power Project",7050,2002,9999,"Combined Cycle","","","","LNB","","Fossil","G",2025,"NaturalGas","",0.7321595198203752,1.1380910004296465,5.636741388479512,7.5069919087295345,0,0,0,0,0,0,0,0,0,0,0,0,103.85241415890434,161.43134757865133,799.5377855998645,1064.82154733742,42.86061829027868,66.6238471651421,329.9748408815628,439.4593063369835,5.1251166406926109E-8,7.96663700603862e-08,3.9457189693038741E-7,5.2548943339769963E-7,0.010049075312830292,0.015620587954627332,0.07736570678694915,0.10303537005440677,0,0,0,0,0,0,0,0,9.746903988376166,0.3309155772331049,0.5143852263826001,1.7077164076943476,2.5530172113100527,2.8595280160287855,4.078124979784991,19.48712340084191,26.424776396655687,0,323,null,"",""]
["55154_G_CTB","ERCOT_Rest","Texas",48,"Bastrop",21,"55154","CTB","Lost Pines 1 Power Project",7286,2001,9999,"Combined Cycle","","","SCR","","","Fossil","G",2025,"NaturalGas","",0,0,0.8509593326754765,0.8509593326754765,0,0,0,0,0,0,0,0,0,0,0,0,0,0,116.79375963156862,116.79375963156862,0,0,49.81515933483056,49.81515933483056,0,0,5.9567153303921568E-8,5.9567153303921568E-8,0,0,0.005105755996058822,0.005105755996058822,0,0,0,0,0,0,0,0,5.338383124908141,0,0,0.38957532888321594,0.38957532888321594,0,0,2.9419035542131278,2.9419035542131278,0,169,"SCR","",""]
["55166_G_CT03","SERC_VACAR","South Carolina",45,"Cherokee",21,"55166","CT03","Broad River Energy Center",10745,2000,9999,"Combustion Turbine","","","","DLNB","","Fossil","G",2025,"NaturalGas","",0.1572524741104491,1.5553069409159784E-3,0.48984479841822576,0.6486525794695909,0,0,0,0,0,0,0,0,0,0,0,0,14.634944077295405,0.14474703963861038,45.58816178856261,60.36785290549662,9.205559834430796,0.09104766832127191,28.67551449939604,37.972122002148105,1.1007673185410872E-8,1.0887148584116648E-10,3.4289135878992768E-8,4.5405680550244805E-8,3.0436216359663007E-3,3.0102965837062642E-5,0.009480946073629174,0.012554670675432538,0,0,0,0,0,0,0,0,3.3434239688377074,0.06746709219633182,6.6728385273399384E-4,0.21016142584527361,0.27829580189433945,0.6976761253311771,6.107443659600525E-3,1.8661198527654244,2.569903421756202,0,169.5,null,"",""]
["55199_G_GT3","PJM_ComEd","Illinois",17,"Will",197,"55199","GT3","Elwood Energy LLC",11361,1999,9999,"Combustion Turbine","","","","DLNB","","Fossil","G",2025,"NaturalGas","",0,0,0.1728429900098889,0.1728429900098889,0,0,0,0,0,0,0,0,0,0,0,0,0,0,15.213712702222223,15.213712702222223,0,0,10.118228635182334,10.118228635182334,0,0,1.2099009277777777E-8,1.2099009277777777E-8,0,0,0.004625278412717535,0.004625278412717535,0,0,0,0,0,0,0,0,2.9587822733077775,0,0,0.07013521555724445,0.07013521555724445,0,0,0.5833514260137777,0.5833514260137777,0,150,null,"",""]
["55210_G_0002","WECC_New Mexico","New Mexico",35,"Dona Ana",13,"55210","0002","Afton Generating Station",8460,2007,9999,"Combined Cycle","","","SCR","NH3","","Fossil","G",2025,"NaturalGas","",0.15243838323080486,0.06123593172519511,2.6375844795799996,2.8512587945359997,0,0,0,0,0,0,0,0,0,0,0,0,18.018721422,7.238289801999999,311.77121507999993,337.02822630399993,8.923742954291193,3.584751443176809,154.40419543442798,166.912689831896,1.0670686792682924E-8,4.2865152073170709E-9,1.8463091199999998E-7,1.9958811399999996E-7,1.8366379228536584E-3,7.377947211463404E-4,0.03177866084299999,0.03435309348699999,0,0,0,0,0,0,0,0,2.988231027316,0.0736532450634902,0.029822640490807198,0.7124161265469768,0.8158920121012743,0.5700785665578638,0.19834233933013598,8.141608410753998,8.910029316641998,0,94.6,"SCR","",""]
["55221_G_G4","MISO_Arkansas","Arkansas",5,"Pulaski",119,"55221","G4","Harry L. Oswald",8508,2002,9999,"Combined Cycle","","","","STM","","Fossil","G",2025,"NaturalGas","",0.07163385410515512,0,0.19739231342213687,0.26902616752729197,0,0,0,0,0,0,0,0,0,0,0,0,8.41958792962044,0,23.200789071715327,31.62037700133577,4.193445819318996,0,11.555346027732972,15.748791847051969,5.0143698348540143E-9,0,1.3817461944343067E-8,1.8831831779197081E-8,4.286137844444044E-3,0,0.011810765668300307,0.01609690351274435,0,0,0,0,0,0,0,0,1.418280146915418,0.03315982681994677,0,0.09137432308268296,0.12453414990262973,0.28544592961123727,0,0.6842482930730202,0.9696942226842575,0,47,null,"",""]
["55236_G_CT1","PJM_ComEd","Illinois",17,"Lee",103,"55236","CT1","Lee Energy Facility",12699,2001,9999,"Combustion Turbine","","","","DLNB","","Fossil","G",2025,"NaturalGas","",0,0,1.9092580581439955E-3,1.9092580581439955E-3,0,0,0,0,0,0,0,0,0,0,0,0,0,0,0.15034711852792554,0.15034711852792554,0,0,0.11176796672620576,0.11176796672620576,0,0,1.3364803275726922E-10,1.3364803275726922E-10,0,0,2.9230740835435447E-5,2.9230740835435447E-5,0,0,0,0,0,0,0,0,1.6746707666922411,0,0,9.8026321280207467E-4,9.8026321280207467E-4,0,0,0.006443815921087453,0.006443815921087453,0,84.9,null,"",""]
["55244_G_CTG5","SERC_Southeastern","Georgia",13,"Walton",297,"55244","CTG5","Doyle Energy Facility",12393,2000,9999,"Combustion Turbine","","","","","","Fossil","G",2025,"NaturalGas","",0,0,1.683424478746669E-3,1.683424478746669E-3,0,0,0,0,0,0,0,0,0,0,0,0,0,0,0.13583672062500002,0.13583672062500002,0,0,0.09854766898351641,0.09854766898351641,0,0,1.178397489795903e-10,1.178397489795903e-10,0,0,2.2835653098598684E-5,2.2835653098598684E-5,0,0,0,0,0,0,0,0,1.4793911366538282,0,0,8.8565541847500015E-4,8.8565541847500015E-4,0,0,0.006280239035555191,0.006280239035555191,0,75,null,"",""]
["55259_G_ST1","MISO_Indiana (including parts of Kentucky)","Indiana",18,"Lake",89,"55259","ST1","Whiting Clean Energy",7985,2002,9999,"Combined Cycle","","","SCR","NH3","","Fossil","G",2025,"NaturalGas","",1.9228623876878765,0.529872734055463,2.5217775597991694,4.9745126815425085,0,0,0,0,0,0,0,0,0,0,0,0,240.80931592849117,66.35851397066666,315.81434687518123,622.9821767743391,141.27990704633692,38.93173588140091,185.28444964178587,365.4960925695237,1.6893736776579683E-7,4.6553151965197304E-8,2.2155639663450289E-7,4.3704691636549704E-7,0.009814435408515801,0.00270451060690525,0.012871343853380119,0.02539028986880117,0,0,0,0,0,0,0,0,6.728258021334105,0.5835643391252081,0.24438059907437917,1.0534251011188551,1.8813700393184423,7.7124841978917855,1.9471550676317397,8.561697029560046,18.22133629508357,0,213,"SCR","",""]
["55283_G_1","WECC_Colorado","Colorado",8,"El Paso",41,"55283","1","Front Range Power Plant",7573,2003,9999,"Combined Cycle","","","","DLNB","","Fossil","G",2025,"NaturalGas","",1.7975147168078858,0.6674105568888533,2.811179080800979,5.2761043544977175,0,0,0,0,0,0,0,0,0,0,0,0,237.3583410547826,88.13027292867393,371.21075938213045,696.699373365587,105.22651152193305,39.07021400027322,164.56642339008317,308.86314891228943,1.2582603027478496E-7,4.6718739018693318E-8,1.9678253590760875E-7,3.69327305201087E-7,0.030693771231656973,0.011396483577680002,0.04800277115481523,0.0900930259641522,0,0,0,0,0,0,0,0,4.073783400714523,0.5069688272684345,0.2808185093634891,0.8561851737878975,1.6439725104198213,7.293137234171999,2.3367907708511755,8.716771499136067,18.34669950415924,0,135,null,"",""]
["55297_G_1","MISO_Lower Michigan","Michigan",26,"Van Buren",159,"55297","1","New Covert Generating Facility",7131,2004,9999,"Combined Cycle","","","SCR","DLNB","","Fossil","G",2025,"NaturalGas","",2.7645838060925327,2.7427586755710265,5.182077591706743,10.689420073370302,0,0,0,0,0,0,0,0,0,0,0,0,387.6852904350923,384.6246915679639,726.6971801580371,1499.0071621610934,161.83873600866343,160.5610928679351,303.35882221852506,625.7586510951237,1.9352086642328449E-7,1.919931072868055E-7,3.6274543126882993E-7,7.4825940497891991E-7,0.010498632004814561,0.010415750084831808,0.019679173962597867,0.04059355605224424,0,0,0,0,0,0,0,0,6.965168515043083,0.8858843907707701,0.9198099086745771,1.6605471102518414,3.4662414096971883,11.577907565994257,10.577581684749331,17.658713066941363,39.814202317684945,0,220.5,"SCR","",""]
["55306_G_ST12","WECC_Arizona","Arizona",4,"Maricopa",13,"55306","ST12","Gila River Power Block 4",7534,2003,9999,"Combined Cycle","","","SCR","LNB","","Fossil","G",2025,"NaturalGas","",0.7339913422774292,0.008205380183205888,1.129417481193361,1.8716142036539962,0,0,0,0,0,0,0,0,0,0,0,0,97.42385748312039,1.0891133771184467,149.90940817524273,248.42237903548158,42.967853176944054,0.4803429559251358,66.11609934899641,109.5642954818656,5.13793941433716e-08,5.743766148808303e-10,7.9059223955339816E-8,1.3101299471359226E-7,4.355478075765625E-3,4.8690429209132174E-5,6.701922481526212E-3,0.01110609098650097,0,0,0,0,0,0,0,0,7.044138679612824,0.3386187223507268,4.5348125890871845E-3,0.5000353373055805,0.8431888722453944,3.1402585217512,0.029148387321400182,4.211953572022654,7.381360481095253,0,223,"SCR","",""]
["55332_G_3","SERC_Southeastern","Georgia",13,"Washington",303,"55332","3","Washington County Power LLC",10745,2003,9999,"Combustion Turbine","","","","DLNB","","Fossil","G",2025,"NaturalGas","",0.1266267597124197,0.019269289521455173,0.3926231360337125,0.5385191852675874,0,0,0,0,0,0,0,0,0,0,0,0,11.784714724289197,1.793326153696182,36.54007780674249,50.11811868472787,7.412730513568772,1.1280242085865497,22.98415838339805,31.524913105553377,8.8638732768266345E-9,1.3488502812562267E-9,2.7483619618196588E-8,3.769634317627945E-8,2.6680258270292447E-3,4.0600393020010254E-4,0.008272569476444981,0.011346599233674329,0,0,0,0,0,0,0,0,2.95878227330788,0.0543275348789732,0.0082672335685394,0.16844975868908288,0.23104452713659546,0.5177274935593521,0.07163139918955128,1.4647328563191717,2.0540917490680752,0,150,null,"",""]
["55365_G_GT2","ERCOT_Rest","Texas",48,"Harris",201,"55365","GT2","Exelon LaPorte Generating Station",12927,2001,9999,"Combustion Turbine","","","","DLNB","","Fossil","G",2025,"NaturalGas","",0,0,0,0,0,0,0,0,0,0,0,0,0,0,0,0,0,0,0,0,0,0,0,0,0,0,0,0,0,0,0,0,0,0,0,0,0,0,0,0,0.74955817590475,0,0,0,0,0,0,0,0,0,38,null,"",""]
["55391_G_03","MISO_Wisconsin- Upper Michigan (WUMS)","Wisconsin",55,"Dane",25,"55391","03","RockGen Energy Center",11096,2001,9999,"Combustion Turbine","","","","DLNB + H2O","","Fossil","G",2025,"NaturalGas","",0,0,0.29973059180266665,0.29973059180266665,0,0,0,0,0,0,0,0,0,0,0,0,0,0,27.012490249,27.012490249,0,0,17.546228844142,17.546228844142,0,0,2.0981141499999998E-8,2.0981141499999998E-8,0,0,5.5420186425020005E-3,5.5420186425020005E-3,0,0,0,0,0,0,0,0,3.2152100703276667,0,0,0.12452758004789,0.12452758004789,0,0,1.0381749268696667,1.0381749268696667,0,163,null,"",""]
["55402_G_CT3","MISO_Lower Michigan","Michigan",26,"Montcalm",117,"55402","CT3","Renaissance Power Plant",11042,2002,9999,"Combustion Turbine","","","","DLNB","","Fossil","G",2025,"NaturalGas","",0,0,0.2511543619665,0.2511543619665,0,0,0,0,0,0,0,0,0,0,0,0,0,0,22.74536877075,22.74536877075,0,0,14.702576349526,14.702576349526,0,0,1.7580805375e-08,1.7580805375e-08,0,0,0.006111841398511685,0.006111841398511685,0,0,0,0,0,0,0,0,3.21521007032775,0,0,0.1048561500331575,0.1048561500331575,0,0,0.8558464698745,0.8558464698745,0,163,null,"",""]
["55451_G_STG2","SERC_Central_TVA","Mississippi",28,"Benton",9,"55451","STG2","Magnolia Power Plant",7205,2003,9999,"Combined Cycle","","","SCR","DLNB","","Fossil","G",2025,"NaturalGas","",1.9001853862976539,2.5758068569812673,3.5618048847150323,8.037797127993954,0,0,0,0,0,0,0,0,0,0,0,0,263.7314901176471,357.5026866039216,494.351823,1115.585999721569,111.2368525138643,150.7877334076828,208.5080579512162,470.5326438727633,1.3301297697003306E-7,1.8030647989271202E-7,2.4932634199346407E-7,5.626457988562092E-7,0.011737186113479833,0.01591040784271711,0.0216443780960378,0.04929197205223475,0,0,0,0,0,0,0,0,4.738209874178922,0.6026424427600394,0.8169153112969412,1.1296238839840522,2.549181638041033,7.657722017015212,9.31042853401224,12.390862498868627,29.359013049896078,0,150,"SCR","",""]
["55464_G_STG1","ERCOT_Rest","Texas",48,"Harris",201,"55464","STG1","Deer Park Energy Center",6521,2004,9999,"Combined Cycle","","","SCR","DLNB","","Fossil","G",2025,"NaturalGas","",1.0597746936501873,0.9190701439282705,4.551974068357914,6.530818905936372,0,0,0,0,0,0,0,0,0,0,0,0,162.5172049762547,140.94006194268414,698.04846930804,1001.505736226979,101.25491765939528,87.8114681396451,434.9129699368131,623.9793557358535,1.210769427722155E-7,1.0500175545500049E-7,5.2005308992821469E-7,7.461317881554307E-7,0.006932896239195421,0.00601242696449996,0.029778370901810236,0.04272369410550562,0,0,0,0,0,0,0,0,8.907834563456511,0.5420896953529727,0.47011733467051453,1.5950830692271378,2.6072900992506254,4.139064432181367,3.2933068715191394,15.73690795338319,23.169279257083694,0,282,"SCR","",""]
["55496_G_CT02","MISO_Illinois","Illinois",17,"Piatt",147,"55496","CT02","Goose Creek Energy Center",13485,2003,9999,"Combustion Turbine","","","","DLNB","","Fossil","G",2025,"NaturalGas","",0,0,0.014947146714213056,0.014947146714213056,0,0,0,0,0,0,0,0,0,0,0,0,0,0,1.1084276391666665,1.1084276391666665,0,0,0.875005968646999,0.875005968646999,0,0,1.0463002799784941E-9,1.0463002799784941E-9,0,0,1.3355275584119792E-4,1.3355275584119792E-4,0,0,0,0,0,0,0,0,1.4202154911876665,0,0,0.007226948207366667,0.007226948207366667,0,0,0.05028691665057788,0.05028691665057788,0,72,null,"",""]
["55540_G_GEN1","WECC_San Diego Gas and Electric","California",6,"San Diego",73,"55540","GEN1","Chula Vista Energy Center",12369,2001,9999,"Combustion Turbine","","","SCR","DLNB","","Fossil","G",2025,"NaturalGas","",0,0,0.005993429426999999,0.005993429426999999,0,0,0,0,0,0,0,0,0,0,0,0,0,0,0.484552464,0.484552464,0,0,0.35085535866999995,0.35085535866999995,0,0,4.1954e-10,4.1954e-10,0,0,4.2733152e-05,4.2733152e-05,0,0,0,0,0,0,0,0,0.733970152769,0,0,0.00250513623888,0.00250513623888,0,0,0.026138710521,0.026138710521,0,33.6,"SCR","",""]
["55572_G_HC30","MISO_Minnesota and Western Wisconsin","Minnesota",27,"Lincoln",81,"55572","HC30","Hope Creek LLC",0,2001,9999,"Onshore Wind","","","","","","Non-Fossil","G",2025,"Wind","",0,0,0,0,0,0,0,0,0,0,0,0,0,0,0,0,1.634305993586338,2.22033099000532,1.8502297574356457,5.7048667410273035,0,0,0,0,0,0,0,0,0,0,0,0,0,0,0,0,0,0,0,0,0.06699388667447813,0,0,0,0,0,0,0,0,0,1.8999999989425354,null,"",""]
["55607_G_GEN1","WECC_Wyoming","Wyoming",56,"Carbon",7,"55607","GEN1","Foote Creek I",0,1999,9999,"Onshore Wind","","","","","","Non-Fossil","G",2025,"Wind","",0,0,0,0,0,0,0,0,0,0,0,0,0,0,0,0,38.2645167818147,44.829706059082305,35.39607576734159,118.49029860823859,0,0,0,0,0,0,0,0,0,0,0,0,0,0,0,0,0,0,0,0,1.45976153014805,0,0,0,0,0,0,0,0,0,41.399999961403424,null,"",""]
["55656_G_ST03","WECC_Southern California Edison","California",6,"Kern",29,"55656","ST03","Pastoria Energy Facility, LLC",7071,2005,9999,"Combined Cycle","","","SCR","DLNB","","Fossil","G",2025,"NaturalGas","",2.1632206264394296,2.932365738062343,3.9024634092030825,8.998049773704855,0,0,0,0,0,0,0,0,0,0,0,0,305.9285287002353,414.7031166825412,551.8969607131764,1272.528606095953,126.63493547176074,171.66069030616438,228.45020797473612,526.7458337526613,1.5142544412652601E-7,2.0526560203817979E-7,2.7317243873333334E-7,6.29863484898039e-07,0.007564156833820002,0.010253634819178212,0.013645785781260944,0.031463577434259156,0,0,0,0,0,0,0,0,5.496323454047663,0.699065233975857,0.9476217616117175,1.2611180121405396,2.907805007728114,10.043308580941908,11.211063912141341,16.15049967240152,37.40487216548477,0,174,"SCR","",""]
["55690_G_STG8","PJM_Western MAAC","Pennsylvania",42,"Northampton",95,"55690","STG8","Bethlehem Power Plant",8107,2003,9999,"Combined Cycle","","","SCR","H2O + OFA","","Fossil","G",2025,"NaturalGas","",3.253837518359609,0.9521270279348618,3.5701542549499736,7.776118801244445,0,0,0,0,0,0,0,0,0,0,0,0,401.36148000000014,117.44505093560852,440.37920993582014,959.1857408714288,190.47964832479488,55.73751621531377,208.99683008475537,455.21399462486403,2.2776862600897696E-7,6.6648891874620921E-8,2.4991079792989418E-7,5.4432831581349206E-7,0.0089850525778747,0.002629175967926999,0.00985852044305115,0.021472748988852847,0,0,0,0,0,0,0,0,6.159672836432659,0.9171353129999223,0.39174776536244604,1.0062931912229016,2.31517626958527,11.673572160775677,2.9699422512804325,10.156539354282181,24.80005376633829,0,195,"SCR","",""]
["55718_G_GT1","MISO_Lower Michigan","Michigan",26,"St Clair",147,"55718","GT1","Dean",12023,2002,9999,"Combustion Turbine","","","","DLNB","","Fossil","G",2025,"NaturalGas","",0,0,0.030572846790647246,0.030572846790647246,0,0,0,0,0,0,0,0,0,0,0,0,0,0,2.542863411,2.542863411,0,0,1.78973445111298,1.78973445111298,0,0,2.1400992498908364E-9,2.1400992498908364E-9,0,0,4.7128043347969488E-4,4.7128043347969488E-4,0,0,0,0,0,0,0,0,1.53856678212,0,0,0.01657946943972,0.01657946943972,0,0,0.10418159889709397,0.10418159889709397,0,78,null,"",""]
["55753_G_P-21","WECC_Northern California (not including BANC)","California",6,"Sonoma",97,"55753","P-21","Sonoma Central Landfill Phase II",14103,1996,9999,"Landfill Gas","","","","","","Non-Fossil","G",2025,"LF Gas","",0.017101653727238736,0.018266012987822725,0.028523442930218863,0.06389110964528032,0,0,0,0,0,0,0,0,0,0,0,0,1.1513694277459516,1.2297599551727856,1.9203417802548577,4.301471163173595,0.9855512026483191,1.0526520624766023,1.6437774926255972,3.6819807577505186,0,0,0,0,2.6883799780902237E-3,2.8714172546824976E-3,0.004483885248890429,0.01004368248166315,0,0,0,0,0,0,0,0,0.1814620420948273,0.007987047210340737,0.008530842128212921,0.013321406743370299,0.029839296081923955,0,0,0,0,0,0.6999999744835981,null,"",""]
["55821_G_A","FRCC","Florida",12,"Orange",95,"55821","A","Curtis H Stanton Energy Center",7461,2003,9999,"Combined Cycle","","","SCR","DLNB + H2O","","Fossil","G",2025,"NaturalGas","",0.07763915149039491,0.5012292280041684,2.121275145745662,2.7001435252402253,0,0,0,0,0,0,0,0,0,0,0,0,10.405998055281572,67.17989920983257,284.31512474809733,361.9010220132115,4.544995928251268,29.34195900738672,124.17944703194519,158.06640196758318,5.4347405898426675E-9,3.5086045866778336E-8,1.4848926028310498E-7,1.89010046739726E-7,4.8260510280333626E-4,0.00311564176662741,0.013185850053223746,0.016784096922654493,0,0,0,0,0,0,0,0,5.938556375637674,0.04287398645809308,0.27460425542741757,0.7714081131620538,1.0888863550475645,0.3278559920251265,1.9408670049413819,8.46745069282366,10.736173689790169,0,188,"SCR","",""]
["55925_G_GEN1","MISO_Wisconsin- Upper Michigan (WUMS)","Wisconsin",55,"Manitowoc",71,"55925","GEN1","Ridgeview",13500,2002,9999,"Landfill Gas","","","","","","Non-Fossil","G",2025,"LF Gas","",0.016880830922189945,0.024101897500277556,0.028633033677097047,0.06961576209956455,0,0,0,0,0,0,0,0,0,0,0,0,1.2650394151219957,1.8061818436320167,2.145742489988102,5.216963748742114,0.972825405214581,1.3889682510430614,1.6500930977770982,4.011886754034741,0,0,0,0,1.8667667014676567E-3,2.6653083549673987E-3,0.003166384052841532,0.007698459109276587,0,0,0,0,0,0,0,0,0.24927655242921412,0.008775575664972952,0.01252947951188111,0.014885010975426537,0.0361900661522806,0,0,0,0,0,0.7999998884462318,null,"",""]
["55934_G_C3","WECC_Southern California Edison","California",6,"San Bernardino",71,"55934","C3","Century Generating Facility",13738,2001,9999,"Combustion Turbine","","","","","","Fossil","G",2025,"NaturalGas","",0,0,1.0509261708636472E-3,1.0509261708636472E-3,0,0,0,0,0,0,0,0,0,0,0,0,0,0,0.07649775592279412,0.07649775592279412,0,0,0.06152121804257865,0.06152121804257865,0,0,7.356482096289628e-11,7.356482096289628e-11,0,0,4.180006298405421E-4,4.180006298405421E-4,0,0,0,0,0,0,0,0,0.18738954397613236,0,0,3.5842573550825657E-4,3.5842573550825657E-4,0,0,0.004349299659875863,0.004349299659875863,0,9.5,null,"",""]
["55996_G_01","MISO_Iowa","Iowa",19,"Linn",113,"55996","01","Alliant SBD0201 Ingredion",22023,2003,9999,"Combustion Turbine","","","","","","Fossil","G",2025,"",null,0,0,0,0,0,0,0,0,0,0,0,0,0,0,0,0,0,0,0,0,0,0,0,0,0,0,0,0,0,0,0,0,0,0,0,0,0,0,0,0,0.03550538542077043,0,0,0,0,0,0,0,0,0,1.8879580163372789,null,"",""]
["55997_G_8","PJM_AP","Pennsylvania",42,"Franklin",55,"55997","8","Orchard Park",10745,2003,9999,"Combustion Turbine","","","","","","Fossil","G",2025,"NaturalGas","",5.2734783774257415E-4,0,0.019896104052600658,0.020423451890343232,0,0,0,0,0,0,0,0,0,0,0,0,0.049078439999999994,0,1.851661614930693,1.9007400549306932,0.030870942424765676,0,1.1647179312293003,1.1955888736540659,3.6914320132013196E-11,0,1.3927272013201316E-9,1.4296415214521447E-9,0.000322183161551155,0,0.012155524770653466,0.01247770793220462,0,0,0,0,0,0,0,0,0.11440624790120131,2.3165023679999998E-4,0,0.00873984282247287,0.00897149305927287,1.9329038890825083E-3,0,0.057349223012699665,0.059282126901782174,0,5.8,null,"",""]
["56047_G_CTG1","ISONE_Connecticut","Connecticut",9,"New Haven",9,"56047","CTG1","CPV Towantic Energy Center",7050,2018,9999,"Combined Cycle","","","SCR","DLNB + H2O","","Fossil","G",2025,"NaturalGas","",1.6909937415409413,0.449026592360089,5.747979588642511,7.887999922543541,0,0,0,0,0,0,0,0,0,0,0,0,239.85726830365408,63.69171522837465,815.3162537080793,1118.8652372401082,98.99077362979592,26.286016716756787,336.48672511910087,461.76351546565354,1.1836956215684609E-7,3.1431861531320453E-8,4.0235857080431709E-7,5.5215999449248361E-7,4.8796839493327445E-3,1.2957516055419787E-3,0.016586887965154822,0.022762323520029545,0,0,0,0,0,0,0,0,7.991780654448439,0.610269837822771,0.2545530460234379,1.8630470655492006,2.7278699493954095,12.532443476446115,1.8522046557988638,18.397347677644582,32.781995809889565,0,253,"SCR","",""]
["56114_G_2","MISO_Illinois","Illinois",17,"Madison",119,"56114","2","IMEA Highland",12283,1996,9999,"Combustion Turbine","","","","","","Fossil","G",2025,"Oil","",0,0,0,0,0,0,0,0,0,0,0,0,0,0,0,0,0,0,0,0,0,0,0,0,0,0,0,0,0,0,0,0,0,0,0,0,0,0,0,0,0.04867197016279175,0,0,0,0,0,0,0,0,0,1.7999999999999996,null,"",""]
["56128_G_3","SERC_Delta_AECI","Missouri",29,"Macon",121,"56128","3","Sub 3 Generating Station",12283,2003,9999,"Combustion Turbine","","","","","","Fossil","G",2025,"",null,0,0,0,0,0,0,0,0,0,0,0,0,0,0,0,0,0,0,0,0,0,0,0,0,0,0,0,0,0,0,0,0,0,0,0,0,0,0,0,0,0.03550538349580996,0,0,0,0,0,0,0,0,0,2.1197155822683227,null,"",""]
["56150_G_C11B","SERC_Southeastern","Georgia",13,"Effingham",103,"56150","C11B","McIntosh Combined Cycle Facility",7050,2005,9999,"Combined Cycle","","","SCR","DLNB + H2O","","Fossil","G",2025,"NaturalGas","",2.2472824006669763,3.0463161431263464,4.2124213224589475,9.506019866252268,0,0,0,0,0,0,0,0,0,0,0,0,318.76346108749294,432.10158058526815,597.5065705615295,1348.3716122342908,131.55591173503583,178.33134701860385,246.59514421673674,556.4824029703765,1.5730976811563136E-7,2.1324213011229986E-7,2.9486949247501137E-7,6.6542139070294269E-7,0.006705913903088693,0.009090238846409119,0.012569908750147902,0.02836606149964571,0,0,0,0,0,0,0,0,5.7269163345909915,0.7283938325556711,0.9873783063532444,1.365338735574373,3.0811108744832882,9.18826231721649,11.32433489375918,15.714998300913203,36.22759551188887,0,181.3,"SCR","",""]
["562_G_10","ISONE_Connecticut","Connecticut",9,"Middlesex",7,"562","10","Middletown",18367,1966,9999,"Combustion Turbine","","","","","","Fossil","G",2025,"",null,0,0,0,0,0,0,0,0,0,0,0,0,0,0,0,0,0,0,0,0,0,0,0,0,0,0,0,0,0,0,0,0,0,0,0,0,0,0,0,0,0.339273680947786,0,0,0,0,0,0,0,0,0,34.199998011628026,null,"",""]
["56233_G_STG","ERCOT_West","Texas",48,"Scurry",415,"56233","STG","EG178 Facility",7370,2005,9999,"Combined Cycle","","","SCR","NH3 + STM","","Fossil","G",2025,"NaturalGas","",0,0,0.078952974692,0.078952974692,0,0,0,0,0,0,0,0,0,0,0,0,0,0,10.712750975999999,10.712750975999999,0,0,4.6219071385340005,4.6219071385340005,0,0,5.526708E-9,5.526708E-9,0,0,9.3191421000000008E-4,9.3191421000000008E-4,0,0,0,0,0,0,0,0,0.505409053246,0,0,0.03573327460203729,0.03573327460203729,0,0,0.263000451145,0.263000451145,0,16,"SCR","",""]
["56249_G_2","SERC_VACAR","North Carolina",37,"Anson",7,"56249","2","Anson County Generation Facility",10745,2007,9999,"Combustion Turbine","","","","H2O","","Fossil","G",2025,"NaturalGas","",0.03698736843712337,0.000400226443376622,0.16328159921983332,0.20066919410033335,0,0,0,0,0,0,0,0,0,0,0,0,3.4422864994999993,0.03724769133333333,15.196053906,18.67558809683333,2.165240548309562,0.023429255995271393,9.558504818336834,11.747174622641667,2.5891158153623443E-9,2.8015851304322355E-11,1.1429712E-8,1.4046843666666666E-8,0.001663691832442197,1.8002185424599552E-5,7.3444063329598935E-3,0.00902610035082669,0,0,0,0,0,0,0,0,1.1144746562793333,0.01624759227764,1.7580910309333332E-4,0.07172537443631999,0.08814877581705333,0.1641004635593876,1.5716257606123757E-3,0.6220399499591667,0.7877120392791667,0,56.5,null,"",""]
["56261_G_Unit1","SERC_VACAR","North Carolina",37,"Davidson",57,"56261","Unit1","Lexington",12283,2005,9999,"Combustion Turbine","","","","","","Fossil","G",2025,"Oil","",0,0,0,0,0,0,0,0,0,0,0,0,0,0,0,0,0,0,0,0,0,0,0,0,0,0,0,0,0,0,0,0,0,0,0,0,0,0,0,0,0.03550538685951022,0,0,0,0,0,0,0,0,0,1.7999999786982255,null,"",""]
["56299_G_1","PJM_Western MAAC","Pennsylvania",42,"Luzerne",79,"56299","1","Wind Park Bear Creek",0,2006,9999,"Onshore Wind","","","","","","Non-Fossil","G",2025,"Wind","",0,0,0,0,0,0,0,0,0,0,0,0,0,0,0,0,18.65260417567847,22.742550800803883,14.55191718005977,55.94707215654212,0,0,0,0,0,0,0,0,0,0,0,0,0,0,0,0,0,0,0,0,1.1355550429455132,0,0,0,0,0,0,0,0,0,24,null,"",""]
["56324_G_GEN1","NY_Zone F (Capital)","New York",36,"Albany",1,"56324","GEN1","Colonie LFGTE Facility",13500,2006,9999,"Landfill Gas","","","","","","Non-Fossil","G",2025,"LF Gas","",0.02287839610170788,0.032822497309905024,0.04322176587127742,0.09892265928289032,0,0,0,0,0,0,0,0,0,0,0,0,1.6946960075354842,2.431296097032259,3.201612286761291,7.327604391329035,1.3184590889465138,1.8915276974742345,2.4908271453958193,5.700813931816568,0,0,0,0,2.5300074328799067E-3,3.629675864976463E-3,0.004779678978915212,0.010939362276771582,0,0,0,0,0,0,0,0,0.4147703970502194,0.0117561025099135,0.01686589572499799,0.022209577453894097,0.050831575688805586,0,0,0,0,0,1.6000000000000003,null,"",""]
["56346_G_ICE3","WECC_Southern California Edison","California",6,"San Bernardino",71,"56346","ICE3","Bear Valley Power Plant",18000,2005,9999,"Combustion Turbine","","","","","","Fossil","G",2025,"NaturalGas","",0,0,0,0,0,0,0,0,0,0,0,0,0,0,0,0,0,0,0,0,0,0,0,0,0,0,0,0,0,0,0,0,0,0,0,0,0,0,0,0,0.02367025818642857,0,0,0,0,0,0,0,0,0,1.2,null,"",""]
["56407_G_1B","FRCC","Florida",12,"Palm Beach",99,"56407","1B","West County Energy Center",7060,2009,9999,"Combined Cycle","","","SCR","DLNB + H2O + NH3","","Fossil","G",2025,"NaturalGas","",3.1975790454601016,4.334496039401468,5.9937060637003245,13.525781148561894,0,0,0,0,0,0,0,0,0,0,0,0,452.91487896034323,613.9512803684652,848.9668645467907,1915.8330238755989,187.1862773212294,253.74139814655496,350.871552969017,791.7992284368013,2.2383053314883024E-7,3.03414722712859e-07,4.1955942455027814E-7,9.468046804119673E-7,0.012502312835088115,0.016947579620897206,0.02343497601918183,0.05288486847516715,0,0,0,0,0,0,0,0,8.137085757256655,1.0349379548770243,1.4029158943888607,1.9399407512716085,4.377794600537493,13.502793756791135,16.78409772593174,23.92495413121965,54.21184561394252,0,257.6,"SCR","",""]
["56407_G_3ST","FRCC","Florida",12,"Palm Beach",99,"56407","3ST","West County Energy Center",7060,2011,9999,"Combined Cycle","","","SCR","LNB + NH3","","Fossil","G",2025,"NaturalGas","",6.031458300423381,8.175976807240579,11.305674597639701,25.51310970530366,0,0,0,0,0,0,0,0,0,0,0,0,854.3142068588149,1158.0703692975046,1601.370339609028,3613.7549157653475,353.08156890677543,478.62168229585023,661.834190945828,1493.5374421484535,4.2220208096667919E-7,5.72318376421499e-07,7.9139722200691024E-7,1.7859176793950883E-6,0.023272860884178986,0.03154765586522037,0.04362384335703158,0.09844436010643093,0,0,0,0,0,0,0,0,15.34864118575702,1.9521597526193557,2.646260997995137,3.6592283037378674,8.25764905435236,25.469749559102524,31.659134646856486,45.12863048276252,102.25751468872153,0,485.90000000000003,"SCR","",""]
["56442_G_TSWP","WECC_Idaho","Idaho",16,"Twin Falls",83,"56442","TSWP","Thousand Springs Wind Park",0,2011,9999,"Onshore Wind","","","","","","Non-Fossil","G",2025,"Wind","",0,0,0,0,0,0,0,0,0,0,0,0,0,0,0,0,8.250200750798133,12.11262127070649,11.303841052348089,31.666663073852714,0,0,0,0,0,0,0,0,0,0,0,0,0,0,0,0,0,0,0,0,0.5164660530909341,0,0,0,0,0,0,0,0,0,12,null,"",""]
["56482_G_1","WECC_Arizona","Arizona",4,"Mohave",15,"56482","1","Black Mountain Generating Station",10745,2008,9999,"Combustion Turbine","","","","H2O","","Fossil","G",2025,"NaturalGas","",0,0.039480457125,0.15209883967350002,0.19157929679850003,0,0,0,0,0,0,0,0,0,0,0,0,0,3.674309644,14.155313138499999,17.8296227825,0,2.3111859600845,8.9038660744685,11.215052034553,0,2.7636322499999998E-9,1.064691875e-08,1.3410551000000001E-8,0,1.8660438064104742E-3,0.007188951656966594,0.009054995463377067,0,0,0,0,0,0,0,0,0.8876346819925,0,0.01734274151968,0.06681307801371998,0.08415581953339998,0,0.14024842605750001,0.5672244867199999,0.7074729127774999,0,45,null,"",""]
["56499_G_HY1","WECC_Montana","Montana",30,"Liberty",51,"56499","HY1","Tiber Dam Hydroelectric Plant",0,2004,9999,"Hydro","","","","","","Non-Fossil","G",2025,"Hydro","",0,0,0,0,0,0,0,0,0,0,0,0,0,0,0,0,5.880498408659641,8.14848016310241,13.270295749472895,27.299274321234947,0,0,0,0,0,0,0,0,0,0,0,0,0,0,0,0,0,0,0,0,0.11856175712383285,0.0081738927880369,0.011326387426712351,0.018445711091767326,0.037945991306516574,0,0,0,0,0,7.500000000000002,null,"",""]
["56510_G_GEN2","PJM_EMAAC","Pennsylvania",42,"Lancaster",71,"56510","GEN2","Frey Farm Landfill",10885,2006,9999,"Landfill Gas","","","","","","Non-Fossil","G",2025,"LF Gas","",0.02759075253087876,0.03713090614306206,0.0464316254322842,0.111153284106225,0,0,0,0,0,0,0,0,0,0,0,0,2.534749888,3.4111994619259254,4.265652313481482,10.211601663407407,1.8548498827060356,2.4962079895119857,3.121469589873015,7.472527462091036,0,0,0,0,0.003559294353098141,4.790004347018372E-3,0.005989826555987466,0.01433912525610398,0,0,0,0,0,0,0,0,0.4568737299691853,0.01758355444741659,0.02366348323112059,0.02959082079969319,0.07083785847823038,0,0,0,0,0,1.6000000000000003,null,"",""]
["56516_G_2G09","WECC_Colorado","Colorado",8,"Jefferson",59,"56516","2G09","Plains End II LLC",10745,2008,9999,"Combustion Turbine","","","","","","Fossil","G",2025,"NaturalGas","",0.002814152191175065,0,0.08016709945961208,0.08298125165078714,0,0,0,0,0,0,0,0,0,0,0,0,0.2619034147219807,0,7.460874775204165,7.722778189926147,0.16474046927213465,0,4.692982002363229,4.8577224716353635,1.9699065682015638E-10,0,5.6116969552562988E-9,5.8086876120764554E-9,0.006054155962665499,0,0.1724654852448001,0.1785196412074656,0,0,0,0,0,0,0,0,0.16371928578970885,0.001236184117487749,0,0.035215328938963626,0.036451513056451376,0.01141798614294179,0,0.24857836077040008,0.2599963469133419,0,8.299999999999994,null,"",""]
["56531_G_GEN3","PJM_Dominion","Virginia",51,"Hampton City",650,"56531","GEN3","Waste Management Bethel LFGTE",13500,2008,9999,"Landfill Gas","","","","","","Non-Fossil","G",2025,"LF Gas",null,0.009831627440401364,0.012632209147801096,0.016562853223992417,0.03902668981219488,0,0,0,0,0,0,0,0,0,0,0,0,0.726500607608679,0.9334474558713272,1.2238994005719321,2.8838474640519385,0.566586857763352,0.7279815809792222,0.954500668445426,2.2490691071880002,0,0,0,0,0.00294948822932529,3.7896627407489965E-3,0.004968855962483858,0.011708006932558145,0,0,0,0,0,0,0,0,0.20738519158916519,0.005039733131243212,6.475322966506508E-3,0.008490187473722599,0.02000524357147232,0,0,0,0,0,0.8187290696077274,null,"",""]
["56552_G_1","SERC_VACAR","North Carolina",37,"Iredell",97,"56552","1","Statesville Delivery No 3",12283,2007,9999,"Combustion Turbine","","","","","","Fossil","G",2025,"Oil","",0,0,0,0,0,0,0,0,0,0,0,0,0,0,0,0,0,0,0,0,0,0,0,0,0,0,0,0,0,0,0,0,0,0,0,0,0,0,0,0,0.039450429843900243,0,0,0,0,0,0,0,0,0,1.9999999763313616,null,"",""]
["56580_G_1","MISO_Minnesota and Western Wisconsin","Minnesota",27,"Faribault",43,"56580","1","Blue Breezes LLC",0,2006,9999,"Onshore Wind","","","","","","Non-Fossil","G",2025,"Wind","",0,0,0,0,0,0,0,0,0,0,0,0,0,0,0,0,1.1182093640327575,1.5191738352667983,1.2659466761401788,3.903329875439734,0,0,0,0,0,0,0,0,0,0,0,0,0,0,0,0,0,0,0,0,0.04583792246148504,0,0,0,0,0,0,0,0,0,1.2999999992764717,null,"",""]
["56633_G_1","NY_Zone C&E","New York",36,"Steuben",101,"56633","1","Dutch Hill Wind Project",0,2009,9999,"Onshore Wind","","","","","","Non-Fossil","G",2025,"Wind","",0,0,0,0,0,0,0,0,0,0,0,0,0,0,0,0,26.40423129343735,33.59434313870276,25.16782271051811,85.16639714265823,0,0,0,0,0,0,0,0,0,0,0,0,0,0,0,0,0,0,0,0,1.3222477640479737,0,0,0,0,0,0,0,0,0,37.5,null,"",""]
["56680_G_13","PJM_EMAAC","Maryland",24,"Wicomico",45,"56680","13","Wicomico",13500,2007,9999,"Landfill Gas","","","","","","Non-Fossil","G",2025,"LF Gas","",1.4957676000119159E-3,1.9910141932658614E-3,0.002732440956,0.006219222749277777,0,0,0,0,0,0,0,0,0,0,0,0,0.11079760000000005,0.14748253283333335,0.20240303377777782,0.46068316661111125,0.0861995910203838,0.11474015694278286,0.15746783985333332,0.35840758781649995,0,0,0,0,1.6540946009562077E-4,2.2017630462660117E-4,3.0216698316666644E-4,6.8775274788888843E-4,0,0,0,0,0,0,0,0,0.07776944944694446,7.6860270966627817E-4,1.0230860087596279E-3,1.4040694040870448E-3,0.003195758122512951,0,0,0,0,0,0.3000000000000001,null,"",""]
["56681_G_24","PJM_Dominion","Virginia",51,"Amelia",7,"56681","24","Amelia",13500,2001,9999,"Landfill Gas","","","","","","Non-Fossil","G",2025,"LF Gas",null,3.6868602901505114E-3,0.004737078430425411,6.2110699589971565E-3,0.014635008679573078,0,0,0,0,0,0,0,0,0,0,0,0,0.2724377278532546,0.3500427959517476,0.4589622752144745,1.0814427990194768,0.21247007166125703,0.2729930928672083,0.35793775066703476,0.8434009151955001,0,0,0,0,1.1060580859969839E-3,1.4211235277808735E-3,1.8633209859314466E-3,4.390502599709304E-3,0,0,0,0,0,0,0,0,0.07776944684593695,1.8898999242162044E-3,2.42824611243994E-3,3.1838203026459747E-3,0.007501966339302119,0,0,0,0,0,0.3070234011028978,null,"",""]
["56683_G_1","PJM_Dominion","Virginia",51,"Charles City",36,"56683","1","Charles City",13500,2003,9999,"Landfill Gas","","","","","","Non-Fossil","G",2025,"LF Gas",null,3.6868602901505114E-3,0.004737078430425411,6.2110699589971565E-3,0.014635008679573078,0,0,0,0,0,0,0,0,0,0,0,0,0.2724377278532546,0.3500427959517476,0.4589622752144745,1.0814427990194768,0.21247007166125703,0.2729930928672083,0.35793775066703476,0.8434009151955001,0,0,0,0,1.1060580859969839E-3,1.4211235277808735E-3,1.8633209859314466E-3,4.390502599709304E-3,0,0,0,0,0,0,0,0,0.07776944684593695,1.8898999242162044E-3,2.42824611243994E-3,3.1838203026459747E-3,0.007501966339302119,0,0,0,0,0,0.3070234011028978,null,"",""]
["56683_G_22","PJM_Dominion","Virginia",51,"Charles City",36,"56683","22","Charles City",13500,2003,9999,"Landfill Gas","","","","","","Non-Fossil","G",2025,"LF Gas",null,3.6868602901505114E-3,0.004737078430425411,6.2110699589971565E-3,0.014635008679573078,0,0,0,0,0,0,0,0,0,0,0,0,0.2724377278532546,0.3500427959517476,0.4589622752144745,1.0814427990194768,0.21247007166125703,0.2729930928672083,0.35793775066703476,0.8434009151955001,0,0,0,0,1.1060580859969839E-3,1.4211235277808735E-3,1.8633209859314466E-3,4.390502599709304E-3,0,0,0,0,0,0,0,0,0.07776944684593695,1.8898999242162044E-3,2.42824611243994E-3,3.1838203026459747E-3,0.007501966339302119,0,0,0,0,0,0.3070234011028978,null,"",""]
["56684_G_21","PJM_Dominion","Virginia",51,"Chesterfield",41,"56684","21","Chesterfield Landfill Gas",13500,2004,9999,"Landfill Gas","","","","","","Non-Fossil","G",2025,"LF Gas",null,3.6868602901505114E-3,0.004737078430425411,6.2110699589971565E-3,0.014635008679573078,0,0,0,0,0,0,0,0,0,0,0,0,0.2724377278532546,0.3500427959517476,0.4589622752144745,1.0814427990194768,0.21247007166125703,0.2729930928672083,0.35793775066703476,0.8434009151955001,0,0,0,0,1.1060580859969839E-3,1.4211235277808735E-3,1.8633209859314466E-3,4.390502599709304E-3,0,0,0,0,0,0,0,0,0.07776944684593695,1.8898999242162044E-3,2.42824611243994E-3,3.1838203026459747E-3,0.007501966339302119,0,0,0,0,0,0.3070234011028978,null,"",""]
["56684_G_45","PJM_Dominion","Virginia",51,"Chesterfield",41,"56684","45","Chesterfield Landfill Gas",13500,2004,9999,"Landfill Gas","","","","","","Non-Fossil","G",2025,"LF Gas",null,3.6868602901505114E-3,0.004737078430425411,6.2110699589971565E-3,0.014635008679573078,0,0,0,0,0,0,0,0,0,0,0,0,0.2724377278532546,0.3500427959517476,0.4589622752144745,1.0814427990194768,0.21247007166125703,0.2729930928672083,0.35793775066703476,0.8434009151955001,0,0,0,0,1.1060580859969839E-3,1.4211235277808735E-3,1.8633209859314466E-3,4.390502599709304E-3,0,0,0,0,0,0,0,0,0.07776944684593695,1.8898999242162044E-3,2.42824611243994E-3,3.1838203026459747E-3,0.007501966339302119,0,0,0,0,0,0.3070234011028978,null,"",""]
["56687_G_33","PJM_AP","Pennsylvania",42,"Franklin",55,"56687","33","Mountain View",13500,2003,9999,"Landfill Gas","","","","","","Non-Fossil","G",2025,"LF Gas","",2.9761829186860985E-3,3.987257471985777E-3,0.005129387892070313,0.012092828282742187,0,0,0,0,0,0,0,0,0,0,0,0,0.2204579939765623,0.295352405332031,0.3799546586718746,0.895765057980468,0.1715144454208137,0.22978166085286986,0.29560149483212106,0.6968976011058046,0,0,0,0,3.291211880642104E-4,4.409308675412994E-4,5.6723336005486884E-4,1.3372854156603786E-3,0,0,0,0,0,0,0,0,0.1023656604562382,0.001529316623627026,0.002048858991933502,2.635744638922943E-3,0.006213920254483471,0,0,0,0,0,0.29999999999999977,null,"",""]
["56690_G_16","PJM_Western MAAC","Pennsylvania",42,"Schuylkill",107,"56690","16","Pine Grove",13500,2008,9999,"Landfill Gas","","","","","","Non-Fossil","G",2025,"LF Gas",null,0.005561196903147306,0.007116172383899793,0.009556966029063006,0.022234335316110104,0,0,0,0,0,0,0,0,0,0,0,0,0.417635798509996,0.5344116361358843,0.7177108108912696,1.66975824553715,0.3204862163311695,0.4100978983113677,0.5507583952887929,1.28134250993133,0,0,0,0,6.1498500407663494E-4,7.8694198007013278E-4,1.056857164866896E-3,2.4587841490136637E-3,0,0,0,0,0,0,0,0,0.07776943480413986,0.002897138623836817,3.7072123548815977E-3,0.004978758330575848,0.011583109309294261,0,0,0,0,0,0.32008362174157734,null,"",""]
["56690_G_9","PJM_Western MAAC","Pennsylvania",42,"Schuylkill",107,"56690","9","Pine Grove",13500,2008,9999,"Landfill Gas","","","","","","Non-Fossil","G",2025,"LF Gas",null,0.005561196903147306,0.007116172383899793,0.009556966029063006,0.022234335316110104,0,0,0,0,0,0,0,0,0,0,0,0,0.417635798509996,0.5344116361358843,0.7177108108912696,1.66975824553715,0.3204862163311695,0.4100978983113677,0.5507583952887929,1.28134250993133,0,0,0,0,6.1498500407663494E-4,7.8694198007013278E-4,1.056857164866896E-3,2.4587841490136637E-3,0,0,0,0,0,0,0,0,0.07776943480413986,0.002897138623836817,3.7072123548815977E-3,0.004978758330575848,0.011583109309294261,0,0,0,0,0,0.32008362174157734,null,"",""]
["56693_G_8","PJM_Dominion","Virginia",51,"Virginia Beach City",810,"56693","8","Virginia Beach",13500,2001,9999,"Landfill Gas","","","","","","Non-Fossil","G",2025,"LF Gas",null,3.6868602901505114E-3,0.004737078430425411,6.2110699589971565E-3,0.014635008679573078,0,0,0,0,0,0,0,0,0,0,0,0,0.2724377278532546,0.3500427959517476,0.4589622752144745,1.0814427990194768,0.21247007166125703,0.2729930928672083,0.35793775066703476,0.8434009151955001,0,0,0,0,1.1060580859969839E-3,1.4211235277808735E-3,1.8633209859314466E-3,4.390502599709304E-3,0,0,0,0,0,0,0,0,0.07776944684593695,1.8898999242162044E-3,2.42824611243994E-3,3.1838203026459747E-3,0.007501966339302119,0,0,0,0,0,0.3070234011028978,null,"",""]
["56707_B_SD200","WECC_Northern California (not including BANC)","California",6,"Merced",47,"56707","SD200","El Nido Facility",20516,2008,9999,"Biomass","","","Baghouse + Cyclone + SNCR + DSI","NH3","","Non-Fossil","B",2025,"","Biomass Retirement",0,0,0,0,0,0,0,0,0,0,0,0,0,0,0,0,0,0,0,0,0,0,0,0,0,0,0,0,0,0,0,0,0,0,0,0,0,0,0,0,0,0,0,0,0,0,0,0,0,0,10.5,"SNCR / DSI","",""]
["56784_G_2","SPP North- (Kansas, Missouri)","Kansas",20,"Cloud",29,"56784","2","Cloud County Wind Farm",0,2008,9999,"Onshore Wind","","","","","","Non-Fossil","G",2025,"Wind","",0,0,0,0,0,0,0,0,0,0,0,0,0,0,0,0,85.90969372380358,126.95524475591178,129.2612758736484,342.1262143533637,0,0,0,0,0,0,0,0,0,0,0,0,0,0,0,0,0,0,0,0,3.3849542759628215,0,0,0,0,0,0,0,0,0,95.99999999999999,null,"",""]
["56835_G_1","SPP SPS (Texas Panhandle)","Texas",48,"Moore",341,"56835","1","Ribeye Wind (11) LLC",0,2008,9999,"Onshore Wind","","","","","","Non-Fossil","G",2025,"Wind","",0,0,0,0,0,0,0,0,0,0,0,0,0,0,0,0,8.435392860345303,12.51705004647869,13.824345065923245,34.776787972747236,0,0,0,0,0,0,0,0,0,0,0,0,0,0,0,0,0,0,0,0,0.35259940353969177,0,0,0,0,0,0,0,0,0,9.99999999414537,null,"",""]
["56853_G_1","WECC_Utah","Utah",49,"Salt Lake",35,"56853","1","Trans-Jordan Generating Station",13500,2009,9999,"Landfill Gas","","","","","","Non-Fossil","G",2025,"LF Gas","",0.036941572428072146,0.051182434116979515,0.06156404999999999,0.14968805654505163,0,0,0,0,0,0,0,0,0,0,0,0,2.73641277244898,3.791291416071428,4.560300000000001,11.088004188520408,2.12890587745664,2.9495924957263937,3.547874637450413,8.626373010633447,0,0,0,0,4.0851837871005315E-3,0.005660009477023151,6.8080604691057025E-3,0.016553253733229384,0,0,0,0,0,0,0,0,0.4664456731431123,0.01898248943722332,0.026300180288444844,0.03163479115875368,0.07691746088442183,0,0,0,0,0,1.5000000000000002,null,"",""]
["56868_G_18","PJM_ATSI","Ohio",39,"Mahoning",99,"56868","18","Carbon Limestone",13797,2012,9999,"Landfill Gas","","","","","","Non-Fossil","G",2025,"LF Gas",null,2.121387556495126E-8,2.5324821067942176E-8,3.496105666002853E-8,8.1499753292921965E-8,0,0,0,0,0,0,0,0,0,0,0,0,1.5242853020898751E-6,1.8196699803263411E-6,2.5120645517758931E-6,5.8560198341921088E-6,1.2225344349316678E-6,1.4594441133233574E-6,2.0147707342625651E-6,4.6967492825175906E-6,0,0,0,0,2.34593636761846e-09,2.8005452641040006E-9,3.8661683490112218E-9,9.0126499807336834E-9,0,0,0,0,0,0,0,0,2.5923136716183587E-7,1.0573963817724915E-8,1.2623046686726125E-8,1.7426186319483017E-8,4.0623196823934057E-8,0,0,0,0,0,1.7180842382021147E-6,null,"",""]
["56870_G_3","SERC_Southeastern","Georgia",13,"Taylor",269,"56870","3","Taylor",13798,2003,9999,"Landfill Gas","","","","","","Non-Fossil","G",2025,"LF Gas","",0.018410302838332164,0.024741134780857363,0.033437243170755214,0.07658868078994474,0,0,0,0,0,0,0,0,0,0,0,0,1.3325273778249527,1.7907494376087183,2.4201688780054282,5.543445693439099,1.060967342271841,1.4258068562881718,1.926954886688772,4.413729085248785,0,0,0,0,0.002035903338051129,2.7359983879593286E-3,3.6976575335907116E-3,0.008469559259601168,0,0,0,0,0,0,0,0,0.25923148742217433,0.009243739515122688,0.012422424944939439,0.016788706230865695,0.038454870690927824,0,0,0,0,0,0.9999999585921336,null,"",""]
["56899_G_291","WECC_Arizona","Arizona",4,"Coconino",5,"56899","291","IRC Generator Facility",25000,1986,9999,"Combustion Turbine","","","","","","Fossil","G",2025,"Oil","",0,0,0,0,0,0,0,0,0,0,0,0,0,0,0,0,0,0,0,0,0,0,0,0,0,0,0,0,0,0,0,0,0,0,0,0,0,0,0,0,0.0424314010005,0,0,0,0,0,0,0,0,0,1.5,null,"",""]
["56920_G_1","ERCOT_West","Texas",48,"Howard",227,"56920","1","EC&R Panther Creek Wind Farm I",0,2008,9999,"Onshore Wind","","","","","","Non-Fossil","G",2025,"Wind","",0,0,0,0,0,0,0,0,0,0,0,0,0,0,0,0,101.57392332192202,149.37182337544672,151.5442328427166,402.48997954008536,0,0,0,0,0,0,0,0,0,0,0,0,0,0,0,0,0,0,0,0,5.024541502370034,0,0,0,0,0,0,0,0,0,142.499999971291,null,"",""]
["56941_G_2","PJM_ComEd","Illinois",17,"LaSalle",99,"56941","2","Grand Ridge Wind Energy Center",0,2009,9999,"Onshore Wind","","","","","","Non-Fossil","G",2025,"Wind","",0,0,0,0,0,0,0,0,0,0,0,0,0,0,0,0,41.6215892681847,55.41826695261468,37.013335137315536,134.0531913581149,0,0,0,0,0,0,0,0,0,0,0,0,0,0,0,0,0,0,0,0,2.4111336870599165,0,0,0,0,0,0,0,0,0,51,null,"",""]
["56975_G_1","WECC_Pacific Northwest","Oregon",41,"Umatilla",59,"56975","1","Ward Butte Windfarm LLC",0,2009,9999,"Onshore Wind","","","","","","Non-Fossil","G",2025,"Wind","",0,0,0,0,0,0,0,0,0,0,0,0,0,0,0,0,2.6464862353388554,4.6154029879460445,7.56099286775269,14.82288209103759,0,0,0,0,0,0,0,0,0,0,0,0,0,0,0,0,0,0,0,0,0.23271560647244416,0,0,0,0,0,0,0,0,0,6.599999999999999,null,"",""]
["57009_G_1","WECC_Southern California Edison","California",6,"San Bernardino",71,"57009","1","Kohls San Bernardino Solar Facility",0,2007,9999,"Solar PV","","","","","","Non-Fossil","G",2025,"Solar","",0,0,0,0,0,0,0,0,0,0,0,0,0,0,0,0,0.36214749455472983,0.7122391160336314,1.203017695364045,2.277404305952406,0,0,0,0,0,0,0,0,0,0,0,0,0,0,0,0,0,0,0,0,0.03365485066835739,0,0,0,0,0,0,0,0,0,0.9000000000000001,null,"",""]
["57014_G_GEN3","PJM_AP","Pennsylvania",42,"Washington",125,"57014","GEN3","Waste Management Arden LFGTE",13500,2009,9999,"Landfill Gas","","","","","","Non-Fossil","G",2025,"LF Gas","",0.007936487783162928,0.010632686591962074,0.0136783677121875,0.0322475420873125,0,0,0,0,0,0,0,0,0,0,0,0,0.5878879839374994,0.7876064142187492,1.013212423124999,2.388706821281248,0.4573718544555032,0.612751095607653,0.7882706528856561,1.8583936029488122,0,0,0,0,8.9618820047832016E-4,1.2006429699691285E-3,1.5445612820881864E-3,0.003641392452535635,0,0,0,0,0,0,0,0,0.27297509454996854,4.078177663005402E-3,5.463623978489339E-3,7.0286523704611815E-3,0.016570454011955924,0,0,0,0,0,0.7999999999999994,null,"",""]
["57029_G_1","SERC_VACAR","North Carolina",37,"Cleveland",45,"57029","1","Cleveland Cnty Generating Facility",10745,2012,9999,"Combustion Turbine","","","","DLNB + H2O","","Fossil","G",2025,"NaturalGas","",0.18333352594131425,1.6975326476047616E-3,0.5346388656877877,0.7196699242767067,0,0,0,0,0,0,0,0,0,0,0,0,17.06221739796803,0.15798349442562992,49.75699075730831,66.97719164970198,10.732344608595703,0.09937356119070084,31.297759197333306,42.12947736711971,1.2833346877602101E-8,1.188272859037236e-10,3.7424720353562725E-8,5.0376894517068544E-8,0.002827919637525549,2.6184441088199527E-5,0.008246804503149427,0.011100908581763175,0,0,0,0,0,0,0,0,3.649164803746173,0.0786568222046326,7.2830390930215389E-4,0.2293797273911913,0.30876485350512606,0.8133889450408697,0.00666594145040625,2.036767981493525,2.856822867984801,0,185,null,"",""]
["57043_G_2","WECC_Northern California (not including BANC)","California",6,"San Francisco",75,"57043","2","SF State University",5686,2011,9999,"Fuel Cell","","","","","","Non-Fossil","G",2025,"",null,0,0,0,0,0,0,0,0,0,0,0,0,0,0,0,0,0,0,0,0,0,0,0,0,0,0,0,0,0,0,0,0,0,0,0,0,0,0,0,0,0,0,0,0,0,0,0,0,0,0,2.8999958571487756,null,"",""]
["57098_G_1","WECC_Arizona","Arizona",4,"Navajo",17,"57098","1","Dry Lake Wind LLC",0,2009,9999,"Onshore Wind","","","","","","Non-Fossil","G",2025,"Wind","",0,0,0,0,0,0,0,0,0,0,0,0,0,0,0,0,28.90890257737155,46.34830512980885,47.78784139265487,123.04504909983527,0,0,0,0,0,0,0,0,0,0,0,0,0,0,0,0,0,0,0,0,2.2213762436006057,0,0,0,0,0,0,0,0,0,63,null,"",""]
["57166_G_GEN1","WECC_Northern Nevada","Nevada",32,"Washoe",31,"57166","GEN1","Waste Management Lockwood LFGTE",13500,2012,9999,"Landfill Gas","","","","","","Non-Fossil","G",2025,"LF Gas","",0.041990400000000004,0.04012416,0.06473519999999999,0.14684976,0,0,0,0,0,0,0,0,0,0,0,0,3.1103999999999994,2.9721599999999997,4.7952,10.877759999999999,2.4198647616000004,2.312315216640001,3.7306248407999996,8.46280481904,0,0,0,0,0.004643508384460228,4.437130234039772E-3,0.0071587420925,0.016239380711,0,0,0,0,0,0,0,0,0.41477039705,0.021576838019469597,0.020617867440826495,0.0332642919466823,0.0754589974069784,0,0,0,0,0,1.6,null,"",""]
["57177_G_GEN 1","PJM West","Indiana",18,"White",181,"57177","GEN 1","Meadow Lake Wind Farm IV",0,2010,9999,"Onshore Wind","","","","","","Non-Fossil","G",2025,"Wind","",0,0,0,0,0,0,0,0,0,0,0,0,0,0,0,0,77.54127110360434,102.47492979563424,61.56824452801328,241.5844454272519,0,0,0,0,0,0,0,0,0,0,0,0,0,0,0,0,0,0,0,0,3.4801561149742537,0,0,0,0,0,0,0,0,0,98.70000000000002,null,"",""]
["57192_G_WTG","WECC_Northern Nevada","Nevada",32,"White Pine",33,"57192","WTG","Spring Valley Wind Project",0,2012,9999,"Onshore Wind","","","","","","Non-Fossil","G",2025,"Wind","",0,0,0,0,0,0,0,0,0,0,0,0,0,0,0,0,75.87270433333238,112.84676033333163,124.27786866666501,312.99733333332904,0,0,0,0,0,0,0,0,0,0,0,0,0,0,0,0,0,0,0,0,5.288991056192,0,0,0,0,0,0,0,0,0,150,null,"",""]
["57217_G_S003A","WECC_Southern California Edison","California",6,"San Bernardino",71,"57217","S003A","Solar Photovoltaic Project #03",0,2011,9999,"Solar PV","","","","","","Non-Fossil","G",2025,"Solar","",0,0,0,0,0,0,0,0,0,0,0,0,0,0,0,0,0.20119305253040548,0.39568839779646187,0.668343164091136,1.2652246144180033,0,0,0,0,0,0,0,0,0,0,0,0,0,0,0,0,0,0,0,0,0.018697139260198548,0,0,0,0,0,0,0,0,0,0.5000000000000001,null,"",""]
["57237_G_S022A","WECC_Southern California Edison","California",6,"San Bernardino",71,"57237","S022A","Solar Photovoltaic Project #22",0,2011,9999,"Solar PV","","","","","","Non-Fossil","G",2025,"Solar","",0,0,0,0,0,0,0,0,0,0,0,0,0,0,0,0,0.20119305253040548,0.39568839779646187,0.668343164091136,1.2652246144180033,0,0,0,0,0,0,0,0,0,0,0,0,0,0,0,0,0,0,0,0,0.018697139260198548,0,0,0,0,0,0,0,0,0,0.5000000000000001,null,"",""]
["57247_G_S028F","WECC_Southern California Edison","California",6,"San Bernardino",71,"57247","S028F","Solar Photovoltaic Project #28",0,2015,9999,"Solar PV","","","","","","Non-Fossil","G",2025,"Solar","",0,0,0,0,0,0,0,0,0,0,0,0,0,0,0,0,0.20119305253040548,0.39568839779646187,0.668343164091136,1.2652246144180033,0,0,0,0,0,0,0,0,0,0,0,0,0,0,0,0,0,0,0,0,0.018697139260198548,0,0,0,0,0,0,0,0,0,0.5000000000000001,null,"",""]
["57264_G_LP2","SPP SPS (Texas Panhandle)","Texas",48,"Hutchinson",233,"57264","LP2","Little Pringle II Wind Farm",0,2010,9999,"Onshore Wind","","","","","","Non-Fossil","G",2025,"Wind","",0,0,0,0,0,0,0,0,0,0,0,0,0,0,0,0,8.435392860345303,12.51705004647869,13.824345065923245,34.776787972747236,0,0,0,0,0,0,0,0,0,0,0,0,0,0,0,0,0,0,0,0,0.35259940353969177,0,0,0,0,0,0,0,0,0,9.99999999414537,null,"",""]
["57318_G_1","WECC_Arizona","Arizona",4,"Gila",7,"57318","1","Copper Crossing Solar LLC",0,2011,9999,"Solar PV","","","","","","Non-Fossil","G",2025,"Solar","",0,0,0,0,0,0,0,0,0,0,0,0,0,0,0,0,8.654356261986148,16.28075649073278,24.659130427380852,49.59424318009978,0,0,0,0,0,0,0,0,0,0,0,0,0,0,0,0,0,0,0,0,0.6319682648389704,0,0,0,0,0,0,0,0,0,19.99999998978394,null,"",""]
["57351_G_FA01","MISO_Minnesota and Western Wisconsin","Minnesota",27,"Pipestone",117,"57351","FA01","Uilk Wind LLC",0,2010,9999,"Onshore Wind","","","","","","Non-Fossil","G",2025,"Wind","",0,0,0,0,0,0,0,0,0,0,0,0,0,0,0,0,1.290241573883951,1.7528928868463054,1.4607077032386677,4.5038421639689235,0,0,0,0,0,0,0,0,0,0,0,0,0,0,0,0,0,0,0,0,0.05288991053248274,0,0,0,0,0,0,0,0,0,1.4999999991651596,null,"",""]
["57364_G_2","WECC_Imperial Irrigation District (IID)","California",6,"Imperial",25,"57364","2","Siphon Drop Power Plant",0,1987,9999,"Hydro","","","","","","Non-Fossil","G",2025,"Hydro","",0,0,0,0,0,0,0,0,0,0,0,0,0,0,0,0,1.3567392904497733,2.1667548306755613,4.370725552768291,7.894219673893626,0,0,0,0,0,0,0,0,0,0,0,0,0,0,0,0,0,0,0,0,0.0347781154230048,0.001885867613725188,3.0117892146390305E-3,0.006075308518347924,0.010972965346712143,0,0,0,0,0,2.2,null,"",""]
["57417_G_NORD","MISO_Iowa","Iowa",19,"Delaware",55,"57417","NORD","Elk Wind Farm",0,2011,9999,"Onshore Wind","","","","","","Non-Fossil","G",2025,"Wind","",0,0,0,0,0,0,0,0,0,0,0,0,0,0,0,0,35.63823062221929,49.532168559026324,39.74082106590479,124.9112202471504,0,0,0,0,0,0,0,0,0,0,0,0,0,0,0,0,0,0,0,0,1.4386055672842024,0,0,0,0,0,0,0,0,0,40.8,null,"",""]
["57439_G_HPR2B","WECC_Northern California (not including BANC)","California",6,"San Luis Obispo",79,"57439","HPR2B","California Valley Solar Ranch",0,2013,9999,"Solar PV","","","","","","Non-Fossil","G",2025,"Solar","",0,0,0,0,0,0,0,0,0,0,0,0,0,0,0,0,32.14188428524173,64.26991172969738,108.41699256826928,204.8287885832084,0,0,0,0,0,0,0,0,0,0,0,0,0,0,0,0,0,0,0,0,2.7332627468246864,0,0,0,0,0,0,0,0,0,86.5,null,"",""]
["57466_G_GEN3","PJM_AP","Pennsylvania",42,"Franklin",55,"57466","GEN3","Blue Ridge Landfill",13500,2013,9999,"Landfill Gas","","","","","","Non-Fossil","G",2025,"LF Gas","",0.015872975566325855,0.021265373183924147,0.027356735424375,0.064495084174625,0,0,0,0,0,0,0,0,0,0,0,0,1.1757759678749988,1.5752128284374984,2.026424846249998,4.777413642562496,0.9147437089110064,1.225502191215306,1.5765413057713122,3.7167872058976243,0,0,0,0,1.7553130030091221E-3,0.002351631293553597,3.0252445869593E-3,0.007132188883522019,0,0,0,0,0,0,0,0,0.5459501890999371,8.156355326010804E-3,0.010927247956978678,0.014057304740922363,0.03314090802391185,0,0,0,0,0,1.5999999999999988,null,"",""]
["57506_G_SEIM","WECC_Northern California (not including BANC)","California",6,"Sacramento",67,"57506","SEIM","FRV SI Transport Solar LP",0,2010,9999,"Solar PV","","","","","","Non-Fossil","G",2025,"Solar","",0,0,0,0,0,0,0,0,0,0,0,0,0,0,0,0,0.37158247728603155,0.7430047598808945,1.2533756366273905,2.3679628737943164,0,0,0,0,0,0,0,0,0,0,0,0,0,0,0,0,0,0,0,0,0.031598413258088855,0,0,0,0,0,0,0,0,0,0.9999999999999999,null,"",""]
["57547_G_WCW","MISO_Minnesota and Western Wisconsin","Minnesota",27,"Winona",169,"57547","WCW","Winona County Wind LLC",0,2011,9999,"Onshore Wind","","","","","","Non-Fossil","G",2025,"Wind","",0,0,0,0,0,0,0,0,0,0,0,0,0,0,0,0,0.43008052462798374,0.5842976289487685,0.4869025677462226,1.5012807213229746,0,0,0,0,0,0,0,0,0,0,0,0,0,0,0,0,0,0,0,0,0.017629970177494247,0,0,0,0,0,0,0,0,0,0.4999999997217199,null,"",""]
["57574_G_ETS1","PJM_EMAAC","New Jersey",34,"Mercer",21,"57574","ETS1","ETS Ewing Solar Facility",0,2010,9999,"Solar PV","","","","","","Non-Fossil","G",2025,"Solar","",0,0,0,0,0,0,0,0,0,0,0,0,0,0,0,0,0.2764238352984961,0.5972712841385751,0.9904006160136741,1.8640957354507455,0,0,0,0,0,0,0,0,0,0,0,0,0,0,0,0,0,0,0,0,0.04898185710667779,0,0,0,0,0,0,0,0,0,1.3113097956584125,null,"",""]
["57599_G_FH4","ISONE_Connecticut","Connecticut",9,"New London",11,"57599","FH4","Fort Hill 1, 2, 3 & 4",10745,2010,9999,"Combustion Turbine","","","","","","Fossil","G",2025,"Oil","",0,0,0,0,0,0,0,0,0,0,0,0,0,0,0,0,0,0,0,0,0,0,0,0,0,0,0,0,0,0,0,0,0,0,0,0,0,0,0,0,0.04931303788845794,0,0,0,0,0,0,0,0,0,2.5,null,"",""]
["57664_G_CT3","NY_Zone J (NYC)","New York",36,"Queens",81,"57664","CT3","Astoria Energy II",7477,2011,9999,"Combined Cycle","","","SCR","DLNB + H2O","","Fossil","G",2025,"NaturalGas","",0.22464874004788382,1.0631987320956717,2.9144956964713775,4.2023431686149335,0,0,0,0,0,0,0,0,0,0,0,0,30.04530427282222,142.19589836775552,389.79479690666665,562.0359995472444,13.150937242403643,62.23965377688303,170.61457807142114,246.0051690907078,1.57254118023743e-08,7.4423911242070131E-8,2.0401469876666665E-7,2.9416402181111108E-7,9.9184732108398115E-4,0.004694131887782686,0.012867798627377776,0.018553777836244442,0,0,0,0,0,0,0,0,4.927738269146044,0.08310488112384465,0.4068740597989252,0.8907047409401034,1.3806836818628732,1.687521474633063,4.4584350790571365,9.717156109186934,15.863112662877134,0,155.99999999999997,"SCR","",""]
["57671_G_PV1","WECC_BANC","California",6,"Sacramento",67,"57671","PV1","SMUD at Fleshman",0,2011,9999,"Solar PV","","","","","","Non-Fossil","G",2025,"Solar","",0,0,0,0,0,0,0,0,0,0,0,0,0,0,0,0,0.9476715735388428,2.0213185836544367,3.330473005940931,6.2994631631342095,0,0,0,0,0,0,0,0,0,0,0,0,0,0,0,0,0,0,0,0,0.09163539844846548,0,0,0,0,0,0,0,0,0,2.9,null,"",""]
["57693_G_GAMES","WECC_Colorado","Colorado",8,"Jefferson",59,"57693","GAMES","DOE Golden NWTC Research Side",0,2011,9999,"Onshore Wind","","","","","","Non-Fossil","G",2025,"Wind","",0,0,0,0,0,0,0,0,0,0,0,0,0,0,0,0,8.5468991713695994E-7,1.1098904711970029E-6,1.0686865360147976E-6,3.0332669243487604E-6,0,0,0,0,0,0,0,0,0,0,0,0,0,0,0,0,0,0,0,0,3.5259940346420448E-8,0,0,0,0,0,0,0,0,0,9.9999999920044765E-7,null,"",""]
["57741_G_SP97","SPP SPS (Texas Panhandle)","Texas",48,"Hartley",205,"57741","SP97","Suzlon Project VIII LLC",0,2011,9999,"Onshore Wind","","","","","","Non-Fossil","G",2025,"Wind","",0,0,0,0,0,0,0,0,0,0,0,0,0,0,0,0,8.435392860345302E-7,1.251705004647869E-6,1.3824345065923243E-6,3.4776787972747235E-6,0,0,0,0,0,0,0,0,0,0,0,0,0,0,0,0,0,0,0,0,3.5259940353969173E-8,0,0,0,0,0,0,0,0,0,9.99999999414537e-07,null,"",""]
["57768_G_1","PJM_EMAAC","Pennsylvania",42,"Chester",29,"57768","1","Longwood Gardens",0,2010,9999,"Solar PV","","","","","","Non-Fossil","G",2025,"Solar","",0,0,0,0,0,0,0,0,0,0,0,0,0,0,0,0,0.2618937144168815,0.5641653572084152,0.9517321129477602,1.7777911845730567,0,0,0,0,0,0,0,0,0,0,0,0,0,0,0,0,0,0,0,0,0.04107793723551626,0,0,0,0,0,0,0,0,0,1.3,null,"",""]
["57791_G_WTG1","WECC_Northern California (not including BANC)","California",6,"Solano",95,"57791","WTG1","Foundation AB",0,2011,9999,"Onshore Wind","","","","","","Non-Fossil","G",2025,"Wind","",0,0,0,0,0,0,0,0,0,0,0,0,0,0,0,0,0.4852586295245189,0.961383106103151,2.4957242374607773,3.9423659730884473,0,0,0,0,0,0,0,0,0,0,0,0,0,0,0,0,0,0,0,0,0.052889910561919155,0,0,0,0,0,0,0,0,0,1.5,null,"",""]
["57856_G_SGU1","WECC_San Diego Gas and Electric","California",6,"San Diego",73,"57856","SGU1","Univ of California San Diego Solar",0,2008,9999,"Solar PV","","","","","","Non-Fossil","G",2025,"Solar","",0,0,0,0,0,0,0,0,0,0,0,0,0,0,0,0,0.42848145077720445,0.898150408290162,1.5057919336787717,2.8324237927461384,0,0,0,0,0,0,0,0,0,0,0,0,0,0,0,0,0,0,0,0,0.03791809590970588,0,0,0,0,0,0,0,0,0,1.2000000000000002,null,"",""]
["57865_G_E09","SPP SPS (Texas Panhandle)","Texas",48,"Hale",189,"57865","E09","Antelope Station",10745,2011,9999,"Combustion Turbine","","","","","","Fossil","G",2025,"NaturalGas","",0,1.763083296111111E-4,3.2553351355555553E-3,3.4316434651666668E-3,0,0,0,0,0,0,0,0,0,0,0,0,0,0.016408406666666667,0.30296278600000004,0.31937119266666675,0,0.010321089616722222,0.19056731883627778,0.200888408453,0,1.2341583333333332E-11,2.2787347222222222E-10,2.402150555555555e-10,0,2.1095291902440125E-6,3.8950084859624446E-5,4.1059614049868456E-5,0,0,0,0,0,0,0,0,0.17949945791400004,0,7.7447679466666666E-5,1.4299843499200001E-3,1.5074320293866669E-3,0,6.1925061861111113E-4,0.0107119247455,0.011331175364111112,0,9.100000000000003,null,"",""]
["57881_G_03","SPP_WAUE","North Dakota",38,"Williams",105,"57881","03","Pioneer Generating Station",10745,2014,9999,"Combustion Turbine","","","SCR","H2O","","Fossil","G",2025,"NaturalGas","",0,0,3.0991167683333334E-3,3.0991167683333334E-3,0,0,0,0,0,0,0,0,0,0,0,0,0,0,0.28842408266666664,0.28842408266666664,0,0,0.18142229561366666,0.18142229561366666,0,0,2.1693816666666664E-10,2.1693816666666664E-10,0,0,2.3134906811382781E-5,2.3134906811382781E-5,0,0,0,0,0,0,0,0,0.873773991392,0,0,1.4911525073866667E-3,1.4911525073866667E-3,0,0,0.009816242241333333,0.009816242241333333,0,40,"SCR","",""]
["57896_G_UNT1","SERC_VACAR","North Carolina",37,"Cabarrus",25,"57896","UNT1","Concord Energy",16576,2012,9999,"Landfill Gas","","","","","","Non-Fossil","G",2025,"LF Gas",null,0.10761858380764877,0.13039800624804473,0.1836951106924894,0.42171170074818287,0,0,0,0,0,0,0,0,0,0,0,0,6.527130883378078,7.908716353615935,11.141217322352976,25.57706455934699,6.201951366254577,7.514706702072869,10.586165534089218,24.302823602416662,0,0,0,0,0.011901001047728527,0.014420063469274113,0.020313923743142726,0.046634988260145366,0,0,0,0,0,0,0,0,1.0110027443813658,0.04527869270914562,0.054862748104392206,0.07728660027781618,0.17742804109135402,0,0,0,0,0,4.420722796313498,null,"",""]
["57945_G_B1","SERC_VACAR","South Carolina",45,"Berkeley",15,"57945","B1","Berkeley County Landfill",13500,2011,9999,"Landfill Gas","","","","","","Non-Fossil","G",2025,"LF Gas","",0.022495686657654255,0.029127696697479822,0.03466116367029203,0.08628454702542611,0,0,0,0,0,0,0,0,0,0,0,0,1.6663471598264636,2.1576071627765723,2.5674936052060726,6.391447927809109,1.296403926394112,1.678600032979266,1.9974882011546868,4.972492160528065,0,0,0,0,2.4876855090196267E-3,0.00322108633926869,3.8330047845058536E-3,0.00954177663279417,0,0,0,0,0,0,0,0,0.3888472472345986,0.011559446615155247,0.014967316184695701,0.017810697542295348,0.04433746034214629,0,0,0,0,0,1.4999999999999996,null,"",""]
["57978_G_ST1","WECC_Northern California (not including BANC)","California",6,"San Joaquin",77,"57978","ST1","Lodi Energy Center",7092,2012,9999,"Combined Cycle","","","SCR","","","Fossil","G",2025,"NaturalGas","",1.184576362615947,1.6057590693238395,2.220430650504475,5.010766082444262,0,0,0,0,0,0,0,0,0,0,0,0,167.0299439673152,226.41836848902727,313.08948822677047,706.537800683113,69.34510026755162,94.00113591823659,129.98401028051907,293.3302464663073,8.29203453903898e-08,1.1240313486252853E-7,1.5543014540856031E-7,3.5075362566147864E-7,3.4698543212319227E-3,4.703580302114381E-3,0.006504072790719845,0.014677507414066149,0,0,0,0,0,0,0,0,3.000866253646693,0.38167354759809885,0.517379697855199,0.715428460603258,1.614481706056556,5.542408408734483,6.249813681243532,9.196686556370157,20.98890864634817,0,95,"SCR","",""]
["58001_G_CTG-2","ERCOT_Rest","Texas",48,"Bell",27,"58001","CTG-2","Panda Temple Power Station",7190,2014,9999,"Combined Cycle","","","SCR","DLNB","","Fossil","G",2025,"NaturalGas","",0.13807555788821185,0,2.5164835500118543,2.654559107900066,0,0,0,0,0,0,0,0,0,0,0,0,19.203832807809263,0,349.99771210179017,369.2015449095995,8.082943158771998,0,147.31494701769492,155.39789017646692,9.6652889298365125E-9,0,1.7615384853780656E-7,1.8581913746764308E-7,0.00052097816110116,0,0.009495040193567198,0.010016018354668359,0,0,0,0,0,0,0,0,6.665081889678391,0.07854260022546684,0,1.0313246362333062,1.109867236458773,0.5392689918268638,0,8.699889190499542,9.239158182326404,0,211.00000000000003,"SCR","",""]
["58040_G_SEF-B","PJM_EMAAC","New Jersey",34,"Middlesex",23,"58040","SEF-B","United Stationers Supply Solar Electric",0,2011,9999,"Solar PV","","","","","","Non-Fossil","G",2025,"Solar","",0,0,0,0,0,0,0,0,0,0,0,0,0,0,0,0,0.17010697556830529,0.36755155946989243,0.609477302162261,1.1471358372004588,0,0,0,0,0,0,0,0,0,0,0,0,0,0,0,0,0,0,0,0,0.030142681296417104,0,0,0,0,0,0,0,0,0,0.8069598742513309,null,"",""]
["58082_G_NSF1","PJM_ATSI","Ohio",39,"Henry",69,"58082","NSF1","AMP Napoleon Solar Facility",0,2012,9999,"Solar PV","","","","","","Non-Fossil","G",2025,"Solar","",0,0,0,0,0,0,0,0,0,0,0,0,0,0,0,0,0.7126826692015054,1.7198264334600317,3.0353615057033867,5.467870608364924,0,0,0,0,0,0,0,0,0,0,0,0,0,0,0,0,0,0,0,0,0.11059444640331818,0,0,0,0,0,0,0,0,0,3.5,null,"",""]
["58106_G_MCPC","WECC_Idaho","Idaho",16,"Bonneville",19,"58106","MCPC","Meadow Creek Project Company",0,2012,9999,"Onshore Wind","","","","","","Non-Fossil","G",2025,"Wind","",0,0,0,0,0,0,0,0,0,0,0,0,0,0,0,0,79.61443724520197,116.88679526231763,109.08206615515905,305.58329866267866,0,0,0,0,0,0,0,0,0,0,0,0,0,0,0,0,0,0,0,0,4.983897412327514,0,0,0,0,0,0,0,0,0,115.8,null,"",""]
["58177_G_1","PJM_ComEd","Illinois",17,"Winnebago",201,"58177","1","Kishwaukee CHP Plant",4424,2010,9999,"Non-Fossil Waste","","","","","","Non-Fossil","G",2025,"Non-Fossil","",2.2805625621789127E-3,2.9231134828210867E-3,0.004302281629666667,0.009505957674666667,0,0,0,0,0,0,0,0,0,0,0,0,0.5154978666666666,0.6607399373333332,0.9724868059999998,2.1487246099999995,0,0,0,0,0,0,0,0,0,0,0,0,0,0,0,0,0,0,0,0,0.2592314981563333,3.5760075773048003E-3,0.004583551504898365,0.006746138853245032,0.014905697935448197,0,0,0,0,0,1,null,"",""]
["58207_G_G7","PJM_SWMAAC","Maryland",24,"Montgomery",31,"58207","G7","Central Utility Plant at White Oak",8762,2014,9999,"Combined Cycle","","","","","","Fossil","G",2025,"NaturalGas","",0.021556911427346937,0,0.04399927689887755,0.0655561883262245,0,0,0,0,0,0,0,0,0,0,0,0,2.460272931734694,0,5.0216020199999996,7.481874951734694,1.2619415949866326,0,2.575717669681837,3.8376592646684693,1.5089837755102042E-9,0,3.0799493877551024E-9,4.588933163265306E-9,0.00026485749,0,5.4059404928571443E-4,8.0545153928571439E-4,0,0,0,0,0,0,0,0,0.22632130003959186,0.007839419467998612,0,0.016000844511333396,0.02384026397933201,0.09121731340071429,0,0.13784564894877552,0.2290629623494898,0,7.5,null,"",""]
["58228_G_GEN1","PJM_EMAAC","Delaware",10,"Kent",1,"58228","GEN1","Milford Solar Farm",0,2012,9999,"Solar PV","","","","","","Non-Fossil","G",2025,"Solar","",0,0,0,0,0,0,0,0,0,0,0,0,0,0,0,0,3.536122483028919,6.408472552219685,9.62838461227071,19.57297964751931,0,0,0,0,0,0,0,0,0,0,0,0,0,0,0,0,0,0,0,0,0.37286127644532135,0,0,0,0,0,0,0,0,0,11.8,null,"",""]
["58269_G_G3","PJM_ATSI","Ohio",39,"Lucas",95,"58269","G3","Bay View Backup Power Facility",10950,2007,9999,"Combustion Turbine","","","","","","Fossil","G",2025,"NaturalGas","",1.7374879737285713E-3,4.7386035647142859E-4,0.0050024925116,0.0072138408418,0,0,0,0,0,0,0,0,0,0,0,0,0.1586747008,0.0432749184,0.45684863119999997,0.6587982504,0.10171254598387142,0.02773978526832857,0.2928459116314,0.42229824288359996,1.2162417142857143E-10,3.317022857142857e-11,3.501744E-10,5.049688000000001E-10,2.1591763041018839E-4,5.8886626475505917E-5,6.2165974442356044E-4,8.9646400130925482E-4,0,0,0,0,0,0,0,0,0.039450430310800005,7.4894458777600016E-4,0.000204257614848,0.002156325539264,0.003109527741888,0.006480802065533983,1.5848370704660182E-3,0.015258938346999998,0.023324577483,0,2,null,"",""]
["583_G_1","ISONE_Connecticut","Connecticut",9,"New London",11,"583","1","Tenth Street",0,1967,9999,"Hydro","","","","","","Non-Fossil","G",2025,"Hydro","",0,0,0,0,0,0,0,0,0,0,0,0,0,0,0,0,0.990915296644002,1.4164792878163888,1.4785510862061721,3.8859456706665627,0,0,0,0,0,0,0,0,0,0,0,0,0,0,0,0,0,0,0,0,0.015808234283203125,1.3773722623351653E-3,0.001968906210064782,0.002055186009826579,5.401464482226526E-3,0,0,0,0,0,1,null,"",""]
["58319_G_PV-01","WECC_Northern Nevada","Nevada",32,"Churchill",1,"58319","PV-01","Patua Acquisition Project, LLC",0,2017,9999,"Solar PV","","","","","","Non-Fossil","G",2025,"Solar","",0,0,0,0,0,0,0,0,0,0,0,0,0,0,0,0,3.515582361721597,7.2389894203296805,11.371666313186823,22.1262380952381,0,0,0,0,0,0,0,0,0,0,0,0,0,0,0,0,0,0,0,0,0.3349431805357464,0,0,0,0,0,0,0,0,0,10.6,null,"",""]
["58344_G_1","SERC_VACAR","North Carolina",37,"Wayne",191,"58344","1","AM Best Farm",0,2013,9999,"Solar PV","","","","","","Non-Fossil","G",2025,"Solar","",0,0,0,0,0,0,0,0,0,0,0,0,0,0,0,0,1.4562956852427278,2.895317730676878,4.631642171257126,8.983255587176732,0,0,0,0,0,0,0,0,0,0,0,0,0,0,0,0,0,0,0,0,0.15799206619836378,0,0,0,0,0,0,0,0,0,4.999999997085901,null,"",""]
["58403_G_SO032","ISONE_MA, VT, NH, RI (Rest of ISO New England)","Massachusetts",25,"Worcester",27,"58403","SO032","Bellingham PV",0,2013,9999,"Solar PV","","","","","","Non-Fossil","G",2025,"Solar","",0,0,0,0,0,0,0,0,0,0,0,0,0,0,0,0,0.6277417883480796,1.2588925405604687,2.3110497787610695,4.197684107669618,0,0,0,0,0,0,0,0,0,0,0,0,0,0,0,0,0,0,0,0,0.09479523977426699,0,0,0,0,0,0,0,0,0,3.0000000000000018,null,"",""]
["58423_G_SO022","ISONE_MA, VT, NH, RI (Rest of ISO New England)","Massachusetts",25,"Worcester",27,"58423","SO022","Southbridge PV",0,2014,9999,"Solar PV","","","","","","Non-Fossil","G",2025,"Solar","",0,0,0,0,0,0,0,0,0,0,0,0,0,0,0,0,0.6277417883480796,1.2588925405604687,2.3110497787610695,4.197684107669618,0,0,0,0,0,0,0,0,0,0,0,0,0,0,0,0,0,0,0,0,0.09479523977426699,0,0,0,0,0,0,0,0,0,3.0000000000000018,null,"",""]
["58443_G_GEN1","PJM_EMAAC","Pennsylvania",42,"Lancaster",71,"58443","GEN1","Martin Limestone Solar Array",0,2012,9999,"Solar PV","","","","","","Non-Fossil","G",2025,"Solar","",0,0,0,0,0,0,0,0,0,0,0,0,0,0,0,0,0.20145670339760113,0.43397335169878104,0.7321016253444309,1.367531680440813,0,0,0,0,0,0,0,0,0,0,0,0,0,0,0,0,0,0,0,0,0.03159841325808943,0,0,0,0,0,0,0,0,0,1,null,"",""]
["58493_G_PRO1","SERC_VACAR","North Carolina",37,"Franklin",69,"58493","PRO1","Progress Solar 1, LLC",0,2012,9999,"Solar PV","","","","","","Non-Fossil","G",2025,"Solar","",0,0,0,0,0,0,0,0,0,0,0,0,0,0,0,0,1.1650365481941827,2.3162541845415023,3.7053137370057008,7.186604469741385,0,0,0,0,0,0,0,0,0,0,0,0,0,0,0,0,0,0,0,0,0.12639365295869104,0,0,0,0,0,0,0,0,0,3.999999997668721,null,"",""]
["58519_G_1","PJM_EMAAC","New Jersey",34,"Burlington",5,"58519","1","Alethea I",0,2011,9999,"Solar PV","","","","","","Non-Fossil","G",2025,"Solar","",0,0,0,0,0,0,0,0,0,0,0,0,0,0,0,0,0.5953744144890685,1.2864304581446233,2.1331705575679134,4.014975430201606,0,0,0,0,0,0,0,0,0,0,0,0,0,0,0,0,0,0,0,0,0.10549938453745984,0,0,0,0,0,0,0,0,0,2.8243595598796576,null,"",""]
["58538_G_3","SERC_VACAR","North Carolina",37,"Person",145,"58538","3","PCSP3 Airport",0,2011,9999,"Solar PV","","","","","","Non-Fossil","G",2025,"Solar","",0,0,0,0,0,0,0,0,0,0,0,0,0,0,0,0,0.7281478426213639,1.447658865338439,2.315821085628563,4.491627793588366,0,0,0,0,0,0,0,0,0,0,0,0,0,0,0,0,0,0,0,0,0.07899603309918189,0,0,0,0,0,0,0,0,0,2.4999999985429504,null,"",""]
["58561_G_MSMA","ISONE_MA, VT, NH, RI (Rest of ISO New England)","Massachusetts",25,"Essex",9,"58561","MSMA","Merrimac Solar",0,2013,9999,"Solar PV","","","","","","Non-Fossil","G",2025,"Solar","",0,0,0,0,0,0,0,0,0,0,0,0,0,0,0,0,0.3138708941740398,0.6294462702802344,1.1555248893805348,2.098842053834809,0,0,0,0,0,0,0,0,0,0,0,0,0,0,0,0,0,0,0,0,0.047397619887133494,0,0,0,0,0,0,0,0,0,1.5000000000000009,null,"",""]
["58622_G_1","WECC_Colorado","Colorado",8,"Larimer",69,"58622","1","Carter Hydro",0,2012,9999,"Hydro","","","","","","Non-Fossil","G",2025,"Hydro","",0,0,0,0,0,0,0,0,0,0,0,0,0,0,0,0,0.7282661068105588,0.7854139791925466,1.3843119868944098,2.897992072897515,0,0,0,0,0,0,0,0,0,0,0,0,0,0,0,0,0,0,0,0,0.020550704568158384,1.0122898884666767E-3,1.0917254310776397E-3,1.9241936617832296E-3,0.004028208981327545,0,0,0,0,0,1.3,null,"",""]
["58644_G_BLK1","WECC_Southern Nevada","Nevada",32,"Clark",3,"58644","BLK1","Silver State Solar Power South",0,2015,9999,"Solar PV","","","","","","Non-Fossil","G",2025,"Solar","",0,0,0,0,0,0,0,0,0,0,0,0,0,0,0,0,11.057149559567808,21.6616682258211,33.358867364514616,66.07768514990353,0,0,0,0,0,0,0,0,0,0,0,0,0,0,0,0,0,0,0,0,0.8341981100135518,0,0,0,0,0,0,0,0,0,26.399999999999995,null,"",""]
["58698_G_D9612","WECC_Southern California Edison","California",6,"Riverside",65,"58698","D9612","Mira Loma",0,2011,9999,"Solar PV","","","","","","Non-Fossil","G",2025,"Solar","",0,0,0,0,0,0,0,0,0,0,0,0,0,0,0,0,0.20119305253040548,0.39568839779646187,0.668343164091136,1.2652246144180033,0,0,0,0,0,0,0,0,0,0,0,0,0,0,0,0,0,0,0,0,0.018697139260198548,0,0,0,0,0,0,0,0,0,0.5000000000000001,null,"",""]
["58717_G_1","ERCOT_Rest","Texas",48,"Kinney",271,"58717","1","OCI Alamo 4, LLC",0,2014,9999,"Solar PV","","","","","","Non-Fossil","G",2025,"Solar","",0,0,0,0,0,0,0,0,0,0,0,0,0,0,0,0,13.027333039095446,23.500671883037384,38.31309608917614,74.84110101130896,0,0,0,0,0,0,0,0,0,0,0,0,0,0,0,0,0,0,0,0,1.2512971650203402,0,0,0,0,0,0,0,0,0,39.6,null,"",""]
["58757_G_UE2","WECC_Northern California (not including BANC)","California",6,"Los Angeles",37,"58757","UE2","Summer North Solar",0,2014,9999,"Solar PV","","","","","","Non-Fossil","G",2025,"Solar","",0,0,0,0,0,0,0,0,0,0,0,0,0,0,0,0,0.5573737159290473,1.114507139821342,1.8800634549410857,3.551944310691475,0,0,0,0,0,0,0,0,0,0,0,0,0,0,0,0,0,0,0,0,0.047397619887133285,0,0,0,0,0,0,0,0,0,1.4999999999999998,null,"",""]
["58792_G_PV1","SERC_VACAR","North Carolina",37,"Cleveland",45,"58792","PV1","Ayrshire",0,2017,9999,"Solar PV","","","","","","Non-Fossil","G",2025,"Solar","",0,0,0,0,0,0,0,0,0,0,0,0,0,0,0,0,5.650427258741784,11.233832795026286,17.970771624477646,34.855031678245716,0,0,0,0,0,0,0,0,0,0,0,0,0,0,0,0,0,0,0,0,0.6130092168496515,0,0,0,0,0,0,0,0,0,19.399999988693295,null,"",""]
["58839_G_INV1","ISONE_MA, VT, NH, RI (Rest of ISO New England)","Massachusetts",25,"Middlesex",17,"58839","INV1","Sudbury Landfill",0,2013,9999,"Solar PV","","","","","","Non-Fossil","G",2025,"Solar","",0,0,0,0,0,0,0,0,0,0,0,0,0,0,0,0,0.10462363139134662,0.20981542342674475,0.3851749631268449,0.6996140179449362,0,0,0,0,0,0,0,0,0,0,0,0,0,0,0,0,0,0,0,0,0.015799206629044497,0,0,0,0,0,0,0,0,0,0.5000000000000002,null,"",""]
["58849_G_1","SERC_VACAR","North Carolina",37,"Nash",127,"58849","1","Castalia Solar",0,2014,9999,"Solar PV","","","","","","Non-Fossil","G",2025,"Solar","",0,0,0,0,0,0,0,0,0,0,0,0,0,0,0,0,0.5825182740970913,1.1581270922707512,1.8526568685028504,3.5933022348706927,0,0,0,0,0,0,0,0,0,0,0,0,0,0,0,0,0,0,0,0,0.06319682647934552,0,0,0,0,0,0,0,0,0,1.9999999988343604,null,"",""]
["58891_G_BTWF1","MISO_Lower Michigan","Michigan",26,"Huron",63,"58891","BTWF1","Big Turtle Wind Farm, LLC",0,2014,9999,"Onshore Wind","","","","","","Non-Fossil","G",2025,"Wind","",0,0,0,0,0,0,0,0,0,0,0,0,0,0,0,0,18.177716560214602,22.822622846557753,16.545050623912115,57.545390030684466,0,0,0,0,0,0,0,0,0,0,0,0,0,0,0,0,0,0,0,0,0.7051988074922547,0,0,0,0,0,0,0,0,0,20,null,"",""]
["58938_G_WT","SPP West (Oklahoma, Arkansas, Louisiana)","Oklahoma",40,"Murray",99,"58938","WT","Origin Wind",0,2014,9999,"Onshore Wind","","","","","","Non-Fossil","G",2025,"Wind","",0,0,0,0,0,0,0,0,0,0,0,0,0,0,0,0,135.78336095136365,201.14127989120078,199.74799436714656,536.672635209711,0,0,0,0,0,0,0,0,0,0,0,0,0,0,0,0,0,0,0,0,7.005811278128813,0,0,0,0,0,0,0,0,0,149.99999999999994,null,"",""]
["58975_G_PV1","WECC_Northern California (not including BANC)","California",6,"Kings",31,"58975","PV1","Henrietta Solar Project",0,2016,9999,"Solar PV","","","","","","Non-Fossil","G",2025,"Solar","",0,0,0,0,0,0,0,0,0,0,0,0,0,0,0,0,37.901412683175224,75.78648550785125,127.84431493599384,241.5322131270203,0,0,0,0,0,0,0,0,0,0,0,0,0,0,0,0,0,0,0,0,3.2230381523250635,0,0,0,0,0,0,0,0,0,101.99999999999999,null,"",""]
["59018_G_1","MISO_Indiana (including parts of Kentucky)","Indiana",18,"Lake",89,"59018","1","East Chicago",0,2013,9999,"Solar PV","","","","","","Non-Fossil","G",2025,"Solar","",0,0,0,0,0,0,0,0,0,0,0,0,0,0,0,0,0.4013142587021902,0.9662683541039875,1.7054219424151091,3.073004555221287,0,0,0,0,0,0,0,0,0,0,0,0,0,0,0,0,0,0,0,0,0.06319682651617788,0,0,0,0,0,0,0,0,0,2.0000000000000004,null,"",""]
["59056_G_GEN 1","PJM_EMAAC","Pennsylvania",42,"Montgomery",91,"59056","GEN 1","Spring House",10745,2013,9999,"Combustion Turbine","","","","","","Fossil","G",2025,"NaturalGas","",0,0,0.006079407914137931,0.006079407914137931,0,0,0,0,0,0,0,0,0,0,0,0,0,0,0.5657894755172413,0.5657894755172413,0,0,0.3558885393115862,0.3558885393115862,0,0,4.255583965517241E-10,4.255583965517241E-10,0,0,0.003714305456641031,0.003714305456641031,0,0,0,0,0,0,0,0,0.07495581759031034,0,0,2.670526324441379E-3,2.670526324441379E-3,0,0,0.019402950308999998,0.019402950308999998,0,3.8,null,"",""]
["59074_G_18B","WECC_Northern California (not including BANC)","California",6,"Santa Clara",85,"59074","18B","SC 1 Data Center, Phase 2",13469,2017,9999,"Combustion Turbine","","","","","","Fossil","G",2025,"Oil","",0,0,0,0,0,0,0,0,0,0,0,0,0,0,0,0,0,0,0,0,0,0,0,0,0,0,0,0,0,0,0,0,0,0,0,0,0,0,0,0,0.0453679948573712,0,0,0,0,0,0,0,0,0,2.2999999999999994,null,"",""]
["59074_G_EG4A","WECC_Northern California (not including BANC)","California",6,"Santa Clara",85,"59074","EG4A","SC 1 Data Center, Phase 2",13469,2011,9999,"Combustion Turbine","","","","","","Fossil","G",2025,"",null,0,0,0,0,0,0,0,0,0,0,0,0,0,0,0,0,0,0,0,0,0,0,0,0,0,0,0,0,0,0,0,0,0,0,0,0,0,0,0,0,0.04339547265194478,0,0,0,0,0,0,0,0,0,2.2769474995715813,null,"",""]
["59136_G_57449","ISONE_MA, VT, NH, RI (Rest of ISO New England)","Massachusetts",25,"Essex",9,"59136","57449","Methuen Landfill",0,2013,9999,"Solar PV","","","","","","Non-Fossil","G",2025,"Solar","",0,0,0,0,0,0,0,0,0,0,0,0,0,0,0,0,0.2720214416175012,0.5455201009095365,1.0014549041297969,1.8189964466568345,0,0,0,0,0,0,0,0,0,0,0,0,0,0,0,0,0,0,0,0,0.0410779372355157,0,0,0,0,0,0,0,0,0,1.300000000000001,null,"",""]
["59168_G_AS","WECC_Arizona","Arizona",4,"Pima",19,"59168","AS","Avalon Solar",0,2014,9999,"Solar PV","","","","","","Non-Fossil","G",2025,"Solar","",0,0,0,0,0,0,0,0,0,0,0,0,0,0,0,0,12.548816579879915,23.607096911562532,35.755739119702234,71.91165261114467,0,0,0,0,0,0,0,0,0,0,0,0,0,0,0,0,0,0,0,0,0.9163539840165071,0,0,0,0,0,0,0,0,0,28.999999985186715,null,"",""]
["59198_G_STER3","WECC_Colorado","Colorado",8,"Logan",75,"59198","STER3","Sterling PV 3",0,2014,9999,"Solar PV","","","","","","Non-Fossil","G",2025,"Solar","",0,0,0,0,0,0,0,0,0,0,0,0,0,0,0,0,0.5705019302557299,1.1081623465958195,1.771057867286621,3.4497221441381707,0,0,0,0,0,0,0,0,0,0,0,0,0,0,0,0,0,0,0,0,0.05055746121294277,0,0,0,0,0,0,0,0,0,1.6,null,"",""]
["59230_G_WT1","MISO_Iowa","Iowa",19,"Poweshiek",157,"59230","WT1","Venus Wind 3 LLC",0,2017,9999,"Onshore Wind","","","","","","Non-Fossil","G",2025,"Wind","",0,0,0,0,0,0,0,0,0,0,0,0,0,0,0,0,2.620458133986712,3.6420712175754653,2.9221191960224107,9.184648547584588,0,0,0,0,0,0,0,0,0,0,0,0,0,0,0,0,0,0,0,0,0.10577982112383842,0,0,0,0,0,0,0,0,0,3,null,"",""]
["59308_G_BEAC5","WECC_Southern California Edison","California",6,"Kern",29,"59308","BEAC5","Beacon Solar Plant Site 5",0,2017,9999,"Solar PV","","","","","","Non-Fossil","G",2025,"Solar","",0,0,0,0,0,0,0,0,0,0,0,0,0,0,0,0,15.210194771298653,29.91404287341252,50.52674320528988,95.65098085000105,0,0,0,0,0,0,0,0,0,0,0,0,0,0,0,0,0,0,0,0,1.4135037280710103,0,0,0,0,0,0,0,0,0,37.800000000000004,null,"",""]
["59326_G_MEC2","PJM West","Ohio",39,"Butler",17,"59326","MEC2","Middletown Energy Center",7050,2018,9999,"Combined Cycle","","","SCR","LNB + NH3","","Fossil","G",2025,"NaturalGas","",2.673683475590467,2.741763378904114,5.011689350368783,10.427136204863363,0,0,0,0,0,0,0,0,0,0,0,0,379.2458830624615,388.9026069367371,710.8779220381383,1479.026412037337,156.51743066105868,160.5028282010393,293.3842945705942,610.4045534326922,1.8715784343539349E-7,1.9192343667101673E-7,3.5081825451955125E-7,7.2989953462596147E-7,0.008195070087363468,0.00840374085347692,0.015361259423426282,0.031960070364266666,0,0,0,0,0,0,0,0,6.81354579906918,0.8665998333134097,0.888666032772777,1.6243991464581586,3.3796650125443453,10.45426131069128,9.49144420364317,15.834225023583992,35.77993053791844,0,215.7,"SCR","",""]
["59383_G_KATO","SPP North- (Kansas, Missouri)","Kansas",20,"Anderson",3,"59383","KATO","East Kansas Agri-Energy, LLC",11084,2005,9999,"Non-Fossil Waste","","","","","","Non-Fossil","G",2025,"Non-Fossil","",0.005889019645361468,0.009408395929638535,0.011700357519999998,0.026997773095,0,0,0,0,0,0,0,0,0,0,0,0,0.53130816,0.8488267709999999,1.05560786,2.435742791,0,0,0,0,0,0,0,0,0,0,0,0,0,0,0,0,0,0,0,0,0.207385198525,3.6856835476924E-3,5.888309460023289E-3,0.00732274942364293,0.01689674243135862,0,0,0,0,0,0.8,null,"",""]
["59436_G_9","MISO_Lower Michigan","Michigan",26,"Shiawassee",155,"59436","9","Lennon Generating",13500,2012,9999,"Landfill Gas","","","","","","Non-Fossil","G",2025,"LF Gas",null,0.03048338366660463,0.04408372018749473,0.05698620452978913,0.13155330838388848,0,0,0,0,0,0,0,0,0,0,0,0,2.266047432468988,3.2770574958839633,4.236191227105296,9.779296155458248,1.7567269173222528,2.5405007106844057,3.2840579808481656,7.581285608854824,0,0,0,0,0.003371004980159917,0.004874998193157362,0.006301819423048807,0.014547822596366087,0,0,0,0,0,0,0,0,0.38884722366811225,0.015719566099157218,0.02273294070511097,0.02938644930772556,0.06783895611199375,0,0,0,0,0,1.6038960066902865,null,"",""]
["59463_G_1","ISONE_MA, VT, NH, RI (Rest of ISO New England)","Massachusetts",25,"Essex",9,"59463","1","Ayers Village Solar",0,2014,9999,"Solar PV","","","","","","Non-Fossil","G",2025,"Solar","",0,0,0,0,0,0,0,0,0,0,0,0,0,0,0,0,0.41849452556538647,0.839261693706979,1.5406998525073796,2.7984560717797446,0,0,0,0,0,0,0,0,0,0,0,0,0,0,0,0,0,0,0,0,0.06319682651617799,0,0,0,0,0,0,0,0,0,2.000000000000001,null,"",""]
["59518_G_GRAND","PJM_Dominion","North Carolina",37,"Currituck",53,"59518","GRAND","Grandy PV 1",0,2019,9999,"Solar PV","","","","","","Non-Fossil","G",2025,"Solar","",0,0,0,0,0,0,0,0,0,0,0,0,0,0,0,0,5.62702769202669,11.532104667092916,19.14218118549641,36.301313544616015,0,0,0,0,0,0,0,0,0,0,0,0,0,0,0,0,0,0,0,0,0.631968265161786,0,0,0,0,0,0,0,0,0,20.000000000000007,null,"",""]
["59562_G_PV1","SERC_VACAR","North Carolina",37,"Scotland",165,"59562","PV1","Eastover Farm",0,2014,9999,"Solar PV","","","","","","Non-Fossil","G",2025,"Solar","",0,0,0,0,0,0,0,0,0,0,0,0,0,0,0,0,1.4562956852427278,2.895317730676878,4.631642171257126,8.983255587176732,0,0,0,0,0,0,0,0,0,0,0,0,0,0,0,0,0,0,0,0,0.15799206619836378,0,0,0,0,0,0,0,0,0,4.999999997085901,null,"",""]
["59604_G_FLS1","SERC_VACAR","North Carolina",37,"Vance",181,"59604","FLS1","Stagecoach Solar",0,2015,9999,"Solar PV","","","","","","Non-Fossil","G",2025,"Solar","",0,0,0,0,0,0,0,0,0,0,0,0,0,0,0,0,1.4562956852427278,2.895317730676878,4.631642171257126,8.983255587176732,0,0,0,0,0,0,0,0,0,0,0,0,0,0,0,0,0,0,0,0,0.15799206619836378,0,0,0,0,0,0,0,0,0,4.999999997085901,null,"",""]
["59627_G_HRMNY","PJM_EMAAC","New Jersey",34,"Warren",41,"59627","HRMNY","Harmony",0,2015,9999,"Solar PV","","","","","","Non-Fossil","G",2025,"Solar","",0,0,0,0,0,0,0,0,0,0,0,0,0,0,0,0,0.6379011583811449,1.3783183480120966,2.2855398831084788,4.30175938950172,0,0,0,0,0,0,0,0,0,0,0,0,0,0,0,0,0,0,0,0,0.11303505486156412,0,0,0,0,0,0,0,0,0,3.0260995284424905,null,"",""]
["59666_G_IS047","SERC_VACAR","North Carolina",37,"Robeson",155,"59666","IS047","Innovative Solar 47",0,2017,9999,"Solar PV","","","","","","Non-Fossil","G",2025,"Solar","",0,0,0,0,0,0,0,0,0,0,0,0,0,0,0,0,9.844558832240843,19.572347859375693,31.309901077698168,60.7268077693147,0,0,0,0,0,0,0,0,0,0,0,0,0,0,0,0,0,0,0,0,1.0680263675009392,0,0,0,0,0,0,0,0,0,33.79999998030069,null,"",""]
["59708_G_5MWPV","SERC_VACAR","North Carolina",37,"Franklin",69,"59708","5MWPV","Franklinton Solar",0,2017,9999,"Solar PV","","","","","","Non-Fossil","G",2025,"Solar","",0,0,0,0,0,0,0,0,0,0,0,0,0,0,0,0,1.4562956852427278,2.895317730676878,4.631642171257126,8.983255587176732,0,0,0,0,0,0,0,0,0,0,0,0,0,0,0,0,0,0,0,0,0.15799206619836378,0,0,0,0,0,0,0,0,0,4.999999997085901,null,"",""]
["59725_G_FHWTG","ISONE_MA, VT, NH, RI (Rest of ISO New England)","Massachusetts",25,"Bristol",5,"59725","FHWTG","Fairhaven Wind",0,2012,9999,"Onshore Wind","","","","","","Non-Fossil","G",2025,"Wind","",0,0,0,0,0,0,0,0,0,0,0,0,0,0,0,0,2.288870368337366,3.13176495159074,2.3821709365673978,7.802806256495503,0,0,0,0,0,0,0,0,0,0,0,0,0,0,0,0,0,0,0,0,0.11736417028325448,0,0,0,0,0,0,0,0,0,2.9999999999999996,null,"",""]
["59754_G_1","FRCC","Florida",12,"Polk",105,"59754","1","Lakeland Electric Co. (FL) - Aiport II",0,2012,9999,"Solar PV","","","","","","Non-Fossil","G",2025,"Solar","",0,0,0,0,0,0,0,0,0,0,0,0,0,0,0,0,1.4065788949059184,2.308093709499778,2.8857844538779323,6.600457058283628,0,0,0,0,0,0,0,0,0,0,0,0,0,0,0,0,0,0,0,0,0.11059444640331176,0,0,0,0,0,0,0,0,0,3.4999999999999996,null,"",""]
["59783_G_91198","PJM_EMAAC","Delaware",10,"New Castle",3,"59783","91198","Croda Atlas Point CHP",4610,2013,9999,"Landfill Gas","","","","","","Non-Fossil","G",2025,"LF Gas","",0.00795745919393129,0.010347351835282995,0.012503444155190476,0.030808255184404762,0,0,0,0,0,0,0,0,0,0,0,0,1.7261299770000003,2.244544866666667,2.7122438514285716,6.682918695095239,1.3444065771680265,1.7481770907773306,2.1124472208525713,5.205030888797928,0,0,0,0,2.5797983880883357E-3,3.35459861434213E-3,0.004053601067268009,0.009987998069698474,0,0,0,0,0,0,0,0,0.28515464797207146,0.011974159887564234,0.015570402847061049,0.01881482968479191,0.046359392419417195,0,0,0,0,0,1.1,null,"",""]
["59832_G_FLS1","SERC_VACAR","North Carolina",37,"Lenoir",107,"59832","FLS1","Kinston Solar",0,2015,9999,"Solar PV","","","","","","Non-Fossil","G",2025,"Solar","",0,0,0,0,0,0,0,0,0,0,0,0,0,0,0,0,1.4562956852427278,2.895317730676878,4.631642171257126,8.983255587176732,0,0,0,0,0,0,0,0,0,0,0,0,0,0,0,0,0,0,0,0,0.15799206619836378,0,0,0,0,0,0,0,0,0,4.999999997085901,null,"",""]
["59845_G_E7","PJM West","Virginia",51,"Pulaski",155,"59845","E7","New River",13500,2013,9999,"Landfill Gas","","","","","","Non-Fossil","G",2025,"LF Gas",null,0.003074398993135316,3.9098571191146835E-3,4.6872003117656245E-3,0.011671456424015625,0,0,0,0,0,0,0,0,0,0,0,0,0.22773325875000006,0.28961904585937503,0.34720002309375014,0.8645523277031252,0.17717453957479853,0.22532115591670146,0.27011866676671875,0.6726143622582188,0,0,0,0,3.399824126661724E-4,0.000432371549530401,5.1833404650084231E-4,1.2906880086974157E-3,0,0,0,0,0,0,0,0,0.06561797297085939,1.5797851195006132E-3,0.002009086689770152,2.4085258033211022E-3,0.005997397612591868,0,0,0,0,0,0.3000000000000001,null,"",""]
["59919_G_NSPV2","WECC_Southern Nevada","Nevada",32,"Clark",3,"59919","NSPV2","Nellis Solar PV II",0,2015,9999,"Solar PV","","","","","","Non-Fossil","G",2025,"Solar","",0,0,0,0,0,0,0,0,0,0,0,0,0,0,0,0,6.282471340663529,12.307766037398354,18.953901911656033,37.54413928971792,0,0,0,0,0,0,0,0,0,0,0,0,0,0,0,0,0,0,0,0,0.47397619887133635,0,0,0,0,0,0,0,0,0,14.999999999999998,null,"",""]
["59946_G_GMSE","WECC_Utah","Utah",49,"Iron",21,"59946","GMSE","Granite Mountain Solar East, LLC",0,2016,9999,"Solar PV","","","","","","Non-Fossil","G",2025,"Solar","",0,0,0,0,0,0,0,0,0,0,0,0,0,0,0,0,31.954299415204616,65.94890820879357,108.50939796404643,206.41260558804458,0,0,0,0,0,0,0,0,0,0,0,0,0,0,0,0,0,0,0,0,2.527873060647103,0,0,0,0,0,0,0,0,0,80,null,"",""]
["59959_G_WCBS","PJM_ComEd","Illinois",17,"DuPage",43,"59959","WCBS","Elwood Energy Storage Center",0,2015,9999,"Energy Storage","","","","","","Non-Fossil","G",2025,"EnerStor","",0,0,0,0,0,0,0,0,0,0,0,0,0,0,0,0,0.4771800000000001,0,6.833217600000001,7.310397600000002,0,0,0,0,0,0,0,0,0,0,0,0,0,0,0,0,0,0,0,0,0.7281710153320355,3.7554679938127554E-3,0,0.05377830167139866,0.05753376966521141,0,0,0,0,0,19.800000000000004,null,"",""]
["6004_B_1","PJM_AP","West Virginia",54,"Pleasants",73,"6004","1","FirstEnergy Pleasants Power Station",10492,1979,9999,"Coal Steam","wall","dry","ESPC + PM Scrubber + Wet Scrubber + SCR","LNB","Wet Scrubber","Fossil","B",2025,"","Coal Retirement",0,0,0,0,0,0,0,0,0,0,0,0,0,0,0,0,0,0,0,0,0,0,0,0,0,0,0,0,0,0,0,0,0,0,0,0,0,0,0,0,0,0,0,0,0,0,0,0,0,0,644,"Scrubber / SCR","Wet Scrubber",""]
["60064_G_WHTPN","SERC_Southeastern","Georgia",13,"Taylor",269,"60064","WHTPN","White Pine Solar, LLC",0,2016,9999,"Solar PV","","","","","","Non-Fossil","G",2025,"Solar","",0,0,0,0,0,0,0,0,0,0,0,0,0,0,0,0,36.63032087485911,65.6326408238845,101.75031586598804,204.01327756473165,0,0,0,0,0,0,0,0,0,0,0,0,0,0,0,0,0,0,0,0,3.197759421718582,0,0,0,0,0,0,0,0,0,101.19999999999993,null,"",""]
["60084_B_7040","SERC_Southeastern","Georgia",13,"Lowndes",185,"60084","7040","PCA-Valdosta Mill",7182,2011,9999,"Non-Fossil Waste","","","ESPH","LNB","","Non-Fossil","B",2025,"Non-Fossil","",0.44170258948497065,0.5966678532137328,0.7787012689806266,1.81707171167933,0,0,0,0,0,0,0,0,0,0,0,0,61.50133521097413,83.07823074548406,108.42401406025256,253.00358001671077,0,0,0,0,0,0,0,0,0.044152206786569156,0.05964239980732004,0.07783830177081832,0.18163290836470752,0,0,0,0,0,0,0,0,9.622741799575003,0.42663462828841797,0.5763135055746635,0.7521371491765569,1.7550852830396384,0,0,0,0,0,57.00000000000001,null,"",""]
["60123_G_BAT1","ERCOT_West","Texas",48,"Upton",461,"60123","BAT1","Castle Gap Solar Hybrid",0,2019,9999,"Energy Storage","","","","","","Non-Fossil","G",2025,"EnerStor","",0,0,0,0,0,0,0,0,0,0,0,0,0,0,0,0,0.4580928000000002,3.3915999359999995,0,3.8496927359999997,0,0,0,0,0,0,0,0,0,0,0,0,0,0,0,0,0,0,0,0,0.364085507666,3.6052492740602515E-3,0.026692327858387595,0,0.030297577132447847,0,0,0,0,0,9.9,null,"",""]
["60187_G_DSR2","WECC_LADWP","California",6,"Los Angeles",37,"60187","DSR2","Antelope DSR 2",0,2016,9999,"Solar PV","","","","","","Non-Fossil","G",2025,"Solar","",0,0,0,0,0,0,0,0,0,0,0,0,0,0,0,0,1.9454120355015099,3.9559390823659597,6.697027759351403,12.598378877218872,0,0,0,0,0,0,0,0,0,0,0,0,0,0,0,0,0,0,0,0,0.21794127658529971,0,0,0,0,0,0,0,0,0,5.000000000000001,null,"",""]
["60217_G_RKSP","ERCOT_Rest","Texas",48,"Val Verde",465,"60217","RKSP","Rocksprings",0,2017,9999,"Onshore Wind","","","","","","Non-Fossil","G",2025,"Wind","",0,0,0,0,0,0,0,0,0,0,0,0,0,0,0,0,113.59145760378081,161.0736465673734,188.47119275715943,463.13629692831364,0,0,0,0,0,0,0,0,0,0,0,0,0,0,0,0,0,0,0,0,5.26430909792967,0,0,0,0,0,0,0,0,0,149.29999999999998,null,"",""]
["60231_G_PV1","WECC_San Diego Gas and Electric","California",6,"San Diego",73,"60231","PV1","Genentech-Oceanside Hybrid",0,2016,9999,"Solar PV","","","","","","Non-Fossil","G",2025,"Solar","",0,0,0,0,0,0,0,0,0,0,0,0,0,0,0,0,1.606805440414517,3.3680640310881076,5.646719751295395,10.62158922279802,0,0,0,0,0,0,0,0,0,0,0,0,0,0,0,0,0,0,0,0,0.14219285966139708,0,0,0,0,0,0,0,0,0,4.500000000000001,null,"",""]
["60264_G_BCGT5","ERCOT_Rest","Texas",48,"Galveston",167,"60264","BCGT5","Bacliff",10745,2018,9999,"Combustion Turbine","","","","DLNB","","Fossil","G",2025,"NaturalGas","",0,0,0,0,0,0,0,0,0,0,0,0,0,0,0,0,0,0,0,0,0,0,0,0,0,0,0,0,0,0,0,0,0,0,0,0,0,0,0,0,1.0651616183908332,0,0,0,0,0,0,0,0,0,54,null,"",""]
["60332_G_ORSC1","WECC_Pacific Northwest","Oregon",41,"Malheur",45,"60332","ORSC1","Open Range Solar Center, LLC",0,2016,9999,"Solar PV","","","","","","Non-Fossil","G",2025,"Solar","",0,0,0,0,0,0,0,0,0,0,0,0,0,0,0,0,2.7988878176795575,5.974690911602223,11.071321546961368,19.84490027624315,0,0,0,0,0,0,0,0,0,0,0,0,0,0,0,0,0,0,0,0,0.3159841325808985,0,0,0,0,0,0,0,0,0,10.000000000000002,null,"",""]
["60347_G_1","MISO_Lower Michigan","Michigan",26,"Lapeer",87,"60347","1","Turrill Solar Farm",0,2017,9999,"Solar PV","","","","","","Non-Fossil","G",2025,"Solar","",0,0,0,0,0,0,0,0,0,0,0,0,0,0,0,0,2.4904592293577874,8.336053394495405,15.781964440367329,26.608477064220523,0,0,0,0,0,0,0,0,0,0,0,0,0,0,0,0,0,0,0,0,0.6193288998584812,0,0,0,0,0,0,0,0,0,19.599999999999998,null,"",""]
["60405_G_CSPV","SPP SPS (Texas Panhandle)","New Mexico",35,"Chaves",5,"60405","CSPV","Chaves Solar, LLC",0,2016,9999,"Solar PV","","","","","","Non-Fossil","G",2025,"Solar","",0,0,0,0,0,0,0,0,0,0,0,0,0,0,0,0,28.17852923488109,53.344315419311236,83.47028932509194,164.99313397928427,0,0,0,0,0,0,0,0,0,0,0,0,0,0,0,0,0,0,0,0,2.211888928066213,0,0,0,0,0,0,0,0,0,70,null,"",""]
["6043_G_3GT2","FRCC","Florida",12,"Martin",85,"6043","3GT2","Martin",7230,1994,9999,"Combined Cycle","","","SCR","DLNB","","Fossil","G",2025,"NaturalGas","",0.5700032355153701,1.6698983015472844,2.9561798816358573,5.196081418698512,0,0,0,0,0,0,0,0,0,0,0,0,78.83862178635525,230.96795318772075,408.8768854267916,718.6834604008676,33.36798940706845,97.75584657257409,173.05477027095384,304.1786062505964,3.9900226467282209E-8,1.1689288105325168E-7,2.0693259170174543E-7,3.6372569922227929E-7,0.007635496249763479,0.022369175163404642,0.03959960048257358,0.0696042718957417,0,0,0,0,0,0,0,0,6.537656210872901,0.2630768671372579,0.6269706350239925,0.9348481874852712,1.8248956896465216,2.4070198173193855,6.466204151707412,11.800122882253044,20.67334685127984,0,165,"SCR","",""]
["60450_G_PVCR","WECC_Northern California (not including BANC)","California",6,"Kings",31,"60450","PVCR","Corcoran",0,2014,9999,"Solar PV","","","","","","Non-Fossil","G",2025,"Solar","",0,0,0,0,0,0,0,0,0,0,0,0,0,0,0,0,0.40874072501463476,0.8173052358689842,1.3787132002901297,2.6047591611737486,0,0,0,0,0,0,0,0,0,0,0,0,0,0,0,0,0,0,0,0,0.034758254583897745,0,0,0,0,0,0,0,0,0,1.1,null,"",""]
["60501_G_1","PJM_EMAAC","New Jersey",34,"Hudson",17,"60501","1","Hartz Way",0,2010,9999,"Solar PV","","","","","","Non-Fossil","G",2025,"Solar","",0,0,0,0,0,0,0,0,0,0,0,0,0,0,0,0,0.19137034751434345,0.41349550440362903,0.6856619649325437,1.290527816850516,0,0,0,0,0,0,0,0,0,0,0,0,0,0,0,0,0,0,0,0,0.03391051645846924,0,0,0,0,0,0,0,0,0,0.9078298585327472,null,"",""]
["60528_G_PV1","MISO_Minnesota and Western Wisconsin","Minnesota",27,"Chisago",25,"60528","PV1","Lawrence Creek Solar",0,2016,9999,"Solar PV","","","","","","Non-Fossil","G",2025,"Solar","",0,0,0,0,0,0,0,0,0,0,0,0,0,0,0,0,0.7613653365209709,1.7676425113467504,3.3552931631114347,5.884301010979156,0,0,0,0,0,0,0,0,0,0,0,0,0,0,0,0,0,0,0,0,0.11059444616275897,0,0,0,0,0,0,0,0,0,3.4999999923871763,null,"",""]
["60553_G_1","SERC_VACAR","North Carolina",37,"Vance",181,"60553","1","Southerland Farm Solar",0,2016,9999,"Solar PV","","","","","","Non-Fossil","G",2025,"Solar","",0,0,0,0,0,0,0,0,0,0,0,0,0,0,0,0,1.4562956852427278,2.895317730676878,4.631642171257126,8.983255587176732,0,0,0,0,0,0,0,0,0,0,0,0,0,0,0,0,0,0,0,0,0.15799206619836378,0,0,0,0,0,0,0,0,0,4.999999997085901,null,"",""]
["6060_G_1","WECC_Imperial Irrigation District (IID)","California",6,"Riverside",65,"6060","1","Coachella",20519,1973,9999,"Combustion Turbine","","","","","","Fossil","G",2025,"Oil","",0,0,0,0,0,0,0,0,0,0,0,0,0,0,0,0,0,0,0,0,0,0,0,0,0,0,0,0,0,0,0,0,0,0,0,0,0,0,0,0,0.39647682462320155,0,0,0,0,0,0,0,0,0,20.100000000000005,null,"",""]
["60640_G_COLBY","ISONE_Maine","Maine",23,"Kennebec",11,"60640","COLBY","NRG Solar Mule, LLC",0,2017,9999,"Solar PV","","","","","","Non-Fossil","G",2025,"Solar","",0,0,0,0,0,0,0,0,0,0,0,0,0,0,0,0,0.4983431250001724,1.042151517857506,1.682263392856875,3.2227580357145538,0,0,0,0,0,0,0,0,0,0,0,0,0,0,0,0,0,0,0,0,0.04739761988705357,0,0,0,0,0,0,0,0,0,1.4999999999999998,null,"",""]
["60666_G_PV1","PJM_EMAAC","Maryland",24,"Harford",25,"60666","PV1","Baltimore City F",0,2015,9999,"Solar PV","","","","","","Non-Fossil","G",2025,"Solar","",0,0,0,0,0,0,0,0,0,0,0,0,0,0,0,0,0.5780067483946338,1.1659562288383045,1.7869119789842511,3.5308749562171893,0,0,0,0,0,0,0,0,0,0,0,0,0,0,0,0,0,0,0,0,0.06319682651617513,0,0,0,0,0,0,0,0,0,2.0000000000000004,null,"",""]
["60695_G_MLC17","MISO_Minnesota and Western Wisconsin","Minnesota",27,"Carver",19,"60695","MLC17","BentonSun LLC",0,2016,9999,"Solar PV","","","","","","Non-Fossil","G",2025,"Solar","",0,0,0,0,0,0,0,0,0,0,0,0,0,0,0,0,0.21753295329170597,0.5050407175276429,0.9586551894604098,1.6812288602797587,0,0,0,0,0,0,0,0,0,0,0,0,0,0,0,0,0,0,0,0,0.0315984131893597,0,0,0,0,0,0,0,0,0,0.9999999978249073,null,"",""]
["60712_G_UCS4","MISO_Minnesota and Western Wisconsin","Minnesota",27,"Dakota",37,"60712","UCS4","Ursa Community Solar",0,2017,9999,"Solar PV","","","","","","Non-Fossil","G",2025,"Solar","",0,0,0,0,0,0,0,0,0,0,0,0,0,0,0,0,0.19577965796253538,0.4545366457748786,0.8627896705143688,1.513105974251783,0,0,0,0,0,0,0,0,0,0,0,0,0,0,0,0,0,0,0,0,0.028438571870423732,0,0,0,0,0,0,0,0,0,0.8999999980424167,null,"",""]
["60734_G_PV1","PJM_EMAAC","New Jersey",34,"Burlington",5,"60734","PV1","Bordentown Solar",0,2015,9999,"Solar PV","","","","","","Non-Fossil","G",2025,"Solar","",0,0,0,0,0,0,0,0,0,0,0,0,0,0,0,0,1.424645920384557,3.0782443105603488,5.104372405608936,9.607262636553843,0,0,0,0,0,0,0,0,0,0,0,0,0,0,0,0,0,0,0,0,0.2524449558574932,0,0,0,0,0,0,0,0,0,6.758288946854895,null,"",""]
["60756_G_PV1","ISONE_MA, VT, NH, RI (Rest of ISO New England)","Massachusetts",25,"Suffolk",25,"60756","PV1","Meadow Solar",0,2016,9999,"Solar PV","","","","","","Non-Fossil","G",2025,"Solar","",0,0,0,0,0,0,0,0,0,0,0,0,0,0,0,0,0.6277417883480796,1.2588925405604687,2.3110497787610695,4.197684107669618,0,0,0,0,0,0,0,0,0,0,0,0,0,0,0,0,0,0,0,0,0.09479523977426699,0,0,0,0,0,0,0,0,0,3.0000000000000018,null,"",""]
["60815_G_BA2","ISONE_MA, VT, NH, RI (Rest of ISO New England)","Massachusetts",25,"Hampshire",15,"60815","BA2","Hampshire College Hybrid",0,2017,9999,"Energy Storage","","","","","","Non-Fossil","G",2025,"EnerStor","",0,0,0,0,0,0,0,0,0,0,0,0,0,0,0,0,1.4460000000000002E-3,0,0,1.4460000000000002E-3,0,0,0,0,0,0,0,0,0,0,0,0,0,0,0,0,0,0,0,0,0.018388156952823035,1.1380206041856856E-5,0,0,1.1380206041856856E-5,0,0,0,0,0,0.5000000000000001,null,"",""]
["60846_G_PV1","WECC_BANC","California",6,"Sacramento",67,"60846","PV1","US GSA - Sacramento",0,2018,9999,"Solar PV","","","","","","Non-Fossil","G",2025,"Solar","",0,0,0,0,0,0,0,0,0,0,0,0,0,0,0,0,0.3594616313423197,0.7667070489723727,1.263282864322422,2.3894515446371143,0,0,0,0,0,0,0,0,0,0,0,0,0,0,0,0,0,0,0,0,0.03475825458390071,0,0,0,0,0,0,0,0,0,1.1,null,"",""]
["60863_G_PV1","PJM West","Kentucky",21,"Clark",49,"60863","PV1","Cooperative Solar One",0,2017,9999,"Solar PV","","","","","","Non-Fossil","G",2025,"Solar","",0,0,0,0,0,0,0,0,0,0,0,0,0,0,0,0,1.8688387500001973,4.056214375000427,6.335571875000625,12.260625000001252,0,0,0,0,0,0,0,0,0,0,0,0,0,0,0,0,0,0,0,0,0.26858651269375,0,0,0,0,0,0,0,0,0,8.5,null,"",""]
["60914_G_W5328","WECC_LADWP","California",6,"Los Angeles",37,"60914","W5328","Westmont 300B",0,2016,9999,"Solar PV","","","","","","Non-Fossil","G",2025,"Solar","",0,0,0,0,0,0,0,0,0,0,0,0,0,0,0,0,0.8948895363306943,1.8197319778883412,3.080632769301645,5.795254283520681,0,0,0,0,0,0,0,0,0,0,0,0,0,0,0,0,0,0,0,0,0.10025298722923787,0,0,0,0,0,0,0,0,0,2.3000000000000003,null,"",""]
["60938_G_AACS1","MISO_Minnesota and Western Wisconsin","Minnesota",27,"Dodge",39,"60938","AACS1","Aries Community Solar",0,2017,9999,"Solar PV","","","","","","Non-Fossil","G",2025,"Solar","",0,0,0,0,0,0,0,0,0,0,0,0,0,0,0,0,0.19577965796253538,0.4545366457748786,0.8627896705143688,1.513105974251783,0,0,0,0,0,0,0,0,0,0,0,0,0,0,0,0,0,0,0,0,0.028438571870423732,0,0,0,0,0,0,0,0,0,0.8999999980424167,null,"",""]
["60955_G_PV1","MISO_Iowa","Iowa",19,"Clayton",43,"60955","PV1","Strawberry Point DPC Solar",0,2017,9999,"Solar PV","","","","","","Non-Fossil","G",2025,"Solar","",0,0,0,0,0,0,0,0,0,0,0,0,0,0,0,0,0.18688718749996142,0.43062804687491113,0.7952191406250002,1.4127343749998726,0,0,0,0,0,0,0,0,0,0,0,0,0,0,0,0,0,0,0,0,0.04107793723557844,0,0,0,0,0,0,0,0,0,1.3,null,"",""]
["60976_G_PV1","WECC_Pacific Northwest","Oregon",41,"Deschutes",17,"60976","PV1","OSLH, LLC",0,2016,9999,"Solar PV","","","","","","Non-Fossil","G",2025,"Solar","",0,0,0,0,0,0,0,0,0,0,0,0,0,0,0,0,2.7708989395027626,5.9149440024862,10.960608331491754,19.646451273480718,0,0,0,0,0,0,0,0,0,0,0,0,0,0,0,0,0,0,0,0,0.31282429125508954,0,0,0,0,0,0,0,0,0,9.900000000000002,null,"",""]
["61027_G_PESCT","WECC_Northern California (not including BANC)","California",6,"San Joaquin",77,"61027","PESCT","Pacific Ethanol Stockton Cogen Plant",12369,2016,9999,"Combustion Turbine","","","","","","Fossil","G",2025,"",null,0,0,0,0,0,0,0,0,0,0,0,0,0,0,0,0,0,0,0,0,0,0,0,0,0,0,0,0,0,0,0,0,0,0,0,0,0,0,0,0,2.8156972162972348E-8,0,0,0,0,0,0,0,0,0,1.0849056347899612E-6,null,"",""]
["61053_G_SGREE","MISO_Indiana (including parts of Kentucky)","Indiana",18,"Hancock",59,"61053","SGREE","Greenfield Solar Park",0,2017,9999,"Solar PV","","","","","","Non-Fossil","G",2025,"Solar","",0,0,0,0,0,0,0,0,0,0,0,0,0,0,0,0,0.5618399621830663,1.3527756957455825,2.3875907193811527,4.302206377309801,0,0,0,0,0,0,0,0,0,0,0,0,0,0,0,0,0,0,0,0,0.08847555712264901,0,0,0,0,0,0,0,0,0,2.8000000000000003,null,"",""]
["61091_G_1","SERC_VACAR","North Carolina",37,"Scotland",165,"61091","1","Laurinburg Farm",0,2015,9999,"Solar PV","","","","","","Non-Fossil","G",2025,"Solar","",0,0,0,0,0,0,0,0,0,0,0,0,0,0,0,0,1.4562956852427278,2.895317730676878,4.631642171257126,8.983255587176732,0,0,0,0,0,0,0,0,0,0,0,0,0,0,0,0,0,0,0,0,0.15799206619836378,0,0,0,0,0,0,0,0,0,4.999999997085901,null,"",""]
["61145_G_GM01","PJM West","Ohio",39,"Brown",15,"61145","GM01","Brown County LFGTE Power Station",13500,2017,9999,"Landfill Gas","","","","","","Non-Fossil","G",2025,"LF Gas","",0.03687969934701936,0.045057035485698935,0.0607649418329215,0.1427016766656398,0,0,0,0,0,0,0,0,0,0,0,0,2.71878913714184,3.321626282190214,4.479620677538413,10.520036096870466,2.125340193649413,2.5965918979809595,3.501822832896955,8.223754924527327,0,0,0,0,0.002829595438627227,3.4570016661131706E-3,0.004662190996282035,0.010948788101022433,0,0,0,0,0,0,0,0,0.38884713173550545,0.018860234317516385,0.023042114278559473,0.031075118874714838,0.0729774674707907,0,0,0,0,0,1.4999995544555778,null,"",""]
["61181_G_OACS5","MISO_Minnesota and Western Wisconsin","Minnesota",27,"McLeod",85,"61181","OACS5","Andromeda Community Solar",0,2017,9999,"Solar PV","","","","","","Non-Fossil","G",2025,"Solar","",0,0,0,0,0,0,0,0,0,0,0,0,0,0,0,0,0.19577965796253538,0.4545366457748786,0.8627896705143688,1.513105974251783,0,0,0,0,0,0,0,0,0,0,0,0,0,0,0,0,0,0,0,0,0.028438571870423732,0,0,0,0,0,0,0,0,0,0.8999999980424167,null,"",""]
["612_G_9","FRCC","Florida",12,"Lee",71,"612","9","Fort Myers",11565,1974,9999,"Combustion Turbine","","","","","","Fossil","G",2025,"Oil","",0,0,0,0,0,0,0,0,0,0,0,0,0,0,0,0,0,0,0,0,0,0,0,0,0,0,0,0,0,0,0,0,0,0,0,0,0,0,0,0,1.065161618391,0,0,0,0,0,0,0,0,0,54,null,"",""]
["6125_G_4","ISONE_MA, VT, NH, RI (Rest of ISO New England)","Massachusetts",25,"Worcester",27,"6125","4","Shrewsbury",18500,1975,9999,"Combustion Turbine","","","","","","Fossil","G",2025,"Oil","",0,0,0,0,0,0,0,0,0,0,0,0,0,0,0,0,0,0,0,0,0,0,0,0,0,0,0,0,0,0,0,0,0,0,0,0,0,0,0,0,0.05523059766010971,0,0,0,0,0,0,0,0,0,2.799999757925093,null,"",""]
["61280_G_WILS7","SERC_VACAR","North Carolina",37,"Wilson",195,"61280","WILS7","Wilson Solar Farm 7",0,2017,9999,"Solar PV","","","","","","Non-Fossil","G",2025,"Solar","",0,0,0,0,0,0,0,0,0,0,0,0,0,0,0,0,2.6795840608466195,5.327384624445455,8.52222159511311,16.529190280405185,0,0,0,0,0,0,0,0,0,0,0,0,0,0,0,0,0,0,0,0,0.2907054018049894,0,0,0,0,0,0,0,0,0,9.199999994638057,null,"",""]
["613_G_6A","FRCC","Florida",12,"Broward",11,"613","6A","Lauderdale",10745,2016,9999,"Combustion Turbine","","","","DLNB + H2O","","Fossil","G",2025,"NaturalGas","",0.10174184872144587,0.21119148765975415,0.690053406394,1.0029867427752002,0,0,0,0,0,0,0,0,0,0,0,0,9.468762095999999,19.654861578400002,64.2208847272,93.34450840160001,5.955967824157714,12.363149687610886,40.395726410291005,58.7148439220596,7.1219293953231537E-9,1.4783404104676848E-8,4.83037385e-08,7.0209072E-8,1.5790334921165082E-3,0.003277691888395665,0.010709628867259378,0.01556635424777155,0,0,0,0,0,0,0,0,4.556524700894,0.043650993262559994,0.09060891187642402,0.29605827859239203,0.43031818373137604,0.42963729127255323,0.8177787072700466,2.754472094661,4.0018880932036,0,231,null,"",""]
["6132_G_2","SERC_Southeastern","Georgia",13,"Elbert",105,"6132","2","Richard B Russell",0,1985,9999,"Hydro","","","","","","Non-Fossil","G",2025,"Hydro","",0,0,0,0,0,0,0,0,0,0,0,0,0,0,0,0,36.39702809308326,39.54684301353597,48.36365362027485,124.30752472689409,0,0,0,0,0,0,0,0,0,0,0,0,0,0,0,0,0,0,0,0,1.3278916797874145,0.05059186904938572,0.05497011178881499,0.06722547853218204,0.17278745937038276,0,0,0,0,0,84,null,"",""]
["61377_G_PATT1","WECC_Northern California (not including BANC)","California",6,"Stanislaus",99,"61377","PATT1","Amazon - Patterson PV",0,2017,9999,"Solar PV","","","","","","Non-Fossil","G",2025,"Solar","",0,0,0,0,0,0,0,0,0,0,0,0,0,0,0,0,0.9289561932150787,1.8575118997022366,3.133439091568476,5.919907184485791,0,0,0,0,0,0,0,0,0,0,0,0,0,0,0,0,0,0,0,0,0.07899603314522213,0,0,0,0,0,0,0,0,0,2.4999999999999996,null,"",""]
["61386_G_GM01","SERC_Southeastern","Georgia",13,"Spalding",255,"61386","GM01","Georgia LFG Pine Ridge Plant",13500,2016,9999,"Landfill Gas","","","","","","Non-Fossil","G",2025,"LF Gas","",0.03782664773639055,0.05083426373657822,0.06870168458406366,0.15736259605703246,0,0,0,0,0,0,0,0,0,0,0,0,2.7983074934324006,3.7605738189783087,5.082354643811399,11.64123595622211,2.1799118824037325,2.9295277848796695,3.9592093808977165,9.068649048181118,0,0,0,0,0.004183059837204632,5.6215070516485695E-3,0.007597375784700441,0.017401942673553644,0,0,0,0,0,0,0,0,0.5443861235865661,0.019411852981757644,0.026087092384372824,0.035256283084817965,0.08075522845094843,0,0,0,0,0,2.0999999130434808,null,"",""]
["61399_G_DU183","ISONE_MA, VT, NH, RI (Rest of ISO New England)","Massachusetts",25,"Middlesex",17,"61399","DU183","Ashby Duffy CSG Solar Farm",0,2017,9999,"Solar PV","","","","","","Non-Fossil","G",2025,"Solar","",0,0,0,0,0,0,0,0,0,0,0,0,0,0,0,0,0.37664507300884786,0.7553355243362813,1.3866298672566417,2.5186104646017706,0,0,0,0,0,0,0,0,0,0,0,0,0,0,0,0,0,0,0,0,0.05687714386456019,0,0,0,0,0,0,0,0,0,1.800000000000001,null,"",""]
["61455_G_42292","MISO_Minnesota and Western Wisconsin","Minnesota",27,"Benton",9,"61455","42292","B.R. Sauk Rapids CSG",0,2017,9999,"Solar PV","","","","","","Non-Fossil","G",2025,"Solar","",0,0,0,0,0,0,0,0,0,0,0,0,0,0,0,0,0.21753295329170597,0.5050407175276429,0.9586551894604098,1.6812288602797587,0,0,0,0,0,0,0,0,0,0,0,0,0,0,0,0,0,0,0,0,0.0315984131893597,0,0,0,0,0,0,0,0,0,0.9999999978249073,null,"",""]
["61467_G_LXNE1","SPP Nebraska","Nebraska",31,"Dawson",47,"61467","LXNE1","City of Lexington",0,2017,9999,"Solar PV","","","","","","Non-Fossil","G",2025,"Solar","",0,0,0,0,0,0,0,0,0,0,0,0,0,0,0,0,0.833068963636505,1.794542890909397,3.4396972363638696,6.067309090909771,0,0,0,0,0,0,0,0,0,0,0,0,0,0,0,0,0,0,0,0,0.11375428772911475,0,0,0,0,0,0,0,0,0,3.6,null,"",""]
["61485_G_STOL2","MISO_Minnesota and Western Wisconsin","Minnesota",27,"Rice",131,"61485","STOL2","SunE Stolee CSG, LLC",0,2018,9999,"Solar PV","","","","","","Non-Fossil","G",2025,"Solar","",0,0,0,0,0,0,0,0,0,0,0,0,0,0,0,0,0.21753295329170597,0.5050407175276429,0.9586551894604098,1.6812288602797587,0,0,0,0,0,0,0,0,0,0,0,0,0,0,0,0,0,0,0,0,0.0315984131893597,0,0,0,0,0,0,0,0,0,0.9999999978249073,null,"",""]
["61542_G_GEN1","MISO_Minnesota and Western Wisconsin","Minnesota",27,"Pope",121,"61542","GEN1","PopeSun CSG, LLC",0,2017,9999,"Solar PV","","","","","","Non-Fossil","G",2025,"Solar","",0,0,0,0,0,0,0,0,0,0,0,0,0,0,0,0,1.0876647664585297,2.525203587638215,4.79327594730205,8.406144301398795,0,0,0,0,0,0,0,0,0,0,0,0,0,0,0,0,0,0,0,0,0.15799206594679854,0,0,0,0,0,0,0,0,0,4.999999989124538,null,"",""]
["61565_G_1","MISO_Iowa","Iowa",19,"Poweshiek",157,"61565","1","English Farms",0,2019,9999,"Onshore Wind","","","","","","Non-Fossil","G",2025,"Wind","",0,0,0,0,0,0,0,0,0,0,0,0,0,0,0,0,148.40527898811416,206.26263328869055,165.4893504680692,520.1572627448738,0,0,0,0,0,0,0,0,0,0,0,0,0,0,0,0,0,0,0,0,5.990663869646716,0,0,0,0,0,0,0,0,0,169.9,null,"",""]
["61585_G_40804","MISO_Minnesota and Western Wisconsin","Minnesota",27,"Washington",163,"61585","40804","Scandia CSG",0,2018,9999,"Solar PV","","","","","","Non-Fossil","G",2025,"Solar","",0,0,0,0,0,0,0,0,0,0,0,0,0,0,0,0,0.21753295329170597,0.5050407175276429,0.9586551894604098,1.6812288602797587,0,0,0,0,0,0,0,0,0,0,0,0,0,0,0,0,0,0,0,0,0.0315984131893597,0,0,0,0,0,0,0,0,0,0.9999999978249073,null,"",""]
["6163_G_23","WECC_Pacific Northwest","Washington",53,"Grant",25,"6163","23","Grand Coulee",0,1979,9999,"Hydro","","","","","","Non-Fossil","G",2025,"Hydro","",0,0,0,0,0,0,0,0,0,0,0,0,0,0,0,0,768.5100121851762,942.8482806268934,1371.697749102789,3083.0560419148583,0,0,0,0,0,0,0,0,0,0,0,0,0,0,0,0,0,0,0,0,12.725628597962862,1.0682289169373937,1.3105591100713856,1.90665987125288,4.285447898261659,0,0,0,0,0,805,null,"",""]
["6163_G_5","WECC_Pacific Northwest","Washington",53,"Grant",25,"6163","5","Grand Coulee",0,1943,9999,"Hydro","","","","","","Non-Fossil","G",2025,"Hydro","",0,0,0,0,0,0,0,0,0,0,0,0,0,0,0,0,119.33385282378512,146.40501251970394,212.99654489173741,478.7354102352265,0,0,0,0,0,0,0,0,0,0,0,0,0,0,0,0,0,0,0,0,1.97602928539796,0.16587405542506117,0.20350296740238907,0.2960651973995155,0.6654422202269656,0,0,0,0,0,125.00000000000001,null,"",""]
["61658_G_COUGR","SERC_VACAR","North Carolina",37,"Lee",105,"61658","COUGR","Cougar Solar, LLC",0,2017,9999,"Solar PV","","","","","","Non-Fossil","G",2025,"Solar","",0,0,0,0,0,0,0,0,0,0,0,0,0,0,0,0,0.5533923603922366,1.1002207376572137,1.7600240250777077,3.413637123127158,0,0,0,0,0,0,0,0,0,0,0,0,0,0,0,0,0,0,0,0,0.06003698515537824,0,0,0,0,0,0,0,0,0,1.8999999988926424,null,"",""]
["61674_G_WT","SPP SPS (Texas Panhandle)","Texas",48,"Cochran",79,"61674","WT","Wildcat Ranch Wind Project",0,2018,9999,"Onshore Wind","","","","","","Non-Fossil","G",2025,"Wind","",0,0,0,0,0,0,0,0,0,0,0,0,0,0,0,0,126.53089290517954,187.75575069718036,207.36517598884868,521.6518195912086,0,0,0,0,0,0,0,0,0,0,0,0,0,0,0,0,0,0,0,0,5.288991053095376,0,0,0,0,0,0,0,0,0,149.99999991218053,null,"",""]
["61723_G_IRV06","WECC_Southern California Edison","California",6,"Orange",59,"61723","IRV06","HEBT Irvine 2",0,2018,9999,"Energy Storage","","","","","","Non-Fossil","G",2025,"EnerStor","",0,0,0,0,0,0,0,0,0,0,0,0,0,0,0,0,0,1.0338496135103925,1.2965491009815242,2.330398714491917,0,0,0,0,0,0,0,0,0,0,0,0,0,0,0,0,0,0,0,0,0.09194078476414551,0,8.136529473058313E-3,0.010204008238280772,0.018340537711339085,0,0,0,0,0,2.5,null,"",""]
["6175_G_3","WECC_Pacific Northwest","Washington",53,"Whitman",75,"6175","3","Lower Granite",0,1975,9999,"Hydro","","","","","","Non-Fossil","G",2025,"Hydro","",0,0,0,0,0,0,0,0,0,0,0,0,0,0,0,0,110.02675472281769,152.2738747963248,192.02142842879022,454.3220579479327,0,0,0,0,0,0,0,0,0,0,0,0,0,0,0,0,0,0,0,0,2.1341116282297894,0.15293718906471637,0.21166068596689122,0.2669097855160183,0.6315076605476259,0,0,0,0,0,135,null,"",""]
["61764_G_SNWH2","NY_Zone F (Capital)","New York",36,"Washington",115,"61764","SNWH2","Gore Mountain Solar II",0,2016,9999,"Solar PV","","","","","","Non-Fossil","G",2025,"Solar","",0,0,0,0,0,0,0,0,0,0,0,0,0,0,0,0,0.43984315789473183,0.85995230263157,1.4848098026316088,2.78460526315791,0,0,0,0,0,0,0,0,0,0,0,0,0,0,0,0,0,0,0,0,0.06319682651618574,0,0,0,0,0,0,0,0,0,2,null,"",""]
["61828_G_PGRC6","WECC_Pacific Northwest","Oregon",41,"Polk",53,"61828","PGRC6","Valley Creek Solar",0,2017,9999,"Solar PV","","","","","","Non-Fossil","G",2025,"Solar","",0,0,0,0,0,0,0,0,0,0,0,0,0,0,0,0,0.6157553198895027,1.314432000552489,2.435690740331501,4.365878060773493,0,0,0,0,0,0,0,0,0,0,0,0,0,0,0,0,0,0,0,0,0.06951650916779768,0,0,0,0,0,0,0,0,0,2.2000000000000006,null,"",""]
["61850_G_IC3","MISO_Iowa","Iowa",19,"Iowa",95,"61850","IC3","Amana Society Service Company",11011,2001,9999,"Combustion Turbine","","","","","","Fossil","G",2025,"",null,0,0,0,0,0,0,0,0,0,0,0,0,0,0,0,0,0,0,0,0,0,0,0,0,0,0,0,0,0,0,0,0,0,0,0,0,0,0,0,0,0.0355053866928333,0,0,0,0,0,0,0,0,0,1.9576859180547794,null,"",""]
["61875_G_GEN1","ERCOT_Rest","Texas",48,"Wharton",481,"61875","GEN1","Cascade Solar (TX)",0,2019,9999,"Solar PV","","","","","","Non-Fossil","G",2025,"Solar","",0,0,0,0,0,0,0,0,0,0,0,0,0,0,0,0,3.289730565428142,5.934513101777117,9.67502426494347,18.899267932148728,0,0,0,0,0,0,0,0,0,0,0,0,0,0,0,0,0,0,0,0,0.315984132580894,0,0,0,0,0,0,0,0,0,10,null,"",""]
["61940_G_6","SERC_VACAR","South Carolina",45,"Clarendon",27,"61940","6","Bloom Solar",0,2019,9999,"Solar PV","","","","","","Non-Fossil","G",2025,"Solar","",0,0,0,0,0,0,0,0,0,0,0,0,0,0,0,0,0.672412467625898,1.247683474820145,1.7144292374100771,3.6345251798561202,0,0,0,0,0,0,0,0,0,0,0,0,0,0,0,0,0,0,0,0,0.06319682651617892,0,0,0,0,0,0,0,0,0,2,null,"",""]
["61957_G_PW","SPP North- (Kansas, Missouri)","Kansas",20,"Pratt",151,"61957","PW","Pratt Wind, LLC",0,2018,9999,"Onshore Wind","","","","","","Non-Fossil","G",2025,"Wind","",0,0,0,0,0,0,0,0,0,0,0,0,0,0,0,0,217.90635855985596,322.0166885215054,327.8658403670144,867.7888874483757,0,0,0,0,0,0,0,0,0,0,0,0,0,0,0,0,0,0,0,0,8.585795481218199,0,0,0,0,0,0,0,0,0,243.49999999999994,null,"",""]
["61988_G_FL501","FRCC","Florida",12,"Orange",95,"61988","FL501","Citrus Ridge Solar",0,2018,9999,"Solar PV","","","","","","Non-Fossil","G",2025,"Solar","",0,0,0,0,0,0,0,0,0,0,0,0,0,0,0,0,20.89774358145936,34.29167796971098,42.87451188618642,98.06393343735675,0,0,0,0,0,0,0,0,0,0,0,0,0,0,0,0,0,0,0,0,1.6431174894206317,0,0,0,0,0,0,0,0,0,51.999999999999986,null,"",""]
["62023_G_WILSN","ISONE_Connecticut","Connecticut",9,"New London",11,"62023","WILSN","Wilson Solar",0,2018,9999,"Solar PV","","","","","","Non-Fossil","G",2025,"Solar","",0,0,0,0,0,0,0,0,0,0,0,0,0,0,0,0,0.22028211382113844,0.4767689024390244,0.7398488482384775,1.4368998644986404,0,0,0,0,0,0,0,0,0,0,0,0,0,0,0,0,0,0,0,0,0.03159841325808632,0,0,0,0,0,0,0,0,0,1.0000000000000002,null,"",""]
["62059_G_LG400","ISONE_MA, VT, NH, RI (Rest of ISO New England)","Massachusetts",25,"Hampden",13,"62059","LG400","East Longmeadow Solar PV",0,2019,9999,"Solar PV","","","","","","Non-Fossil","G",2025,"Solar","",0,0,0,0,0,0,0,0,0,0,0,0,0,0,0,0,1.0462363139134663,2.0981542342674477,3.851749631268449,6.9961401794493625,0,0,0,0,0,0,0,0,0,0,0,0,0,0,0,0,0,0,0,0,0.15799206629044496,0,0,0,0,0,0,0,0,0,5.000000000000003,null,"",""]
["62091_G_LG395","ISONE_MA, VT, NH, RI (Rest of ISO New England)","Massachusetts",25,"Hampshire",15,"62091","LG395","Hatfield Solar PV",0,2018,9999,"Solar PV","","","","","","Non-Fossil","G",2025,"Solar","",0,0,0,0,0,0,0,0,0,0,0,0,0,0,0,0,0.7532901460176957,1.5106710486725625,2.7732597345132834,5.037220929203541,0,0,0,0,0,0,0,0,0,0,0,0,0,0,0,0,0,0,0,0,0.11375428772912038,0,0,0,0,0,0,0,0,0,3.600000000000002,null,"",""]
["6211_G_GEN2","WECC_Northern California (not including BANC)","California",6,"Alameda",1,"6211","GEN2","Dynegy Oakland Power Plant",14765,1978,9999,"Combustion Turbine","","","","","","Fossil","G",2025,"",null,0,0,0,0,0,0,0,0,0,0,0,0,0,0,0,0,0,0,0,0,0,0,0,0,0,0,0,0,0,0,0,0,0,0,0,0,0,0,0,0,1.9725214976061683E-8,0,0,0,0,0,0,0,0,0,1.4999999863636365E-6,null,"",""]
["62174_G_CM900","NY_Zone J (NYC)","New York",36,"Kings",47,"62174","CM900","Maimonides Medical Center",13469,2006,9999,"Combustion Turbine","","","","","","Fossil","G",2025,"Oil","",0,0,0,0,0,0,0,0,0,0,0,0,0,0,0,0,0,0,0,0,0,0,0,0,0,0,0,0,0,0,0,0,0,0,0,0,0,0,0,0,0.017752693247956003,0,0,0,0,0,0,0,0,0,0.899999980132451,null,"",""]
["62224_G_53971","WECC_Colorado","Colorado",8,"Weld",123,"62224","53971","Oak Leaf Solar XXVII LLC",0,2018,9999,"Solar PV","","","","","","Non-Fossil","G",2025,"Solar","",0,0,0,0,0,0,0,0,0,0,0,0,0,0,0,0,0.5348455596147468,1.0389021999335808,1.6603667505812074,3.234114510129535,0,0,0,0,0,0,0,0,0,0,0,0,0,0,0,0,0,0,0,0,0.047397619887133854,0,0,0,0,0,0,0,0,0,1.5000000000000002,null,"",""]
["62250_G_CAT2M","NY_Zone J (NYC)","New York",36,"New York",61,"62250","CAT2M","NYC-HH-New Bellevue Hospital",13469,2011,9999,"Combustion Turbine","","","","","","Fossil","G",2025,"Oil","",0,0,0,0,0,0,0,0,0,0,0,0,0,0,0,0,0,0,0,0,0,0,0,0,0,0,0,0,0,0,0,0,0,0,0,0,0,0,0,0,0.015780171775960892,0,0,0,0,0,0,0,0,0,0.7999999823399564,null,"",""]
["62336_G_USWEB","MISO_Minnesota and Western Wisconsin","Minnesota",27,"Rice",131,"62336","USWEB","USS Webster Solar CSG",0,2019,9999,"Solar PV","","","","","","Non-Fossil","G",2025,"Solar","",0,0,0,0,0,0,0,0,0,0,0,0,0,0,0,0,0.21753295329170597,0.5050407175276429,0.9586551894604098,1.6812288602797587,0,0,0,0,0,0,0,0,0,0,0,0,0,0,0,0,0,0,0,0,0.0315984131893597,0,0,0,0,0,0,0,0,0,0.9999999978249073,null,"",""]
["62374_G_PV1","PJM_SWMAAC","District of Columbia",11,"District of Columbia",1,"62374","PV1","JBAB - Washington DC",0,2019,9999,"Solar PV","","","","","","Non-Fossil","G",2025,"Solar","",0,0,0,0,0,0,0,0,0,0,0,0,0,0,0,0,1.4919494946238832,3.0104360703816884,4.6831289217974295,9.185514486803001,0,0,0,0,0,0,0,0,0,0,0,0,0,0,0,0,0,0,0,0,0.18643063822276193,0,0,0,0,0,0,0,0,0,5.9,null,"",""]
["62416_G_WT1","ERCOT_Rest","Texas",48,"Refugio",391,"62416","WT1","Cranell Wind Farm LLC",0,2020,9999,"Onshore Wind","","","","","","Non-Fossil","G",2025,"Wind","",0,0,0,0,0,0,0,0,0,0,0,0,0,0,0,0,167.38192011273793,237.34897685748257,277.72044478616925,682.4513417563898,0,0,0,0,0,0,0,0,0,0,0,0,0,0,0,0,0,0,0,0,7.757186882414784,0,0,0,0,0,0,0,0,0,219.99999999999997,null,"",""]
["6250_B_1B","SERC_VACAR","North Carolina",37,"Person",145,"6250","1B","Mayo",11143,1983,9999,"Coal Steam","wall","dry","ESPH + Wet Scrubber + SCR","LNB","Wet Scrubber","Fossil","B",2025,"Coal","",6.612594230036582,5.402298827784915,8.699035457044497,20.713928514865994,6.612594230036582,5.402298827784915,8.699035457044497,20.713928514865994,0,0,0,0,0,0,0,0,593.4303356399998,484.8154740899998,780.6726605980001,1858.9184703279998,686.9464629857665,561.2154538202261,903.6954984263099,2151.857415232302,1.3273699885880306E-3,0.001084423009174469,0.001746188892537,0.0041579818902995,0.4370594156347159,0.3570649410228102,0.5749627485332233,1.3690871051907494,0.5940221201962324,0.48529894500976717,0.7814511681929998,1.8607722333989993,3.306297115067411E-3,2.7011494139325904E-3,0.004349517729499999,0.0103569642585,26.2680958327705,3.0052204266098643,2.455178440280609,3.953443707246236,9.413842574136709,16.102388740450145,13.15518732752935,21.183100871366495,50.44067693934599,0,364,"Scrubber / SCR","Wet Scrubber",""]
["62551_G_SKSC1","ISONE_MA, VT, NH, RI (Rest of ISO New England)","Rhode Island",44,"Washington",9,"62551","SKSC1","Kearsarge SKSC1 LLC",0,2018,9999,"Solar PV","","","","","","Non-Fossil","G",2025,"Solar","",0,0,0,0,0,0,0,0,0,0,0,0,0,0,0,0,0.8327315550351133,1.7750725526931692,2.8895588899297664,5.4973629976580485,0,0,0,0,0,0,0,0,0,0,0,0,0,0,0,0,0,0,0,0,0.12007397038074208,0,0,0,0,0,0,0,0,0,3.8000000000000003,null,"",""]
["6258_G_5B","SERC_Southeastern","Georgia",13,"Burke",33,"6258","5B","Wilson",25000,1972,9999,"Combustion Turbine","","","","","","Fossil","G",2025,"Oil","",0,0,0,0,0,0,0,0,0,0,0,0,0,0,0,0,0,0,0,0,0,0,0,0,0,0,0,0,0,0,0,0,0,0,0,0,0,0,0,0,1.1046120487016406,0,0,0,0,0,0,0,0,0,56,null,"",""]
["6264_B_1","PJM West","West Virginia",54,"Mason",53,"6264","1","Mountaineer",9925,1980,9999,"Coal Steam","wall","dry","ESPC + Wet Scrubber + SCR","LNB","Wet Scrubber","Fossil","B",2025,"Coal","",18.994033999332597,25.747468310206404,37.534527842335,82.27603015187401,18.994033999332597,25.747468310206404,37.534527842335,82.27603015187401,0,0,0,0,0,0,0,0,1913.7565742400002,2594.203356192,3781.8164072879995,8289.776337719999,1973.1869247934237,2674.764498053305,3899.258028567894,8547.209451414623,3.8127412352648993E-3,0.005168382563359103,7.534441712365998E-3,0.01651556551099,0.8261455087999541,1.1198861341510458,1.5013811136939998,3.447412756645,1.1375138566252365,1.5419632278697641,2.2478661207,4.927343205195001,0.009497016999764152,0.012873734155235848,0.018767263923000002,0.041138015078,62.09521879145,9.702000086735461,13.1516001175747,19.172335502542598,42.02593570685276,33.872306545408584,45.915793317109426,66.935809062859,146.723908925377,0,1299,"Scrubber / SCR","Wet Scrubber",""]
["62658_G_P003","PJM_ATSI","Ohio",39,"Summit",153,"62658","P003","Cuyahoga Falls 1",10745,2018,9999,"Combustion Turbine","","","","","","Fossil","G",2025,"Oil","",0,0,2.9810761144141642E-5,2.9810761144141642E-5,0,0,0,0,0,0,0,0,0,0,0,0,0,0,0.002774384471153848,0.002774384471153848,0,0,0.002405519748879359,0.002405519748879359,0,0,7.1545826702726718E-9,7.1545826702726718E-9,0,0,2.4590300647987608E-5,2.4590300647987608E-5,0,0,0,0,0,0,0,0,0.029587822733076943,0,0,1.3095094703846162E-5,1.3095094703846162E-5,0,0,4.8443521508035594E-4,4.8443521508035594E-4,0,1.5000000000000009,null,"",""]
["62676_G_G301","MISO_Wisconsin- Upper Michigan (WUMS)","Wisconsin",55,"Dane",25,"62676","G301","Epic Verona",13469,2009,9999,"Combustion Turbine","","","","","","Fossil","G",2025,"Oil","",0,0,0,0,0,0,0,0,0,0,0,0,0,0,0,0,0,0,0,0,0,0,0,0,0,0,0,0,0,0,0,0,0,0,0,0,0,0,0,0,0.04536799485738115,0,0,0,0,0,0,0,0,0,2.3000000000000003,null,"",""]
["62697_G_NTL3A","WECC_Northern California (not including BANC)","California",6,"Santa Clara",85,"62697","NTL3A","Mission College Blvd. Fuel Cell",9118,2017,9999,"Fuel Cell","","","","","","Non-Fossil","G",2025,"NaturalGas","",0,0,0,0,0,0,0,0,0,0,0,0,0,0,0,0,0,0,0,0,0,0,0,0,0,0,0,0,0,0,0,0,0,0,0,0,0,0,0,0,0,0,0,0,0,0,0,0,0,0,2.4,null,"",""]
["62756_G_AA001","WECC_New Mexico","New Mexico",35,"Bernalillo",1,"62756","AA001","RC Energy AA LLC Solar Facility",0,2011,9999,"Solar PV","","","","","","Non-Fossil","G",2025,"Solar","",0,0,0,0,0,0,0,0,0,0,0,0,0,0,0,0,0.41344631630488105,0.76234616614983,1.1712348473967782,2.3470273298514894,0,0,0,0,0,0,0,0,0,0,0,0,0,0,0,0,0,0,0,0,0.031598413258088306,0,0,0,0,0,0,0,0,0,0.9999999999999999,null,"",""]
["62826_G_RAYN","ISONE_MA, VT, NH, RI (Rest of ISO New England)","Massachusetts",25,"Bristol",5,"62826","RAYN","GSPP  Raynham TMLP, LLC CSG",0,2019,9999,"Solar PV","","","","","","Non-Fossil","G",2025,"Solar","",0,0,0,0,0,0,0,0,0,0,0,0,0,0,0,0,0.4812687044001943,0.9651509477630259,1.7718048303834864,3.2182244825467063,0,0,0,0,0,0,0,0,0,0,0,0,0,0,0,0,0,0,0,0,0.07267635049360469,0,0,0,0,0,0,0,0,0,2.300000000000001,null,"",""]
["62860_G_263","NY_Zone C&E","New York",36,"Chemung",15,"62860","263","Chambers Road Solar",0,2019,9999,"Solar PV","","","","","","Non-Fossil","G",2025,"Solar","",0,0,0,0,0,0,0,0,0,0,0,0,0,0,0,0,0.8351728591749856,1.5961080512091457,2.7903407112374845,5.221621621621616,0,0,0,0,0,0,0,0,0,0,0,0,0,0,0,0,0,0,0,0,0.12639365303236527,0,0,0,0,0,0,0,0,0,4,null,"",""]
["62966_G_HERB","MISO_Minnesota and Western Wisconsin","Minnesota",27,"Winona",169,"62966","HERB","Novel Herber Solar CSG",0,2020,9999,"Solar PV","","","","","","Non-Fossil","G",2025,"Solar","",0,0,0,0,0,0,0,0,0,0,0,0,0,0,0,0,0.21753295329170597,0.5050407175276429,0.9586551894604098,1.6812288602797587,0,0,0,0,0,0,0,0,0,0,0,0,0,0,0,0,0,0,0,0,0.0315984131893597,0,0,0,0,0,0,0,0,0,0.9999999978249073,null,"",""]
["62971_G_SYWEB","ISONE_MA, VT, NH, RI (Rest of ISO New England)","Massachusetts",25,"Worcester",27,"62971","SYWEB","Syncarpha Westminster Hybrid",0,2020,9999,"Energy Storage","","","","","","Non-Fossil","G",2025,"EnerStor","",0,0,0,0,0,0,0,0,0,0,0,0,0,0,0,0,0.0083868,0,0,0.0083868,0,0,0,0,0,0,0,0,0,0,0,0,0,0,0,0,0,0,0,0,0.1066513103263736,6.6005195042769752E-5,0,0,6.6005195042769752E-5,0,0,0,0,0,2.9000000000000004,null,"",""]
["63039_G_FS8","MISO_Minnesota and Western Wisconsin","Minnesota",27,"Nicollet",103,"63039","FS8","FastSun 8 CSG",0,2020,9999,"Solar PV","","","","","","Non-Fossil","G",2025,"Solar","",0,0,0,0,0,0,0,0,0,0,0,0,0,0,0,0,0.21753295329170597,0.5050407175276429,0.9586551894604098,1.6812288602797587,0,0,0,0,0,0,0,0,0,0,0,0,0,0,0,0,0,0,0,0,0.0315984131893597,0,0,0,0,0,0,0,0,0,0.9999999978249073,null,"",""]
["63082_G_SMII","WECC_New Mexico","New Mexico",35,"San Miguel",47,"63082","SMII","San Miguel II Solar Energy Center",0,2019,9999,"Solar PV","","","","","","Non-Fossil","G",2025,"Solar","",0,0,0,0,0,0,0,0,0,0,0,0,0,0,0,0,4.13446316304881,7.6234616614983,11.712348473967781,23.47027329851489,0,0,0,0,0,0,0,0,0,0,0,0,0,0,0,0,0,0,0,0,0.31598413258088304,0,0,0,0,0,0,0,0,0,9.999999999999998,null,"",""]
["63170_G_KASS","MISO_Minnesota and Western Wisconsin","Minnesota",27,"Lyon",83,"63170","KASS","USS Kass Solar LLC",0,2020,9999,"Solar PV","","","","","","Non-Fossil","G",2025,"Solar","",0,0,0,0,0,0,0,0,0,0,0,0,0,0,0,0,0.21753295329170597,0.5050407175276429,0.9586551894604098,1.6812288602797587,0,0,0,0,0,0,0,0,0,0,0,0,0,0,0,0,0,0,0,0,0.0315984131893597,0,0,0,0,0,0,0,0,0,0.9999999978249073,null,"",""]
["6358_G_9","MISO_Minnesota and Western Wisconsin","Minnesota",27,"McLeod",85,"6358","9","Hutchinson Plant #2",15094,2001,9999,"Combustion Turbine","","","","","","Fossil","G",2025,"NaturalGas","",0,0,0,0,0,0,0,0,0,0,0,0,0,0,0,0,0,0,0,0,0,0,0,0,0,0,0,0,0,0,0,0,0,0,0,0,0,0,0,0,0.43395473341854923,0,0,0,0,0,0,0,0,0,22.000000000000004,null,"",""]
["63829_G_2","PJM_ATSI","Ohio",39,"Marion",101,"63829","2","POET Biorefining - Marion, LLC",8300,2017,9999,"O/G Steam","","","","","","Fossil","G",2025,"NaturalGas","",0,0,0,0,0,0,0,0,0,0,0,0,0,0,0,0,0,0,0,0,0,0,0,0,0,0,0,0,0,0,0,0,0,0,0,0,0,0,0,0,0.13971781374578132,0,0,0,0,0,0,0,0,0,3.9,null,"",""]
["6414_G_1","ERCOT_Rest","Texas",48,"Bosque",35,"6414","1","Whitney",0,1953,9999,"Hydro","","","","","","Non-Fossil","G",2025,"Hydro","",0,0,0,0,0,0,0,0,0,0,0,0,0,0,0,0,5.110239653421573,7.914416421276176,11.047309486570526,24.07196556126827,0,0,0,0,0,0,0,0,0,0,0,0,0,0,0,0,0,0,0,0,0.3319729199468747,0.007103233118255985,0.011001038825573885,0.015355760186333028,0.033460032130162895,0,0,0,0,0,21,null,"",""]
["643_G_CT1","SERC_Southeastern","Florida",12,"Bay",5,"643","CT1","Lansing Smith",16940,1971,9999,"Combustion Turbine","","","","","","Fossil","G",2025,"Oil","",0,0,0,0,0,0,0,0,0,0,0,0,0,0,0,0,0,0,0,0,0,0,0,0,0,0,0,0,0,0,0,0,0,0,0,0,0,0,0,0,0.631206884972,0,0,0,0,0,0,0,0,0,32,null,"",""]
["6440_G_16","SERC_Central_TVA","Alabama",1,"Lauderdale",77,"6440","16","Wilson Dam",0,1950,9999,"Hydro","","","","","","Non-Fossil","G",2025,"Hydro","",0,0,0,0,0,0,0,0,0,0,0,0,0,0,0,0,40.19114472973298,39.34255979952218,33.81519075598211,113.34889528523726,0,0,0,0,0,0,0,0,0,0,0,0,0,0,0,0,0,0,0,0,0.46160044106895864,0.055865691174328616,0.054686158121336016,0.04700311515081498,0.15755496444647962,0,0,0,0,0,29.199999999999992,null,"",""]
["6483_G_GEN3","ISONE_MA, VT, NH, RI (Rest of ISO New England)","Vermont",50,"Caledonia",5,"6483","GEN3","Mcindoes",0,1931,9999,"Hydro","","","","","","Non-Fossil","G",2025,"Hydro","",0,0,0,0,0,0,0,0,0,0,0,0,0,0,0,0,2.860545681459283,4.074734800638436,4.058198959166123,10.993479441263842,0,0,0,0,0,0,0,0,0,0,0,0,0,0,0,0,0,0,0,0,0.04426305599291205,3.976158497228403E-3,0.005663881372887427,0.005640896553240911,0.01528093642335674,0,0,0,0,0,2.7999999999999994,null,"",""]
["6518_G_KB3","WECC_Northern Nevada","California",6,"Placer",61,"6518","KB3","Kings Beach",11940,2008,9999,"Combustion Turbine","","","","","","Fossil","G",2025,"Oil","",0,0,0,0,0,0,0,0,0,0,0,0,0,0,0,0,0,0,0,0,0,0,0,0,0,0,0,0,0,0,0,0,0,0,0,0,0,0,0,0,0.03945043031083333,0,0,0,0,0,0,0,0,0,2,null,"",""]
["6537_G_1","WECC_Utah","Utah",49,"Salt Lake",35,"6537","1","Little Cottonwood",0,1983,9999,"Hydro","","","","","","Non-Fossil","G",2025,"Hydro","",0,0,0,0,0,0,0,0,0,0,0,0,0,0,0,0,1.6873373371398688,2.406133499137255,3.7439758673986923,7.837446703675816,0,0,0,0,0,0,0,0,0,0,0,0,0,0,0,0,0,0,0,0,0.03793976227964444,2.3453988986244173E-3,0.003344525563800785,5.204126455684183E-3,0.010894050918109386,0,0,0,0,0,2.4,null,"",""]
["663_G_GT1","FRCC","Florida",12,"Alachua",1,"663","GT1","Deerhaven Generating Station",15494,1976,9999,"Combustion Turbine","","","","","","Fossil","G",2025,"","CT Retirement",0,0,0,0,0,0,0,0,0,0,0,0,0,0,0,0,0,0,0,0,0,0,0,0,0,0,0,0,0,0,0,0,0,0,0,0,0,0,0,0,0,0,0,0,0,0,0,0,0,0,17.5,null,"",""]
["664_G_8","FRCC","Florida",12,"Alachua",1,"664","8","John R Kelly",8549,1965,9999,"Combined Cycle","","","","DLNB + H2O","","Fossil","G",2025,"NaturalGas","",1.4613410500674525E-10,2.0180424024741014E-10,4.220075362612328E-9,4.5680137078664828E-9,0,0,0,0,0,0,0,0,0,0,0,0,1.70937074520839e-08,2.3605596005258715E-8,4.9363380075154917E-7,5.3433310420889191E-7,8.55469050715826e-09,1.1813620224170929E-8,2.4704321172807714E-7,2.6741152245940632E-7,1.0229385463608194E-17,1.412629421164941E-17,2.954052827279296e-16,3.1976096240318716E-16,1.813041936626104e-12,2.503724579150343e-12,5.235720727523724e-11,5.667397379101369e-11,0,0,0,0,0,0,0,0,3.5221030646279592E-8,6.8624129979084e-11,9.476665568540164e-11,1.9441344971061258E-9,2.1075252827706114E-9,6.170977019419134e-10,7.814292732110602e-10,1.6845188670917483E-8,1.8243715646070456E-8,0,9.9999998666666671E-7,null,"",""]
["6704_G_MT08","WECC_LADWP","California",6,"Los Angeles",37,"6704","MT08","Pebbly Beach Generating Station",15294,2011,9999,"Combustion Turbine","","","","","","Fossil","G",2025,"NaturalGas","",0,0,1.0946961123055399E-5,1.0946961123055399E-5,0,0,0,0,0,0,0,0,0,0,0,0,0,0,7.1576834782608692E-4,7.1576834782608692E-4,0,0,6.4083510349667344E-4,6.4083510349667344E-4,0,0,7.662783416348249e-13,7.662783416348249e-13,0,0,4.3540990643081306E-6,4.3540990643081306E-6,0,0,0,0,0,0,0,0,1.9725215155217387E-3,0,0,3.2996920834782603E-6,3.2996920834782603E-6,0,0,4.6534064888526862E-5,4.6534064888526862E-5,0,0.09999999999999998,null,"",""]
["6741_G_1","MISO_Minnesota and Western Wisconsin","Minnesota",27,"Pine",115,"6741","1","Rock Lake CT",15120,1978,9999,"Combustion Turbine","","","","","","Fossil","G",2025,"Oil",null,0,0,0,0,0,0,0,0,0,0,0,0,0,0,0,0,0,0,0,0,0,0,0,0,0,0,0,0,0,0,0,0,0,0,0,0,0,0,0,0,0.4416555851569152,0,0,0,0,0,0,0,0,0,26.339946399213677,null,"",""]
["698_G_4","MISO_Missouri","Missouri",29,"Grundy",79,"698","4","Trenton North",12282,1974,9999,"Combustion Turbine","","","","","","Fossil","G",2025,"Oil","",0,0,0,0,0,0,0,0,0,0,0,0,0,0,0,0,0,0,0,0,0,0,0,0,0,0,0,0,0,0,0,0,0,0,0,0,0,0,0,0,0.053258080919531374,0,0,0,0,0,0,0,0,0,2.700000000000001,null,"",""]
["7032_G_6","PJM_Dominion","Virginia",51,"Surry",181,"7032","6","Gravel Neck",12717,1989,9999,"Combustion Turbine","","","","H2O","","Fossil","G",2025,"NaturalGas","",0,0,0.02055648337325,0.02055648337325,0,0,0,0,0,0,0,0,0,0,0,0,0,0,1.6164569767499999,1.6164569767499999,0,0,1.20337653667475,1.20337653667475,0,0,1.4389538749999999E-9,1.4389538749999999E-9,0,0,1.605358569066887E-3,1.605358569066887E-3,0,0,0,0,0,0,0,0,1.67664328820775,0,0,0.010539299488409998,0.010539299488409998,0,0,0.06306120269875,0.06306120269875,0,85,null,"",""]
["7058_G_5","MISO_Minnesota and Western Wisconsin","Wisconsin",55,"Douglas",31,"7058","5","Solon Diesel",17606,1989,9999,"Combustion Turbine","","","","","","Fossil","G",2025,"Oil","",0,0,0,0,0,0,0,0,0,0,0,0,0,0,0,0,0,0,0,0,0,0,0,0,0,0,0,0,0,0,0,0,0,0,0,0,0,0,0,0,0.015780172124312764,0,0,0,0,0,0,0,0,0,0.8000000000000004,null,"",""]
["712_G_6","SERC_Southeastern","Georgia",13,"Jasper",159,"712","6","Lloyd Shoals",0,1917,9999,"Hydro","","","","","","Non-Fossil","G",2025,"Hydro","",0,0,0,0,0,0,0,0,0,0,0,0,0,0,0,0,1.6465322232585287,1.7890238506123417,2.1878795685362435,5.623435642407114,0,0,0,0,0,0,0,0,0,0,0,0,0,0,0,0,0,0,0,0,0.06007129027609733,2.288679790329355E-3,2.4867431523511547E-3,3.0411526002653783E-3,0.007816575542945889,0,0,0,0,0,3.8,null,"",""]
["715_G_4B","SERC_Southeastern","Georgia",13,"Glynn",127,"715","4B","McManus",16959,1972,9999,"Combustion Turbine","","","","","","Fossil","G",2025,"Oil","",0,0,0,0,0,0,0,0,0,0,0,0,0,0,0,0,0,0,0,0,0,0,0,0,0,0,0,0,0,0,0,0,0,0,0,0,0,0,0,0,0.9073598971476667,0,0,0,0,0,0,0,0,0,46,null,"",""]
["7159_G_3","MISO_Wisconsin- Upper Michigan (WUMS)","Wisconsin",55,"Jefferson",55,"7159","3","Concord",14358,1994,9999,"Combustion Turbine","","","","H2O","","Fossil","G",2025,"Oil","",0,0,0,0,0,0,0,0,0,0,0,0,0,0,0,0,0,0,0,0,0,0,0,0,0,0,0,0,0,0,0,0,0,0,0,0,0,0,0,0,1.7890770145933654,0,0,0,0,0,0,0,0,0,90.70000000000002,null,"",""]
["7237_G_4","MISO_Minnesota and Western Wisconsin","South Dakota",46,"Minnehaha",99,"7237","4","Angus Anson",12119,2005,9999,"Combustion Turbine","","","","DLNB","","Fossil","G",2025,"NaturalGas","",0,0,0,0,0,0,0,0,0,0,0,0,0,0,0,0,0,0,0,0,0,0,0,0,0,0,0,0,0,0,0,0,0,0,0,0,0,0,0,0,2.899606627842,0,0,0,0,0,0,0,0,0,147,null,"",""]
["7270_G_1","MISO_Wisconsin- Upper Michigan (WUMS)","Wisconsin",55,"Kenosha",59,"7270","1","Paris (WI)",14302,1995,9999,"Combustion Turbine","","","","H2O","","Fossil","G",2025,"Oil","",0,0,0,0,0,0,0,0,0,0,0,0,0,0,0,0,0,0,0,0,0,0,0,0,0,0,0,0,0,0,0,0,0,0,0,0,0,0,0,0,1.79499457914,0,0,0,0,0,0,0,0,0,90.99999999999999,null,"",""]
["7283_G_1","SPP West (Oklahoma, Arkansas, Louisiana)","Arkansas",5,"Greene",55,"7283","1","Paragould Turbine",13658,1990,9999,"Combustion Turbine","","","","","","Fossil","G",2025,"NaturalGas","",2.3722187458153973E-4,0,1.504737428258989E-3,1.7419593028405287E-3,0,0,0,0,0,0,0,0,0,0,0,0,0.017368712445652173,0,0.11017260420652172,0.1275413166521739,0.013886968538089193,0,0.08808732904990915,0.10197429758799835,1.6605514939979468E-11,0,1.0533162563876919E-10,1.2193714057874865E-10,2.8340897364752628E-5,0,1.7977098056687625E-4,2.0811187793162887E-4,0,0,0,0,0,0,0,0,0.06706573152829347,8.4676248979607683E-5,0,5.3711539607292468E-4,6.2179164505253234E-4,9.1261011975922359E-4,0,0.004907977125763913,0.005820587245523137,0,3.399999999999999,null,"",""]
["7369_G_3","WECC_Northern California (not including BANC)","California",6,"Sonoma",97,"7369","3","Geothermal 2",9771,1985,9999,"Geothermal","","","","","","Non-Fossil","G",2025,"Geothermal","",0.4557220021829479,0.6033492708273286,0.7744438330034256,1.8335151060137018,0,0,0,0,0,0,0,0,0,0,0,0,46.64026222320598,61.748978694844396,79.25942411251742,187.6486650305678,0,0,0,0,6.7683831764211338E-4,8.9609433703274454E-4,1.1502039807766344E-3,2.7231366354514923E-3,0,0,0,0,0,0,0,0,0,0,0,0,2.5185703545727183,0.05410270417891893,0.0716288152860195,0.09194093197052021,0.21767245143545866,0,0,0,0,0,25,null,"",""]
["7392_G_2","SPP West (Oklahoma, Arkansas, Louisiana)","Missouri",29,"Butler",23,"7392","2","Poplar Bluff Generating Station",11078,1976,9999,"Combustion Turbine","","","","","","Fossil","G",2025,"",null,0,0,0,0,0,0,0,0,0,0,0,0,0,0,0,0,0,0,0,0,0,0,0,0,0,0,0,0,0,0,0,0,0,0,0,0,0,0,0,0,1.9725212233153744E-8,0,0,0,0,0,0,0,0,0,2.0370367352538169E-6,null,"",""]
["7438_G_C3A","PJM_Dominion","Virginia",51,"Prince William",153,"7438","C3A","Church Street Plant",12885,1996,9999,"Combustion Turbine","","","","","","Fossil","G",2025,"",null,0,0,0,0,0,0,0,0,0,0,0,0,0,0,0,0,0,0,0,0,0,0,0,0,0,0,0,0,0,0,0,0,0,0,0,0,0,0,0,0,0.019725162049179096,0,0,0,0,0,0,0,0,0,1.8076874408415051,null,"",""]
["7458_G_1","WECC_Colorado","Colorado",8,"Eagle",37,"7458","1","Basalt",0,1985,9999,"Hydro","","","","","","Non-Fossil","G",2025,"Hydro","",0,0,0,0,0,0,0,0,0,0,0,0,0,0,0,0,4.382611757933583,4.690522162120834,7.983958276863793,17.05709219691821,0,0,0,0,0,0,0,0,0,0,0,0,0,0,0,0,0,0,0,0,0.07143263710766179,0.006091830343527682,6.519825805347941E-3,0.011097702004840683,0.023709358153716303,0,0,0,0,0,4.518698029648906,null,"",""]
["7551_G_CT1B","WECC_BANC","California",6,"Sacramento",67,"7551","CT1B","SCA Cogen 2",7216,1997,9999,"Combined Cycle","","","SCR","","","Fossil","G",2025,"NaturalGas","",0.6039127640723357,0.8186373024091677,1.1320050317190873,2.5545550982005905,0,0,0,0,0,0,0,0,0,0,0,0,83.69079324722891,113.44751973513253,156.87431149077105,354.0126244731325,38.22891826331313,51.82142253471312,71.65824338500782,161.70858418303408,4.5712748120595581E-8,6.1966169674585117E-8,8.5686317753012054E-8,1.9336523554819275E-7,0.002460089535073311,3.3347880364327106E-3,0.004611317889141566,0.010406195460647588,0,0,0,0,0,0,0,0,1.5035919334062047,0.1912385360448867,0.2592344599719577,0.3584673117378771,0.8089403077547215,2.869139361175167,3.2990616857135184,4.6960833144673675,10.864284361356052,0,47.6,"SCR","",""]
["7657_G_4","PJM_ATSI","Ohio",39,"Defiance",39,"7657","4","Auglaize Hydro",0,1987,9999,"Hydro","","","","","","Non-Fossil","G",2025,"Hydro","",0,0,0,0,0,0,0,0,0,0,0,0,0,0,0,0,0.32070979395555577,0.4987504401777779,0.7137192490666668,1.5331794832000005,0,0,0,0,0,0,0,0,0,0,0,0,0,0,0,0,0,0,0,0,0.01264658742648889,4.4578661359822257E-4,6.9326311184711139E-4,9.9206975620266683E-4,0.002131119481648001,0,0,0,0,0,0.8000000000000002,null,"",""]
["7709_G_3","SERC_Southeastern","Georgia",13,"Jackson",157,"7709","3","Dahlberg",12129,2000,9999,"Combustion Turbine","","","","","","Fossil","G",2025,"NaturalGas","",0.006822004032825741,0,1.6409733278450564E-3,8.462977360670797E-3,0,0,0,0,0,0,0,0,0,0,0,0,0.5624539560409694,0,0.13529337356272594,0.6977473296036953,0.39936011608136684,0,0.09606257861782633,0.49542269469919314,4.775402667798548e-10,0,1.1486811245458252E-10,5.924083792344374e-10,8.960702297368598E-5,0,2.1554184645141374E-5,1.1116120761882735E-4,0,0,0,0,0,0,0,0,1.473473572107254,3.5640468373039896E-3,0,8.5730025538178882E-4,0.004421347092685778,0.027892517008078068,0,0.006121869368418837,0.034014386376496904,0,74.7,null,"",""]
["7766_G_4","SPP North- (Kansas, Missouri)","Kansas",20,"Neosho",133,"7766","4","Erie Energy Center",10745,1999,9999,"Combustion Turbine","","","","","","Fossil","G",2025,"",null,0,0,0,0,0,0,0,0,0,0,0,0,0,0,0,0,0,0,0,0,0,0,0,0,0,0,0,0,0,0,0,0,0,0,0,0,0,0,0,0,0.0493130363079155,0,0,0,0,0,0,0,0,0,2.572115302175791,null,"",""]
["7777_G_3","PJM West","Ohio",39,"Tuscarawas",157,"7777","3","Dover Peaking",10745,1999,9999,"Combustion Turbine","","","","","","Fossil","G",2025,"Oil","",0,0,0,0,0,0,0,0,0,0,0,0,0,0,0,0,0,0,0,0,0,0,0,0,0,0,0,0,0,0,0,0,0,0,0,0,0,0,0,0,0.04871207321938932,0,0,0,0,0,0,0,0,0,1.8000000000000014,null,"",""]
["7805_G_001","SERC_VACAR","North Carolina",37,"Richmond",153,"7805","001","Sherwood H Smith Jr Energy Complex",11239,2001,9999,"Combustion Turbine","","","","DLNB + H2O","","Fossil","G",2025,"NaturalGas","",0.04704301937211028,0,0.16937882586662742,0.21642184523873767,0,0,0,0,0,0,0,0,0,0,0,0,4.185694400917098,0,15.070631361041452,19.25632576195855,2.7538983540313735,0,9.915436466239367,12.66933482027074,3.2930112652810865E-9,0,1.1856517737574317E-8,1.5149529002855403E-8,8.6606198665916832E-4,0,3.1182641842560136E-3,3.984326170915182E-3,0,0,0,0,0,0,0,0,3.0968587793954003,0.019296051188227824,0,0.06947561057440109,0.0887716617626289,0.20871399108288294,0,0.6452680330764525,0.8539820241593356,0,157,null,"",""]
["7834_G_CT1B","SERC_VACAR","South Carolina",45,"Anderson",7,"7834","CT1B","John S Rainey",7162,2001,9999,"Combined Cycle","","","SCR","DLNB + H2O","","Fossil","G",2025,"NaturalGas","",1.240898530820149,1.9246980069105037,3.5405477604551083,6.706144298185761,0,0,0,0,0,0,0,0,0,0,0,0,173.26145361913046,268.73750445554344,494.3518235765216,936.3507816511956,72.64219999421516,112.67182132454633,207.26366589703957,392.57768721580106,8.6862897251210515E-8,1.3472886062922423E-7,2.4783834309782606E-7,4.6943010097826083E-7,0.010042688334234454,0.015576730684135117,0.028653928429891305,0.05427334744826087,0,0,0,0,0,0,0,0,4.73820987417913,0.45325246616184783,0.614081488995039,1.129623885301438,2.1969578404583245,5.505447744517839,7.557983784230527,13.488122129268264,26.55155365801663,0,150,"SCR","",""]
["7843_G_12","MISO_Minnesota and Western Wisconsin","Minnesota",27,"Mower",99,"7843","12","Pleasant Valley (MN)",11330,2001,9999,"Combustion Turbine","","","","DLNB + H2O","","Fossil","G",2025,"NaturalGas","",0,0,0.020540921002497,0.020540921002497,0,0,0,0,0,0,0,0,0,0,0,0,0,0,1.8129674318208957,1.8129674318208957,0,0,1.2024655154881543,1.2024655154881543,0,0,1.4378644206056632E-9,1.4378644206056632E-9,0,0,1.0772686021248397E-3,1.0772686021248397E-3,0,0,0,0,0,0,0,0,3.037683133929231,0,0,0.00835777986069433,0.00835777986069433,0,0,0.0752626029351776,0.0752626029351776,0,154,null,"",""]
["7848_G_12","SERC_Delta_AECI","Missouri",29,"Johnson",101,"7848","12","Holden",11957,2002,9999,"Combustion Turbine","","","","DLNB + H2O","","Fossil","G",2025,"NaturalGas","",0,0,0.0323540573561121,0.0323540573561121,0,0,0,0,0,0,0,0,0,0,0,0,0,0,2.7058674714545456,2.7058674714545456,0,0,1.894006517630886,1.894006517630886,0,0,2.2647840752096743E-9,2.2647840752096743E-9,0,0,3.9504304047340239E-4,3.9504304047340239E-4,0,0,0,0,0,0,0,0,1.6371928578970683,0,0,0.017642255913883638,0.017642255913883638,0,0,0.10979216864126094,0.10979216864126094,0,83,null,"",""]
["7873_G_2ST","FRCC","Florida",12,"Hillsborough",57,"7873","2ST","H L Culbreath Bayside Power Station",7524,1967,9999,"Combined Cycle","","","SCR","DLNB","","Fossil","G",2025,"NaturalGas","",1.0059548325337166,2.525555079841632,4.9907200616828185,8.522229974058167,0,0,0,0,0,0,0,0,0,0,0,0,133.69499399538552,335.65530013309495,663.2845403195587,1132.634834448039,58.888595896521394,147.84599437392353,292.15675241091486,498.8913426813598,7.0416838251764671E-8,1.7678885552465452E-7,3.49350404308153e-07,5.9655609808457213E-7,0.006327294392583088,0.015885335979342892,0.03139082793812145,0.05360345831004743,0,0,0,0,0,0,0,0,11.173041699564077,0.4525267979580417,0.9107050565034926,1.799633685301845,3.1628655397633794,4.247963987515837,9.77949059982012,19.921355383217417,33.94880997055337,0,305,"SCR","",""]
["7883_G_4","SERC_Central_TVA","Tennessee",47,"Hancock",67,"7883","4","Powell Valley",10745,2000,9999,"Combustion Turbine","","","","","","Fossil","G",2025,"Oil","",0,0,0,0,0,0,0,0,0,0,0,0,0,0,0,0,0,0,0,0,0,0,0,0,0,0,0,0,0,0,0,0,0,0,0,0,0,0,0,0,0.035505387279681826,0,0,0,0,0,0,0,0,0,1.8000000000000005,null,"",""]
["7910_G_1","NY_Zone J (NYC)","New York",36,"Kings",47,"7910","1","Joseph J Seymour Power Project",11015,2001,9999,"Combustion Turbine","","","SCR","","","Fossil","G",2025,"NaturalGas","",0,0,0.02740154965456821,0.02740154965456821,0,0,0,0,0,0,0,0,0,0,0,0,0,0,2.4876577081351683,2.4876577081351683,0,0,1.6040867168100126,1.6040867168100126,0,0,1.9181083854818524E-9,1.9181083854818524E-9,0,0,1.3070539142665514E-4,1.3070539142665514E-4,0,0,0,0,0,0,0,0,0.8737739913917395,0,0,0.012861190351058822,0.012861190351058822,0,0,0.09135890505982477,0.09135890505982477,0,39.99999999999999,"SCR","",""]
["7924_G_DG2","SERC_Central_TVA","Alabama",1,"Marshall",95,"7924","DG2","Albertville",12283,2000,9999,"Combustion Turbine","","","","","","Fossil","G",2025,"Oil","",0,0,0,0,0,0,0,0,0,0,0,0,0,0,0,0,0,0,0,0,0,0,0,0,0,0,0,0,0,0,0,0,0,0,0,0,0,0,0,0,0.01775269363975,0,0,0,0,0,0,0,0,0,0.9,null,"",""]
["7953_G_1","WECC_Idaho","Idaho",16,"Elmore",39,"7953","1","Evander Andrews Power Complex",10745,2008,9999,"Combustion Turbine","","","","DLNB","","Fossil","G",2025,"NaturalGas","",0.005739002116143976,0.27871521221029993,2.696531978764117,2.980986193090561,0,0,0,0,0,0,0,0,0,0,0,0,0.5341090847971337,25.939061164295943,250.9569082144511,277.4300784635442,0.33596118387914586,16.315988522794743,157.85498203686006,174.50693174353395,4.017301419332371e-10,1.9510064553770819E-8,1.8875723890811455E-7,2.0866903360381859E-7,9.2340544042167e-05,4.4845277641436575E-3,0.04338719953870373,0.04796406784688955,0,0,0,0,0,0,0,0,3.3730117915709785,2.4622428809147863E-3,0.1195790719674043,1.1569113468686194,1.2789526617169384,0.023129215104682466,0.9742701051675013,8.424993927260514,9.422393247532698,0,171,null,"",""]
["7973_G_10","SPP North- (Kansas, Missouri)","Kansas",20,"Coffey",31,"7973","10","Sharpe",12283,2002,9999,"Combustion Turbine","","","","","","Fossil","G",2025,"",null,0,0,0,0,0,0,0,0,0,0,0,0,0,0,0,0,0,0,0,0,0,0,0,0,0,0,0,0,0,0,0,0,0,0,0,0,0,0,0,0,0.03945042956642587,0,0,0,0,0,0,0,0,0,2.026415056105377,null,"",""]
["7974_G_WTC2","SPP_WAUE","South Dakota",46,"Brule",15,"7974","WTC2","Chamberlain Wind Project",0,2001,9999,"Onshore Wind","","","","","","Non-Fossil","G",2025,"Wind","",0,0,0,0,0,0,0,0,0,0,0,0,0,0,0,0,1.3002247341865922,1.8416195290047883,1.768042941630712,4.909887204822093,0,0,0,0,0,0,0,0,0,0,0,0,0,0,0,0,0,0,0,0,0.04583792248699645,0,0,0,0,0,0,0,0,0,1.3,null,"",""]
["8000_G_CT1","SPP Nebraska","Nebraska",31,"Gage",67,"8000","CT1","Beatrice",8498,2005,9999,"Combined Cycle","","","SCR","DLNB","","Fossil","G",2025,"NaturalGas","",0,0,0.23313729434150457,0.23313729434150457,0,0,0,0,0,0,0,0,0,0,0,0,0,0,27.434372127763638,27.434372127763638,0,0,13.647857210765332,13.647857210765332,0,0,1.6319610586363638E-8,1.6319610586363638E-8,0,0,1.3954388820409092E-3,1.3954388820409092E-3,0,0,0,0,0,0,0,0,2.1795765421222777,0,0,0.11214061675996992,0.11214061675996992,0,0,0.8559917509851274,0.8559917509851274,0,69,"SCR","",""]
["8012_G_41","PJM_EMAAC","Pennsylvania",42,"Bucks",17,"8012","41","Croydon CT Generating Station",12412,1974,9999,"Combustion Turbine","","","","","","Fossil","G",2025,"Oil","",0,0,0,0,0,0,0,0,0,0,0,0,0,0,0,0,0,0,0,0,0,0,0,0,0,0,0,0,0,0,0,0,0,0,0,0,0,0,0,0,0.9665355426139232,0,0,0,0,0,0,0,0,0,49,null,"",""]
["8034_G_4","SPP_WAUE","South Dakota",46,"Yankton",135,"8034","4","Yankton",12283,1963,9999,"Combustion Turbine","","","","","","Fossil","G",2025,"Oil","",0,0,0,0,0,0,0,0,0,0,0,0,0,0,0,0,0,0,0,0,0,0,0,0,0,0,0,0,0,0,0,0,0,0,0,0,0,0,0,0,0.039450425348499955,0,0,0,0,0,0,0,0,0,1.9999997484277046,null,"",""]
["8073_G_2","WECC_Pacific Northwest","Oregon",41,"Columbia",9,"8073","2","Beaver",10337,1974,9999,"Combined Cycle","","","","","","Fossil","G",2025,"Oil","",0,0,0,0,0,0,0,0,0,0,0,0,0,0,0,0,0,0,0,0,0,0,0,0,0,0,0,0,0,0,0,0,0,0,0,0,0,0,0,0,1.631433754068833,0,0,0,0,0,0,0,0,0,54,null,"",""]
["8108_G_CAT","MISO_Illinois","Iowa",19,"Delaware",55,"8108","CAT","Hopkinton",11369,2011,9999,"Combustion Turbine","","","","","","Fossil","G",2025,"Oil","",0,0,0,0,0,0,0,0,0,0,0,0,0,0,0,0,0,0,0,0,0,0,0,0,0,0,0,0,0,0,0,0,0,0,0,0,0,0,0,0,0.04339547334187051,0,0,0,0,0,0,0,0,0,2.2,null,"",""]
["819_G_2","WECC_Idaho","Idaho",16,"Ada",1,"819","2","Swan Falls",0,1994,9999,"Hydro","","","","","","Non-Fossil","G",2025,"Hydro","",0,0,0,0,0,0,0,0,0,0,0,0,0,0,0,0,11.592313984657416,17.05552401618226,29.139720719337785,57.787558720177465,0,0,0,0,0,0,0,0,0,0,0,0,0,0,0,0,0,0,0,0,0.22921939710617487,0.01611331643867378,0.0237071783824933,0.040504211799879224,0.0803247066210463,0,0,0,0,0,14.500000000000004,null,"",""]
["83002_G_1","PJM_Dominion","Virginia",51,"Prince William",153,"83002","1","Micron Technology Incorporated",11132,2016,9999,"Combustion Turbine","","","","","","Fossil","G",2025,"Oil","",0,0,0,0,0,0,0,0,0,0,0,0,0,0,0,0,0,0,0,0,0,0,0,0,0,0,0,0,0,0,0,0,0,0,0,0,0,0,0,0,0,0,0,0,0,0,0,0,0,0,6,null,"",""]
["887_B_3","SERC_Central_TVA","Illinois",17,"Massac",127,"887","3","Joppa Steam",10985,1954,9999,"Coal Steam","tangential","dry","ESPC + Mercury Control","LNC1","","Fossil","B",2025,"","Coal Retirement",0,0,0,0,0,0,0,0,0,0,0,0,0,0,0,0,0,0,0,0,0,0,0,0,0,0,0,0,0,0,0,0,0,0,0,0,0,0,0,0,0,0,0,0,0,0,0,0,0,0,161,"Mercury Control","",""]
["899_G_HY2","MISO_Iowa-MidAmerican","Illinois",17,"Rock Island",161,"899","HY2","Moline",0,1942,9999,"Hydro","","","","","","Non-Fossil","G",2025,"Hydro",null,0,0,0,0,0,0,0,0,0,0,0,0,0,0,0,0,0.3295739502825622,0.5101345930817587,0.6881390048262439,1.527847548190565,0,0,0,0,0,0,0,0,0,0,0,0,0,0,0,0,0,0,0,0,0.012646571618285477,4.5810779089276152E-4,7.0908708438364456E-4,9.5651321670847894E-4,0.002123708091984885,0,0,0,0,0,1.0999986250017189,null,"",""]
["935_G_3","MISO_Illinois","Illinois",17,"McDonough",109,"935","3","Bushnell",10745,1965,9999,"Combustion Turbine","","","","","","Fossil","G",2025,"",null,0,0,0,0,0,0,0,0,0,0,0,0,0,0,0,0,0,0,0,0,0,0,0,0,0,0,0,0,0,0,0,0,0,0,0,0,0,0,0,0,0.04339547240322987,0,0,0,0,0,0,0,0,0,2.318961737873935,null,"",""]
["949_G_6","MISO_Illinois","Illinois",17,"Clark",23,"949","6","Marshall (IL)",10745,2002,9999,"Combustion Turbine","","","","","","Fossil","G",2025,"",null,0,0,0,0,0,0,0,0,0,0,0,0,0,0,0,0,0,0,0,0,0,0,0,0,0,0,0,0,0,0,0,0,0,0,0,0,0,0,0,0,0.035505386511733524,0,0,0,0,0,0,0,0,0,1.8973323309877648,null,"",""]
["955_G_HC2","MISO_Illinois","Illinois",17,"LaSalle",99,"955","HC2","Peru (IL)",0,1996,9999,"Hydro","","","","","","Non-Fossil","G",2025,"Hydro","",0,0,0,0,0,0,0,0,0,0,0,0,0,0,0,0,2.0801960680183655,3.117338468291377,3.938640457928721,9.136174994238463,0,0,0,0,0,0,0,0,0,0,0,0,0,0,0,0,0,0,0,0,0.026873998281394237,2.8914725345455315E-3,4.333100470925025E-3,0.005474710236520911,0.012699283241991467,0,0,0,0,0,1.7000000000000004,null,"",""]
["964_G_D2","MISO_Illinois","Illinois",17,"Sangamon",167,"964","D2","Lakeside",12408,2002,9999,"Combustion Turbine","","","","","","Fossil","G",2025,"Oil","",0,0,0,0,0,0,0,0,0,0,0,0,0,0,0,0,0,0,0,0,0,0,0,0,0,0,0,0,0,0,0,0,0,0,0,0,0,0,0,0,0.033532865764,0,0,0,0,0,0,0,0,0,1.7,null,"",""]
["990_B_70","MISO_Indiana (including parts of Kentucky)","Indiana",18,"Marion",97,"990","70","Harding Street",10744,1973,9999,"O/G Steam","tangential","wet","SCR","LNB + OFA","","Fossil","B",2025,"NaturalGas","",0,0,0,0,0,0,0,0,0,0,0,0,0,0,0,0,0,0,0,0,0,0,0,0,0,0,0,0,0,0,0,0,0,0,0,0,0,0,0,0,16.019594860383,0,0,0,0,0,0,0,0,0,418,"SCR","",""]
["999_G_2","MISO_Indiana (including parts of Kentucky)","Indiana",18,"Carroll",15,"999","2","Oakdale",0,1925,9999,"Hydro","","","","","","Non-Fossil","G",2025,"Hydro","",0,0,0,0,0,0,0,0,0,0,0,0,0,0,0,0,3.062644029272187,4.604398530002413,6.296472655058759,13.963515214333361,0,0,0,0,0,0,0,0,0,0,0,0,0,0,0,0,0,0,0,0,0.034778115423,4.2570752006883365E-3,6.400113956703363E-3,0.008752096990531663,0.019409286147923362,0,0,0,0,0,2.2,null,"",""]
["","WECC_Southern California Edison","California",6,"",0,"","","New",0,0,0,"Onshore Wind","","","","","","Non-Fossil","",2025,"Wind","",0,0,0,0,0,0,0,0,0,0,0,0,0,0,0,0,227.99145812648243,333.53608772142167,409.11055493633506,970.6381007842392,0,0,0,0,0,0,0,0,0,0,0,0,0,0,0,0,0,0,0,0,8.219750735834,0,0,0,0,0,0,0,0,31.469257313084,243.908266,null,"",""]
["","FRCC","Florida",12,"",0,"","","New",0,0,0,"Solar","","","","","","Non-Fossil","",2025,"Solar-DER","",0,0,0,0,0,0,0,0,0,0,0,0,0,0,0,0,400.657628899252,717.3548545817679,979.1655165189828,2097.1780000000026,0,0,0,0,0,0,0,0,0,0,0,0,0,0,0,0,0,0,0,0,0,0,0,0,0,0,0,0,0,0,1448.997,null,"",""]
["","PJM_ComEd","Illinois",17,"",0,"","","New",0,0,0,"Onshore Wind","","","","","","Non-Fossil","",2025,"Wind","",0,0,0,0,0,0,0,0,0,0,0,0,0,0,0,0,443.37663912243613,675.4350981762287,608.602192388689,1727.4139296873539,0,0,0,0,0,0,0,0,0,0,0,0,0,0,0,0,0,0,0,0,13.76820395311,0,0,0,0,0,0,0,0,53.254545728886,408.54995,null,"",""]
["","MISO_Iowa","Iowa",19,"",0,"","","New",0,0,0,"Onshore Wind","","","","","","Non-Fossil","",2025,"Wind","",0,0,0,0,0,0,0,0,0,0,0,0,0,0,0,0,621.074054167234,877.034115852382,844.793332632328,2342.9015026519437,0,0,0,0,0,0,0,0,0,0,0,0,0,0,0,0,0,0,0,0,16.694657882353,0,0,0,0,0,0,0,0,56.412945966281,495.3879,null,"",""]
["","MISO_WOTAB (including Western)","Louisiana",22,"",0,"","","New",0,0,0,"Landfill Gas","","","","","","Non-Fossil","",2025,"LF Gas","",0.003718566254292452,0.005040723144707548,0.006321562629999999,0.015080852028999999,0,0,0,0,0,0,0,0,0,0,0,0,0.43681032,0.5921206560000001,0.742577544,1.77150852,0.21429725466183996,0.2904918340971601,0.36430533292399997,0.8690944216830001,0,0,0,0,1.6733548146226416E-4,2.2683254153773582E-4,0.00028447032,6.78638343E-4,0,0,0,0,0,0,0,0,0.00449841392,2.6951196744E-3,0.003653384447520001,4.58170344648E-3,0.010930207568400001,0,0,0,0,0.030561933996,0.224696,null,"",""]
["","MISO_Lower Michigan","Michigan",26,"",0,"","","New",0,0,0,"Solar","","","","","","Non-Fossil","",2025,"Solar-DER","",0,0,0,0,0,0,0,0,0,0,0,0,0,0,0,0,28.046295375595527,63.92906686805747,126.336637756346,218.311999999999,0,0,0,0,0,0,0,0,0,0,0,0,0,0,0,0,0,0,0,0,0,0,0,0,0,0,0,0,0,0,178.227,null,"",""]
["","SERC_Central_TVA","Mississippi",28,"",0,"","","New",0,0,0,"Solar","","","","","","Non-Fossil","",2025,"Solar-DER","",0,0,0,0,0,0,0,0,0,0,0,0,0,0,0,0,3.140113054962214,6.279522392389785,11.142377980225001,20.562013427577,0,0,0,0,0,0,0,0,0,0,0,0,0,0,0,0,0,0,0,0,0,0,0,0,0,0,0,0,0,0,15.31660184,null,"",""]
["","MISO_MT, SD, ND","Montana",30,"",0,"","","New",0,0,0,"Solar PV","","","","","","Non-Fossil","",2025,"Solar","",0,0,0,0,0,0,0,0,0,0,0,0,0,0,0,0,7.373028809501228,19.94939996900777,43.86991667335201,71.192345451861,0,0,0,0,0,0,0,0,0,0,0,0,0,0,0,0,0,0,0,0,0.267482716052,0,0,0,0,0,0,0,0,2.554434661495,32.623117,null,"",""]
["","NY_Zone C&E","New York",36,"",0,"","","New",0,0,0,"New Battery Storage","","","","","","Non-Fossil","",2025,"EnerStor","",0,0,0,0,0,0,0,0,0,0,0,0,0,0,0,0,3.7205580000000005,4.267435225,5.9768,13.964793225000001,0,0,0,0,0,0,0,0,0,0,0,0,0,0,0,0,0,0,0,0,0.241760069473,0,0,0,0,0,0,0,0,3.614806372189,15.5,null,"",""]
["","NY_Zone D (North)","New York",36,"",0,"","","New",0,0,0,"Solar","","","","","","Non-Fossil","",2025,"Solar-DER","",0,0,0,0,0,0,0,0,0,0,0,0,0,0,0,0,13.191435724375324,29.278289288803684,58.739506365246015,101.20923137842502,0,0,0,0,0,0,0,0,0,0,0,0,0,0,0,0,0,0,0,0,0,0,0,0,0,0,0,0,0,0,81.53457564,null,"",""]
["","MISO_MT, SD, ND","North Dakota",38,"",0,"","","New",0,0,0,"Combustion Turbine","","","","","","Fossil","",2025,"NaturalGas","",0,0,0.05770284534,0.05770284534,0,0,0,0,0,0,0,0,0,0,0,0,0,0,5.825628,5.825628,0,0,3.377924566205,3.377924566205,0,0,4.0391989999999995E-9,4.0391989999999995E-9,0,0,0.00031736565,0.00031736565,0,0,0,0,0,0,0,0,0.2788,0,0,0.02609881344,0.02609881344,0,0,0.20238164065999997,0.20238164065999997,2.777378296714,40,null,"",""]
["","PJM_EMAAC","Maryland",24,"",0,"","","New",0,0,0,"Fuel Cell","","","","","","Non-Fossil","",2025,"NaturalGas","",0.010073254288696145,0.013654855813565884,0.017124532290783447,0.04085264239304548,0,0,0,0,0,0,0,0,0,0,0,0,1.5571578742767267,2.110814007352896,2.647168386270436,6.315140267900058,0.5896883060601859,0.7993552593260296,1.0024701203023496,2.391513685688565,7.051277742156768e-10,9.558398717145842e-10,1.198717098907961E-9,2.8596847448382218E-9,0,0,0,0,0,0,0,0,0,0,0,0,0.025397450429215453,9.187231458232687E-4,1.2453802643382088E-3,0.001561829347899557,3.7259327580610345E-3,0.04411857795214277,0.0481938164013955,0.054654409405782645,0.14696680375932092,0.47139361656426115,0.8286280727313362,null,"",""]
["","SERC_VACAR","South Carolina",45,"",0,"","","New",0,0,0,"Landfill Gas","","","","","","Non-Fossil","",2025,"LF Gas","",0.6208926631908961,0.8416544989921039,1.055517527423,2.5180646896059997,0,0,0,0,0,0,0,0,0,0,0,0,72.93464856000001,98.866968048,123.98890255199998,295.79051916000003,35.781423287048526,48.50370712244349,60.828419587984996,145.113549997477,0,0,0,0,0.02794016984391509,0.03787445245508492,0.047498288737,0.11331291103600001,0,0,0,0,0,0,0,0,0.75110681646,0.45000678161520014,0.61000919285616,0.7650115287458399,1.8250275032171999,0,0,0,0,9.015887843468,37.517823,null,"",""]
["","ERCOT_Rest","Texas",48,"",0,"","","New",0,0,0,"New Battery Storage","","","","","","Non-Fossil","",2025,"EnerStor","",0,0,0,0,0,0,0,0,0,0,0,0,0,0,0,0,701.8199999039999,951.356000009,1140.538687142,2793.714687055,0,0,0,0,0,0,0,0,0,0,0,0,0,0,0,0,0,0,0,0,30.407177770164,0,0,0,0,0,0,0,0,404.537242446491,1949.5,null,"",""]
["","ERCOT_West","Texas",48,"",0,"","","New",0,0,0,"New Battery Storage","","","","","","Non-Fossil","",2025,"EnerStor","",0,0,0,0,0,0,0,0,0,0,0,0,0,0,0,0,177.04799995200003,239.99840002,164.9851296,582.031529572,0,0,0,0,0,0,0,0,0,0,0,0,0,0,0,0,0,0,0,0,7.67081304302,0,0,0,0,0,0,0,0,104.530537452426,491.8,null,"",""]
["","SPP SPS (Texas Panhandle)","Texas",48,"",0,"","","New",0,0,0,"New Battery Storage","","","","","","Non-Fossil","",2025,"EnerStor","",0,0,0,0,0,0,0,0,0,0,0,0,0,0,0,0,19.79999994,25.974321384000007,33.660000173,79.43432149700001,0,0,0,0,0,0,0,0,0,0,0,0,0,0,0,0,0,0,0,0,0.857858311033,0,0,0,0,0,0,0,0,11.815041406079,55,null,"",""]
["","ERCOT_Rest","Texas",48,"",0,"","","New",0,0,0,"Onshore Wind","","","","","","Non-Fossil","",2025,"Wind","",0,0,0,0,0,0,0,0,0,0,0,0,0,0,0,0,3953.458691147709,5201.181565572349,5384.427786396742,14539.0680431168,0,0,0,0,0,0,0,0,0,0,0,0,0,0,0,0,0,0,0,0,100.199475490877,0,0,0,0,0,0,0,0,265.464515147796,2973.26295,null,"",""]
["","ERCOT_Rest","Texas",48,"",0,"","","New",0,0,0,"Onshore Wind","","","","","","Non-Fossil","",2025,"Wind","",0,0,0,0,0,0,0,0,0,0,0,0,0,0,0,0,3972.3336899047154,5226.013567941563,5410.134661241042,14608.48191908732,0,0,0,0,0,0,0,0,0,0,0,0,0,0,0,0,0,0,0,0,100.677857870229,0,0,0,0,0,0,0,0,292.381700033916,2987.4582,null,"",""]
["","ERCOT_Rest","Texas",48,"",0,"","","New",0,0,0,"Onshore Wind","","","","","","Non-Fossil","",2025,"Wind","",0,0,0,0,0,0,0,0,0,0,0,0,0,0,0,0,4025.423326208849,5295.8584453615,5482.4402891019545,14803.722060672304,0,0,0,0,0,0,0,0,0,0,0,0,0,0,0,0,0,0,0,0,102.023402146077,0,0,0,0,0,0,0,0,301.897046833521,3027.385125,null,"",""]
["","ERCOT_Rest","Texas",48,"",0,"","","New",0,0,0,"Onshore Wind","","","","","","Non-Fossil","",2025,"Wind","",0,0,0,0,0,0,0,0,0,0,0,0,0,0,0,0,3985.30924183197,5243.08424118226,5427.806762507036,14656.200245521266,0,0,0,0,0,0,0,0,0,0,0,0,0,0,0,0,0,0,0,0,101.006720164965,0,0,0,0,0,0,0,0,304.356584710522,2997.216675,null,"",""]
["","ERCOT_Rest","Texas",48,"",0,"","","New",0,0,0,"Onshore Wind","","","","","","Non-Fossil","",2025,"Wind","",0,0,0,0,0,0,0,0,0,0,0,0,0,0,0,0,410.15542696199986,539.6016532336411,558.612711097908,1508.369791293549,0,0,0,0,0,0,0,0,0,0,0,0,0,0,0,0,0,0,0,0,10.395292290103,0,0,0,0,0,0,0,0,32.39393766674,308.464064,null,"",""]
["","ERCOT_West","Texas",48,"",0,"","","New",0,0,0,"Onshore Wind","","","","","","Non-Fossil","",2025,"Wind","",0,0,0,0,0,0,0,0,0,0,0,0,0,0,0,0,1006.9543340367725,1301.3421888392934,1435.3552757468972,3743.651798622963,0,0,0,0,0,0,0,0,0,0,0,0,0,0,0,0,0,0,0,0,25.964493671474,0,0,0,0,0,0,0,0,70.483546207494,770.4558,null,"",""]
["","ERCOT_West","Texas",48,"",0,"","","New",0,0,0,"Onshore Wind","","","","","","Non-Fossil","",2025,"Wind","",0,0,0,0,0,0,0,0,0,0,0,0,0,0,0,0,1046.462666577671,1352.4009689729014,1491.6721231268598,3890.535758677432,0,0,0,0,0,0,0,0,0,0,0,0,0,0,0,0,0,0,0,0,26.98322293809,0,0,0,0,0,0,0,0,73.600910899441,800.685,null,"",""]
["","ERCOT_West","Texas",48,"",0,"","","New",0,0,0,"Onshore Wind","","","","","","Non-Fossil","",2025,"Wind","",0,0,0,0,0,0,0,0,0,0,0,0,0,0,0,0,942.0387136882221,1217.448180323949,1342.82180625763,3502.308700269801,0,0,0,0,0,0,0,0,0,0,0,0,0,0,0,0,0,0,0,0,24.290633043691,0,0,0,0,0,0,0,0,66.492818779144,720.7866,null,"",""]
["","ERCOT_West","Texas",48,"",0,"","","New",0,0,0,"Onshore Wind","","","","","","Non-Fossil","",2025,"Wind","",0,0,0,0,0,0,0,0,0,0,0,0,0,0,0,0,1170.767822176612,1513.0473238305624,1668.861946796621,4352.677092803795,0,0,0,0,0,0,0,0,0,0,0,0,0,0,0,0,0,0,0,0,30.188453122602,0,0,0,0,0,0,0,0,82.761450261325,895.7952,null,"",""]
["","ERCOT_West","Texas",48,"",0,"","","New",0,0,0,"Onshore Wind","","","","","","Non-Fossil","",2025,"Wind","",0,0,0,0,0,0,0,0,0,0,0,0,0,0,0,0,964.9952568594283,1247.1161773013703,1375.545033359306,3587.6564675201043,0,0,0,0,0,0,0,0,0,0,0,0,0,0,0,0,0,0,0,0,24.882571525646,0,0,0,0,0,0,0,0,68.32758374881,738.35145,null,"",""]
["","ERCOT_West","Texas",48,"",0,"","","New",0,0,0,"Onshore Wind","","","","","","Non-Fossil","",2025,"Wind","",0,0,0,0,0,0,0,0,0,0,0,0,0,0,0,0,977.2540245786695,1376.8797897588124,1595.630789182364,3949.764603519846,0,0,0,0,0,0,0,0,0,0,0,0,0,0,0,0,0,0,0,0,26.838138638731,0,0,0,0,0,0,0,0,79.552351996008,796.37985,null,"",""]
["","ERCOT_West","Texas",48,"",0,"","","New",0,0,0,"Onshore Wind","","","","","","Non-Fossil","",2025,"Wind","",0,0,0,0,0,0,0,0,0,0,0,0,0,0,0,0,346.9635302286007,488.8463598408804,566.511549333193,1402.321439402674,0,0,0,0,0,0,0,0,0,0,0,0,0,0,0,0,0,0,0,0,9.528592456678,0,0,0,0,0,0,0,0,28.652844217974,282.7461,null,"",""]
["","SPP SPS (Texas Panhandle)","Texas",48,"",0,"","","New",0,0,0,"Onshore Wind","","","","","","Non-Fossil","",2025,"Wind","",0,0,0,0,0,0,0,0,0,0,0,0,0,0,0,0,911.1484874250898,1372.8138542068648,1559.3788286465947,3843.3411702785493,0,0,0,0,0,0,0,0,0,0,0,0,0,0,0,0,0,0,0,0,26.665074770823,0,0,0,0,0,0,0,0,74.35283169841,791.24445,null,"",""]
["","SPP SPS (Texas Panhandle)","Texas",48,"",0,"","","New",0,0,0,"Onshore Wind","","","","","","Non-Fossil","",2025,"Wind","",0,0,0,0,0,0,0,0,0,0,0,0,0,0,0,0,87.23543627579934,131.43633244196465,149.298489009912,367.97025772767597,0,0,0,0,0,0,0,0,0,0,0,0,0,0,0,0,0,0,0,0,2.552975133102,0,0,0,0,0,0,0,0,7.159341562798,75.75555,null,"",""]
["","ERCOT_Rest","Texas",48,"",0,"","","New",0,0,0,"Solar","","","","","","Non-Fossil","",2025,"Solar-DER","",0,0,0,0,0,0,0,0,0,0,0,0,0,0,0,0,257.39410232051335,482.3062120443689,791.1168344272692,1530.8171487921513,0,0,0,0,0,0,0,0,0,0,0,0,0,0,0,0,0,0,0,0,0,0,0,0,0,0,0,0,0,0,918.8036791,null,"",""]
["","ERCOT_West","Texas",48,"",0,"","","New",0,0,0,"Solar","","","","","","Non-Fossil","",2025,"Solar-DER","",0,0,0,0,0,0,0,0,0,0,0,0,0,0,0,0,23.435997797104584,44.35862686822443,67.07322654251999,134.86785120784901,0,0,0,0,0,0,0,0,0,0,0,0,0,0,0,0,0,0,0,0,0,0,0,0,0,0,0,0,0,0,80.94832095,null,"",""]
["","MISO_WOTAB (including Western)","Texas",48,"",0,"","","New",0,0,0,"Solar","","","","","","Non-Fossil","",2025,"Solar-DER","",0,0,0,0,0,0,0,0,0,0,0,0,0,0,0,0,12.062424980518742,25.622568390310256,41.00607730482799,78.69107067565699,0,0,0,0,0,0,0,0,0,0,0,0,0,0,0,0,0,0,0,0,0,0,0,0,0,0,0,0,0,0,47.80968393,null,"",""]
["","SPP SPS (Texas Panhandle)","Texas",48,"",0,"","","New",0,0,0,"Solar","","","","","","Non-Fossil","",2025,"Solar-DER","",0,0,0,0,0,0,0,0,0,0,0,0,0,0,0,0,21.3794102705898,40.249208101418205,61.989671031982,123.61828940399,0,0,0,0,0,0,0,0,0,0,0,0,0,0,0,0,0,0,0,0,0,0,0,0,0,0,0,0,0,0,74.85345295,null,"",""]
["","SPP West (Oklahoma, Arkansas, Louisiana)","Texas",48,"",0,"","","New",0,0,0,"Solar","","","","","","Non-Fossil","",2025,"Solar-DER","",0,0,0,0,0,0,0,0,0,0,0,0,0,0,0,0,6.75984937400829,14.597675462872708,23.648593888378002,45.006118725259,0,0,0,0,0,0,0,0,0,0,0,0,0,0,0,0,0,0,0,0,0,0,0,0,0,0,0,0,0,0,27.25214373,null,"",""]
["","WECC_New Mexico","Texas",48,"",0,"","","New",0,0,0,"Solar","","","","","","Non-Fossil","",2025,"Solar-DER","",0,0,0,0,0,0,0,0,0,0,0,0,0,0,0,0,42.21787180632852,78.15267585913548,112.335930392481,232.706478057945,0,0,0,0,0,0,0,0,0,0,0,0,0,0,0,0,0,0,0,0,0,0,0,0,0,0,0,0,0,0,148.1894183,null,"",""]
["","ERCOT_Rest","Texas",48,"",0,"","","New",0,0,0,"Solar PV","","","","","","Non-Fossil","",2025,"Solar","",0,0,0,0,0,0,0,0,0,0,0,0,0,0,0,0,1318.031719690171,2532.1424389630633,4174.71829314887,8024.892451802104,0,0,0,0,0,0,0,0,0,0,0,0,0,0,0,0,0,0,0,0,24.291341431563,0,0,0,0,0,0,0,0,241.988733097772,2962.656,null,"",""]
["","ERCOT_Rest","Texas",48,"",0,"","","New",0,0,0,"Solar PV","","","","","","Non-Fossil","",2025,"Solar","",0,0,0,0,0,0,0,0,0,0,0,0,0,0,0,0,1285.7824163125078,2470.1865478493273,4072.5722258420174,7828.5411900038525,0,0,0,0,0,0,0,0,0,0,0,0,0,0,0,0,0,0,0,0,23.696986358333,0,0,0,0,0,0,0,0,236.880646826635,2890.1664,null,"",""]
["","ERCOT_Rest","Texas",48,"",0,"","","New",0,0,0,"Solar PV","","","","","","Non-Fossil","",2025,"Solar","",0,0,0,0,0,0,0,0,0,0,0,0,0,0,0,0,1116.8657813703799,2145.6716112252498,3537.547646861626,6800.085039457255,0,0,0,0,0,0,0,0,0,0,0,0,0,0,0,0,0,0,0,0,20.583850618462,0,0,0,0,0,0,0,0,203.425459471312,2510.4776,null,"",""]
["","ERCOT_West","Texas",48,"",0,"","","New",0,0,0,"Solar PV","","","","","","Non-Fossil","",2025,"Solar","",0,0,0,0,0,0,0,0,0,0,0,0,0,0,0,0,431.5724995308393,753.6657177798298,1122.7681510690252,2308.0063683796943,0,0,0,0,0,0,0,0,0,0,0,0,0,0,0,0,0,0,0,0,6.237894633293,0,0,0,0,0,0,0,0,63.570210174321,760.7952,null,"",""]
["","ERCOT_West","Texas",48,"",0,"","","New",0,0,0,"Solar PV","","","","","","Non-Fossil","",2025,"Solar","",0,0,0,0,0,0,0,0,0,0,0,0,0,0,0,0,469.16447126897606,819.3135067227788,1220.56647846326,2509.044456455015,0,0,0,0,0,0,0,0,0,0,0,0,0,0,0,0,0,0,0,0,6.781244265198,0,0,0,0,0,0,0,0,69.47648555202,827.064,null,"",""]
["","ERCOT_West","Texas",48,"",0,"","","New",0,0,0,"Solar PV","","","","","","Non-Fossil","",2025,"Solar","",0,0,0,0,0,0,0,0,0,0,0,0,0,0,0,0,451.520260283672,788.5009851850219,1174.6637433108135,2414.6849887795074,0,0,0,0,0,0,0,0,0,0,0,0,0,0,0,0,0,0,0,0,6.526217058567,0,0,0,0,0,0,0,0,67.02684090071,795.96,null,"",""]
["","ERCOT_West","Texas",48,"",0,"","","New",0,0,0,"Solar PV","","","","","","Non-Fossil","",2025,"Solar","",0,0,0,0,0,0,0,0,0,0,0,0,0,0,0,0,457.64672243134646,799.1997773856319,1190.602193016525,2447.4486928335036,0,0,0,0,0,0,0,0,0,0,0,0,0,0,0,0,0,0,0,0,6.614768171981,0,0,0,0,0,0,0,0,68.059231184876,806.76,null,"",""]
["","ERCOT_West","Texas",48,"",0,"","","New",0,0,0,"Solar PV","","","","","","Non-Fossil","",2025,"Solar","",0,0,0,0,0,0,0,0,0,0,0,0,0,0,0,0,525.2992017740755,917.3429733929095,1366.605180300112,2809.247355467097,0,0,0,0,0,0,0,0,0,0,0,0,0,0,0,0,0,0,0,0,7.592608600367,0,0,0,0,0,0,0,0,75.084764475303,926.0208,null,"",""]
["","SPP SPS (Texas Panhandle)","Texas",48,"",0,"","","New",0,0,0,"Solar PV","","","","","","Non-Fossil","",2025,"Solar","",0,0,0,0,0,0,0,0,0,0,0,0,0,0,0,0,357.12921513297033,667.5467222311067,1010.2403463782332,2034.9162837423103,0,0,0,0,0,0,0,0,0,0,0,0,0,0,0,0,0,0,0,0,5.32946515914,0,0,0,0,0,0,0,0,54.733861814516,650,null,"",""]
["","ERCOT_Panhandle","Texas",48,"",0,"","","New",0,0,0,"Solar PV","","","","","","Non-Fossil","",2025,"Solar","",0,0,0,0,0,0,0,0,0,0,0,0,0,0,0,0,86.824757510068,164.049388669383,242.652728512038,493.526874691489,0,0,0,0,0,0,0,0,0,0,0,0,0,0,0,0,0,0,0,0,1.365812373288,0,0,0,0,0,0,0,0,12.660284080822,166.5792,null,"",""]
["","ERCOT_Panhandle","Texas",48,"",0,"","","New",0,0,0,"Solar PV","","","","","","Non-Fossil","",2025,"Solar","",0,0,0,0,0,0,0,0,0,0,0,0,0,0,0,0,86.824757510068,164.049388669383,242.652728512038,493.526874691489,0,0,0,0,0,0,0,0,0,0,0,0,0,0,0,0,0,0,0,0,1.365812373288,0,0,0,0,0,0,0,0,13.949387085191,166.5792,null,"",""]
["","ERCOT_Panhandle","Texas",48,"",0,"","","New",0,0,0,"Solar PV","","","","","","Non-Fossil","",2025,"Solar","",0,0,0,0,0,0,0,0,0,0,0,0,0,0,0,0,86.824757510068,164.049388669383,242.652728512038,493.526874691489,0,0,0,0,0,0,0,0,0,0,0,0,0,0,0,0,0,0,0,0,1.365812373288,0,0,0,0,0,0,0,0,13.949301887235,166.5792,null,"",""]
["","ERCOT_Panhandle","Texas",48,"",0,"","","New",0,0,0,"Solar PV","","","","","","Non-Fossil","",2025,"Solar","",0,0,0,0,0,0,0,0,0,0,0,0,0,0,0,0,86.824757510068,164.049388669383,242.652728512038,493.526874691489,0,0,0,0,0,0,0,0,0,0,0,0,0,0,0,0,0,0,0,0,1.365812373288,0,0,0,0,0,0,0,0,13.949387085191,166.5792,null,"",""]
["","ERCOT_Panhandle","Texas",48,"",0,"","","New",0,0,0,"Solar PV","","","","","","Non-Fossil","",2025,"Solar","",0,0,0,0,0,0,0,0,0,0,0,0,0,0,0,0,271.59756874648224,513.1648667349807,759.0449199461092,1543.807355427572,0,0,0,0,0,0,0,0,0,0,0,0,0,0,0,0,0,0,0,0,4.27241411997,0,0,0,0,0,0,0,0,39.281218520007,521.0784,null,"",""]
["","ERCOT_Panhandle","Texas",48,"",0,"","","New",0,0,0,"Solar PV","","","","","","Non-Fossil","",2025,"Solar","",0,0,0,0,0,0,0,0,0,0,0,0,0,0,0,0,101.78394112537401,194.725998772696,289.784633420284,586.294573318354,0,0,0,0,0,0,0,0,0,0,0,0,0,0,0,0,0,0,0,0,1.608796628495,0,0,0,0,0,0,0,0,15.010841183705,196.2144,null,"",""]
["","ERCOT_Panhandle","Texas",48,"",0,"","","New",0,0,0,"Solar PV","","","","","","Non-Fossil","",2025,"Solar","",0,0,0,0,0,0,0,0,0,0,0,0,0,0,0,0,104.27139543292898,199.48482437017898,296.866556429895,600.6227762330029,0,0,0,0,0,0,0,0,0,0,0,0,0,0,0,0,0,0,0,0,1.64811332285,0,0,0,0,0,0,0,0,15.740325561292,201.0096,null,"",""]
["","ERCOT_Panhandle","Texas",48,"",0,"","","New",0,0,0,"Solar PV","","","","","","Non-Fossil","",2025,"Solar","",0,0,0,0,0,0,0,0,0,0,0,0,0,0,0,0,66.02904715362817,126.32220773571984,187.98842934305196,380.3396842324,0,0,0,0,0,0,0,0,0,0,0,0,0,0,0,0,0,0,0,0,1.043654895546,0,0,0,0,0,0,0,0,10.03831247123,127.28776,null,"",""]
["","MISO_WOTAB (including Western)","Texas",48,"",0,"","","New",0,0,0,"Solar PV","","","","","","Non-Fossil","",2025,"Solar","",0,0,0,0,0,0,0,0,0,0,0,0,0,0,0,0,25.212595859276895,54.16712508494408,82.10133274434402,161.481053688565,0,0,0,0,0,0,0,0,0,0,0,0,0,0,0,0,0,0,0,0,0.482426465876,0,0,0,0,0,0,0,0,4.478164094832,58.8384,null,"",""]
["","WECC_Utah","Utah",49,"",0,"","","New",0,0,0,"Combustion Turbine","","","","","","Fossil","",2025,"NaturalGas","",0.009544036047022864,0.09488974300597713,0.318148220641,0.422581999694,0,0,0,0,0,0,0,0,0,0,0,0,0.9635574000000009,9.57998415,32.1199617,42.66350325,0.5587078701912906,5.554845555555709,18.624396836179,24.737950261926,6.680825202108964e-10,6.6422819797891046E-9,2.2270374999999997E-8,2.95807395E-8,5.2492198277680094E-5,5.2189358672231987E-4,0.001749815212,0.002324200997,0,0,0,0,0,0,0,0,0.142885,4.316737152000003E-3,0.042918328992,0.143897428416,0.19113249456,0.038694373816088756,0.3319849118739112,1.0104425715960001,1.3811218572860002,1.60374454874,20.5,null,"",""]
["","WECC_Utah","Utah",49,"",0,"","","New",0,0,0,"Landfill Gas","","","","","","Non-Fossil","",2025,"LF Gas","",0.061868350086386734,0.08343634435261323,0.09675522527500001,0.24205991971399998,0,0,0,0,0,0,0,0,0,0,0,0,7.2675144,9.801050670000002,11.365585020000001,28.434150090000003,3.5654111471760164,4.808353088760983,5.575906877388,13.949671113325,0,0,0,0,0.002784075754843288,3.7546354971567117E-3,0.004353985138,0.01089269639,0,0,0,0,0,0,0,0,0.07484344868,0.044840563848,0.06047248263390002,0.07012565957340001,0.17543870605530004,0,0,0,0,0.547971552181,3.738434,null,"",""]
["","WECC_Utah","Utah",49,"",0,"","","New",0,0,0,"Onshore Wind","","","","","","Non-Fossil","",2025,"Wind","",0,0,0,0,0,0,0,0,0,0,0,0,0,0,0,0,339.77528500319556,479.2048818967103,490.77794152530305,1309.7581084252088,0,0,0,0,0,0,0,0,0,0,0,0,0,0,0,0,0,0,0,0,10.161234782565,0,0,0,0,0,0,0,0,35.451702316009,301.518773,null,"",""]
["","WECC_Utah","Utah",49,"",0,"","","New",0,0,0,"Onshore Wind","","","","","","Non-Fossil","",2025,"Wind","",0,0,0,0,0,0,0,0,0,0,0,0,0,0,0,0,92.62009342738635,120.42418762726764,108.33044185468499,321.37472290933897,0,0,0,0,0,0,0,0,0,0,0,0,0,0,0,0,0,0,0,0,2.195099517012,0,0,0,0,0,0,0,0,7.954297485996,65.13615,null,"",""]
["","WECC_Utah","Utah",49,"",0,"","","New",0,0,0,"Solar","","","","","","Non-Fossil","",2025,"Solar-DER","",0,0,0,0,0,0,0,0,0,0,0,0,0,0,0,0,172.81824431937633,320.03362939804964,555.5257358659447,1048.3776095833707,0,0,0,0,0,0,0,0,0,0,0,0,0,0,0,0,0,0,0,0,0,0,0,0,0,0,0,0,0,0,651.1941775,null,"",""]
["","WECC_Utah","Utah",49,"",0,"","","New",0,0,0,"Solar PV","","","","","","Non-Fossil","",2025,"Solar","",0,0,0,0,0,0,0,0,0,0,0,0,0,0,0,0,256.87892868514166,498.6127537402094,898.532436796309,1654.02411922166,0,0,0,0,0,0,0,0,0,0,0,0,0,0,0,0,0,0,0,0,4.861810330849,0,0,0,0,0,0,0,0,53.544871295187,592.9632,null,"",""]
["","WECC_Utah","Utah",49,"",0,"","","New",0,0,0,"Solar PV","","","","","","Non-Fossil","",2025,"Solar","",0,0,0,0,0,0,0,0,0,0,0,0,0,0,0,0,228.27548264171634,443.0922676062418,798.480929240883,1469.8486794888413,0,0,0,0,0,0,0,0,0,0,0,0,0,0,0,0,0,0,0,0,4.32044817949,0,0,0,0,0,0,0,0,44.865192165592,526.9368,null,"",""]
["","ISONE_MA, VT, NH, RI (Rest of ISO New England)","Vermont",50,"",0,"","","New",0,0,0,"Combustion Turbine","","","","","","Fossil","",2025,"NaturalGas","",0.000955023861,0,1.005738702E-3,0.001960762563,0,0,0,0,0,0,0,0,0,0,0,0,0.10467162,0,0.11023002,0.21490164,0.055907096816,0,0.058875943643,0.11478304045900001,6.68515e-11,0,7.04015e-11,1.37253e-10,5.252631e-06,0,5.531563e-06,1.0784194000000001E-5,0,0,0,0,0,0,0,0,0.626478,0.0004898631816,0,0.0005158764936,0.0010057396752,0.007057667752,0,0.00319766337,0.010255331122,4.806051494901,38.6,null,"",""]
["","ISONE_MA, VT, NH, RI (Rest of ISO New England)","Vermont",50,"",0,"","","New",0,0,0,"Landfill Gas","","","","","","Non-Fossil","",2025,"LF Gas","",0.017856168008773588,0.024205027745226416,0.030355485614000005,0.072416681368,0,0,0,0,0,0,0,0,0,0,0,0,2.0975176800000006,2.843301744,3.5657800560000004,8.506599480000002,1.0290331062407552,1.3949115440152446,1.7493562806090002,4.173300930865,0,0,0,0,8.0352756466981119E-4,1.0892262543301884E-3,1.365996859E-3,3.2587506779999994E-3,0,0,0,0,0,0,0,0,0.0216009794,0.012941684085600003,0.01754317176048,0.022000862945520002,0.05248571879160001,0,0,0,0,0.156645609349,1.07897,null,"",""]
["","ISONE_MA, VT, NH, RI (Rest of ISO New England)","Vermont",50,"",0,"","","New",0,0,0,"Landfill Gas","","","","","","Non-Fossil","",2025,"LF Gas","",0.027141376111981134,0.036791643174018875,0.046140339389,0.11007335867500001,0,0,0,0,0,0,0,0,0,0,0,0,3.1882269600000006,4.321818768000001,5.419985831999999,12.93003156,1.5641303638716484,2.1202656043593517,2.659021618582,6.3434175868130005,0,0,0,0,1.2213619246698114E-3,1.6556239423301889E-3,0.002076315273,0.00495330114,0,0,0,0,0,0,0,0,0.03283348068,0.019671360343200002,0.026665621798560007,0.03344131258343999,0.0797782947252,0,0,0,0,0.294502599952,1.640034,null,"",""]
["","ISONE_MA, VT, NH, RI (Rest of ISO New England)","Vermont",50,"",0,"","","New",0,0,0,"Onshore Wind","","","","","","Non-Fossil","",2025,"Wind","",0,0,0,0,0,0,0,0,0,0,0,0,0,0,0,0,1830.2078981582422,2666.476037985152,2354.8865143214234,6851.570450464817,0,0,0,0,0,0,0,0,0,0,0,0,0,0,0,0,0,0,0,0,46.233848528899,0,0,0,0,0,0,0,0,159.62160098493,1371.91725,null,"",""]
["","ISONE_MA, VT, NH, RI (Rest of ISO New England)","Vermont",50,"",0,"","","New",0,0,0,"Onshore Wind","","","","","","Non-Fossil","",2025,"Wind","",0,0,0,0,0,0,0,0,0,0,0,0,0,0,0,0,476.40807986333596,672.7067273181918,609.895144020247,1759.0099512017748,0,0,0,0,0,0,0,0,0,0,0,0,0,0,0,0,0,0,0,0,11.258841898766,0,0,0,0,0,0,0,0,40.11811651863,334.08855,null,"",""]
["","ISONE_MA, VT, NH, RI (Rest of ISO New England)","Vermont",50,"",0,"","","New",0,0,0,"Onshore Wind","","","","","","Non-Fossil","",2025,"Wind","",0,0,0,0,0,0,0,0,0,0,0,0,0,0,0,0,41.31614995900289,56.1030924332831,52.494770111886,149.91401250417198,0,0,0,0,0,0,0,0,0,0,0,0,0,0,0,0,0,0,0,0,0.9540350447,0,0,0,0,0,0,0,0,3.357570935364,28.3095,null,"",""]
["","ISONE_MA, VT, NH, RI (Rest of ISO New England)","Vermont",50,"",0,"","","New",0,0,0,"Solar","","","","","","Non-Fossil","",2025,"Solar-DER","",0,0,0,0,0,0,0,0,0,0,0,0,0,0,0,0,53.481124439502366,119.29450548089866,236.11607760092298,408.891707521324,0,0,0,0,0,0,0,0,0,0,0,0,0,0,0,0,0,0,0,0,0,0,0,0,0,0,0,0,0,0,343.845539,null,"",""]
["","SERC_Central_TVA","Virginia",51,"",0,"","","New",0,0,0,"Landfill Gas","","","","","","Non-Fossil","",2025,"LF Gas","",1.0647433838207546E-3,1.4433188091792452E-3,1.810063755E-3,0.004318125948,0,0,0,0,0,0,0,0,0,0,0,0,0.12507264000000004,0.16954291200000002,0.21262348799999997,0.50723904,0.06136009649405659,0.08317701969194334,0.104312164042,0.24884928022799993,0,0,0,0,4.7913452405660379E-5,6.4949346594339632E-5,8.1452867000000011E-5,1.9431566600000002E-4,0,0,0,0,0,0,0,0,0.00128804676,7.7169818880000018E-4,1.0460797670400002E-3,1.3118869209599998E-3,3.1296648768000005E-3,0,0,0,0,0.008423161676,0.064338,null,"",""]
["","SERC_Central_TVA","Virginia",51,"",0,"","","New",0,0,0,"Landfill Gas","","","","","","Non-Fossil","",2025,"LF Gas","",1.5083925911320755E-3,0.002044709956867924,2.564267403E-3,0.006117369950999999,0,0,0,0,0,0,0,0,0,0,0,0,0.17718696000000003,0.24018676800000002,0.30121783199999996,0.71859156,0.08692715659839617,0.11783459005560379,0.147776166214,0.35253791286799996,0,0,0,0,6.7877667169811314E-5,9.2011948830188664E-5,1.1539203499999999E-4,2.7528165099999994E-4,0,0,0,0,0,0,0,0,0.0018247229,1.0932435432000002E-3,1.4819523585600004E-3,1.8585140234399996E-3,4.4337099252E-3,0,0,0,0,0.014831157013,0.091145,null,"",""]
["","PJM_Dominion","Virginia",51,"",0,"","","New",0,0,0,"Landfill Gas","","","","","","Non-Fossil","",2025,"LF Gas","",0.05725194905165093,0.07760819760334908,0.097328313385,0.23218846004000002,0,0,0,0,0,0,0,0,0,0,0,0,6.725237759999999,9.116433407999997,11.432904192000002,27.27457536,3.29937257185344,4.47248281962356,5.608933372151,13.380788763628,0,0,0,0,0.002576337708396227,3.4923688936037735E-3,0.004379774102,0.010448480704,0,0,0,0,0,0,0,0,0.06925886968,0.04149471697919999,0.05624839412735997,0.07054101886464001,0.16828412997119996,0,0,0,0,0.442938549169,3.459484,null,"",""]
["","PJM West","Virginia",51,"",0,"","","New",0,0,0,"Landfill Gas","","","","","","Non-Fossil","",2025,"LF Gas","",0.039093223573867915,0.05299303640013208,0.066458480076,0.15854474005,0,0,0,0,0,0,0,0,0,0,0,0,4.592179440000001,6.224954352000001,7.8067050479999995,18.62383884,2.2529033812723567,3.053935694613643,3.8299357481610006,9.136774824047,0,0,0,0,1.7591950604716978E-3,2.3846866375283014E-3,0.002990631601,0.007134513298999999,0,0,0,0,0,0,0,0,0.04729190466,0.028333747144800008,0.03840796835184001,0.048167370146159995,0.1149090856428,0,0,0,0,0.328260636021,2.362233,null,"",""]
["","SERC_Central_Kentucky","Virginia",51,"",0,"","","New",0,0,0,"Landfill Gas","","","","","","Non-Fossil","",2025,"LF Gas","",5.4263226226415075E-5,7.3556817773584918E-5,9.224748399999999E-5,2.2006752799999998E-4,0,0,0,0,0,0,0,0,0,0,0,0,0.00637416,8.640527999999998E-3,0.010836072,0.02585076,3.1271353408018855E-3,4.2390056841981145E-3,5.316130082000001E-3,0.012682271107000001,0,0,0,0,2.44184391509434e-06,3.3100550849056607E-6,4.151135e-06,9.903034e-06,0,0,0,0,0,0,0,0,6.564558e-05,3.93285672e-05,5.331205775999999E-5,6.685856424e-05,1.5949918919999997E-4,0,0,0,0,4.29288245E-4,0.003279,null,"",""]
["","SERC_Central_Kentucky","Virginia",51,"",0,"","","New",0,0,0,"Landfill Gas","","","","","","Non-Fossil","",2025,"LF Gas","",7.688056330188678E-5,1.0421587469811318E-4,0.000130696959,3.1179339699999992E-4,0,0,0,0,0,0,0,0,0,0,0,0,0.009030960000000001,0.012241967999999999,0.015352632,0.03662556,0.004430549935188677,0.006005856578811322,7.5319348920000005E-3,0.017968341406,0,0,0,0,3.4596254716981123E-6,4.6897145283018871E-6,5.8813630000000006E-6,1.4030703e-05,0,0,0,0,0,0,0,0,9.29929e-05,5.572102320000001E-5,7.5532942559999988E-5,9.472573944e-05,2.2597970520000002E-4,0,0,0,0,0.000755836572,0.004645,null,"",""]
["","PJM_AP","Virginia",51,"",0,"","","New",0,0,0,"Landfill Gas","","","","","","Non-Fossil","",2025,"LF Gas","",0.006887751840424528,0.009336730272575472,0.011709178130000001,0.027933660243,0,0,0,0,0,0,0,0,0,0,0,0,0.8090863199999998,1.0967614559999999,1.375446744,3.2812945199999994,0.3969342509128302,0.5380664290151694,0.674788226549,1.6097889064769997,0,0,0,0,3.0994883278301881E-4,4.2015286221698116E-4,0.000526913017,0.001257014712,0,0,0,0,0,0,0,0,0.00833226394,0.004992062594399999,0.006767018183519998,0.00848650641048,0.0202455871884,0,0,0,0,0.057835569959,0.416197,null,"",""]
["","PJM_Dominion","Virginia",51,"",0,"","","New",0,0,0,"New Battery Storage","","","","","","Non-Fossil","",2025,"EnerStor","",0,0,0,0,0,0,0,0,0,0,0,0,0,0,0,0,46.799999964,45.058806084000004,79.560000095,171.418806143,0,0,0,0,0,0,0,0,0,0,0,0,0,0,0,0,0,0,0,0,2.027665098805,0,0,0,0,0,0,0,0,25.292954644043,130,null,"",""]
["","PJM_Dominion","Virginia",51,"",0,"","","New",0,0,0,"Offshore Wind","","","","","","Non-Fossil","",2025,"Wind","",0,0,0,0,0,0,0,0,0,0,0,0,0,0,0,0,13.51358009942383,20.140719124387164,15.108884172914003,48.763183396725,0,0,0,0,0,0,0,0,0,0,0,0,0,0,0,0,0,0,0,0,0.694545233848,0,0,0,0,0,0,0,0,2.740613469641,12,null,"",""]
["","PJM_Dominion","Virginia",51,"",0,"","","New",0,0,0,"Onshore Wind","","","","","","Non-Fossil","",2025,"Wind","",0,0,0,0,0,0,0,0,0,0,0,0,0,0,0,0,177.33978073542843,247.89693779489656,188.47034472179098,613.707063252116,0,0,0,0,0,0,0,0,0,0,0,0,0,0,0,0,0,0,0,0,4.417632659773,0,0,0,0,0,0,0,0,14.107589946454,131.08635,null,"",""]
["","PJM_Dominion","Virginia",51,"",0,"","","New",0,0,0,"Onshore Wind","","","","","","Non-Fossil","",2025,"Wind","",0,0,0,0,0,0,0,0,0,0,0,0,0,0,0,0,51.029102869462804,68.01779367675519,54.721642669861,173.76853921607898,0,0,0,0,0,0,0,0,0,0,0,0,0,0,0,0,0,0,0,0,1.209945732656,0,0,0,0,0,0,0,0,4.069627322063,35.90325,null,"",""]
["","PJM West","Virginia",51,"",0,"","","New",0,0,0,"Onshore Wind","","","","","","Non-Fossil","",2025,"Wind","",0,0,0,0,0,0,0,0,0,0,0,0,0,0,0,0,2272.887750119219,3148.081814214448,2134.0371001864833,7555.0066645201505,0,0,0,0,0,0,0,0,0,0,0,0,0,0,0,0,0,0,0,0,54.609702981426,0,0,0,0,0,0,0,0,171.259644711978,1620.45765,null,"",""]
["","PJM West","Virginia",51,"",0,"","","New",0,0,0,"Onshore Wind","","","","","","Non-Fossil","",2025,"Wind","",0,0,0,0,0,0,0,0,0,0,0,0,0,0,0,0,408.39227867977877,531.7026684853223,412.10558105108595,1352.200528216187,0,0,0,0,0,0,0,0,0,0,0,0,0,0,0,0,0,0,0,0,9.302046414378,0,0,0,0,0,0,0,0,30.637541210386,276.0237,null,"",""]
["","PJM_AP","Virginia",51,"",0,"","","New",0,0,0,"Onshore Wind","","","","","","Non-Fossil","",2025,"Wind","",0,0,0,0,0,0,0,0,0,0,0,0,0,0,0,0,184.99181857648324,262.8003955827248,203.05809682665898,650.850310985867,0,0,0,0,0,0,0,0,0,0,0,0,0,0,0,0,0,0,0,0,4.849200443942,0,0,0,0,0,0,0,0,15.747012980801,143.89245,null,"",""]
["","PJM_AP","Virginia",51,"",0,"","","New",0,0,0,"Onshore Wind","","","","","","Non-Fossil","",2025,"Wind","",0,0,0,0,0,0,0,0,0,0,0,0,0,0,0,0,20.755664507428104,26.91341509706191,22.301222244245004,69.97030184873502,0,0,0,0,0,0,0,0,0,0,0,0,0,0,0,0,0,0,0,0,0.470466208738,0,0,0,0,0,0,0,0,1.533147604606,13.96035,null,"",""]
["","PJM_AP","Virginia",51,"",0,"","","New",0,0,0,"Solar","","","","","","Non-Fossil","",2025,"Solar-DER","",0,0,0,0,0,0,0,0,0,0,0,0,0,0,0,0,3.9253436498310945,7.149637375564905,13.001591954263999,24.07657297966,0,0,0,0,0,0,0,0,0,0,0,0,0,0,0,0,0,0,0,0,0,0,0,0,0,0,0,0,0,0,18.83112853,null,"",""]
["","PJM_Dominion","Virginia",51,"",0,"","","New",0,0,0,"Solar","","","","","","Non-Fossil","",2025,"Solar-DER","",0,0,0,0,0,0,0,0,0,0,0,0,0,0,0,0,129.33407343622633,247.05338518233168,414.5468426067401,790.9343012252981,0,0,0,0,0,0,0,0,0,0,0,0,0,0,0,0,0,0,0,0,0,0,0,0,0,0,0,0,0,0,546.4776841,null,"",""]
["","PJM West","Virginia",51,"",0,"","","New",0,0,0,"Solar","","","","","","Non-Fossil","",2025,"Solar-DER","",0,0,0,0,0,0,0,0,0,0,0,0,0,0,0,0,22.206103760174976,41.712331267024034,69.18498391648701,133.10341894368602,0,0,0,0,0,0,0,0,0,0,0,0,0,0,0,0,0,0,0,0,0,0,0,0,0,0,0,0,0,0,104.1048322,null,"",""]
["","SERC_Central_TVA","Virginia",51,"",0,"","","New",0,0,0,"Solar","","","","","","Non-Fossil","",2025,"Solar-DER","",0,0,0,0,0,0,0,0,0,0,0,0,0,0,0,0,0.19303523465429473,0.3808283160417052,0.6386839260980001,1.212547476794,0,0,0,0,0,0,0,0,0,0,0,0,0,0,0,0,0,0,0,0,0,0,0,0,0,0,0,0,0,0,0.903224141,null,"",""]
["","PJM_Dominion","Virginia",51,"",0,"","","New",0,0,0,"Solar PV","","","","","","Non-Fossil","",2025,"Solar","",0,0,0,0,0,0,0,0,0,0,0,0,0,0,0,0,0.6592667089106552,1.2130454680513445,2.0744514115830004,3.946763588545,0,0,0,0,0,0,0,0,0,0,0,0,0,0,0,0,0,0,0,0,0.014345280373,0,0,0,0,0,0,0,0,0.135370851014,1.7496,null,"",""]
["","PJM_Dominion","Virginia",51,"",0,"","","New",0,0,0,"Solar PV","","","","","","Non-Fossil","",2025,"Solar","",0,0,0,0,0,0,0,0,0,0,0,0,0,0,0,0,959.5003759275355,1804.9929720288796,2950.932644000592,5715.425991957007,0,0,0,0,0,0,0,0,0,0,0,0,0,0,0,0,0,0,0,0,20.241721912942,0,0,0,0,0,0,0,0,213.525741982053,2468.7504,null,"",""]
["","PJM West","Virginia",51,"",0,"","","New",0,0,0,"Solar PV","","","","","","Non-Fossil","",2025,"Solar","",0,0,0,0,0,0,0,0,0,0,0,0,0,0,0,0,45.251102918925426,87.17368653131956,141.988945499727,274.41373494997197,0,0,0,0,0,0,0,0,0,0,0,0,0,0,0,0,0,0,0,0,0.983901260149,0,0,0,0,0,0,0,0,10.205066154499,120,null,"",""]
["","PJM_AP","Virginia",51,"",0,"","","New",0,0,0,"Solar PV","","","","","","Non-Fossil","",2025,"Solar","",0,0,0,0,0,0,0,0,0,0,0,0,0,0,0,0,5.392791153913834,9.732278221742169,17.657079391827,32.782148767483,0,0,0,0,0,0,0,0,0,0,0,0,0,0,0,0,0,0,0,0,0.128727081536,0,0,0,0,0,0,0,0,1.362863037253,15.7,null,"",""]
["","WECC_Pacific Northwest","Washington",53,"",0,"","","New",0,0,0,"New Battery Storage","","","","","","Non-Fossil","",2025,"EnerStor","",0,0,0,0,0,0,0,0,0,0,0,0,0,0,0,0,0.7200001109999999,0.97599995,1.224000084,2.920000145,0,0,0,0,0,0,0,0,0,0,0,0,0,0,0,0,0,0,0,0,0.031194847674,0,0,0,0,0,0,0,0,0.477447583466,2,null,"",""]
["","WECC_Pacific Northwest","Washington",53,"",0,"","","New",0,0,0,"Onshore Wind","","","","","","Non-Fossil","",2025,"Wind","",0,0,0,0,0,0,0,0,0,0,0,0,0,0,0,0,184.92928219321203,262.91598802265406,240.33770923084398,688.1829794467101,0,0,0,0,0,0,0,0,0,0,0,0,0,0,0,0,0,0,0,0,5.421257508895,0,0,0,0,0,0,0,0,18.662947107032,160.86735,null,"",""]
["","WECC_Pacific Northwest","Washington",53,"",0,"","","New",0,0,0,"Onshore Wind","","","","","","Non-Fossil","",2025,"Wind","",0,0,0,0,0,0,0,0,0,0,0,0,0,0,0,0,145.943158679017,212.02184092770207,153.395787742618,511.3607873493371,0,0,0,0,0,0,0,0,0,0,0,0,0,0,0,0,0,0,0,0,3.911953140372,0,0,0,0,0,0,0,0,14.340402354705,116.0811,null,"",""]
["","WECC_Pacific Northwest","Washington",53,"",0,"","","New",0,0,0,"Onshore Wind","","","","","","Non-Fossil","",2025,"Wind","",0,0,0,0,0,0,0,0,0,0,0,0,0,0,0,0,4.738952914620468,6.334321719888534,9.625704566271,20.698979200780002,0,0,0,0,0,0,0,0,0,0,0,0,0,0,0,0,0,0,0,0,0.129797900931,0,0,0,0,0,0,0,0,0.431760164767,3.85155,null,"",""]
["","WECC_Pacific Northwest","Washington",53,"",0,"","","New",0,0,0,"Solar","","","","","","Non-Fossil","",2025,"Solar-DER","",0,0,0,0,0,0,0,0,0,0,0,0,0,0,0,0,536.4790970984589,1559.3946587552925,3803.357307162545,5899.2310630162965,0,0,0,0,0,0,0,0,0,0,0,0,0,0,0,0,0,0,0,0,0,0,0,0,0,0,0,0,0,0,4680.292107,null,"",""]
["","WECC_Pacific Northwest","Washington",53,"",0,"","","New",0,0,0,"Solar PV","","","","","","Non-Fossil","",2025,"Solar","",0,0,0,0,0,0,0,0,0,0,0,0,0,0,0,0,71.96709346586837,216.90690460596656,518.24430180995,807.1182998817849,0,0,0,0,0,0,0,0,0,0,0,0,0,0,0,0,0,0,0,0,2.859053078449,0,0,0,0,0,0,0,0,31.068676138268,348.7,null,"",""]
["","WECC_Northern California (not including BANC)","California",6,"",0,"","","New",0,0,0,"Fuel Cell","","","","","","Non-Fossil","",2025,"NaturalGas","",0.37077461640000003,0.33507039408,0.337645217805,1.043490228285,0,0,0,0,0,0,0,0,0,0,0,0,57.31559999999999,51.796319999999994,52.194345,161.306265,21.705146044058004,19.61502086944501,19.765751050303997,61.08591796380701,2.5954223025291832E-8,2.3454927474708174E-8,2.3635165499999998E-8,7.304431600000001E-8,0,0,0,0,0,0,0,0,0,0,0,0,0.934825,0.033816203999999996,0.030559828799999997,0.03079466355,0.09517069635,1.7347841950360647,1.3041355786839344,1.398475216824,4.437394990543999,17.774794394367,30.5,null,"",""]
["","WECC_LADWP","California",6,"",0,"","","New",0,0,0,"Fuel Cell","","","","","","Non-Fossil","",2025,"NaturalGas","",0.08631146808000001,0.077999993376,0.080677247247,0.244988708703,0,0,0,0,0,0,0,0,0,0,0,0,13.342320000000003,12.057504,12.471363,37.871187000000006,5.052673341403074,4.566119612230925,4.722846053839,14.341639007472999,6.0418033949416348E-9,5.4600001050583664E-9,5.647407e-09,1.71492105E-8,0,0,0,0,0,0,0,0,0,0,0,0,0.217615,7.871968800000002E-3,0.00711392736,7.35810417E-3,0.022344000330000002,0.4117345575220139,0.30767437005998616,0.342948168047,1.062357095629,4.137739022951,7.1,null,"",""]
["","WECC_San Diego Gas and Electric","California",6,"",0,"","","New",0,0,0,"Fuel Cell","","","","","","Non-Fossil","",2025,"NaturalGas","",0.0729392688,0.06645577824,0.06807665088,0.20747169792,0,0,0,0,0,0,0,0,0,0,0,0,11.275199999999998,10.272959999999998,10.523520000000001,32.07168,4.269864795550639,3.8903212581683593,3.9852071425139997,12.145393196232998,5.1057491860465109E-9,4.6519048139534884E-9,4.765366E-9,1.452302E-8,0,0,0,0,0,0,0,0,0,0,0,0,0.1839,0.006652367999999999,6.061046399999998E-3,6.2088768000000015E-3,0.0189222912,0.3500612952998395,0.25705384608416043,0.296897776513,0.9040129178969999,3.496680864466,6,null,"",""]
["","WECC_Southern California Edison","California",6,"",0,"","","New",0,0,0,"Fuel Cell","","","","","","Non-Fossil","",2025,"NaturalGas","",0.051057488160000004,0.046140841152000005,0.047393640630000004,0.14459196994200002,0,0,0,0,0,0,0,0,0,0,0,0,7.89264,7.132607999999999,7.32627,22.351518,2.988905356886148,2.7010848410378525,2.774423722481,8.464413920405,3.5740244066147853E-9,3.229859093385214E-9,3.317555e-09,1.01214385e-08,0,0,0,0,0,0,0,0,0,0,0,0,0.12873,4.6566576E-3,0.004208238719999999,0.0043224993,0.01318739562,0.23704753120888877,0.1764063439971112,0.196140462372,0.609594337578,2.447676605126,4.2,null,"",""]
["","PJM West","West Virginia",54,"",0,"","","New",0,0,0,"Landfill Gas","","","","","","Non-Fossil","",2025,"LF Gas","",0.03597837476221698,0.04877068578878303,0.06116323709399999,0.145912297645,0,0,0,0,0,0,0,0,0,0,0,0,4.22628624,5.728965792,7.184686608,17.13993864,2.0733977591087247,2.8106058512362764,3.524776190486,8.408779800831,0,0,0,0,0.001619026865235849,2.194680861764151E-3,2.7523456709999997E-3,0.006566053398,0,0,0,0,0,0,0,0,0.04352380032,0.0260761861008,0.03534771893664,0.04432951637136,0.10575342140880001,0,0,0,0,0.302105624161,2.174016,null,"",""]
["","PJM West","West Virginia",54,"",0,"","","New",0,0,0,"Landfill Gas","","","","","","Non-Fossil","",2025,"LF Gas","",0.016979295637783016,0.023016378531216974,0.028864802586,0.06886047675499998,0,0,0,0,0,0,0,0,0,0,0,0,1.9945137600000002,2.703674208,3.390673392,8.08886136,0.9784998283724993,1.3264108784605009,1.6634497082389998,3.968360415072,0,0,0,0,7.6406830514150962E-4,1.0357370358584908E-3,1.2989161169999998E-3,3.0987214580000004E-3,0,0,0,0,0,0,0,0,0.02054019968,0.012306149899200003,0.01668166986336,0.02092045482864,0.04990827459120001,0,0,0,0,0.177343854446,1.025984,null,"",""]
["","PJM_AP","West Virginia",54,"",0,"","","New",0,0,0,"Landfill Gas","","","","","","Non-Fossil","",2025,"LF Gas","",0.019098374753207546,0.025888907998792447,0.03246723708100001,0.077454519833,0,0,0,0,0,0,0,0,0,0,0,0,2.24343648,3.041102784,3.8138420159999997,9.09838128,1.1006202387103297,1.4919518791406705,1.871054405811,4.4636265236620005,0,0,0,0,8.5942686268867911E-4,1.1650008583113207E-3,1.4610256670000003E-3,0.003485453388,0,0,0,0,0,0,0,0,0.02310370062,0.0138420030816,0.01876360417728,0.023531405238719997,0.05613701249759999,0,0,0,0,0.1603664626,1.154031,null,"",""]
["","PJM West","West Virginia",54,"",0,"","","New",0,0,0,"Onshore Wind","","","","","","Non-Fossil","",2025,"Wind","",0,0,0,0,0,0,0,0,0,0,0,0,0,0,0,0,572.9858908322974,784.7908100815737,515.470022962673,1873.2467238765441,0,0,0,0,0,0,0,0,0,0,0,0,0,0,0,0,0,0,0,0,13.980912704417,0,0,0,0,0,0,0,0,44.77495159803,414.86175,null,"",""]
["","PJM West","West Virginia",54,"",0,"","","New",0,0,0,"Onshore Wind","","","","","","Non-Fossil","",2025,"Wind","",0,0,0,0,0,0,0,0,0,0,0,0,0,0,0,0,7.559833225991257,9.77900067443174,7.103647328326999,24.442481228749998,0,0,0,0,0,0,0,0,0,0,0,0,0,0,0,0,0,0,0,0,0.167467954198,0,0,0,0,0,0,0,0,0.556822353789,4.96935,null,"",""]
["","PJM_AP","West Virginia",54,"",0,"","","New",0,0,0,"Onshore Wind","","","","","","Non-Fossil","",2025,"Wind","",0,0,0,0,0,0,0,0,0,0,0,0,0,0,0,0,1408.6475897825226,1880.931373780913,1329.2805953775833,4618.859558941019,0,0,0,0,0,0,0,0,0,0,0,0,0,0,0,0,0,0,0,0,33.672796564112,0,0,0,0,0,0,0,0,110.125781886274,999.18765,null,"",""]
["","PJM_AP","West Virginia",54,"",0,"","","New",0,0,0,"Onshore Wind","","","","","","Non-Fossil","",2025,"Wind","",0,0,0,0,0,0,0,0,0,0,0,0,0,0,0,0,721.7818959716626,914.9101772972997,751.6771572990311,2388.3692305679933,0,0,0,0,0,0,0,0,0,0,0,0,0,0,0,0,0,0,0,0,15.596220966796,0,0,0,0,0,0,0,0,51.579786996378,462.7935,null,"",""]
["","PJM_AP","West Virginia",54,"",0,"","","New",0,0,0,"Onshore Wind","","","","","","Non-Fossil","",2025,"Wind","",0,0,0,0,0,0,0,0,0,0,0,0,0,0,0,0,199.96147627935363,258.02778992610456,221.20301292936102,679.1922791348193,0,0,0,0,0,0,0,0,0,0,0,0,0,0,0,0,0,0,0,0,4.400844918643,0,0,0,0,0,0,0,0,13.221164104416,130.5882,null,"",""]
["","PJM_AP","West Virginia",54,"",0,"","","New",0,0,0,"Solar","","","","","","Non-Fossil","",2025,"Solar-DER","",0,0,0,0,0,0,0,0,0,0,0,0,0,0,0,0,13.775570524426879,25.40411477657212,45.757761323023,84.93744662402199,0,0,0,0,0,0,0,0,0,0,0,0,0,0,0,0,0,0,0,0,0,0,0,0,0,0,0,0,0,0,66.43254319,null,"",""]
["","PJM West","West Virginia",54,"",0,"","","New",0,0,0,"Solar","","","","","","Non-Fossil","",2025,"Solar-DER","",0,0,0,0,0,0,0,0,0,0,0,0,0,0,0,0,16.404638467574394,32.13338449967061,60.534434975615994,109.072457942861,0,0,0,0,0,0,0,0,0,0,0,0,0,0,0,0,0,0,0,0,0,0,0,0,0,0,0,0,0,0,85.30937838,null,"",""]
["","PJM_AP","West Virginia",54,"",0,"","","New",0,0,0,"Solar PV","","","","","","Non-Fossil","",2025,"Solar","",0,0,0,0,0,0,0,0,0,0,0,0,0,0,0,0,16.80938313147845,31.175747631279553,56.25067251571199,104.23580327847,0,0,0,0,0,0,0,0,0,0,0,0,0,0,0,0,0,0,0,0,0.409958858395,0,0,0,0,0,0,0,0,3.878500464402,50,null,"",""]
["","MISO_Wisconsin- Upper Michigan (WUMS)","Wisconsin",55,"",0,"","","New",0,0,0,"Combustion Turbine","","","","","","Fossil","",2025,"NaturalGas","",0,0,0.38408032144000004,0.38408032144000004,0,0,0,0,0,0,0,0,0,0,0,0,0,0,38.77640802,38.77640802,0,0,22.484062016987,22.484062016987,0,0,2.6885623e-08,2.6885623e-08,0,0,2.112441768E-3,2.112441768E-3,0,0,0,0,0,0,0,0,0.517174,0,0,0.1737183079296,0.1737183079296,0,0,1.3303365439710002,1.3303365439710002,5.279604940464,74.2,null,"",""]
["","MISO_Wisconsin- Upper Michigan (WUMS)","Wisconsin",55,"",0,"","","New",0,0,0,"Landfill Gas","","","","","","Non-Fossil","",2025,"LF Gas","",0.18125042193254717,0.2456950163974528,0.308125717285,0.735071155615,0,0,0,0,0,0,0,0,0,0,0,0,21.291016320000004,28.861155456000006,36.194727744000005,86.34689952000002,10.445280565528822,14.159158099939173,17.7569769614,42.361415626867995,0,0,0,0,0.008156268986603755,0.011056275737396242,0.013865657280999998,0.033078202004999994,0,0,0,0,0,0,0,0,0.21926242338,0.13136557069440002,0.17807332916352003,0.22332147018048004,0.5327603700384,0,0,0,0,1.521935372907,10.952169,null,"",""]
["","MISO_Wisconsin- Upper Michigan (WUMS)","Wisconsin",55,"",0,"","","New",0,0,0,"Landfill Gas","","","","","","Non-Fossil","",2025,"LF Gas","",0.2879439462776887,0.3903240160653113,0.489504708673,1.167772671016,0,0,0,0,0,0,0,0,0,0,0,0,33.82402752,45.850348416,57.50084678399999,137.17522272,16.593921680042527,22.49398272183548,28.20966685607,67.29757125794801,0,0,0,0,0.01295747758103772,0.017564580720962283,0.022027711890000003,0.05254977019200001,0,0,0,0,0,0,0,0,0.34833180382,0.2086942497984,0.28289664972672,0.35478022465727993,0.8463711241823999,0,0,0,0,3.007492900654,17.399191,null,"",""]
["","MISO_Minnesota and Western Wisconsin","Wisconsin",55,"",0,"","","New",0,0,0,"Landfill Gas","","","","","","Non-Fossil","",2025,"LF Gas","",0.003734986809056604,0.005062982118943396,6.3494775779999995E-3,0.015147446505999999,0,0,0,0,0,0,0,0,0,0,0,0,0.4387392000000001,0.59473536,0.74585664,1.7793312000000001,0.2152435548510846,0.2917745965759154,0.365914043246,0.872932194673,0,0,0,0,1.6807440650943396E-4,0.000227834195490566,0.000285726491,6.8163509299999994E-4,0,0,0,0,0,0,0,0,4.51829378E-3,2.7070208640000005E-3,0.0036695171712,0.0046019354688,0.010978473504,0,0,0,0,0.030592842924,0.225689,null,"",""]
["","MISO_Minnesota and Western Wisconsin","Wisconsin",55,"",0,"","","New",0,0,0,"Landfill Gas","","","","","","Non-Fossil","",2025,"LF Gas","",0.03454862798971698,0.04683258460828301,0.058732667579,0.140113880177,0,0,0,0,0,0,0,0,0,0,0,0,4.0583376,5.50130208,6.89917392,16.4588136,1.9910028823654264,2.698915018317573,3.384704900024001,8.074622800707001,0,0,0,0,1.5546882587264151E-3,0.002107466306273585,2.642970041E-3,0.006305124606000001,0,0,0,0,0,0,0,0,0.04179419244,0.025039942992,0.0339430338336,0.0425679030864,0.101550879912,0,0,0,0,0.351884082351,2.087622,null,"",""]
["","MISO_Wisconsin- Upper Michigan (WUMS)","Wisconsin",55,"",0,"","","New",0,0,0,"New Battery Storage","","","","","","Non-Fossil","",2025,"EnerStor","",0,0,0,0,0,0,0,0,0,0,0,0,0,0,0,0,19.737900000000003,36.599999988,45.89999993799999,102.237899926,0,0,0,0,0,0,0,0,0,0,0,0,0,0,0,0,0,0,0,0,1.169806787772,0,0,0,0,0,0,0,0,14.801413576659,75,null,"",""]
["","MISO_Wisconsin- Upper Michigan (WUMS)","Wisconsin",55,"",0,"","","New",0,0,0,"Onshore Wind","","","","","","Non-Fossil","",2025,"Wind","",0,0,0,0,0,0,0,0,0,0,0,0,0,0,0,0,298.6719506065203,366.68729106547966,378.871162335932,1044.230404007932,0,0,0,0,0,0,0,0,0,0,0,0,0,0,0,0,0,0,0,0,7.735123882944,0,0,0,0,0,0,0,0,27.300280679157,229.527721,null,"",""]
["","MISO_Minnesota and Western Wisconsin","Wisconsin",55,"",0,"","","New",0,0,0,"Solar","","","","","","Non-Fossil","",2025,"Solar-DER","",0,0,0,0,0,0,0,0,0,0,0,0,0,0,0,0,7.744582143712403,17.71226721522059,33.670513693235,59.12736305216799,0,0,0,0,0,0,0,0,0,0,0,0,0,0,0,0,0,0,0,0,0,0,0,0,0,0,0,0,0,0,44.2326753,null,"",""]
["","MISO_Wisconsin- Upper Michigan (WUMS)","Wisconsin",55,"",0,"","","New",0,0,0,"Solar","","","","","","Non-Fossil","",2025,"Solar-DER","",0,0,0,0,0,0,0,0,0,0,0,0,0,0,0,0,47.29114236503331,101.74217220508369,202.552694021002,351.586008591119,0,0,0,0,0,0,0,0,0,0,0,0,0,0,0,0,0,0,0,0,0,0,0,0,0,0,0,0,0,0,263.0184902,null,"",""]
["","MISO_Wisconsin- Upper Michigan (WUMS)","Wisconsin",55,"",0,"","","New",0,0,0,"Solar PV","","","","","","Non-Fossil","",2025,"Solar","",0,0,0,0,0,0,0,0,0,0,0,0,0,0,0,0,337.6088468397768,745.7579889687554,1462.7327448239398,2546.0995806324718,0,0,0,0,0,0,0,0,0,0,0,0,0,0,0,0,0,0,0,0,9.776698855013,0,0,0,0,0,0,0,0,100.592281831008,1192.4,null,"",""]
["","MISO_Minnesota and Western Wisconsin","Wisconsin",55,"",0,"","","New",0,0,0,"Solar PV","","","","","","Non-Fossil","",2025,"Solar","",0,0,0,0,0,0,0,0,0,0,0,0,0,0,0,0,16.562182679352816,39.25326783271718,73.247270286472,129.062720798542,0,0,0,0,0,0,0,0,0,0,0,0,0,0,0,0,0,0,0,0,0.507529066693,0,0,0,0,0,0,0,0,5.546175852183,61.9,null,"",""]
["","WECC_Wyoming","Wyoming",56,"",0,"","","New",0,0,0,"Onshore Wind","","","","","","Non-Fossil","",2025,"Wind","",0,0,0,0,0,0,0,0,0,0,0,0,0,0,0,0,622.6887022706468,784.8859979106584,634.9801320906981,2042.5548322720033,0,0,0,0,0,0,0,0,0,0,0,0,0,0,0,0,0,0,0,0,13.016436503648,0,0,0,0,0,0,0,0,43.888547283518,386.242425,null,"",""]
["","WECC_Wyoming","Wyoming",56,"",0,"","","New",0,0,0,"Onshore Wind","","","","","","Non-Fossil","",2025,"Wind","",0,0,0,0,0,0,0,0,0,0,0,0,0,0,0,0,652.5667385361915,822.5466335129724,665.447939432187,2140.561311481351,0,0,0,0,0,0,0,0,0,0,0,0,0,0,0,0,0,0,0,0,13.640995067961,0,0,0,0,0,0,0,0,46.174884723641,404.775225,null,"",""]
["","WECC_Wyoming","Wyoming",56,"",0,"","","New",0,0,0,"Onshore Wind","","","","","","Non-Fossil","",2025,"Wind","",0,0,0,0,0,0,0,0,0,0,0,0,0,0,0,0,657.9207572725891,829.2952613962564,670.907642670827,2158.1236613396723,0,0,0,0,0,0,0,0,0,0,0,0,0,0,0,0,0,0,0,0,13.752913342161,0,0,0,0,0,0,0,0,46.718946965765,408.096225,null,"",""]
["","WECC_Wyoming","Wyoming",56,"",0,"","","New",0,0,0,"Onshore Wind","","","","","","Non-Fossil","",2025,"Wind","",0,0,0,0,0,0,0,0,0,0,0,0,0,0,0,0,588.785358016095,742.1515463448798,600.407560058203,1931.3444644191777,0,0,0,0,0,0,0,0,0,0,0,0,0,0,0,0,0,0,0,0,12.307734505135,0,0,0,0,0,0,0,0,41.917524539812,365.2128,null,"",""]
["","WECC_Wyoming","Wyoming",56,"",0,"","","New",0,0,0,"Onshore Wind","","","","","","Non-Fossil","",2025,"Wind","",0,0,0,0,0,0,0,0,0,0,0,0,0,0,0,0,691.621693501741,871.7745819079112,705.2738112882041,2268.6700866978563,0,0,0,0,0,0,0,0,0,0,0,0,0,0,0,0,0,0,0,0,14.457384283966,0,0,0,0,0,0,0,0,49.454662271782,429.0003,null,"",""]
["","WECC_Wyoming","Wyoming",56,"",0,"","","New",0,0,0,"Onshore Wind","","","","","","Non-Fossil","",2025,"Wind","",0,0,0,0,0,0,0,0,0,0,0,0,0,0,0,0,464.5511853549126,604.5779960430355,497.40918706856405,1566.538368466512,0,0,0,0,0,0,0,0,0,0,0,0,0,0,0,0,0,0,0,0,9.506229021942,0,0,0,0,0,0,0,0,29.357083598658,282.0825,null,"",""]
["","WECC_Wyoming","Wyoming",56,"",0,"","","New",0,0,0,"Onshore Wind","","","","","","Non-Fossil","",2025,"Wind","",0,0,0,0,0,0,0,0,0,0,0,0,0,0,0,0,817.0898422554089,1063.3802151220152,874.8831280835811,2755.3531854610055,0,0,0,0,0,0,0,0,0,0,0,0,0,0,0,0,0,0,0,0,16.720317193999,0,0,0,0,0,0,0,0,51.654805886622,496.1493,null,"",""]
["","WECC_Wyoming","Wyoming",56,"",0,"","","New",0,0,0,"Onshore Wind","","","","","","Non-Fossil","",2025,"Wind","",0,0,0,0,0,0,0,0,0,0,0,0,0,0,0,0,693.985445584973,903.1692162280239,743.071478898733,2340.22614071173,0,0,0,0,0,0,0,0,0,0,0,0,0,0,0,0,0,0,0,0,14.20120062461,0,0,0,0,0,0,0,0,43.929338295939,421.39845,null,"",""]
["","WECC_Wyoming","Wyoming",56,"",0,"","","New",0,0,0,"Onshore Wind","","","","","","Non-Fossil","",2025,"Wind","",0,0,0,0,0,0,0,0,0,0,0,0,0,0,0,0,649.5679492623456,845.3632267858338,695.512304723816,2190.4434807719954,0,0,0,0,0,0,0,0,0,0,0,0,0,0,0,0,0,0,0,0,13.29227410384,0,0,0,0,0,0,0,0,42.97334125378,394.427475,null,"",""]
["","WECC_Wyoming","Wyoming",56,"",0,"","","New",0,0,0,"Onshore Wind","","","","","","Non-Fossil","",2025,"Wind","",0,0,0,0,0,0,0,0,0,0,0,0,0,0,0,0,59.64163158999237,77.61904230180063,63.86012224240899,201.120796134202,0,0,0,0,0,0,0,0,0,0,0,0,0,0,0,0,0,0,0,0,1.22046187161,0,0,0,0,0,0,0,0,4.052331911098,36.2153,null,"",""]
["","WECC_Wyoming","Wyoming",56,"",0,"","","New",0,0,0,"Solar","","","","","","Non-Fossil","",2025,"Solar-DER","",0,0,0,0,0,0,0,0,0,0,0,0,0,0,0,0,88.356380451489,169.00207247749395,283.29530514032905,540.6537580693121,0,0,0,0,0,0,0,0,0,0,0,0,0,0,0,0,0,0,0,0,0,0,0,0,0,0,0,0,0,0,337.4882107,null,"",""]
["2103_B_1","MISO_Missouri","Missouri",29,"Franklin",71,"2103","1","Labadie",10396,1970,9999,"Coal Steam","tangential","dry","ESPC + Mercury Control","LNC3","","Fossil","B",2025,"Coal","",10.09944668536472,13.690361062383273,18.943473000910526,42.73328074865852,0,0,0,0,10.09944668536472,13.690361062383273,18.943473000910526,42.73328074865852,0,0,0,0,971.47428678,1316.8873665239998,1822.18863033,4110.550283634,1085.1855463424567,1471.0292961531095,2035.4761739478524,4591.691016443419,0.003157970085908196,0.004280803894231105,0.005923385995667958,0.013362159975807258,0.47043222660397266,0.6376970182853847,0.8823869723824416,1.990516217271799,4.728897828397308,6.410283722938569,8.869965962206837,20.009147513542715,0.003218131064961189,0.004362355443614055,6.036229591661388E-3,0.013616716100236632,26.8426149457935,3.00738473661965,4.076677087417749,5.640933937901875,12.724995761939272,16.46874509787174,22.324298910448363,30.890328731820187,69.6833727401403,0,593,"Mercury Control","",""]
["2103_B_2","MISO_Missouri","Missouri",29,"Franklin",71,"2103","2","Labadie",10397,1971,9999,"Coal Steam","tangential","dry","ESPC + Mercury Control","LNC3","","Fossil","B",2025,"Coal","",10.100418159651499,13.691677949749797,18.945295189540857,42.73739129894216,0,0,0,0,10.100418159651499,13.691677949749797,18.945295189540857,42.73739129894216,0,0,0,0,971.47428678,1316.8873665239998,1822.18863033,4110.550283634,1085.2899312545715,1471.1707957006424,2035.6719681161815,4592.132695071396,0.003158273853711766,4.281215668364831E-3,5.9239557711581155E-3,0.013363445293234712,0.46911392142469865,0.6359099823757024,0.8799142350782543,1.9849381388786553,4.729352705064141,6.410900333531387,8.870819171706856,20.011072210302384,0.003218440619700027,0.004362775062260037,0.006036810221672129,0.013618025903632192,26.8426149457935,3.00738473661965,4.076677087417749,5.640933937901875,12.724995761939272,16.47032924033979,22.326446303571725,30.893300098570073,69.69007564248159,0,593,"Mercury Control","",""]
["2103_B_3","MISO_Missouri","Missouri",29,"Franklin",71,"2103","3","Labadie",10427,1972,9999,"Coal Steam","tangential","dry","ESPC + Mercury Control","LNC3","","Fossil","B",2025,"Coal","",10.129562388254898,13.731184570745517,18.999960848450755,42.86070780745118,0,0,0,0,10.129562388254898,13.731184570745517,18.999960848450755,42.86070780745118,0,0,0,0,971.47428678,1316.8873665239998,1822.18863033,4110.550283634,1088.4214786180069,1475.4157821266326,2041.54579316605,4605.383053910689,3.16738688781885E-3,0.004293568892376656,5.941049035862813E-3,0.01340200481605832,0.48404113872243504,0.656144654712634,0.9079131291432494,2.048098922578318,4.742999005069135,6.4293986513159345,8.896415456707453,20.068813113092524,3.2277272618651707E-3,0.004375363621639454,6.0542291219943525E-3,0.013657320005498977,26.8426149457935,3.00738473661965,4.076677087417749,5.640933937901875,12.724995761939272,16.517853514381358,22.390868097272516,30.98244110106667,69.89116271272054,0,593,"Mercury Control","",""]
["2103_B_4","MISO_Missouri","Missouri",29,"Franklin",71,"2103","4","Labadie",10397,1973,9999,"Coal Steam","tangential","dry","ESPC + Mercury Control","LNC3","","Fossil","B",2025,"Coal","",10.100418159651499,13.691677949749797,18.945295189540857,42.73739129894216,0,0,0,0,10.100418159651499,13.691677949749797,18.945295189540857,42.73739129894216,0,0,0,0,971.47428678,1316.8873665239998,1822.18863033,4110.550283634,1085.2899312545715,1471.1707957006424,2035.6719681161815,4592.132695071396,0.003158273853711766,4.281215668364831E-3,5.9239557711581155E-3,0.013363445293234712,0.45719542799631796,0.6197538023950084,0.8575587867545953,1.9345080171459217,4.729352705064141,6.410900333531387,8.870819171706856,20.011072210302384,0.003218440619700027,0.004362775062260037,0.006036810221672129,0.013618025903632192,26.8426149457935,3.00738473661965,4.076677087417749,5.640933937901875,12.724995761939272,16.47032924033979,22.326446303571725,30.893300098570073,69.69007564248159,0,593,"Mercury Control","",""]