{"text_format":"3","workbook":"xlsx","n_sheets":1,"sheets":["EPAv6_Summer_2021_Ref_Case_2030"],"not_rendered":{"external_links":1,"defined_names":2},"read":"whole","date_system":"1900"}

{"sheet":"EPAv6_Summer_2021_Ref_Case_2030","index":0,"n_rows":21270,"n_cols":77,"rows_kept":1125,"cut":true,"bounds":{"rows_first":500,"rows_last":125,"rows_between":500,"halvings":2}}
["UniqueID","RegionName","StateName","StateCode","CountyName","CountyCode","ORISCode","UnitID","PlantName","HeatRate","OnLineYear","RetirementYear","PlantType","Firing","Bottom","EMFControls","NOxControl","SO2Control","FossilUnit","BGCI","Year","FuelType","RetrofitSO2NOxControls","FuelUseWinter","FuelUseWintShld","FuelUseSummer","FuelUseTotal","BITFuelUseWinter","BITFuelUseWintShld","BITFuelUseSummer","BITFuelUseTotal","SUBFuelWinter","SUBFuelWintShld","SUBFuelSummer","SUBFuelTotal","LIGFuelWinter","LIGFuelWintShld","LIGFuelSummer","LIGFuelTotal","GWhWinter","GWhWintShld","GWhSummer","GWhTotal","CO2Winter","CO2WintShld","CO2Summer","CO2Total","MERWinter","MERWintShld","MERSummer","MERTotal","NOXWinter","NOXWintShld","NOXSummer","NOXTotal","SO2Winter","SO2WintShld","SO2Summer","SO2Total","HCLWinter","HCLWintShld","HCLSummer","HCLTotal","FOMCost","VOMCostWinter","VOMCostWintShld","VOMCostSummer","VOMCostTotal","FuelCostWinter","FuelCostWintShld","FuelCostSummer","FuelCostTotal","CapitalCost","Capacity","Post Combustion Control and Heat Rate Improvement","Post Combustion Control (Scrubber: Wet/Dry)","Baghouse Retrofit (in conjunction with either dry FGD, ACI+Toxecon, and/or DSI)"]
["10_G_GT10","SERC_Southeastern","Alabama",1,"Greene",63,"10","GT10","Greene County",13956,1996,9999,"Combustion Turbine","","","","H2O","","Fossil","G",2030,"NaturalGas","",0.015195364885135138,0,1.0742511351351353E-3,0.016269616020270272,0,0,0,0,0,0,0,0,0,0,0,0,1.0888051647972974,0,0.07697414160135135,1.1657793063986486,0.8895366600472974,0,0.06288666062837839,0.9524233206756758,1.0630743243243242E-9,0,7.52364864864865e-11,1.1383108108108108E-9,5.9763374440392487E-4,0,4.2250251534267146E-5,6.39883995938192E-4,0,0,0,0,0,0,0,0,1.6766432876351354,0.007099009674478378,0,5.0187140324081084E-4,7.600881077719189E-3,0.050109743425675674,0,3.3648506621621623E-3,0.053474594087837835,0,85,null,"",""]
["10_G_GT2","SERC_Southeastern","Alabama",1,"Greene",63,"10","GT2","Greene County",13956,1996,9999,"Combustion Turbine","","","","H2O","","Fossil","G",2030,"NaturalGas","",0.015016595886486489,0,1.0616128864864866E-3,0.016078208772972977,0,0,0,0,0,0,0,0,0,0,0,0,1.0759956922702703,0,0.07606856346486487,1.152064255735135,0.8790715228702703,0,0.062146817562162164,0.9412183404324326,1.0505675675675676E-9,0,7.435135135135135e-11,1.1249189189189188E-9,5.4667921301269516E-4,0,3.8647975410723625E-5,5.8532718842341876E-4,0,0,0,0,0,0,0,0,1.6569180724864867,0.007015491913602161,0,4.9596703379091889E-4,0.00751145894739308,0.04952021703243243,0,0.003325264183783784,0.05284548121621621,0,84,null,"",""]
["10_G_GT3","SERC_Southeastern","Alabama",1,"Greene",63,"10","GT3","Greene County",13956,1995,9999,"Combustion Turbine","","","","H2O","","Fossil","G",2030,"NaturalGas","",0.014659057889189192,0,1.0363363891891892E-3,0.01569539427837838,0,0,0,0,0,0,0,0,0,0,0,0,1.0503767472162162,0,0.0742574071918919,1.1246341544081082,0.8581412485162163,0,0.06066713142972974,0.9188083799459461,1.025554054054054E-9,0,7.258108108108109E-11,1.0981351351351351E-9,5.2340170000546077E-4,0,3.7002350830691344E-5,5.6040405083615215E-4,0,0,0,0,0,0,0,0,1.6174676421891894,0.00684845639184973,0,4.8415829489113516E-4,7.332614686740865E-3,0.04834116424594594,0,3.2460912270270274E-3,0.05158725547297297,0,82,null,"",""]
["10_G_GT4","SERC_Southeastern","Alabama",1,"Greene",63,"10","GT4","Greene County",13956,1995,9999,"Combustion Turbine","","","","H2O","","Fossil","G",2030,"NaturalGas","",0.014480288890540543,0,1.0236981405405405E-3,0.015503987031081084,0,0,0,0,0,0,0,0,0,0,0,0,1.0375672746891893,0,0.07335182905540541,1.1109191037445947,0.8476761113391892,0,0.05992728836351352,0.9076033997027028,1.0130472972972973E-9,0,7.169594594594595e-11,1.0847432432432431E-9,5.7834278035653484E-4,0,4.0886459594851713E-5,6.1922923995138656E-4,0,0,0,0,0,0,0,0,1.5977424270405407,0.006764938630973514,0,4.7825392544124321E-4,7.243192556414757E-3,0.0477516378527027,0,0.003206504748648649,0.05095814260135135,0,81,null,"",""]
["10_G_GT5","SERC_Southeastern","Alabama",1,"Greene",63,"10","GT5","Greene County",13956,1995,9999,"Combustion Turbine","","","","H2O","","Fossil","G",2030,"NaturalGas","",0.014659057889189192,0,1.0363363891891892E-3,0.01569539427837838,0,0,0,0,0,0,0,0,0,0,0,0,1.0503767472162162,0,0.0742574071918919,1.1246341544081082,0.8581412485162163,0,0.06066713142972974,0.9188083799459461,1.025554054054054E-9,0,7.258108108108109E-11,1.0981351351351351E-9,4.4614845931007418E-4,0,3.1540863955526985E-5,4.7768932326560119E-4,0,0,0,0,0,0,0,0,1.6174676421891894,0.00684845639184973,0,4.8415829489113516E-4,7.332614686740865E-3,0.04834116424594594,0,3.2460912270270274E-3,0.05158725547297297,0,82,null,"",""]
["10_G_GT6","SERC_Southeastern","Alabama",1,"Greene",63,"10","GT6","Greene County",13956,1995,9999,"Combustion Turbine","","","","H2O","","Fossil","G",2030,"NaturalGas","",0.014480288890540543,0,1.0236981405405405E-3,0.015503987031081084,0,0,0,0,0,0,0,0,0,0,0,0,1.0375672746891893,0,0.07335182905540541,1.1109191037445947,0.8476761113391892,0,0.05992728836351352,0.9076033997027028,1.0130472972972973E-9,0,7.169594594594595e-11,1.0847432432432431E-9,4.7553272175534811E-4,0,3.3618210643338258E-5,5.0915093239868635E-4,0,0,0,0,0,0,0,0,1.5977424270405407,0.006764938630973514,0,4.7825392544124321E-4,7.243192556414757E-3,0.0477516378527027,0,0.003206504748648649,0.05095814260135135,0,81,null,"",""]
["10_G_GT7","SERC_Southeastern","Alabama",1,"Greene",63,"10","GT7","Greene County",13956,1995,9999,"Combustion Turbine","","","","H2O","","Fossil","G",2030,"NaturalGas","",0.014301519891891894,0,0.001011059891891892,0.015312579783783788,0,0,0,0,0,0,0,0,0,0,0,0,1.0247578021621622,0,0.07244625091891893,1.0972040530810812,0.8372109741621622,0,0.0591874452972973,0.8963984194594595,1.0005405405405405E-9,0,7.081081081081081e-11,1.0713513513513514E-9,5.9558683922050716E-4,0,4.2105543743457152E-5,6.3769238296396428E-4,0,0,0,0,0,0,0,0,1.578017211891892,0.006681420870097298,0,4.7234955599135137E-4,7.153770426088649E-3,0.047162111459459456,0,3.1669182702702705E-3,0.050329029729729725,0,80,null,"",""]
["10_G_GT8","SERC_Southeastern","Alabama",1,"Greene",63,"10","GT8","Greene County",13956,1996,9999,"Combustion Turbine","","","","H2O","","Fossil","G",2030,"NaturalGas","",0.01483782688783784,0,0.001048974637837838,0.01588680152567568,0,0,0,0,0,0,0,0,0,0,0,0,1.0631862197432433,0,0.07516298532837838,1.1383492050716215,0.8686063856932433,0,0.061406974495945954,0.9300133601891893,1.0380608108108108E-9,0,7.346621621621622e-11,1.111527027027027E-9,5.1910141143016674E-4,0,3.66983380876403e-05,0.000555799749517807,0,0,0,0,0,0,0,0,1.637192857337838,0.006931974152725946,0,0.000490062664341027,7.422036817066973E-3,0.04893069063918919,0,0.003285677705405406,0.052216368344594595,0,83,null,"",""]
["10_G_GT9","SERC_Southeastern","Alabama",1,"Greene",63,"10","GT9","Greene County",13956,1996,9999,"Combustion Turbine","","","","H2O","","Fossil","G",2030,"NaturalGas","",0.014659057889189192,0,1.0363363891891892E-3,0.01569539427837838,0,0,0,0,0,0,0,0,0,0,0,0,1.0503767472162162,0,0.0742574071918919,1.1246341544081082,0.8581412485162163,0,0.06066713142972974,0.9188083799459461,1.025554054054054E-9,0,7.258108108108109E-11,1.0981351351351351E-9,5.1358013050528824E-4,0,3.6308006199503461E-5,5.498881367047917E-4,0,0,0,0,0,0,0,0,1.6174676421891894,0.00684845639184973,0,4.8415829489113516E-4,7.332614686740865E-3,0.04834116424594594,0,3.2460912270270274E-3,0.05158725547297297,0,82,null,"",""]
["100_G_SC1","WECC_Arizona","Arizona",4,"Maricopa",13,"100","SC1","South Consolidated",0,1981,9999,"Hydro","","","","","","Non-Fossil","G",2030,"Hydro","",0,0,0,0,0,0,0,0,0,0,0,0,0,0,0,0,0.250930274100592,0.35105685189940805,0.49067707099999996,1.092664197,0,0,0,0,0,0,0,0,0,0,0,0,0,0,0,0,0,0,0,0,0.022131528,0.000348793080999823,4.8796902414017764E-4,6.8204112869000048E-4,1.5188032338300011E-3,0,0,0,0,0,1.4,null,"",""]
["10003_B_BLR1","WECC_Colorado","Colorado",8,"Jefferson",59,"10003","BLR1","Colorado Energy Nations Company",8300,1967,9999,"O/G Steam","","","","","","Fossil","B",2030,"NaturalGas","",0.045579923468142186,0.05305529553185781,0.1173220165,0.2159572355,0,0,0,0,0,0,0,0,0,0,0,0,5.491557025499999,6.392204259,14.135182711999999,26.0189439965,8.036893706188131,9.354990932311871,20.686839897,38.0787245355,9.6102792085848437E-9,1.1186420791415161E-8,2.4742249999999998E-8,4.553895e-08,0.01583147832260228,0.018427932677397715,0.04074996549999999,0.07500937649999999,0,0,0,0,0,0,0,0,0.3559707325,0.004830159482563309,0.00562233367926815,0.012432755682422398,0.022885248844253858,0.151297382814779,0.13707330118522104,0.27194884599999997,0.56031953,0,10,null,"",""]
["10003_B_BLR2","WECC_Colorado","Colorado",8,"Jefferson",59,"10003","BLR2","Colorado Energy Nations Company",8300,1967,9999,"O/G Steam","","","","","","Fossil","B",2030,"NaturalGas","",0.045579923468142186,0.05305529553185781,0.1173220165,0.2159572355,0,0,0,0,0,0,0,0,0,0,0,0,5.491557025499999,6.392204259,14.135182711999999,26.0189439965,8.036893706188131,9.354990932311871,20.686839897,38.0787245355,9.6102792085848437E-9,1.1186420791415161E-8,2.4742249999999998E-8,4.553895e-08,0.01583147832260228,0.018427932677397715,0.04074996549999999,0.07500937649999999,0,0,0,0,0,0,0,0,0.3559707325,0.004830159482563309,0.00562233367926815,0.012432755682422398,0.022885248844253858,0.151297382814779,0.13707330118522104,0.27194884599999997,0.56031953,0,10,null,"",""]
["10003_B_BLR4","WECC_Colorado","Colorado",8,"Jefferson",59,"10003","BLR4","Colorado Energy Nations Company",8300,1974,9999,"O/G Steam","","","","other","","Fossil","B",2030,"NaturalGas","",0.045579923468142186,0.05305529553185781,0.1173220165,0.2159572355,0,0,0,0,0,0,0,0,0,0,0,0,5.491557025499999,6.392204259,14.135182711999999,26.0189439965,8.036893706188131,9.354990932311871,20.686839897,38.0787245355,9.6102792085848437E-9,1.1186420791415161E-8,2.4742249999999998E-8,4.553895e-08,0.009971282861166988,0.011606631138833012,0.025665948999999997,0.047243863,0,0,0,0,0,0,0,0,0.273235935,0.004830159482563309,0.00562233367926815,0.012432755682422398,0.022885248844253858,0.151297382814779,0.13707330118522104,0.27194884599999997,0.56031953,0,10,null,"",""]
["10003_B_BLR5","WECC_Colorado","Colorado",8,"Jefferson",59,"10003","BLR5","Colorado Energy Nations Company",8300,1979,9999,"O/G Steam","","","","other","","Fossil","B",2030,"NaturalGas","",0.045579923468142186,0.05305529553185781,0.1173220165,0.2159572355,0,0,0,0,0,0,0,0,0,0,0,0,5.491557025499999,6.392204259,14.135182711999999,26.0189439965,8.036893706188131,9.354990932311871,20.686839897,38.0787245355,9.6102792085848437E-9,1.1186420791415161E-8,2.4742249999999998E-8,4.553895e-08,0.009971282861166988,0.011606631138833012,0.025665948999999997,0.047243863,0,0,0,0,0,0,0,0,0.273235935,0.004830159482563309,0.00562233367926815,0.012432755682422398,0.022885248844253858,0.151297382814779,0.13707330118522104,0.27194884599999997,0.56031953,0,10,null,"",""]
["10008_G_TG-2","FRCC","Florida",12,"Duval",31,"10008","TG-2","Baptist Medical Center",8700,1983,9999,"Combustion Turbine","","","","","","Fossil","G",2030,"NaturalGas","",0.001125245577227458,0.007264453064747853,0.028290105283950623,0.03667980392592593,0,0,0,0,0,0,0,0,0,0,0,0,0.12933856385185183,0.834994551925926,3.25173626745679,4.216069383234568,0.09324435962071742,0.6019746157866901,2.344281986444445,3.0395009618518523,1.1153609467455611E-10,7.20063905325444e-10,2.8031666666666671E-9,3.6347666666666674E-9,3.7740930459509263E-4,2.4365100693712533E-3,9.488454984261107E-3,0.012302374358227453,0,0,0,0,0,0,0,0,0.09705054279012344,7.1912241501629617E-4,0.004642569708708148,0.01807965364705975,0.023441345770784196,3.8769810604045683E-3,0.022746484075397904,0.10073012590123456,0.12735359103703703,0,2.1999999999999997,null,"",""]
["10008_G_TG-3","FRCC","Florida",12,"Duval",31,"10008","TG-3","Baptist Medical Center",8700,1986,9999,"Combustion Turbine","","","","","","Fossil","G",2030,"NaturalGas","",1.3809832084155163E-3,0.008915465124917818,0.03471967466666667,0.045016123000000005,0,0,0,0,0,0,0,0,0,0,0,0,0.15873369199999998,1.0247660410000001,3.9907672373333334,5.174266970333333,0.11443625953451686,0.7387870284654833,2.8770733470000005,3.7302966350000006,1.3688520710059164E-10,8.837147928994085e-10,3.4402500000000004E-9,4.46085e-09,4.6318414654852261E-4,2.9902623578647197E-3,0.011644922026138631,0.015098368530551874,0,0,0,0,0,0,0,0,0.11910748433333332,0.00088255932752,5.6976991879600005E-3,0.02218866583957333,0.028768924355053332,0.004758113119587425,0.02791613954707925,0.12362333633333333,0.156297589,0,2.6999999999999997,null,"",""]
["10008_G_TG-4","FRCC","Florida",12,"Duval",31,"10008","TG-4","Baptist Medical Center",8700,1993,9999,"Combustion Turbine","","","","","","Fossil","G",2030,"NaturalGas","",1.6367208396035754E-3,0.010566477185087785,0.04114924404938272,0.05335244207407408,0,0,0,0,0,0,0,0,0,0,0,0,0.18812882014814813,1.2145375300740742,4.7297982072098765,6.132464557432098,0.1356281594483163,0.8755994411442763,3.409864707555556,4.421092308148149,1.6223431952662705E-10,1.047365680473373E-9,4.0773333333333333E-9,5.2869333333333338E-9,2.7679636345204813E-4,1.7869647581683656E-3,6.9589429896002785E-3,0.009022704111220692,0,0,0,0,0,0,0,0,0.1411644258765432,1.0459962400237036E-3,0.006752828667211852,0.02629767803208691,0.03409650293932247,0.005639245178770284,0.033085795018760585,0.14651654676543208,0.18524158696296295,0,3.1999999999999997,null,"",""]
["1001_G_31","MISO_Indiana (including parts of Kentucky)","Indiana",18,"Vermillion",165,"1001","31","Cayuga",11196,1972,9999,"Combustion Turbine","","","","","","Fossil","G",2030,"Oil","",0,0,0,0,0,0,0,0,0,0,0,0,0,0,0,0,0,0,0,0,0,0,0,0,0,0,0,0,0,0,0,0,0,0,0,0,0,0,0,0,0.0591756454326923,0,0,0,0,0,0,0,0,0,3,null,"",""]
["1001_G_32","MISO_Indiana (including parts of Kentucky)","Indiana",18,"Vermillion",165,"1001","32","Cayuga",11215,1972,9999,"Combustion Turbine","","","","","","Fossil","G",2030,"Oil","",0,0,0,0,0,0,0,0,0,0,0,0,0,0,0,0,0,0,0,0,0,0,0,0,0,0,0,0,0,0,0,0,0,0,0,0,0,0,0,0,0.0591756454326923,0,0,0,0,0,0,0,0,0,3,null,"",""]
["1001_G_33","MISO_Indiana (including parts of Kentucky)","Indiana",18,"Vermillion",165,"1001","33","Cayuga",11199,1972,9999,"Combustion Turbine","","","","","","Fossil","G",2030,"Oil","",0,0,0,0,0,0,0,0,0,0,0,0,0,0,0,0,0,0,0,0,0,0,0,0,0,0,0,0,0,0,0,0,0,0,0,0,0,0,0,0,0.039450430288461534,0,0,0,0,0,0,0,0,0,2,null,"",""]
["1001_G_34","MISO_Indiana (including parts of Kentucky)","Indiana",18,"Vermillion",165,"1001","34","Cayuga",11199,1972,9999,"Combustion Turbine","","","","","","Fossil","G",2030,"Oil","",0,0,0,0,0,0,0,0,0,0,0,0,0,0,0,0,0,0,0,0,0,0,0,0,0,0,0,0,0,0,0,0,0,0,0,0,0,0,0,0,0.039450430288461534,0,0,0,0,0,0,0,0,0,2,null,"",""]
["1001_G_4","MISO_Indiana (including parts of Kentucky)","Indiana",18,"Vermillion",165,"1001","4","Cayuga",14236,1993,9999,"Combustion Turbine","","","","DLNB","","Fossil","G",2030,"NaturalGas","",0,0,0.003094034,0.003094034,0,0,0,0,0,0,0,0,0,0,0,0,0,0,0.217338753,0.217338753,0,0,0.181124779,0.181124779,0,0,2.165E-10,2.165E-10,0,0,1.0081899999999998E-4,1.0081899999999998E-4,0,0,0,0,0,0,0,0,1.578017212,0,0,0.00141704866956,0.00141704866956,0,0,0.008292468,0.008292468,0,80,null,"",""]
["10014_G_U131","WECC_Idaho","Idaho",16,"Ada",1,"10014","U131","Lucky Peak Power Plant Project",0,1988,9999,"Hydro","","","","","","Non-Fossil","G",2030,"Hydro","",0,0,0,0,0,0,0,0,0,0,0,0,0,0,0,0,26.35652665325886,36.31381938336324,58.83269658148852,121.50304261811063,0,0,0,0,0,0,0,0,0,0,0,0,0,0,0,0,0,0,0,0,0.5722580811204281,0.03663557204802982,0.050476208942874905,0.08177744824826905,0.16888922923917377,0,0,0,0,0,36.20000000000001,null,"",""]
["10014_G_U132","WECC_Idaho","Idaho",16,"Ada",1,"10014","U132","Lucky Peak Power Plant Project",0,1988,9999,"Hydro","","","","","","Non-Fossil","G",2030,"Hydro","",0,0,0,0,0,0,0,0,0,0,0,0,0,0,0,0,26.35652665325886,36.31381938336324,58.83269658148852,121.50304261811063,0,0,0,0,0,0,0,0,0,0,0,0,0,0,0,0,0,0,0,0,0.5722580811204281,0.03663557204802982,0.050476208942874905,0.08177744824826905,0.16888922923917377,0,0,0,0,0,36.20000000000001,null,"",""]
["10014_G_U133","WECC_Idaho","Idaho",16,"Ada",1,"10014","U133","Lucky Peak Power Plant Project",0,1988,9999,"Hydro","","","","","","Non-Fossil","G",2030,"Hydro","",0,0,0,0,0,0,0,0,0,0,0,0,0,0,0,0,7.717656975816132,10.633328327725147,17.227253695131996,35.57823899867328,0,0,0,0,0,0,0,0,0,0,0,0,0,0,0,0,0,0,0,0,0.16756728342200378,0.010727543196384423,0.014780326375537955,0.023945882636233474,0.04945375220815586,0,0,0,0,0,10.600000000000001,null,"",""]
["10018_G_GEN2","WECC_Northern Nevada","Nevada",32,"Lyon",19,"10018","GEN2","Desert Peak Power Plant",9771,2006,9999,"Geothermal","","","","","","Non-Fossil","G",2030,"Geothermal","",0.17891610595885957,0.2264742621551921,0.26261682382740076,0.6680071919414524,0,0,0,0,0,0,0,0,0,0,0,0,18.31093091476609,23.17820716067849,26.87716956385845,68.36630763930303,0,0,0,0,3.2655767661786791E-4,4.1336082331319836E-4,4.7932822688090637E-4,1.2192467268119726E-3,0,0,0,0,0,0,0,0,0,0,0,0,1.4136760289204238,0.02124067986112866,0.026886720306387047,0.031177516694075803,0.07930491686159151,0,0,0,0,0,10,null,"",""]
["10018_G_OEC2","WECC_Northern Nevada","Nevada",32,"Lyon",19,"10018","OEC2","Desert Peak Power Plant",9771,2006,9999,"Geothermal","","","","","","Non-Fossil","G",2030,"Geothermal","",0.13060875734996746,0.16532621137329023,0.19171028139400256,0.4876452501172603,0,0,0,0,0,0,0,0,0,0,0,0,13.366979567779243,16.9200912272953,19.62033378161667,49.907404576691206,0,0,0,0,2.3838710393104357E-4,3.0175340101863479E-4,3.4990960562306171E-4,0.00089005011057274,0,0,0,0,0,0,0,0,0,0,0,0,1.0319835011119094,0.01550569629862392,0.019627305823662546,0.02275958718667534,0.05789258930896181,0,0,0,0,0,7.3,null,"",""]
["10030_G_COG1","PJM_EMAAC","Delaware",10,"Kent",1,"10030","COG1","Energy Center Dover",7517,1985,9999,"Combined Cycle","","","SCR","","","Fossil","G",2030,"NaturalGas","",0.1982469833490566,0.2687347996509433,0.37160425899999994,0.8385860419999999,0,0,0,0,0,0,0,0,0,0,0,0,26.373148559999997,35.750268048,49.43518128,111.55859788800001,13.095225078537755,17.75130510646225,24.546361013999995,55.392891199000005,1.5658089622641517E-8,2.1225410377358483E-8,2.9352499999999998E-8,6.6236e-08,6.8103976415094351E-4,9.2318723584905666E-4,1.2768070000000005E-3,2.8810340000000006E-3,0,0,0,0,0,0,0,0,0.473820987,0.060264243243694095,0.0816915297303409,0.112962386067643,0.254918159041678,0.6994047750727967,0.7117077229272031,0.8466734730000001,2.2577859709999997,0,15,"SCR","",""]
["10030_G_KD-1","PJM_EMAAC","Delaware",10,"Kent",1,"10030","KD-1","Energy Center Dover",7517,2001,9999,"Combined Cycle","","","SCR","H2O","","Fossil","G",2030,"NaturalGas","",0.1432273121869159,8.0767281308411225E-4,0.823763271,0.967798256,0,0,0,0,0,0,0,0,0,0,0,0,19.053786415999998,0.10744616399999997,109.586706385,128.747938965,9.460896228418692,0.05335091858130841,54.413775517999994,63.92802266499999,1.1310767476635514E-8,6.378252336448593e-11,6.5058e-08,7.643255e-08,4.920880672897197E-4,2.7749327102803782E-6,2.8303300000000003E-3,3.3251930000000006E-3,0,0,0,0,0,0,0,0,1.575957764,0.06355549417108898,4.4738061931208392E-4,0.2504122674179836,0.3144151422083847,0.5052983776577202,2.1390123422797506E-3,1.8768851420000003,2.3843225320000005,0,44,"SCR","",""]
["10030_G_KD-2","PJM_EMAAC","Delaware",10,"Kent",1,"10030","KD-2","Energy Center Dover",10745,2001,9999,"Combustion Turbine","","","","H2O","","Fossil","G",2030,"NaturalGas","",0,0,0.012969334,0.012969334,0,0,0,0,0,0,0,0,0,0,0,0,0,0,1.207010979,1.207010979,0,0,0.759224752,0.759224752,0,0,9.083e-10,9.083e-10,0,0,0.000506116,0.000506116,0,0,0,0,0,0,0,0,0.867909467,0,0,0.00569709182088,0.00569709182088,0,0,0.029549687999999998,0.029549687999999998,0,44,null,"",""]
["10034_G_GEN1","WECC_Northern California (not including BANC)","California",6,"Santa Clara",85,"10034","GEN1","Gilroy Power Plant",7705,1987,9999,"Combined Cycle","","","","","","Fossil","G",2030,"NaturalGas","",0.2612189182616015,0.055442382651441934,0.06054398478260869,0.37720528569565215,0,0,0,0,0,0,0,0,0,0,0,0,33.90252015712633,7.195636931308446,7.8577527322608685,48.95590982069565,17.83806592830185,3.786038482741623,4.1344156902608695,25.75852010130435,2.1318263797394233E-8,4.52469272434489e-09,4.9447826086956518E-9,3.0787739130434779E-8,0.004165464606938956,8.8409861045234779E-4,9.6544995652173915E-4,0.006015013173913043,0,0,0,0,0,0,0,0,2.564974733826087,0.10802707012940942,0.028573452628776284,0.031202675677949564,0.16780319843613528,0.9651217557935663,0.17583234172817305,0.185771546,1.3267256435217394,0,85,null,"",""]
["10034_G_GEN2","WECC_Northern California (not including BANC)","California",6,"Santa Clara",85,"10034","GEN2","Gilroy Power Plant",7705,1987,9999,"Combined Cycle","","","","","","Fossil","G",2030,"NaturalGas","",0.09219491232762406,0.01956789975933245,0.021368465217391303,0.13313127730434782,0,0,0,0,0,0,0,0,0,0,0,0,11.965595349574,2.539636563991216,2.77332449373913,17.278556407304347,6.295787974694772,1.3362488762617495,1.4592055377391304,9.091242388695653,7.5240931049626717E-9,1.5969503732981969E-9,1.7452173913043477E-9,1.0866260869565216E-8,1.4701639789196316E-3,3.1203480368906396E-4,3.4074704347826089E-4,2.1229458260869564E-3,0,0,0,0,0,0,0,0,0.905285200173913,0.0381272012221445,0.010084747986626922,0.011012709062805728,0.05922465827157715,0.3406312079271411,0.0620584735511199,0.06556642800000001,0.468256109478261,0,30,null,"",""]
["1004_G_CT1","MISO_Indiana (including parts of Kentucky)","Indiana",18,"Knox",83,"1004","CT1","Edwardsport",11371,2013,9999,"IGCC","","","SCR","NDI","","Fossil","G",2030,"","IGCC Retirement",0,0,0,0,0,0,0,0,0,0,0,0,0,0,0,0,0,0,0,0,0,0,0,0,0,0,0,0,0,0,0,0,0,0,0,0,0,0,0,0,0,0,0,0,0,0,0,0,0,0,174.9,"SCR","",""]
["1004_G_CT2","MISO_Indiana (including parts of Kentucky)","Indiana",18,"Knox",83,"1004","CT2","Edwardsport",11371,2013,9999,"IGCC","","","SCR","NDI","","Fossil","G",2030,"","IGCC Retirement",0,0,0,0,0,0,0,0,0,0,0,0,0,0,0,0,0,0,0,0,0,0,0,0,0,0,0,0,0,0,0,0,0,0,0,0,0,0,0,0,0,0,0,0,0,0,0,0,0,0,174.9,"SCR","",""]
["1004_G_ST","MISO_Indiana (including parts of Kentucky)","Indiana",18,"Knox",83,"1004","ST","Edwardsport",11371,2013,9999,"IGCC","","","SCR","NDI","","Fossil","G",2030,"","IGCC Retirement",0,0,0,0,0,0,0,0,0,0,0,0,0,0,0,0,0,0,0,0,0,0,0,0,0,0,0,0,0,0,0,0,0,0,0,0,0,0,0,0,0,0,0,0,0,0,0,0,0,0,245.2,"SCR","",""]
["10042_G_KDHT1","WECC_Southern California Edison","California",6,"Tulare",107,"10042","KDHT1","Kaweah Delta District Hospital",12369,2008,9999,"Combustion Turbine","","","","","","Fossil","G",2030,"NaturalGas","",0.05389662776495384,0.07305987319249298,0.07766039542553192,0.20461689638297872,0,0,0,0,0,0,0,0,0,0,0,0,4.357395727388598,5.906691986015657,6.278631691382979,16.542719404787235,3.155108588824767,4.2769249759624675,4.546239545425532,11.978273110212767,3.7730968988358082E-9,5.114642462866318E-9,5.4349468085106388E-9,1.4322686170212766E-8,0.021437083091151853,0.02905915707911698,0.0308890337570645,0.08138527392733333,0,0,0,0,0,0,0,0,0.06903825308510639,0.020301755667735247,0.027520157682929976,0.029253080165511557,0.07707499351617678,0.1989772583838399,0.2263549352331813,0.2342994327659575,0.6596316263829787,0,3.5,null,"",""]
["10043_B_B01","PJM_EMAAC","New Jersey",34,"Gloucester",15,"10043","B01","Logan Generating Company LP",11837,1994,9999,"Coal Steam","wall","dry","Baghouse + Dry Scrubber + SCR","LNBO","Dry Scrubber","Fossil","B",2030,"","Coal Retirement",0,0,0,0,0,0,0,0,0,0,0,0,0,0,0,0,0,0,0,0,0,0,0,0,0,0,0,0,0,0,0,0,0,0,0,0,0,0,0,0,0,0,0,0,0,0,0,0,0,0,219,"Scrubber / SCR","Dry Scrubber",""]
["10049_G_1","WECC_Idaho","Idaho",16,"Twin Falls",83,"10049","1","Little Mac Project",0,1984,9999,"Hydro","","","","","","Non-Fossil","G",2030,"Hydro","",0,0,0,0,0,0,0,0,0,0,0,0,0,0,0,0,0.21842425403253196,0.3009432545582589,0.4875637838244904,1.0069312924152813,0,0,0,0,0,0,0,0,0,0,0,0,0,0,0,0,0,0,0,0,0.004742470285528409,3.0360971310521945E-4,4.1831112383597981E-4,6.7771365951604164E-4,0.001399634496457241,0,0,0,0,0,0.30000000000000004,null,"",""]
["10049_G_2","WECC_Idaho","Idaho",16,"Twin Falls",83,"10049","2","Little Mac Project",0,1984,9999,"Hydro","","","","","","Non-Fossil","G",2030,"Hydro","",0,0,0,0,0,0,0,0,0,0,0,0,0,0,0,0,0.29123233871004267,0.40125767274434515,0.6500850450993206,1.3425750565537087,0,0,0,0,0,0,0,0,0,0,0,0,0,0,0,0,0,0,0,0,6.323293714037879E-3,4.0481295080695932E-4,5.5774816511463968E-4,9.0361821268805567E-4,1.8661793286096546E-3,0,0,0,0,0,0.4000000000000001,null,"",""]
["10049_G_3","WECC_Idaho","Idaho",16,"Twin Falls",83,"10049","3","Little Mac Project",0,1984,9999,"Hydro","","","","","","Non-Fossil","G",2030,"Hydro","",0,0,0,0,0,0,0,0,0,0,0,0,0,0,0,0,0.29123233871004267,0.40125767274434515,0.6500850450993206,1.3425750565537087,0,0,0,0,0,0,0,0,0,0,0,0,0,0,0,0,0,0,0,0,6.323293714037879E-3,4.0481295080695932E-4,5.5774816511463968E-4,9.0361821268805567E-4,1.8661793286096546E-3,0,0,0,0,0,0.4000000000000001,null,"",""]
["10049_G_4","WECC_Idaho","Idaho",16,"Twin Falls",83,"10049","4","Little Mac Project",0,1984,9999,"Hydro","","","","","","Non-Fossil","G",2030,"Hydro","",0,0,0,0,0,0,0,0,0,0,0,0,0,0,0,0,0.29123233871004267,0.40125767274434515,0.6500850450993206,1.3425750565537087,0,0,0,0,0,0,0,0,0,0,0,0,0,0,0,0,0,0,0,0,6.323293714037879E-3,4.0481295080695932E-4,5.5774816511463968E-4,9.0361821268805567E-4,1.8661793286096546E-3,0,0,0,0,0,0.4000000000000001,null,"",""]
["10052_B_BLR1","WECC_Northern California (not including BANC)","California",6,"Humboldt",23,"10052","BLR1","Fairhaven Power",17738,1986,9999,"Biomass","","","ESPH","AA + LNB + OFA","","Non-Fossil","B",2030,"","Biomass Retirement",0,0,0,0,0,0,0,0,0,0,0,0,0,0,0,0,0,0,0,0,0,0,0,0,0,0,0,0,0,0,0,0,0,0,0,0,0,0,0,0,0,0,0,0,0,0,0,0,0,0,15.999999999999998,null,"",""]
["10061_G_GEN1","PJM_EMAAC","New Jersey",34,"WARREN",41,"10061","GEN1","Mars Wrigley Confectionery US, LLC",7905,1989,9999,"Combined Cycle","","","","","","Fossil","G",2030,"NaturalGas","",0.09178769036689383,0.16579540863310616,0.22926059900000004,0.48684369800000005,0,0,0,0,0,0,0,0,0,0,0,0,11.611349438000001,20.973492384,29.001973751999998,61.586815574,6.818355542194123,12.315943878805871,17.030386476999997,36.16468589799999,8.1577920751813449E-9,1.4735357924818655E-8,2.03733E-8,4.326645e-08,0.013963367762805018,0.025221925237194985,0.034876833,0.074062126,0,0,0,0,0,0,0,0,0.265550325,0.024800443841272907,0.0447968535269877,0.06194472271833009,0.1315420200865907,0.323822208057581,0.43908687094241905,0.5223537330000001,1.285262812,0,8.8,null,"",""]
["10063_G_GEN1","ISONE_Connecticut","Connecticut",9,"Fairfield",1,"10063","GEN1","Derby Hydro",0,1989,9999,"Hydro","","","","","","Non-Fossil","G",2030,"Hydro","",0,0,0,0,0,0,0,0,0,0,0,0,0,0,0,0,3.323042027414292,4.76167916596045,4.9171894720496905,13.001910665424434,0,0,0,0,0,0,0,0,0,0,0,0,0,0,0,0,0,0,0,0,0.061400098385093166,0.004619028418105866,6.618734040685025E-3,0.00683489336614907,0.01807265582493996,0,0,0,0,0,3.8840579710144927,null,"",""]
["10063_G_GEN2","ISONE_Connecticut","Connecticut",9,"Fairfield",1,"10063","GEN2","Derby Hydro",0,1989,9999,"Hydro","","","","","","Non-Fossil","G",2030,"Hydro","",0,0,0,0,0,0,0,0,0,0,0,0,0,0,0,0,3.323042027414292,4.76167916596045,4.9171894720496905,13.001910665424434,0,0,0,0,0,0,0,0,0,0,0,0,0,0,0,0,0,0,0,0,0.061400098385093166,0.004619028418105866,6.618734040685025E-3,0.00683489336614907,0.01807265582493996,0,0,0,0,0,3.8840579710144927,null,"",""]
["10063_G_GEN3","ISONE_Connecticut","Connecticut",9,"Fairfield",1,"10063","GEN3","Derby Hydro",0,1989,9999,"Hydro","","","","","","Non-Fossil","G",2030,"Hydro","",0,0,0,0,0,0,0,0,0,0,0,0,0,0,0,0,0.2492281520560719,0.35712593744703375,0.36878921040372675,0.9751432999068325,0,0,0,0,0,0,0,0,0,0,0,0,0,0,0,0,0,0,0,0,0.004605007378881988,3.4642713135793989E-4,0.000496405053051377,5.1261700246118017E-4,1.355449186870497E-3,0,0,0,0,0,0.29130434782608694,null,"",""]
["10063_G_GEN4","ISONE_Connecticut","Connecticut",9,"Fairfield",1,"10063","GEN4","Derby Hydro",0,1989,9999,"Hydro","","","","","","Non-Fossil","G",2030,"Hydro","",0,0,0,0,0,0,0,0,0,0,0,0,0,0,0,0,0.2492281520560719,0.35712593744703375,0.36878921040372675,0.9751432999068325,0,0,0,0,0,0,0,0,0,0,0,0,0,0,0,0,0,0,0,0,0.004605007378881988,3.4642713135793989E-4,0.000496405053051377,5.1261700246118017E-4,1.355449186870497E-3,0,0,0,0,0,0.29130434782608694,null,"",""]
["1007_G_1","MISO_Indiana (including parts of Kentucky)","Indiana",18,"Hamilton",57,"1007","1","Noblesville",8887,1950,9999,"Combined Cycle","","","SCR","DLNB","","Fossil","G",2030,"NaturalGas","",0.5151111446760324,0.3527590816383616,0.9548498301628787,1.8227200564772725,0,0,0,0,0,0,0,0,0,0,0,0,57.96232075613969,39.69383161457999,107.44343767425757,205.09959004497725,30.15460640076377,20.65051663324,55.89690907530303,106.70203210930678,3.6060644871640571E-8,2.4695097552601845E-8,6.6846106060606057E-8,1.2760184848484847E-7,1.9161988944282528E-3,1.3122538101172014E-3,3.5520415492424243E-3,6.7804942537878785E-3,0,0,0,0,0,0,0,0,1.4345113312007576,0.13412832400191654,0.11228474123718638,0.2486306281779795,0.49504369341708243,1.6646866798214202,1.034453439235398,2.559138029113636,5.2582781481704535,0,43,"SCR","",""]
["1007_G_2","MISO_Indiana (including parts of Kentucky)","Indiana",18,"Hamilton",57,"1007","2","Noblesville",8887,1950,9999,"Combined Cycle","","","SCR","DLNB","","Fossil","G",2030,"NaturalGas","",0.5270904736219866,0.3609627812113468,0.9770556401666666,1.8651088949999999,0,0,0,0,0,0,0,0,0,0,0,0,59.310281703956896,40.61694397770976,109.94212227133332,209.869347953,30.855876317060602,21.130761206106047,57.19683719333333,109.18347471649997,3.6899264519818266E-8,2.52694021468484E-8,6.8400666666666662E-8,1.3056933333333333E-7,1.9607616594149563E-3,1.3427713405850432E-3,3.6346471666666665E-3,0.006938180166666666,0,0,0,0,0,0,0,0,1.4678720598333332,0.13724758735079834,0.11489601428921396,0.25441273581002555,0.5065563374500379,1.7034003235381974,1.0585104959618024,2.6186528669999998,5.380563686499999,0,44,"SCR","",""]
["1007_G_3","MISO_Indiana (including parts of Kentucky)","Indiana",18,"Hamilton",0,"1007","3","Noblesville",8887,2003,9999,"Combined Cycle","","","SCR","DLNB","","Fossil","G",2030,"NaturalGas","",0.7067804078113001,0.484018274806124,1.3101427902234848,2.500941472840909,0,0,0,0,0,0,0,0,0,0,0,0,79.52969592121494,54.46362942465627,147.4223912274697,281.4157165733409,41.37492506151308,28.334429799096743,76.69575896378788,146.4051138243977,4.9478559242483574E-8,3.3883971060546717E-8,9.1719075757575756E-8,1.7508160606060606E-7,0.00262920313421551,1.8005342976026716E-3,0.004873731428030303,0.009303468859848485,0,0,0,0,0,0,0,0,1.9682829893219698,0.18403653758402505,0.1540651100696278,0.3411443502907161,0.679245997944369,2.2841049792898556,1.4193663468578717,3.511375435295454,7.214846761443181,0,59,"SCR","",""]
["1007_G_4","MISO_Indiana (including parts of Kentucky)","Indiana",18,"Hamilton",57,"1007","4","Noblesville",8887,2003,9999,"Combined Cycle","","","SCR","DLNB","","Fossil","G",2030,"NaturalGas","",0.7187597367572545,0.49222197437910925,1.3323486002272726,2.5433303113636363,0,0,0,0,0,0,0,0,0,0,0,0,80.87765686903214,55.386741787786036,149.92107582454545,286.1854744813636,42.07619497780991,28.814674371962788,77.99568708181818,148.88655643159086,5.0317178890661269E-8,3.4458275654793269E-8,9.3273636363636348E-8,1.7804909090909091E-7,2.6737658992022134E-3,1.8310518280705136E-3,0.004956337045454545,0.009461154772727272,0,0,0,0,0,0,0,0,2.0016437179545457,0.18715580093290682,0.15667638312165538,0.34692645792276217,0.6907586419773244,2.3228186230066328,1.4434234035842761,3.570890273181818,7.337132299772726,0,60,"SCR","",""]
["1007_G_5","MISO_Indiana (including parts of Kentucky)","Indiana",18,"Hamilton",57,"1007","5","Noblesville",8887,2003,9999,"Combined Cycle","","","SCR","DLNB","","Fossil","G",2030,"NaturalGas","",0.6948010788653459,0.47581457523313897,1.287936980219697,2.4585526343181816,0,0,0,0,0,0,0,0,0,0,0,0,78.18173497339772,53.5405170615265,144.92370663039392,276.6459586653182,40.673655145216244,27.854185226230694,75.39583084575757,143.92367121720451,4.8639939594305892E-8,3.3309666466300165E-8,9.0164515151515151E-8,1.7211412121212121E-7,2.5846403692288064E-3,1.7700167671348297E-3,0.004791125810606061,9.145782946969697E-3,0,0,0,0,0,0,0,0,1.934922260689394,0.18091727423514323,0.1514538370176002,0.33536224265867004,0.6677333539114134,2.2453913355730784,1.395309290131467,3.4518605974090906,7.092561223113635,0,58,"SCR","",""]
["10072_B_WHBOIL","SPP SPS (Texas Panhandle)","Texas",48,"Hutchinson",233,"10072","WHBOIL","Engineered Carbons Borger Cogen",10994,1982,9999,"Fossil Waste","","","","","","Fossil","B",2030,"Fwaste","",0.1640214290251818,0.23494997697481823,0.290486082,0.689457488,0,0,0,0,0,0,0,0,0,0,0,0,14.919176700000001,21.370745536,26.422237727000002,62.712159963000005,26.3336403686141,37.7212187153859,46.637540398000006,110.69239948200001,0,0,0,0,1.8000767314772462E-3,2.5784922685227526E-3,3.1880850000000002E-3,7.566653999999999E-3,0.00656083691791455,0.009397970082085448,0.011619431999999999,0.027578238999999997,0,0,0,0,4.873552165,0.10349429624477403,0.14824881519598,0.18329100551292402,0.435034116953678,0,0,0,0,0,18.8,null,"",""]
["10099_G_GEN1","PJM_EMAAC","New Jersey",34,"Salem",33,"10099","GEN1","Pedricktown Cogeneration Company LP",8761,1992,9999,"Combined Cycle","","","SCR","NH3 + STM","","Fossil","G",2030,"NaturalGas","",1.1167664830875976E-3,0,0.4556059328716392,0.4567226993547268,0,0,0,0,0,0,0,0,0,0,0,0,0.1274702200954033,0,52.00387318028795,52.13134340038336,0.06537551677883782,0,26.671171308689505,26.73654682546834,7.809627059843886e-11,0,3.188772593235039E-8,3.1965822202948829E-8,1.4125238508239376E-5,0,0.005754368185602774,0.005768493424111013,0,0,0,0,0,0,0,0,2.4733455543538594,5.3075609111674974E-4,0,0.17346325746616062,0.17399401355727737,0.003939893695576757,0,1.0380652258074587,1.0420051195030355,0,78.3,"SCR","",""]
["10099_G_GEN2","PJM_EMAAC","New Jersey",34,"Salem",33,"10099","GEN2","Pedricktown Cogeneration Company LP",8761,1992,9999,"Combined Cycle","","","SCR","NH3 + STM","","Fossil","G",2030,"NaturalGas","",5.2771851691240247E-4,0,0.2152927141283608,0.2158204326452732,0,0,0,0,0,0,0,0,0,0,0,0,0.0602349699045967,0,24.573988603712056,24.634223573616655,0.030892645221162186,0,12.603235484310494,12.634128129531655,3.6903729401561146E-11,0,1.5068274067649611E-8,1.510517779705117E-8,6.6747614917606248E-6,0,0.002719177814397224,2.7258525758889845E-3,0,0,0,0,0,0,0,0,1.1687584356461405,2.5080428315861736E-4,0,0.08196858909639773,0.08221939337955635,1.8617633044232438E-3,0,0.4905289061925412,0.4923906694969644,0,37,"SCR","",""]
["10110_G_GEN1","WECC_Northern California (not including BANC)","California",6,"Kern",29,"10110","GEN1","Frito-Lay Cogen Plant",8700,1986,9999,"Combustion Turbine","","","","","","Fossil","G",2030,"NaturalGas","",0,0,0,0,0,0,0,0,0,0,0,0,0,0,0,0,0,0,0,0,0,0,0,0,0,0,0,0,0,0,0,0,0,0,0,0,0,0,0,0,0.25290931,0,0,0,0,0,0,0,0,0,5.5,null,"",""]
["10113_B_CFB1","PJM_Western MAAC","Pennsylvania",42,"Schuylkill",107,"10113","CFB1","John B Rich Memorial Power Station",13587,1988,9999,"Coal Steam","FBC","dry","Baghouse + Reagent Injection + DSI","OFA","Reagent Injection","Fossil","B",2030,"","Coal Retirement",0,0,0,0,0,0,0,0,0,0,0,0,0,0,0,0,0,0,0,0,0,0,0,0,0,0,0,0,0,0,0,0,0,0,0,0,0,0,0,0,0,0,0,0,0,0,0,0,0,0,40,"DSI","",""]
["10113_B_CFB2","PJM_Western MAAC","Pennsylvania",42,"Schuylkill",107,"10113","CFB2","John B Rich Memorial Power Station",13587,1988,9999,"Coal Steam","FBC","dry","Baghouse + Reagent Injection + DSI","OFA","Reagent Injection","Fossil","B",2030,"","Coal Retirement",0,0,0,0,0,0,0,0,0,0,0,0,0,0,0,0,0,0,0,0,0,0,0,0,0,0,0,0,0,0,0,0,0,0,0,0,0,0,0,0,0,0,0,0,0,0,0,0,0,0,40,"DSI","",""]
["10115_G_GEN3","WECC_San Diego Gas and Electric","California",6,"San Diego",73,"10115","GEN3","Grossmont Hospital",8700,2016,9999,"Combustion Turbine","","","","","","Fossil","G",2030,"NaturalGas","",0.06823682533018868,0.0924988076698113,0.12004768500000002,0.280783318,0,0,0,0,0,0,0,0,0,0,0,0,7.843312079999999,10.632045264,13.798582847999999,32.273940192,5.878924452594337,7.969208702405663,10.342674785,24.19080794,7.0312075471698191E-9,9.5311924528301823E-9,1.237195E-8,2.8934350000000002E-8,0.039943855613207555,0.054146115386792454,0.07027239199999999,0.164362363,0,0,0,0,0,0,0,0,0.082845904,0.037020433017599996,0.05018325364608,0.06512931104255999,0.15233299770623998,0.2548170041426575,0.28936670385734253,0.36944089300000005,0.9136246010000001,0,4.2,null,"",""]
["10128_G_GEN1","WECC_Northern California (not including BANC)","California",6,"Trinity",105,"10128","GEN1","Gosselin Hydro Plant",0,1983,9999,"Hydro","","","","","","Non-Fossil","G",2030,"Hydro","",0,0,0,0,0,0,0,0,0,0,0,0,0,0,0,0,0.04948294963870324,0.07891163508307049,0.1495366325700372,0.2779312172918109,0,0,0,0,0,0,0,0,0,0,0,0,0,0,0,0,0,0,0,0,1.5808234281686534E-3,6.8781299997797509E-5,1.0968717276546785E-4,2.0785591927235172E-4,3.8632439203561709E-4,0,0,0,0,0,0.1,null,"",""]
["10128_G_GEN2","WECC_Northern California (not including BANC)","California",6,"Trinity",105,"10128","GEN2","Gosselin Hydro Plant",0,1983,9999,"Hydro","","","","","","Non-Fossil","G",2030,"Hydro","",0,0,0,0,0,0,0,0,0,0,0,0,0,0,0,0,0.04948294963870324,0.07891163508307049,0.1495366325700372,0.2779312172918109,0,0,0,0,0,0,0,0,0,0,0,0,0,0,0,0,0,0,0,0,1.5808234281686534E-3,6.8781299997797509E-5,1.0968717276546785E-4,2.0785591927235172E-4,3.8632439203561709E-4,0,0,0,0,0,0.1,null,"",""]
["10129_G_GEN1","PJM_PENELEC","Pennsylvania",42,"Indiana",63,"10129","GEN1","Indiana University of Pennsylvania",8700,1988,9999,"Combustion Turbine","","","","","","Fossil","G",2030,"NaturalGas","",0.10165278247933883,0.10334699552066119,0.177263194,0.38226297200000003,0,0,0,0,0,0,0,0,0,0,0,0,11.684227859999998,11.878964990999998,20.375079768,43.938272618999996,7.854311128016519,7.985216313483482,13.696430577750002,29.535958019250003,9.386776859504129E-9,9.5432231404958691E-9,1.6381125000000003E-8,3.5311125e-08,0.09109471338842981,0.0926129586115702,0.15885192224999997,0.34255959425,0,0,0,0,0,0,0,0,0.25994524825,0.05514955549919999,0.05606871475751999,0.09617037650496,0.20738864676168,0.27025543207186375,0.22835782492813633,0.3375336327499999,0.83614688975,0,6,null,"",""]
["10129_G_GEN2","PJM_PENELEC","Pennsylvania",42,"Indiana",63,"10129","GEN2","Indiana University of Pennsylvania",8700,1988,9999,"Combustion Turbine","","","","","","Fossil","G",2030,"NaturalGas","",0.10165278247933883,0.10334699552066119,0.177263194,0.38226297200000003,0,0,0,0,0,0,0,0,0,0,0,0,11.684227859999998,11.878964990999998,20.375079768,43.938272618999996,7.854311128016519,7.985216313483482,13.696430577750002,29.535958019250003,9.386776859504129E-9,9.5432231404958691E-9,1.6381125000000003E-8,3.5311125e-08,0.09109471338842981,0.0926129586115702,0.15885192224999997,0.34255959425,0,0,0,0,0,0,0,0,0.25994524825,0.05514955549919999,0.05606871475751999,0.09617037650496,0.20738864676168,0.27025543207186375,0.22835782492813633,0.3375336327499999,0.83614688975,0,6,null,"",""]
["10129_G_GEN3","PJM_PENELEC","Pennsylvania",42,"Indiana",63,"10129","GEN3","Indiana University of Pennsylvania",8700,1988,9999,"Combustion Turbine","","","","","","Fossil","G",2030,"NaturalGas","",0.10165278247933883,0.10334699552066119,0.177263194,0.38226297200000003,0,0,0,0,0,0,0,0,0,0,0,0,11.684227859999998,11.878964990999998,20.375079768,43.938272618999996,7.854311128016519,7.985216313483482,13.696430577750002,29.535958019250003,9.386776859504129E-9,9.5432231404958691E-9,1.6381125000000003E-8,3.5311125e-08,0.09109471338842981,0.0926129586115702,0.15885192224999997,0.34255959425,0,0,0,0,0,0,0,0,0.25994524825,0.05514955549919999,0.05606871475751999,0.09617037650496,0.20738864676168,0.27025543207186375,0.22835782492813633,0.3375336327499999,0.83614688975,0,6,null,"",""]
["10129_G_GEN4","PJM_PENELEC","Pennsylvania",42,"Indiana",63,"10129","GEN4","Indiana University of Pennsylvania",8700,1988,9999,"Combustion Turbine","","","","","","Fossil","G",2030,"NaturalGas","",0.10165278247933883,0.10334699552066119,0.177263194,0.38226297200000003,0,0,0,0,0,0,0,0,0,0,0,0,11.684227859999998,11.878964990999998,20.375079768,43.938272618999996,7.854311128016519,7.985216313483482,13.696430577750002,29.535958019250003,9.386776859504129E-9,9.5432231404958691E-9,1.6381125000000003E-8,3.5311125e-08,0.09109471338842981,0.0926129586115702,0.15885192224999997,0.34255959425,0,0,0,0,0,0,0,0,0.25994524825,0.05514955549919999,0.05606871475751999,0.09617037650496,0.20738864676168,0.27025543207186375,0.22835782492813633,0.3375336327499999,0.83614688975,0,6,null,"",""]
["1037_G_D1","MISO_Indiana (including parts of Kentucky)","Indiana",18,"Miami",103,"1037","D1","Peru (IN)",11000,2002,9999,"Combustion Turbine","","","","","","Fossil","G",2030,"Oil","",0,0,0,0,0,0,0,0,0,0,0,0,0,0,0,0,0,0,0,0,0,0,0,0,0,0,0,0,0,0,0,0,0,0,0,0,0,0,0,0,0.035505387259615384,0,0,0,0,0,0,0,0,0,1.8,null,"",""]
["1038_G_10","MISO_Indiana (including parts of Kentucky)","Indiana",18,"Jasper",73,"1038","10","Rensselaer City Light Plant",13488,1971,9999,"Combustion Turbine","","","","","","Fossil","G",2030,"Oil","",0,0,0,0,0,0,0,0,0,0,0,0,0,0,0,0,0,0,0,0,0,0,0,0,0,0,0,0,0,0,0,0,0,0,0,0,0,0,0,0,0.07699114375280901,0,0,0,0,0,0,0,0,0,1.9000000000000004,null,"",""]
["1038_G_11","MISO_Indiana (including parts of Kentucky)","Indiana",18,"Jasper",73,"1038","11","Rensselaer City Light Plant",13488,1971,9999,"Combustion Turbine","","","","","","Fossil","G",2030,"Oil","",0,0,0,0,0,0,0,0,0,0,0,0,0,0,0,0,0,0,0,0,0,0,0,0,0,0,0,0,0,0,0,0,0,0,0,0,0,0,0,0,0.07699114375280901,0,0,0,0,0,0,0,0,0,1.9000000000000004,null,"",""]
["1038_G_14","MISO_Indiana (including parts of Kentucky)","Indiana",18,"Jasper",73,"1038","14","Rensselaer City Light Plant",10745,1994,9999,"Combustion Turbine","","","","","","Fossil","G",2030,"NaturalGas","",0.007904813,9.2997799999999992E-4,0.018601914,0.027436705,0,0,0,0,0,0,0,0,0,0,0,0,0.73567364,0.08654984,1.73121585,2.55343933,0.4627477690000001,0.05444091400000001,1.088956064,1.606144747,5.533947368421054e-10,6.510526315789475E-11,1.3019E-9,1.9204e-09,0.00419333810526316,4.9333389473684168E-4,0.009867845,0.014554517000000001,0,0,0,0,0,0,0,0,0.094681033,0.0034723795808,0.0004085152448,0.008171338812,0.0120522336376,0.025546015562045617,2.7271274379543804E-3,0.049855867,0.07812901,0,4.8,null,"",""]
["1038_G_15","MISO_Indiana (including parts of Kentucky)","Indiana",18,"Jasper",73,"1038","15","Rensselaer City Light Plant",10745,2006,9999,"Combustion Turbine","","","","","","Fossil","G",2030,"NaturalGas","",0.013668739947368422,1.608087052631579E-3,0.032165811999999995,0.047442639,0,0,0,0,0,0,0,0,0,0,0,0,1.2721023499999997,0.14965909999999996,2.9935608300000003,4.41532228,0.8001680261578945,0.09413741484210524,1.8829865819999998,2.7772920229999993,9.56607894736842e-10,1.125421052631579E-10,2.2513e-09,3.32045E-9,0.007250922315789475,8.5304968421052562E-4,0.017063158999999998,0.025167131,0,0,0,0,0,0,0,0,0.163719286,6.0043230919999985E-3,7.0639095199999987E-4,0.014129607117600003,0.020840321161600003,0.04417331818073693,4.715657819263073E-3,0.08620910699999998,0.13509808299999998,0,8.3,null,"",""]
["1038_G_5","MISO_Indiana (including parts of Kentucky)","Indiana",18,"Jasper",73,"1038","5","Rensselaer City Light Plant",13612,1950,9999,"Combustion Turbine","","","","","","Fossil","G",2030,"Oil","",0,0,0,0,0,0,0,0,0,0,0,0,0,0,0,0,0,0,0,0,0,0,0,0,0,0,0,0,0,0,0,0,0,0,0,0,0,0,0,0,0.07293897829213486,0,0,0,0,0,0,0,0,0,1.8000000000000005,null,"",""]
["1038_G_6","MISO_Indiana (including parts of Kentucky)","Indiana",18,"Jasper",73,"1038","6","Rensselaer City Light Plant",12986,1957,9999,"Combustion Turbine","","","","","","Fossil","G",2030,"Oil","",0,0,0,0,0,0,0,0,0,0,0,0,0,0,0,0,0,0,0,0,0,0,0,0,0,0,0,0,0,0,0,0,0,0,0,0,0,0,0,0,0.0972519710561798,0,0,0,0,0,0,0,0,0,2.4000000000000004,null,"",""]
["10382_B_UNIT1","SERC_VACAR","North Carolina",37,"Robeson",155,"10382","UNIT1","Lumberton",18075,2015,9999,"Biomass","stoker/SPR","dry","Baghouse + SNCR + DSI","OFA","","Non-Fossil","B",2030,"Biomass","",0,0,0,0,0,0,0,0,0,0,0,0,0,0,0,0,0,0,0,0,0,0,0,0,0,0,0,0,0,0,0,0,0,0,0,0,0,0,0,0,0,0,0,0,0,0,0,0,0,0,17.4,"SNCR / DSI","",""]
["10382_B_UNIT2","SERC_VACAR","North Carolina",37,"Robeson",155,"10382","UNIT2","Lumberton",18075,2015,9999,"Biomass","stoker/SPR","dry","Baghouse + SNCR","OFA","","Non-Fossil","B",2030,"Biomass","",0,0,0,0,0,0,0,0,0,0,0,0,0,0,0,0,0,0,0,0,0,0,0,0,0,0,0,0,0,0,0,0,0,0,0,0,0,0,0,0,0,0,0,0,0,0,0,0,0,0,17.4,"SNCR","",""]
["10397_B_5HPB","MISO_Indiana (including parts of Kentucky)","Indiana",18,"Lake",89,"10397","5HPB","ArcelorMittal Indiana Harbor West",5172,1952,9999,"Fossil Waste","wall","","","","","Fossil","B",2030,"Fwaste","",0.04764154680650263,0.061381663904129934,0.07768246274697174,0.18670567345760433,0,0,0,0,0,0,0,0,0,0,0,0,9.211435967936076,11.868071138720719,15.01981106257066,36.09931816922745,16.242715258546543,20.927214914745523,26.48474300340646,63.65467317669852,0,0,0,0,0.002425723466866747,3.1253171349015256E-3,0.003955291086943258,0.00950633168871153,4.046763921811334E-3,0.005213875694608586,0.006598498679676985,0.015859138296096906,0,0,0,0,2.8774696290847914,0.06389971122906153,0.08232878361745088,0.10419239659854845,0.25042089144506086,0,0,0,0,0,11.1,null,"",""]
["10397_B_6HPB","MISO_Indiana (including parts of Kentucky)","Indiana",18,"Lake",89,"10397","6HPB","ArcelorMittal Indiana Harbor West",5172,1956,9999,"Fossil Waste","wall","","","","","Fossil","B",2030,"Fwaste","",0.04764154680650263,0.061381663904129934,0.07768246274697174,0.18670567345760433,0,0,0,0,0,0,0,0,0,0,0,0,9.211435967936076,11.868071138720719,15.01981106257066,36.09931816922745,16.242715258546543,20.927214914745523,26.48474300340646,63.65467317669852,0,0,0,0,0.002425723466866747,3.1253171349015256E-3,0.003955291086943258,0.00950633168871153,4.046763921811334E-3,0.005213875694608586,0.006598498679676985,0.015859138296096906,0,0,0,0,2.8774696290847914,0.06389971122906153,0.08232878361745088,0.10419239659854845,0.25042089144506086,0,0,0,0,0,11.1,null,"",""]
["10397_B_7HPB","MISO_Indiana (including parts of Kentucky)","Indiana",18,"Lake",89,"10397","7HPB","ArcelorMittal Indiana Harbor West",5172,1956,9999,"Fossil Waste","wall","","","","","Fossil","B",2030,"Fwaste","",0.04764154680650263,0.061381663904129934,0.07768246274697174,0.18670567345760433,0,0,0,0,0,0,0,0,0,0,0,0,9.211435967936076,11.868071138720719,15.01981106257066,36.09931816922745,16.242715258546543,20.927214914745523,26.48474300340646,63.65467317669852,0,0,0,0,0.002425723466866747,3.1253171349015256E-3,0.003955291086943258,0.00950633168871153,4.046763921811334E-3,0.005213875694608586,0.006598498679676985,0.015859138296096906,0,0,0,0,2.8774696290847914,0.06389971122906153,0.08232878361745088,0.10419239659854845,0.25042089144506086,0,0,0,0,0,11.1,null,"",""]
["10397_B_8HPB","MISO_Indiana (including parts of Kentucky)","Indiana",18,"Lake",89,"10397","8HPB","ArcelorMittal Indiana Harbor West",5172,1967,9999,"Fossil Waste","tangential","","","","","Fossil","B",2030,"Fwaste","",0.10300874985189759,0.13271711114406473,0.16796208161507403,0.4036879426110364,0,0,0,0,0,0,0,0,0,0,0,0,19.91661830905098,25.660694353990745,32.47526716231494,78.05257982535666,35.11938434280334,45.248032248098426,57.26430919655451,137.63172578745628,0,0,0,0,0.005244807495928102,0.006757442453841138,0.008551980728525964,0.020554230678295204,0.008749759830943424,0.011273244745099647,0.014267024172274564,0.03429002874831764,0,0,0,0,6.221555954777928,0.13816153779256551,0.1780081807944884,0.22528085751037505,0.541450576097429,0,0,0,0,0,24,null,"",""]
["10397_B_9HPB","MISO_Indiana (including parts of Kentucky)","Indiana",18,"Lake",89,"10397","9HPB","ArcelorMittal Indiana Harbor West",5172,2000,9999,"Fossil Waste","wall","","","","","Fossil","B",2030,"Fwaste","",0.07296453114509412,0.09400795372704583,0.11897314114401077,0.28594562601615076,0,0,0,0,0,0,0,0,0,0,0,0,14.107604635577776,18.17632516741011,23.003314239973083,55.287244042960964,24.87623057615236,32.05068950906972,40.56221901422611,97.48913909944818,0,0,0,0,7.7478039129977175E-4,9.9823185362616718E-4,1.2633270106442594E-3,3.0363392555701986E-3,6.1977465469182594E-3,7.985215027778915E-3,0.010105808788694482,0.024288770363391655,0,0,0,0,4.406935467967699,0.09786442260306723,0.1260891280627626,0.15957394073651565,0.3835274914023455,0,0,0,0,0,17,null,"",""]
["10405_G_GEN1","WECC_Northern California (not including BANC)","California",6,"Fresno",19,"10405","GEN1","Kingsburg Cogen",10245,1990,9999,"Combined Cycle","","","SCR","","","Fossil","G",2030,"NaturalGas","",0,2.751965029585799E-3,0,2.751965029585799E-3,0,0,0,0,0,0,0,0,0,0,0,0,0,0.2686154112426036,0,0.2686154112426036,0,0.16720122627218936,0,0.16720122627218936,0,1.9982248520710058E-10,0,1.9982248520710058E-10,0,1.7964497041420117E-5,0,1.7964497041420117E-5,0,0,0,0,0,0,0,0,0.4523261495857989,0,1.1184515534541203E-3,0,1.1184515534541203E-3,0,0.00872769875739645,0,0.00872769875739645,0,22,"SCR","",""]
["10405_G_GEN2","WECC_Northern California (not including BANC)","California",6,"Fresno",19,"10405","GEN2","Kingsburg Cogen",10245,1990,9999,"Combined Cycle","","","SCR","","","Fossil","G",2030,"NaturalGas","",0,1.4760539704142014E-3,0,1.4760539704142014E-3,0,0,0,0,0,0,0,0,0,0,0,0,0,0.14407553875739648,0,0.14407553875739648,0,0.08968065772781066,0,0.08968065772781066,0,1.071775147928994E-10,0,1.071775147928994E-10,0,9.6355029585798816E-6,0,9.6355029585798816E-6,0,0,0,0,0,0,0,0,0.24261129841420123,0,0.00059989674230721,0,0.00059989674230721,0,0.004681220242603551,0,0.004681220242603551,0,11.8,"SCR","",""]
["10416_B_BO4","SERC_Southeastern","Florida",12,"Escambia",33,"10416","BO4","Pensacola Florida Plant",8300,1953,9999,"O/G Steam","","","","","","Fossil","B",2030,"NaturalGas","",0.022630529975974582,0.039223870424025406,0.0478190752,0.10967347559999999,0,0,0,0,0,0,0,0,0,0,0,0,2.7265700630000005,4.725767844,5.761333143200002,13.213671050200004,1.848929836093847,3.204617142906153,3.9068501806,8.960397159600001,2.2110631764366189E-9,3.8322768235633818E-9,4.6697400000000013E-9,1.0713080000000002E-8,3.642141784971807E-3,0.006312662478135846,0.007695983072695269,0.01765078733580292,0,0,0,0,0,0,0,0,0.0961120978,2.3981847376835005E-3,4.1566011712336004E-3,0.005067444039024621,0.011622229947941723,0.07462868704528938,0.11650501335471061,0.1497824938,0.3409161942,0,2.7,null,"",""]
["10416_B_BO5","SERC_Southeastern","Florida",12,"Escambia",33,"10416","BO5","Pensacola Florida Plant",8300,1957,9999,"O/G Steam","","","","","","Fossil","B",2030,"NaturalGas","",0.022630529975974582,0.039223870424025406,0.0478190752,0.10967347559999999,0,0,0,0,0,0,0,0,0,0,0,0,2.7265700630000005,4.725767844,5.761333143200002,13.213671050200004,1.848929836093847,3.204617142906153,3.9068501806,8.960397159600001,2.2110631764366189E-9,3.8322768235633818E-9,4.6697400000000013E-9,1.0713080000000002E-8,3.642141784971807E-3,0.006312662478135846,0.007695983072695269,0.01765078733580292,0,0,0,0,0,0,0,0,0.0961120978,2.3981847376835005E-3,4.1566011712336004E-3,0.005067444039024621,0.011622229947941723,0.07462868704528938,0.11650501335471061,0.1497824938,0.3409161942,0,2.7,null,"",""]
["10416_B_BO6","SERC_Southeastern","Florida",12,"Escambia",33,"10416","BO6","Pensacola Florida Plant",8300,1957,9999,"O/G Steam","","","","","","Fossil","B",2030,"NaturalGas","",0.022630529975974582,0.039223870424025406,0.0478190752,0.10967347559999999,0,0,0,0,0,0,0,0,0,0,0,0,2.7265700630000005,4.725767844,5.761333143200002,13.213671050200004,1.848929836093847,3.204617142906153,3.9068501806,8.960397159600001,2.2110631764366189E-9,3.8322768235633818E-9,4.6697400000000013E-9,1.0713080000000002E-8,3.642141784971807E-3,0.006312662478135846,0.007695983072695269,0.01765078733580292,0,0,0,0,0,0,0,0,0.0961120978,2.3981847376835005E-3,4.1566011712336004E-3,0.005067444039024621,0.011622229947941723,0.07462868704528938,0.11650501335471061,0.1497824938,0.3409161942,0,2.7,null,"",""]
["10416_B_BO7","SERC_Southeastern","Florida",12,"Escambia",33,"10416","BO7","Pensacola Florida Plant",8300,1953,9999,"O/G Steam","","","","","","Fossil","B",2030,"NaturalGas","",0.022630529975974582,0.039223870424025406,0.0478190752,0.10967347559999999,0,0,0,0,0,0,0,0,0,0,0,0,2.7265700630000005,4.725767844,5.761333143200002,13.213671050200004,1.848929836093847,3.204617142906153,3.9068501806,8.960397159600001,2.2110631764366189E-9,3.8322768235633818E-9,4.6697400000000013E-9,1.0713080000000002E-8,3.1584284654830744E-3,5.4742769614844955E-3,0.006673878569739644,0.015306583996707214,0,0,0,0,0,0,0,0,0.0961120978,2.3981847376835005E-3,4.1566011712336004E-3,0.005067444039024621,0.011622229947941723,0.07462868704528938,0.11650501335471061,0.1497824938,0.3409161942,0,2.7,null,"",""]
["10416_B_BO8","SERC_Southeastern","Florida",12,"Escambia",33,"10416","BO8","Pensacola Florida Plant",8300,1953,9999,"O/G Steam","","","","","","Fossil","B",2030,"NaturalGas","",0.022630529975974582,0.039223870424025406,0.0478190752,0.10967347559999999,0,0,0,0,0,0,0,0,0,0,0,0,2.7265700630000005,4.725767844,5.761333143200002,13.213671050200004,1.848929836093847,3.204617142906153,3.9068501806,8.960397159600001,2.2110631764366189E-9,3.8322768235633818E-9,4.6697400000000013E-9,1.0713080000000002E-8,0.003948035581853843,6.8428462018556195E-3,0.008342348212174553,0.019133229995884016,0,0,0,0,0,0,0,0,0.0961120978,2.3981847376835005E-3,4.1566011712336004E-3,0.005067444039024621,0.011622229947941723,0.07462868704528938,0.11650501335471061,0.1497824938,0.3409161942,0,2.7,null,"",""]
["10416_B_BO9","SERC_Southeastern","Florida",12,"Escambia",33,"10416","BO9","Pensacola Florida Plant",8300,2007,9999,"O/G Steam","","","","","","Fossil","B",2030,"NaturalGas","",0.02263057190441814,0.039223943095581866,0.05280775,0.11466226500000001,0,0,0,0,0,0,0,0,0,0,0,0,2.7265700630000005,4.725767844,6.362373420000001,13.814711327000001,3.488351108139767,6.046108155860233,8.139967743,17.674427007,4.1698751775916824E-9,7.227344822408316E-9,9.73102e-09,2.112824e-08,6.8715022411204325E-3,0.011909880758879566,0.016034519,0.034815901999999996,0,0,0,0,0,0,0,0,0.048580285,2.3981847376835005E-3,4.15660117123359E-3,0.005596095636177741,0.012150881545094833,0.07462872281076512,0.11650506918923488,0.165408351,0.356542143,0,2.7,null,"",""]
["10416_G_GEN4","SERC_Southeastern","Florida",12,"Escambia",33,"10416","GEN4","Pensacola Florida Plant",8700,1993,9999,"Combustion Turbine","","","","","","Fossil","G",2030,"NaturalGas","",0.38868141092836256,0.4447295140716376,0.997484895,1.8308958200000003,0,0,0,0,0,0,0,0,0,0,0,0,44.676024007999985,51.118334680000004,114.653436413,210.447795101,33.604432290080396,38.4502124949196,86.240074549,158.29471933399998,4.0162752923976614E-8,4.5954247076023389E-8,1.0314400000000001E-7,1.8926100000000002E-7,0.017287287641812844,0.01978012535818715,0.044364808000000006,0.081432221,0,0,0,0,0,0,0,0,1.617467643,0.29128767653215987,0.33329154211360007,0.7475404054127599,1.3721196240585198,1.2817543931274566,1.320961280872543,3.1243976739999995,5.727113348,0,82,null,"",""]
["10427_G_GEN2","WECC_Southern California Edison","California",6,"San Bernardino",71,"10427","GEN2","New-Indy Ontario Mill",12369,2019,9999,"Combustion Turbine","","","","","","Fossil","G",2030,"NaturalGas","",0.22636583661280607,0.30685146740847047,0.32617366078723403,0.8593909648085106,0,0,0,0,0,0,0,0,0,0,0,0,18.30106205503211,24.80810634126576,26.37025310380851,69.47942150010638,13.25145607306402,17.96308489904236,19.09420609078723,50.308747062893616,1.5847006975110395E-8,2.1481498344038537E-8,2.282677659574468E-8,6.0155281914893612E-8,1.2450102940467073E-3,1.6876806208188714E-3,0.001793955121467749,4.726646036333328E-3,0,0,0,0,0,0,0,0,0.2899606629574468,0.08526737380448803,0.11558466226830588,0.12286293669514851,0.3237149727679424,0.8357044852121275,0.9506907279793614,0.9840576176170214,2.77045283080851,0,14.7,null,"",""]
["10427_G_GEN3","WECC_Southern California Edison","California",6,"San Bernardino",71,"10427","GEN3","New-Indy Ontario Mill",12369,2019,9999,"Combustion Turbine","","","","","","Fossil","G",2030,"NaturalGas","",0.22636583661280607,0.30685146740847047,0.32617366078723403,0.8593909648085106,0,0,0,0,0,0,0,0,0,0,0,0,18.30106205503211,24.80810634126576,26.37025310380851,69.47942150010638,13.25145607306402,17.96308489904236,19.09420609078723,50.308747062893616,1.5847006975110395E-8,2.1481498344038537E-8,2.282677659574468E-8,6.0155281914893612E-8,1.2450102940467073E-3,1.6876806208188714E-3,0.001793955121467749,4.726646036333328E-3,0,0,0,0,0,0,0,0,0.2899606629574468,0.08526737380448803,0.11558466226830588,0.12286293669514851,0.3237149727679424,0.8357044852121275,0.9506907279793614,0.9840576176170214,2.77045283080851,0,14.7,null,"",""]
["10436_G_GT38","ERCOT_Rest","Texas",48,"Harris",201,"10436","GT38","ExxonMobil Baytown Refinery",8700,1989,9999,"Combustion Turbine","","","","","","Fossil","G",2030,"NaturalGas","",2.6431622151142035E-3,0.010953853784885796,0.10934229000000001,0.12293930600000001,0,0,0,0,0,0,0,0,0,0,0,0,0.3038117490000001,1.259063654,12.568079286000001,14.130954689000001,0.2133505368404529,0.8841722131595471,8.8258813955,9.9234041455,2.550336535692155E-10,1.0569163464307845E-9,1.05567E-8,1.186865E-8,8.63533900876832E-4,3.5786770991231677E-3,0.035722657,0.040164868,0,0,0,0,0,0,0,0,1.1663443315,1.6891933244400003E-3,0.00700039391624,0.06987852083016001,0.07856810807084001,0.008159583534708671,0.030486033465291322,0.29743671299999996,0.33608233,0,28,null,"",""]
["10436_G_GT41","ERCOT_Rest","Texas",48,"Harris",201,"10436","GT41","ExxonMobil Baytown Refinery",8700,1977,9999,"Combustion Turbine","","","","","","Fossil","G",2030,"NaturalGas","",0.002437029175479925,0.007175697016690893,0.06977561615658363,0.07938834234875444,0,0,0,0,0,0,0,0,0,0,0,0,0.2801182932384342,0.8247927523131674,8.020185757793595,9.125096803345196,0.19864513414665907,0.5848995616540528,5.6874931556583626,6.471037851459075,2.372091624479975e-10,6.984492005413263e-10,6.8026334519572958E-9,7.73829181494662e-09,0.00080401400639724,0.00236737457439187,0.02302006512836445,0.02619145370915356,0,0,0,0,0,0,0,0,0.3550538728825623,1.5231257743945495E-3,4.484759224606164E-3,0.043609260580241886,0.0496171455792426,0.007523239799611999,0.019970920200388004,0.1898060660498221,0.21730022604982208,0,18,null,"",""]
["10436_G_GT42","ERCOT_Rest","Texas",48,"Harris",201,"10436","GT42","ExxonMobil Baytown Refinery",8700,1977,9999,"Combustion Turbine","","","","","","Fossil","G",2030,"NaturalGas","",0.002437029175479925,0.007175697016690893,0.06977561615658363,0.07938834234875444,0,0,0,0,0,0,0,0,0,0,0,0,0.2801182932384342,0.8247927523131674,8.020185757793595,9.125096803345196,0.19864513414665907,0.5848995616540528,5.6874931556583626,6.471037851459075,2.372091624479975e-10,6.984492005413263e-10,6.8026334519572958E-9,7.73829181494662e-09,0.00080401400639724,0.00236737457439187,0.02302006512836445,0.02619145370915356,0,0,0,0,0,0,0,0,0.3550538728825623,1.5231257743945495E-3,4.484759224606164E-3,0.043609260580241886,0.0496171455792426,0.007523239799611999,0.019970920200388004,0.1898060660498221,0.21730022604982208,0,18,null,"",""]
["10436_G_GT43","ERCOT_Rest","Texas",48,"Harris",201,"10436","GT43","ExxonMobil Baytown Refinery",8700,1977,9999,"Combustion Turbine","","","","","","Fossil","G",2030,"NaturalGas","",0.002437029175479925,0.007175697016690893,0.06977561615658363,0.07938834234875444,0,0,0,0,0,0,0,0,0,0,0,0,0.2801182932384342,0.8247927523131674,8.020185757793595,9.125096803345196,0.19864513414665907,0.5848995616540528,5.6874931556583626,6.471037851459075,2.372091624479975e-10,6.984492005413263e-10,6.8026334519572958E-9,7.73829181494662e-09,0.00080401400639724,0.00236737457439187,0.02302006512836445,0.02619145370915356,0,0,0,0,0,0,0,0,0.3550538728825623,1.5231257743945495E-3,4.484759224606164E-3,0.043609260580241886,0.0496171455792426,0.007523239799611999,0.019970920200388004,0.1898060660498221,0.21730022604982208,0,18,null,"",""]
["10436_G_GT44","ERCOT_Rest","Texas",48,"Harris",201,"10436","GT44","ExxonMobil Baytown Refinery",8700,1977,9999,"Combustion Turbine","","","","","","Fossil","G",2030,"NaturalGas","",0.002437029175479925,0.007175697016690893,0.06977561615658363,0.07938834234875444,0,0,0,0,0,0,0,0,0,0,0,0,0.2801182932384342,0.8247927523131674,8.020185757793595,9.125096803345196,0.19864513414665907,0.5848995616540528,5.6874931556583626,6.471037851459075,2.372091624479975e-10,6.984492005413263e-10,6.8026334519572958E-9,7.73829181494662e-09,0.00080401400639724,0.00236737457439187,0.02302006512836445,0.02619145370915356,0,0,0,0,0,0,0,0,0.3550538728825623,1.5231257743945495E-3,4.484759224606164E-3,0.043609260580241886,0.0496171455792426,0.007523239799611999,0.019970920200388004,0.1898060660498221,0.21730022604982208,0,18,null,"",""]
["10436_G_GT45","ERCOT_Rest","Texas",48,"Harris",201,"10436","GT45","ExxonMobil Baytown Refinery",8700,1988,9999,"Combustion Turbine","","","","","","Fossil","G",2030,"NaturalGas","",2.6431622151142035E-3,0.010953853784885796,0.10934229000000001,0.12293930600000001,0,0,0,0,0,0,0,0,0,0,0,0,0.3038117490000001,1.259063654,12.568079286000001,14.130954689000001,0.2133505368404529,0.8841722131595471,8.8258813955,9.9234041455,2.550336535692155E-10,1.0569163464307845E-9,1.05567E-8,1.186865E-8,8.63533900876832E-4,3.5786770991231677E-3,0.035722657,0.040164868,0,0,0,0,0,0,0,0,1.1663443315,1.6891933244400003E-3,0.00700039391624,0.06987852083016001,0.07856810807084001,0.008159583534708671,0.030486033465291322,0.29743671299999996,0.33608233,0,28,null,"",""]
["10458_G_GEN1","WECC_Northern California (not including BANC)","California",6,"LASSEN",35,"10458","GEN1","Muck Valley Hydroelectric",0,1988,9999,"Hydro","","","","","","Non-Fossil","G",2030,"Hydro","",0,0,0,0,0,0,0,0,0,0,0,0,0,0,0,0,15.070539046654176,23.457521352105402,46.004079644005536,84.53214004276512,0,0,0,0,0,0,0,0,0,0,0,0,0,0,0,0,0,0,0,0,0.47266620511135693,0.020948049274849345,0.032605954679426424,0.06394567070516775,0.11749967465944353,0,0,0,0,0,29.9,null,"",""]
["10464_B_E0001","NY_Zone C&E","New York",36,"Jefferson",45,"10464","E0001","ReEnergy Black River",17949,2013,9999,"Biomass","FBC","dry","Baghouse + Wet Scrubber","CF + FU + LA","Wet Scrubber","Non-Fossil","B",2030,"","Biomass Retirement",0,0,0,0,0,0,0,0,0,0,0,0,0,0,0,0,0,0,0,0,0,0,0,0,0,0,0,0,0,0,0,0,0,0,0,0,0,0,0,0,0,0,0,0,0,0,0,0,0,0,18.299999999999997,"Scrubber","Wet Scrubber",""]
["10464_B_E0002","NY_Zone C&E","New York",36,"Jefferson",45,"10464","E0002","ReEnergy Black River",17949,2013,9999,"Biomass","FBC","dry","Baghouse + Wet Scrubber","CF + FU + LA","Wet Scrubber","Non-Fossil","B",2030,"","Biomass Retirement",0,0,0,0,0,0,0,0,0,0,0,0,0,0,0,0,0,0,0,0,0,0,0,0,0,0,0,0,0,0,0,0,0,0,0,0,0,0,0,0,0,0,0,0,0,0,0,0,0,0,18.299999999999997,"Scrubber","Wet Scrubber",""]
["10464_B_E0003","NY_Zone C&E","New York",36,"Jefferson",45,"10464","E0003","ReEnergy Black River",17949,2013,9999,"Biomass","FBC","dry","Baghouse + Wet Scrubber","CF + FU + LA","Wet Scrubber","Non-Fossil","B",2030,"","Biomass Retirement",0,0,0,0,0,0,0,0,0,0,0,0,0,0,0,0,0,0,0,0,0,0,0,0,0,0,0,0,0,0,0,0,0,0,0,0,0,0,0,0,0,0,0,0,0,0,0,0,0,0,18.299999999999997,"Scrubber","Wet Scrubber",""]
["10467_G_1","NY_Zone F (Capital)","New York",36,"Saratoga",91,"10467","1","Fourth Branch Hydroelectric Facility",0,1987,9999,"Hydro","","","","","","Non-Fossil","G",2030,"Hydro","",0,0,0,0,0,0,0,0,0,0,0,0,0,0,0,0,3.6695361627951515,4.936578200003278,5.6776660020052345,14.283780364803663,0,0,0,0,0,0,0,0,0,0,0,0,0,0,0,0,0,0,0,0,0.05216717313874345,0.00510065526628526,0.006861843698004556,0.007891955742787275,0.019854454707077092,0,0,0,0,0,3.3,null,"",""]
["10479_G_T101","WECC_Southern California Edison","California",6,"Mono",51,"10479","T101","Ples I",9771,1990,9999,"Geothermal","","","","","","Non-Fossil","G",2030,"Geothermal","",0.05016037836558419,0.06563873140172122,0.08195018994251076,0.19774929970981617,0,0,0,0,0,0,0,0,0,0,0,0,5.133597211863258,6.717708667550893,8.387083197950332,20.238389077364484,0,0,0,0,7.4498193936434421E-5,9.7486643861962127E-5,1.2171242207880327E-4,2.9369725987719983E-4,0,0,0,0,0,0,0,0,0,0,0,0,0.4665130895502541,5.954972765761379E-3,0.007792542054359023,0.009729016509622372,0.023476531329742773,0,0,0,0,0,3.299999999999999,null,"",""]
["10140_G_GEN1","WECC_Idaho","Idaho",16,"Clark",33,"10140","GEN1","Birch Creek Power",0,1986,9999,"Hydro","","","","","","Non-Fossil","G",2030,"Hydro","",0,0,0,0,0,0,0,0,0,0,0,0,0,0,0,0,2.078621818014717,3.0582318926688496,5.225053370416279,10.361907081099845,0,0,0,0,0,0,0,0,0,0,0,0,0,0,0,0,0,0,0,0,0.04110140913709261,2.8892843270404553E-3,0.0042509423308097,0.007262824184878599,0.014403050842728754,0,0,0,0,0,2.6000000000000005,null,"",""]
["10144_B_BLR3","WECC_Northern California (not including BANC)","California",6,"Placer",61,"10144","BLR3","Sierra Pacific Lincoln Facility",5019,2005,9999,"Biomass","","","ESPC + Cyclone + SNCR","","","Non-Fossil","B",2030,"","Biomass Retirement",0,0,0,0,0,0,0,0,0,0,0,0,0,0,0,0,0,0,0,0,0,0,0,0,0,0,0,0,0,0,0,0,0,0,0,0,0,0,0,0,0,0,0,0,0,0,0,0,0,0,17.5,"SNCR","",""]
["10156_G_GEN2","WECC_Northern California (not including BANC)","California",6,"Fresno",19,"10156","GEN2","Fresno Cogen Partners",8754,1990,9999,"Combined Cycle","","","SCR","H2O","","Fossil","G",2030,"NaturalGas","",0.010602974386363637,0.004446408613636365,0.000659976,0.015709359000000003,0,0,0,0,0,0,0,0,0,0,0,0,1.2112111679999997,0.507927264,0.075391344,1.7945297759999999,0.6206962571818184,0.26029197881818167,0.038634985,0.919623221,7.424464772727273E-10,3.113485227272728e-10,4.62e-11,1.099995E-9,3.8606272727272748E-5,1.6189727272727257E-5,2.4000000000000003E-6,5.7196e-05,0,0,0,0,0,0,0,0,0.189528395,0.004950941351000599,0.00209272253586281,0.000313911869105819,0.007357575755969227,0.03917453812272104,0.014101487877278948,0.002025052,0.05530107799999999,0,6,"SCR","",""]
["10156_G_GEN3","WECC_Northern California (not including BANC)","California",6,"Fresno",19,"10156","GEN3","Fresno Cogen Partners",19283,2001,9999,"Combustion Turbine","","","SCR","","","Fossil","G",2030,"NaturalGas","",0,0,0,0,0,0,0,0,0,0,0,0,0,0,0,0,0,0,0,0,0,0,0,0,0,0,0,0,0,0,0,0,0,0,0,0,0,0,0,0,0.47839126,0,0,0,0,0,0,0,0,0,21.9,"SCR","",""]
["10156_G_GEN4","WECC_Northern California (not including BANC)","California",6,"Fresno",19,"10156","GEN4","Fresno Cogen Partners",8754,2004,9999,"Combined Cycle","","","SCR","H2O","","Fossil","G",2030,"NaturalGas","",0.07952207786363635,0.03334796813636364,0.004949819,0.117819865,0,0,0,0,0,0,0,0,0,0,0,0,9.084084751999999,3.809454896,0.565435094,13.458974741999999,4.6552224403636355,1.952190055636365,0.289762393,6.897174889,5.5669306818181794E-9,2.3345193181818208E-9,3.465e-10,8.24795e-09,2.8942163636363626E-4,1.2137036363636374E-4,1.8E-5,4.28792E-4,0,0,0,0,0,0,0,0,1.421462962,0.03713206418739929,0.015695420732942,0.00235433907658636,0.05518182399692765,0.2938090704801045,0.10576117151989556,0.015187892,0.41475813400000006,0,45,"SCR","",""]
["1016_G_1","SERC_VACAR","North Carolina",37,"Cumberland",51,"1016","1","Butler-Warner Generation Plant",12530,1976,9999,"Combined Cycle","","","","H2O","","Fossil","G",2030,"NaturalGas","",4.2836831666666665E-3,0,0,4.2836831666666665E-3,0,0,0,0,0,0,0,0,0,0,0,0,0.341874155,0,0,0.341874155,0.2507668121666667,0,0,0.2507668121666667,3E-10,0,0,3E-10,4.5150016666666671E-4,0,0,4.5150016666666671E-4,0,0,0,0,0,0,0,0,0.6035234668333334,1.3724826235018664E-3,0,0,1.3724826235018664E-3,0.015582847666666667,0,0,0.015582847666666667,0,20,null,"",""]
["1016_G_2","SERC_VACAR","North Carolina",37,"Cumberland",51,"1016","2","Butler-Warner Generation Plant",12530,1976,9999,"Combined Cycle","","","","H2O","","Fossil","G",2030,"NaturalGas","",4.2836831666666665E-3,0,0,4.2836831666666665E-3,0,0,0,0,0,0,0,0,0,0,0,0,0.341874155,0,0,0.341874155,0.2507668121666667,0,0,0.2507668121666667,3E-10,0,0,3E-10,4.5150016666666671E-4,0,0,4.5150016666666671E-4,0,0,0,0,0,0,0,0,0.6035234668333334,1.3724826235018664E-3,0,0,1.3724826235018664E-3,0.015582847666666667,0,0,0.015582847666666667,0,20,null,"",""]
["1016_G_3","SERC_VACAR","North Carolina",37,"Cumberland",51,"1016","3","Butler-Warner Generation Plant",12530,1976,9999,"Combined Cycle","","","","H2O","","Fossil","G",2030,"NaturalGas","",4.2836831666666665E-3,0,0,4.2836831666666665E-3,0,0,0,0,0,0,0,0,0,0,0,0,0.341874155,0,0,0.341874155,0.2507668121666667,0,0,0.2507668121666667,3E-10,0,0,3E-10,4.5150016666666671E-4,0,0,4.5150016666666671E-4,0,0,0,0,0,0,0,0,0.6035234668333334,1.3724826235018664E-3,0,0,1.3724826235018664E-3,0.015582847666666667,0,0,0.015582847666666667,0,20,null,"",""]
["1016_G_4","SERC_VACAR","North Carolina",37,"Cumberland",51,"1016","4","Butler-Warner Generation Plant",15300,1976,9999,"Combustion Turbine","","","","H2O","","Fossil","G",2030,"NaturalGas","",5.2293991865056571E-4,0,2.7504654225299119E-4,7.9798646090355684E-4,0,0,0,0,0,0,0,0,0,0,0,0,0.034179080625,0,0.017976895,0.052155975625,0.0306129036619127,0,0.016101221693050446,0.046714125354963144,3.666071265906508e-11,0,1.9239299618600267E-11,5.590001227766535e-11,7.79312166134762e-05,0,4.0988915751073836E-5,1.1892013236455005E-4,0,0,0,0,0,0,0,0,0.394504303125,0.00016132526055,0,8.48509444e-05,2.4617620495000003E-4,1.902310139767358E-3,0,8.5017222792099507E-4,2.7524823676883534E-3,0,20,null,"",""]
["1016_G_5","SERC_VACAR","North Carolina",37,"Cumberland",51,"1016","5","Butler-Warner Generation Plant",15301,1977,9999,"Combustion Turbine","","","","H2O","","Fossil","G",2030,"NaturalGas","",5.2297409773021612E-4,0,2.7506451915117766E-4,7.9803861688139367E-4,0,0,0,0,0,0,0,0,0,0,0,0,0.034179080625,0,0.017976895,0.052155975625,0.030614904505289295,0,0.016102274060481363,0.046717178565770665,3.666310878407548e-11,0,1.9240557089163573E-11,5.5903665873239055E-11,7.792323578862481E-5,0,4.0984718134615717E-5,1.1890795392324052E-4,0,0,0,0,0,0,0,0,0.394504303125,0.00016132526055,0,8.48509444e-05,2.4617620495000003E-4,1.9024344737634214E-3,0,8.5022779473327762E-4,0.002752662268496699,0,20,null,"",""]
["1016_G_6","SERC_VACAR","North Carolina",37,"Cumberland",51,"1016","6","Butler-Warner Generation Plant",12530,1978,9999,"Combined Cycle","","","","H2O","","Fossil","G",2030,"NaturalGas","",4.2836831666666665E-3,0,0,4.2836831666666665E-3,0,0,0,0,0,0,0,0,0,0,0,0,0.341874155,0,0,0.341874155,0.2507668121666667,0,0,0.2507668121666667,3E-10,0,0,3E-10,4.5150016666666671E-4,0,0,4.5150016666666671E-4,0,0,0,0,0,0,0,0,0.6035234668333334,1.3724826235018664E-3,0,0,1.3724826235018664E-3,0.015582847666666667,0,0,0.015582847666666667,0,20,null,"",""]
["1016_G_7","SERC_VACAR","North Carolina",37,"Cumberland",51,"1016","7","Butler-Warner Generation Plant",12530,1979,9999,"Combined Cycle","","","","H2O","","Fossil","G",2030,"NaturalGas","",4.2836831666666665E-3,0,0,4.2836831666666665E-3,0,0,0,0,0,0,0,0,0,0,0,0,0.341874155,0,0,0.341874155,0.2507668121666667,0,0,0.2507668121666667,3E-10,0,0,3E-10,4.5150016666666671E-4,0,0,4.5150016666666671E-4,0,0,0,0,0,0,0,0,0.6035234668333334,1.3724826235018664E-3,0,0,1.3724826235018664E-3,0.015582847666666667,0,0,0.015582847666666667,0,20,null,"",""]
["1016_G_8","SERC_VACAR","North Carolina",37,"Cumberland",51,"1016","8","Butler-Warner Generation Plant",12530,1980,9999,"Combined Cycle","","","","H2O","","Fossil","G",2030,"NaturalGas","",4.2836831666666665E-3,0,0,4.2836831666666665E-3,0,0,0,0,0,0,0,0,0,0,0,0,0.341874155,0,0,0.341874155,0.2507668121666667,0,0,0.2507668121666667,3E-10,0,0,3E-10,4.5150016666666671E-4,0,0,4.5150016666666671E-4,0,0,0,0,0,0,0,0,0.6035234668333334,1.3724826235018664E-3,0,0,1.3724826235018664E-3,0.015582847666666667,0,0,0.015582847666666667,0,20,null,"",""]
["1016_G_9","SERC_VACAR","North Carolina",37,"Cumberland",51,"1016","9","Butler-Warner Generation Plant",12530,1988,9999,"Combined Cycle","","","","H2O","","Fossil","G",2030,"NaturalGas","",0.01392197,0,0,0.01392197,0,0,0,0,0,0,0,0,0,0,0,0,1.111090995,0,0,1.111090995,0.814992133,0,0,0.814992133,9.75e-10,0,0,9.75e-10,1.4673750000000001E-3,0,0,1.4673750000000001E-3,0,0,0,0,0,0,0,0,1.961451267,0.00446056849125345,0,0,0.00446056849125345,0.050644254,0,0,0.050644254,0,65,null,"",""]
["10167_G_GEN1","ERCOT_Rest","Texas",48,"Calhoun",57,"10167","GEN1","Seadrift Coke LP",10986,1983,9999,"Coal Steam","","","","","","Fossil","G",2030,"Pet. Coke","",0.14727354283018868,0.1996374691698113,0.18704386599999995,0.5339548779999999,0,0,0,0,0,0,0,0,0,0,0,0,13.4055648,18.171987839999996,17.025655227999998,48.603207868,16.57784545344336,22.472190503556632,21.054590788000002,60.10462674499999,9.8083920990566074E-6,1.3295820400943388E-5,1.24571125e-05,3.5561324999999996E-5,0.034967190141509424,0.0473999688584906,0.044409868000000005,0.12677702700000004,0.567003109245283,0.768604214754717,0.7201188170000001,2.055726141,3.1367716981132044E-5,4.2520683018867951E-5,3.98447e-05,1.137331E-4,0.180966889,0.0203889402791561,0.02763834126730059,0.025894848358585694,0.07392212990504238,0.26448494518867915,0.35852403681132095,0.3359074800000001,0.9589164620000001,0,7.6,null,"",""]
["10169_G_GEN1","WECC_Southern California Edison","California",6,"Los Angeles",37,"10169","GEN1","Carson Cogeneration",8642,1989,9999,"Combined Cycle","","","SCR","H2O","","Fossil","G",2030,"NaturalGas","",0.0711782623611111,2.033664638888889E-3,0,0.073211927,0,0,0,0,0,0,0,0,0,0,0,0,8.236318125,0.235323375,0,8.4716415,4.992223168333334,0.14263494766666654,0,5.134858116,5.9711458333333326E-9,1.7060416666666665E-10,0,6.1417499999999994E-9,0.011535274722222221,3.2957927777777819E-4,0,0.011864854,0,0,0,0,0,0,0,0,1.304587119,0.0336667371160322,0.000979831325072804,0,0.034646568441105,0.2627781340427142,0.006300722957285793,0,0.269078857,0,41.3,"SCR","",""]
["10169_G_GEN2","WECC_Southern California Edison","California",6,"Los Angeles",37,"10169","GEN2","Carson Cogeneration",8642,1990,9999,"Combined Cycle","","","SCR","H2O","","Fossil","G",2030,"NaturalGas","",0.013787556805555556,3.9393019444444445E-4,0,0.014181487,0,0,0,0,0,0,0,0,0,0,0,0,1.5954128049999998,0.04558322299999999,0,1.6409960279999998,0.9670166508333333,0.02762904716666668,0,0.994645698,1.1560694444444442E-9,3.3030555555555546E-11,0,1.1890999999999998E-9,2.2343484722222224E-3,6.3838527777777679E-5,0,0.002298187,0,0,0,0,0,0,0,0,0.252704527,6.5214022433702995E-3,1.8979784644504197E-4,0,0.006711200089815341,0.050901336894699556,1.2204791053004448E-3,0,0.052121816,0,8,"SCR","",""]
["10175_G_0799","WECC_San Diego Gas and Electric","California",6,"San Diego",73,"10175","0799","Childrens Hospital",13469,2000,9999,"Combustion Turbine","","","","","","Fossil","G",2030,"Oil","",0,0,0,0,0,0,0,0,0,0,0,0,0,0,0,0,0,0,0,0,0,0,0,0,0,0,0,0,0,0,0,0,0,0,0,0,0,0,0,0,0.03945043046153846,0,0,0,0,0,0,0,0,0,2,null,"",""]
["10175_G_1711","WECC_San Diego Gas and Electric","California",6,"San Diego",73,"10175","1711","Childrens Hospital",9185,2004,9999,"Combustion Turbine","","","","","","Fossil","G",2030,"NaturalGas","",0,0,0,0,0,0,0,0,0,0,0,0,0,0,0,0,0,0,0,0,0,0,0,0,0,0,0,0,0,0,0,0,0,0,0,0,0,0,0,0,0.094681033,0,0,0,0,0,0,0,0,0,4.8,null,"",""]
["10175_G_5083","WECC_San Diego Gas and Electric","California",6,"San Diego",73,"10175","5083","Childrens Hospital",13469,2010,9999,"Combustion Turbine","","","","","","Fossil","G",2030,"Oil","",0,0,0,0,0,0,0,0,0,0,0,0,0,0,0,0,0,0,0,0,0,0,0,0,0,0,0,0,0,0,0,0,0,0,0,0,0,0,0,0,0.029587822846153845,0,0,0,0,0,0,0,0,0,1.5,null,"",""]
["10175_G_5084","WECC_San Diego Gas and Electric","California",6,"San Diego",73,"10175","5084","Childrens Hospital",13469,2010,9999,"Combustion Turbine","","","","","","Fossil","G",2030,"Oil","",0,0,0,0,0,0,0,0,0,0,0,0,0,0,0,0,0,0,0,0,0,0,0,0,0,0,0,0,0,0,0,0,0,0,0,0,0,0,0,0,0.029587822846153845,0,0,0,0,0,0,0,0,0,1.5,null,"",""]
["10175_G_5085","WECC_San Diego Gas and Electric","California",6,"San Diego",73,"10175","5085","Childrens Hospital",13469,2010,9999,"Combustion Turbine","","","","","","Fossil","G",2030,"Oil","",0,0,0,0,0,0,0,0,0,0,0,0,0,0,0,0,0,0,0,0,0,0,0,0,0,0,0,0,0,0,0,0,0,0,0,0,0,0,0,0,0.029587822846153845,0,0,0,0,0,0,0,0,0,1.5,null,"",""]
["10176_G_NO.6","ISONE_MA, VT, NH, RI (Rest of ISO New England)","Massachusetts",25,"Suffolk",25,"10176","NO.6","M Street Jet",15347,1979,9999,"Combustion Turbine","","","","H2O","","Fossil","G",2030,"Oil","",0,0,0,0,0,0,0,0,0,0,0,0,0,0,0,0,0,0,0,0,0,0,0,0,0,0,0,0,0,0,0,0,0,0,0,0,0,0,0,0,0.986260758,0,0,0,0,0,0,0,0,0,50,null,"",""]
["10184_G_EG1","ERCOT_Rest","Texas",48,"Travis",453,"10184","EG1","Central Utility Plant",10245,1988,9999,"Combustion Turbine","","","","","","Fossil","G",2030,"NaturalGas","",0,0,6.1735986885245895E-3,6.1735986885245895E-3,0,0,0,0,0,0,0,0,0,0,0,0,0,0,0.6025962617704919,0.6025962617704919,0,0,0.4050741381639344,0.4050741381639344,0,0,4.844655737704918e-10,4.844655737704918e-10,0,0,3.6706815737704915E-3,3.6706815737704915E-3,0,0,0,0,0,0,0,0,0.14995855711475412,0,0,2.8442543555567213E-3,2.8442543555567213E-3,0,0,0.016793638229508197,0.016793638229508197,0,3.6000000000000005,null,"",""]
["10184_G_EG2","ERCOT_Rest","Texas",48,"Travis",453,"10184","EG2","Central Utility Plant",10245,1988,9999,"Combustion Turbine","","","","","","Fossil","G",2030,"NaturalGas","",0,0,0.00428722131147541,0.00428722131147541,0,0,0,0,0,0,0,0,0,0,0,0,0,0,0.4184696262295082,0.4184696262295082,0,0,0.2813014848360656,0.2813014848360656,0,0,3.364344262295082e-10,3.364344262295082e-10,0,0,0.002549084426229508,0.002549084426229508,0,0,0,0,0,0,0,0,0.10413788688524589,0,0,1.9751766358032784E-3,1.9751766358032784E-3,0,0,0.011662248770491804,0.011662248770491804,0,2.5,null,"",""]
["10184_G_TG1","ERCOT_Rest","Texas",48,"Travis",453,"10184","TG1","Central Utility Plant",11765,1988,9999,"O/G Steam","","","","","","Fossil","G",2030,"NaturalGas","",0,0,4.008453999999999E-3,4.008453999999999E-3,0,0,0,0,0,0,0,0,0,0,0,0,0,0,0.34071005600000004,0.34071005600000004,0,0,0.4359016179999999,0.4359016179999999,0,0,5.211999999999999e-10,5.211999999999999e-10,0,0,7.9075999999999973E-4,7.9075999999999973E-4,0,0,0,0,0,0,0,0,0.041958107,0,0,2.9967528337616407E-4,2.9967528337616407E-4,0,0,0.010903935999999998,0.010903935999999998,0,2.2,null,"",""]
["10190_G_GEN1","NY_Zone F (Capital)","New York",36,"Rensselaer",83,"10190","GEN1","Castleton Energy Center",9066,1992,9999,"Combined Cycle","","","","STM","","Fossil","G",2030,"NaturalGas","",0,0,0.20496801499999998,0.20496801499999998,0,0,0,0,0,0,0,0,0,0,0,0,0,0,22.6084287,22.6084287,0,0,11.998827575,11.998827575,0,0,1.4350100000000002E-8,1.4350100000000002E-8,0,0,0.004927435000000001,0.004927435000000001,0,0,0,0,0,0,0,0,1.382068739,0,0,0.0890413624312504,0.0890413624312504,0,0,0.49861713100000005,0.49861713100000005,0,45.8,null,"",""]
["10190_G_GEN2","NY_Zone F (Capital)","New York",36,"Rensselaer",83,"10190","GEN2","Castleton Energy Center",9066,1992,9999,"Combined Cycle","","","","STM","","Fossil","G",2030,"NaturalGas","",0,0,0.547572986,0.547572986,0,0,0,0,0,0,0,0,0,0,0,0,0,0,60.39852037899999,60.39852037899999,0,0,32.054922587,32.054922587,0,0,3.83077e-08,3.83077e-08,0,0,0.013163704999999998,0.013163704999999998,0,0,0,0,0,0,0,0,0.736298629,0,0,0.12900396467728484,0.12900396467728484,0,0,1.332057942,1.332057942,0,24.4,null,"",""]
["10213_G_GEN1","WECC_LADWP","California",6,"Los Angeles",37,"10213","GEN1","El Segundo Cogen",9543,1987,9999,"Combined Cycle","","","SCR","","","Fossil","G",2030,"NaturalGas","",0.005110481106882505,2.1043157498927957E-3,0,0.007214796856775301,0,0,0,0,0,0,0,0,0,0,0,0,0.5355214424382504,0.22050882923927956,0,0.75603027167753,0.2991675650078258,0.12318664441498724,0,0.42235420942281304,3.582903087478559e-10,1.4753130360205836E-10,0,5.058216123499143E-10,5.9330665201543726E-5,2.4430273906518023E-5,0,8.3760939108061753E-5,0,0,0,0,0,0,0,0,1.2224581476946828,2.229785649424628E-3,0.000918147032116023,0,0.003147932681540651,0.018969859166290612,6.771908175904927E-3,0,0.025741767342195538,0,38.7,"SCR","",""]
["10213_G_GEN2","WECC_LADWP","California",6,"Los Angeles",37,"10213","GEN2","El Segundo Cogen",9543,1987,9999,"Combined Cycle","","","SCR","","","Fossil","G",2030,"NaturalGas","",0.005110481106882505,2.1043157498927957E-3,0,0.007214796856775301,0,0,0,0,0,0,0,0,0,0,0,0,0.5355214424382504,0.22050882923927956,0,0.75603027167753,0.2991675650078258,0.12318664441498724,0,0.42235420942281304,3.582903087478559e-10,1.4753130360205836E-10,0,5.058216123499143E-10,5.9330665201543726E-5,2.4430273906518023E-5,0,8.3760939108061753E-5,0,0,0,0,0,0,0,0,1.2224581476946828,2.229785649424628E-3,0.000918147032116023,0,0.003147932681540651,0.018969859166290612,6.771908175904927E-3,0,0.025741767342195538,0,38.7,"SCR","",""]
["10213_G_GEN5","WECC_LADWP","California",6,"Los Angeles",37,"10213","GEN5","El Segundo Cogen",9543,1996,9999,"Combined Cycle","","","SCR","","","Fossil","G",2030,"NaturalGas","",0.005176507994568326,2.1315032918810747E-3,0,0.0073080112864494,0,0,0,0,0,0,0,0,0,0,0,0,0.5424403241234992,0.22335778052144079,0,0.7657981046449399,0.3030327790260148,0.12477820312835917,0,0.42781098215437396,3.629193825042882e-10,1.494373927958834E-10,0,5.123567753001716e-10,6.0097211263579185E-5,2.4745910520297327E-5,0,8.4843121783876509E-5,0,0,0,0,0,0,0,0,1.2382521806106346,2.2585942495463936E-3,9.30009396872044E-4,0,0.003188603646418438,0.019214947786010128,6.85940052959879E-3,0,0.026074348315608918,0,39.199999999999996,"SCR","",""]
["10213_G_GEN6","WECC_LADWP","California",6,"Los Angeles",37,"10213","GEN6","El Segundo Cogen",9543,1996,9999,"Combined Cycle","","","SCR","NH3 + STM","","Fossil","G",2030,"NaturalGas","",1.2016889166666664E-3,4.9481308333333327E-4,0,1.6965019999999997E-3,0,0,0,0,0,0,0,0,0,0,0,0,0.125923641,0.051850911000000006,0,0.177774552,0.07034689179166666,0.028966367208333312,0,0.09931325899999997,8.404374999999998e-11,3.460625e-11,0,1.1864999999999997E-10,1.398249999999999E-5,5.7575000000000071E-6,0,1.9739999999999997E-5,0,0,0,0,0,0,0,0,0.083094824,0.000524316498601221,2.1589502883579705E-4,0,7.4021152743701806E-4,0.004460613088092079,1.5923609119079204E-3,0,6.052974E-3,0,9.1,"SCR","",""]
["10213_G_GEN7","WECC_LADWP","California",6,"Los Angeles",37,"10213","GEN7","El Segundo Cogen",8762,2013,9999,"Combined Cycle","","","SCR","","","Fossil","G",2030,"NaturalGas","",0.06647374059745763,2.0319484025423727E-3,0,0.068505689,0,0,0,0,0,0,0,0,0,0,0,0,7.586594357000001,0.23190463100000003,0,7.818498988000001,3.891372726,0.11895025800000014,0,4.010322984,4.6535516949152538E-9,1.4224830508474574E-10,0,4.7957999999999995E-9,2.6515483050847458E-4,8.1051694915254335E-6,0,2.7326E-4,0,0,0,0,0,0,0,0,1.285634279,0.031010929149011206,9.6559647711686022E-4,0,0.031976525626128065,0.24674731163662414,0.006539022363375868,0,0.253286334,0,40.7,"SCR","",""]
["10213_G_GEN8","WECC_LADWP","California",6,"Los Angeles",37,"10213","GEN8","El Segundo Cogen",8762,2013,9999,"Combined Cycle","","","SCR","NH3 + STM","","Fossil","G",2030,"NaturalGas","",0.008493010330508474,2.5961166949152546E-4,0,0.008752622,0,0,0,0,0,0,0,0,0,0,0,0,0.969294712,0.029629096,0,0.9989238079999999,0.49717789444067795,0.015197577559322047,0,0.512375472,5.947207627118645e-10,1.8179237288135595E-11,0,6.129e-10,3.3915288135593215E-5,1.036711864406781E-6,0,3.4951999999999993E-5,0,0,0,0,0,0,0,0,0.164257942,0.00396208472786062,0.000123368604561231,0,4.0854533324218515E-3,0.03152545939612111,8.3545260387888926E-4,0,0.032360912,0,5.2,"SCR","",""]
["10218_G_HY1","NY_Zone F (Capital)","New York",36,"Warren",113,"10218","HY1","Warrensburg Hydroelectric",0,1988,9999,"Hydro","","","","","","Non-Fossil","G",2030,"Hydro","",0,0,0,0,0,0,0,0,0,0,0,0,0,0,0,0,3.616698041052092,4.888848402068281,6.000856313900796,14.506402757021167,0,0,0,0,0,0,0,0,0,0,0,0,0,0,0,0,0,0,0,0,0.045843879428571446,0.005027210277062406,0.006795499278874896,0.00834119027632211,0.020163899832259413,0,0,0,0,0,2.900000000000001,null,"",""]
["10219_G_HY1","NY_Zone F (Capital)","New York",36,"Washington",115,"10219","HY1","Middle Falls Hydro",0,1989,9999,"Hydro","","","","","","Non-Fossil","G",2030,"Hydro","",0,0,0,0,0,0,0,0,0,0,0,0,0,0,0,0,1.3718509810887243,1.8543907731983134,2.276186877686509,5.5024286319735465,0,0,0,0,0,0,0,0,0,0,0,0,0,0,0,0,0,0,0,0,0.01738905771428572,1.9068728637133257E-3,2.5776031747456497E-3,3.1638997599842487E-3,0.007648375798443224,0,0,0,0,0,1.1000000000000003,null,"",""]
["10219_G_HY2","NY_Zone F (Capital)","New York",36,"Washington",115,"10219","HY2","Middle Falls Hydro",0,1989,9999,"Hydro","","","","","","Non-Fossil","G",2030,"Hydro","",0,0,0,0,0,0,0,0,0,0,0,0,0,0,0,0,1.3718509810887243,1.8543907731983134,2.276186877686509,5.5024286319735465,0,0,0,0,0,0,0,0,0,0,0,0,0,0,0,0,0,0,0,0,0.01738905771428572,1.9068728637133257E-3,2.5776031747456497E-3,3.1638997599842487E-3,0.007648375798443224,0,0,0,0,0,1.1000000000000003,null,"",""]
["10221_G_GEN1","NY_Zone F (Capital)","New York",36,"Saratoga",91,"10221","GEN1","New York State Dam Hydro",0,1990,9999,"Hydro","","","","","","Non-Fossil","G",2030,"Hydro","",0,0,0,0,0,0,0,0,0,0,0,0,0,0,0,0,7.108682356550663,9.609115824754898,11.79478654801191,28.512584729317467,0,0,0,0,0,0,0,0,0,0,0,0,0,0,0,0,0,0,0,0,0.09010693542857146,9.881068475605416E-3,0.013356670996409279,0.016394753301736564,0.03963249277375126,0,0,0,0,0,5.700000000000001,null,"",""]
["10221_G_GEN2","NY_Zone F (Capital)","New York",36,"Saratoga",91,"10221","GEN2","New York State Dam Hydro",0,1990,9999,"Hydro","","","","","","Non-Fossil","G",2030,"Hydro","",0,0,0,0,0,0,0,0,0,0,0,0,0,0,0,0,7.108682356550663,9.609115824754898,11.79478654801191,28.512584729317467,0,0,0,0,0,0,0,0,0,0,0,0,0,0,0,0,0,0,0,0,0.09010693542857146,9.881068475605416E-3,0.013356670996409279,0.016394753301736564,0.03963249277375126,0,0,0,0,0,5.700000000000001,null,"",""]
["1024_B_5","MISO_Indiana (including parts of Kentucky)","Indiana",18,"Montgomery",107,"1024","5","Crawfordsville Power Plant",14500,1956,9999,"Coal Steam","stoker/SPR","dry","Cyclone","","","Fossil","B",2030,"Coal","",0.27110989826582993,0.2654090557341701,0.344321456,0.88084041,0.27110989826582993,0.2654090557341701,0.344321456,0.88084041,0,0,0,0,0,0,0,0,18.697234319999996,18.304072766999997,23.746307124,60.747614211,27.603506079225046,27.023065296774956,35.05766263699999,89.684234013,1.0884174331602704E-3,0.00106553041783973,0.001382337846,3.5362856970000004E-3,0.06436962200920161,0.06301607099079841,0.08175221099999999,0.209137904,0.8118108705372263,0.7947402804627736,1.0310353880000003,2.637586539,0.005310779988297433,0.005199106011702571,0.006744764999999998,0.017254651000000003,0.46878419,0.028437204968482094,0.02783923333925409,0.0361164967701873,0.09239293507792348,0.49633857160597966,0.48590166739402035,0.630371742,1.6126119810000001,0,10.6,null,"",""]
["1024_B_6","MISO_Indiana (including parts of Kentucky)","Indiana",18,"Montgomery",107,"1024","6","Crawfordsville Power Plant",14500,1965,9999,"Coal Steam","stoker/SPR","dry","ESPC + Cyclone","","","Fossil","B",2030,"Coal","",0.3222626937318204,0.3154862552681798,0.40928777399999994,1.0470367230000002,0.3222626937318204,0.3154862552681798,0.40928777399999994,1.0470367230000002,0,0,0,0,0,0,0,0,22.225013280000002,21.757672698000004,28.226743068000005,72.20942904600001,32.81171314685882,32.12175877314117,41.672316904000006,106.605788824,8.2801865504376416E-4,8.1060733945623566E-4,1.0516200615E-3,0.002690246056,0.07651483189773073,0.07490590210226927,0.09717719500000001,0.248597929,0.9649826840339071,0.944691331966093,1.2255703969999998,3.1352444129999997,0.006312645157459056,0.006179904842540942,0.008017347,0.020509897,0.557234037,0.033802713666295704,0.03309192084565871,0.04293093109277551,0.10982556560472992,0.5899873289012093,0.5775812610987906,0.7493098220000001,1.916878412,0,12.6," ","",""]
["1024_G_D1","MISO_Indiana (including parts of Kentucky)","Indiana",18,"Montgomery",107,"1024","D1","Crawfordsville Power Plant",12283,1994,9999,"Combustion Turbine","","","","","","Fossil","G",2030,"Oil","",0,0,0,0,0,0,0,0,0,0,0,0,0,0,0,0,0,0,0,0,0,0,0,0,0,0,0,0,0,0,0,0,0,0,0,0,0,0,0,0,0.03646948914606743,0,0,0,0,0,0,0,0,0,0.9000000000000002,null,"",""]
["10243_G_GEN5","ERCOT_Rest","Texas",48,"Nueces",355,"10243","GEN5","Ticona Polymers Inc",11373,1989,9999,"Combustion Turbine","","","","","","Fossil","G",2030,"NaturalGas","",0,0,0.017656955,0.017656955,0,0,0,0,0,0,0,0,0,0,0,0,0,0,1.552532763,1.552532763,0,0,1.090259674,1.090259674,0,0,1.305e-09,1.305e-09,0,0,0.004412814,0.004412814,0,0,0,0,0,0,0,0,1.343311367,0,0,0.00863208216228,0.00863208216228,0,0,0.048031066,0.048031066,0,32.5,null,"",""]
["10253_G_LGEN","WECC_Northern California (not including BANC)","California",6,"Sierra",91,"10253","LGEN","Haypress",0,1989,9999,"Hydro","","","","","","Non-Fossil","G",2030,"Hydro","",0,0,0,0,0,0,0,0,0,0,0,0,0,0,0,0,2.4741474819351623,3.9455817541535243,7.47683162850186,13.896560864590548,0,0,0,0,0,0,0,0,0,0,0,0,0,0,0,0,0,0,0,0,0.07904117140843267,3.4390649998898757E-3,0.005484358638273392,0.010392795963617587,0.019316219601780857,0,0,0,0,0,5.000000000000001,null,"",""]
["10253_G_UGEN","WECC_Northern California (not including BANC)","California",6,"Sierra",91,"10253","UGEN","Haypress",0,1988,9999,"Hydro","","","","","","Non-Fossil","G",2030,"Hydro","",0,0,0,0,0,0,0,0,0,0,0,0,0,0,0,0,2.4741474819351623,3.9455817541535243,7.47683162850186,13.896560864590548,0,0,0,0,0,0,0,0,0,0,0,0,0,0,0,0,0,0,0,0,0.07904117140843267,3.4390649998898757E-3,0.005484358638273392,0.010392795963617587,0.019316219601780857,0,0,0,0,0,5.000000000000001,null,"",""]
["10282_G_BCHY","WECC_Northern California (not including BANC)","California",6,"Trinity",105,"10282","BCHY","Big Creek Water Works",0,1987,9999,"Hydro","","","","","","Non-Fossil","G",2030,"Hydro","",0,0,0,0,0,0,0,0,0,0,0,0,0,0,0,0,2.3751815826577554,3.787758483987383,7.177758363361785,13.340698430006924,0,0,0,0,0,0,0,0,0,0,0,0,0,0,0,0,0,0,0,0,0.07587952455209536,3.30150239989428E-3,0.005264984292742456,0.009977084125072882,0.018543570817709618,0,0,0,0,0,4.800000000000001,null,"",""]
["10287_G_GEN1","WECC_Northern Nevada","Nevada",32,"Lander",15,"10287","GEN1","Beowawe Power",9771,1985,9999,"Geothermal","","","","","","Non-Fossil","G",2030,"Geothermal","",0.2290126156273402,0.2898870555586459,0.336149534499073,0.855049205685059,0,0,0,0,0,0,0,0,0,0,0,0,23.437991570900593,29.66810516566847,34.40277704173882,87.50887377830789,0,0,0,0,4.1799382607087085E-4,0.000529101853840894,6.1354013040756017E-4,1.560635810319325E-3,0,0,0,0,0,0,0,0,0,0,0,0,1.8095053170181428,0.027188070222244683,0.03441500199217543,0.03990722136841704,0.10151029358283715,0,0,0,0,0,12.8,null,"",""]
["10287_G_GEN2","WECC_Northern Nevada","Nevada",32,"Lander",15,"10287","GEN2","Beowawe Power",9771,2011,9999,"Geothermal","","","","","","Non-Fossil","G",2030,"Geothermal","",0.023259093774651744,0.029441654080174972,0.0341401870975621,0.08684093495238882,0,0,0,0,0,0,0,0,0,0,0,0,2.380421018919591,3.0131669308882034,3.494032043301598,8.887619993109393,0,0,0,0,4.2452497960322824E-5,5.3736907030715789E-5,6.231266949451783E-5,1.5850207448555643E-4,0,0,0,0,0,0,0,0,0,0,0,0,0.1837778837596551,2.7612883819467253E-3,3.495273639830316E-3,0.004053077170229854,0.010309639192006895,0,0,0,0,0,1.2999999999999998,null,"",""]
["10290_B_EU1","ISONE_MA, VT, NH, RI (Rest of ISO New England)","New Hampshire",33,"Grafton",9,"10290","EU1","Bridgewater Power LP",15710,1987,9999,"Biomass","","","Baghouse + Cyclone + SCR","LA + OFA","","Non-Fossil","B",2030,"","Biomass Retirement",0,0,0,0,0,0,0,0,0,0,0,0,0,0,0,0,0,0,0,0,0,0,0,0,0,0,0,0,0,0,0,0,0,0,0,0,0,0,0,0,0,0,0,0,0,0,0,0,0,0,16,"SCR","",""]
["10294_G_GTG","WECC_Northern California (not including BANC)","California",6,"Monterey",53,"10294","GTG","King City Power Plant",7832,1989,9999,"Combined Cycle","","","SCR","DLNB","","Fossil","G",2030,"NaturalGas","",0.22803872176713302,0.11541551632295716,0.052853648747747756,0.39630788683783796,0,0,0,0,0,0,0,0,0,0,0,0,29.11628212027027,14.736404011891892,6.748422939477478,50.60110907163964,14.545922704864864,7.362018022054052,3.371379561666667,25.279320288585584,1.74090447764838e-08,8.8111083766693527E-9,4.0314414414414417E-9,3.02515945945946e-08,0.004133426152127737,2.0920197667911823E-3,9.5802700900900922E-4,0.007183472927927929,0,0,0,0,0,0,0,0,2.3059288055045046,0.09711978806609803,0.060236459103989025,0.027804329020971835,0.18516057619105888,0.8425313649432842,0.3660337012188779,0.16217472311711714,1.370739789279279,0,73,"SCR","",""]
["10294_G_STG","WECC_Northern California (not including BANC)","California",6,"Monterey",53,"10294","STG","King City Power Plant",7832,1989,9999,"Combined Cycle","","","SCR","DLNB + H2O + NH3","","Fossil","G",2030,"NaturalGas","",0.11870508804316512,0.06007930986674481,0.027512858252252255,0.2062972561621622,0,0,0,0,0,0,0,0,0,0,0,0,15.15642082972973,7.671004828108107,3.512877694522522,26.34030335236036,7.571850175135134,3.8322833539459444,1.7549647033333333,13.159098232414413,9.0622424863888273E-9,4.5866043604580184E-9,2.0985585585585584E-9,1.5747405405405406E-8,2.1516464901486848E-3,1.0889965909323962E-3,4.9869899099099109E-4,3.7393420720720724E-3,0,0,0,0,0,0,0,0,1.2003465014954955,0.05055550611659897,0.03135596501303538,0.014473486339683967,0.09638495746931831,0.43857797079239447,0.19053809104544325,0.08441971888288288,0.7135357807207205,0,38,"SCR","",""]
["10296_G_GEN1","WECC_Idaho","Idaho",16,"Twin Falls",83,"10296","GEN1","South Forks Hydro",0,1984,9999,"Hydro","","","","","","Non-Fossil","G",2030,"Hydro","",0,0,0,0,0,0,0,0,0,0,0,0,0,0,0,0,3.197879720022641,4.7049721425674615,8.038543646794276,15.941395509384378,0,0,0,0,0,0,0,0,0,0,0,0,0,0,0,0,0,0,0,0,0.06323293713398861,0.004445052810831469,0.006539911278168769,0.011173575669043997,0.022158539758044236,0,0,0,0,0,4,null,"",""]
["10296_G_GEN2","WECC_Idaho","Idaho",16,"Twin Falls",83,"10296","GEN2","South Forks Hydro",0,1984,9999,"Hydro","","","","","","Non-Fossil","G",2030,"Hydro","",0,0,0,0,0,0,0,0,0,0,0,0,0,0,0,0,3.197879720022641,4.7049721425674615,8.038543646794276,15.941395509384378,0,0,0,0,0,0,0,0,0,0,0,0,0,0,0,0,0,0,0,0,0.06323293713398861,0.004445052810831469,0.006539911278168769,0.011173575669043997,0.022158539758044236,0,0,0,0,0,4,null,"",""]
["10298_G_GT1","ERCOT_Rest","Texas",48,"Harris",201,"10298","GT1","Bayou Cogen Plant",12369,2014,9999,"Combustion Turbine","","","","DLNB","","Fossil","G",2030,"NaturalGas","",0,0,0,0,0,0,0,0,0,0,0,0,0,0,0,0,0,0,0,0,0,0,0,0,0,0,0,0,0,0,0,0,0,0,0,0,0,0,0,0,1.4793911366666666,0,0,0,0,0,0,0,0,0,75,null,"",""]
["10298_G_GT2","ERCOT_Rest","Texas",48,"Harris",201,"10298","GT2","Bayou Cogen Plant",12369,2015,9999,"Combustion Turbine","","","","DLNB","","Fossil","G",2030,"NaturalGas","",0,0,0,0,0,0,0,0,0,0,0,0,0,0,0,0,0,0,0,0,0,0,0,0,0,0,0,0,0,0,0,0,0,0,0,0,0,0,0,0,1.4793911366666666,0,0,0,0,0,0,0,0,0,75,null,"",""]
["10298_G_GT3","ERCOT_Rest","Texas",48,"Harris",201,"10298","GT3","Bayou Cogen Plant",12369,2015,9999,"Combustion Turbine","","","","DLNB","","Fossil","G",2030,"NaturalGas","",0,0,0,0,0,0,0,0,0,0,0,0,0,0,0,0,0,0,0,0,0,0,0,0,0,0,0,0,0,0,0,0,0,0,0,0,0,0,0,0,1.4793911366666666,0,0,0,0,0,0,0,0,0,75,null,"",""]
["10300_B_BLR1","WECC_Imperial Irrigation District (IID)","California",6,"Riverside",65,"10300","BLR1","Desert View Power",16026,1992,9999,"Biomass","","","Baghouse + Dry Scrubber + SNCR + DSI","","Dry Scrubber","Non-Fossil","B",2030,"","Biomass Retirement",0,0,0,0,0,0,0,0,0,0,0,0,0,0,0,0,0,0,0,0,0,0,0,0,0,0,0,0,0,0,0,0,0,0,0,0,0,0,0,0,0,0,0,0,0,0,0,0,0,0,23.5,"Scrubber / SNCR / DSI","Dry Scrubber",""]
["10300_B_BLR2","WECC_Imperial Irrigation District (IID)","California",6,"Riverside",65,"10300","BLR2","Desert View Power",16026,1992,9999,"Biomass","","","Baghouse + Dry Scrubber + SNCR + DSI","","Dry Scrubber","Non-Fossil","B",2030,"","Biomass Retirement",0,0,0,0,0,0,0,0,0,0,0,0,0,0,0,0,0,0,0,0,0,0,0,0,0,0,0,0,0,0,0,0,0,0,0,0,0,0,0,0,0,0,0,0,0,0,0,0,0,0,23.5,"Scrubber / SNCR / DSI","Dry Scrubber",""]
["10307_G_CT1","ISONE_MA, VT, NH, RI (Rest of ISO New England)","Massachusetts",25,"Norfolk",21,"10307","CT1","Bellingham Cogeneration Facility",8349,1991,9999,"Combined Cycle","","","","STM","","Fossil","G",2030,"NaturalGas","",6.9318890909090907E-4,0,0,6.9318890909090907E-4,0,0,0,0,0,0,0,0,0,0,0,0,0.08302658011363635,0,0,0.08302658011363635,0.04057927934090909,0,0,0.04057927934090909,4.8488636363636365E-11,0,0,4.8488636363636365E-11,2.3297727272727271E-5,0,0,2.3297727272727271E-5,0,0,0,0,0,0,0,0,3.0779696803863636,3.3331720701364952E-4,0,0,3.3331720701364952E-4,0.004558071681818182,0,0,0.004558071681818182,0,102,null,"",""]
["10307_G_CT2","ISONE_MA, VT, NH, RI (Rest of ISO New England)","Massachusetts",25,"Norfolk",21,"10307","CT2","Bellingham Cogeneration Facility",8349,1991,9999,"Combined Cycle","","","","STM","","Fossil","G",2030,"NaturalGas","",6.9318890909090907E-4,0,0,6.9318890909090907E-4,0,0,0,0,0,0,0,0,0,0,0,0,0.08302658011363635,0,0,0.08302658011363635,0.04057927934090909,0,0,0.04057927934090909,4.8488636363636365E-11,0,0,4.8488636363636365E-11,2.3297727272727271E-5,0,0,2.3297727272727271E-5,0,0,0,0,0,0,0,0,3.0779696803863636,3.3331720701364952E-4,0,0,3.3331720701364952E-4,0.004558071681818182,0,0,0.004558071681818182,0,102,null,"",""]
["10307_G_ST1","ISONE_MA, VT, NH, RI (Rest of ISO New England)","Massachusetts",25,"Norfolk",21,"10307","ST1","Bellingham Cogeneration Facility",8349,1991,9999,"Combined Cycle","","","","STM","","Fossil","G",2030,"NaturalGas","",4.077581818181818E-4,0,0,4.077581818181818E-4,0,0,0,0,0,0,0,0,0,0,0,0,0.04883916477272727,0,0,0.04883916477272727,0.023870164318181817,0,0,0.023870164318181817,2.8522727272727273E-11,0,0,2.8522727272727273E-11,1.3704545454545454E-5,0,0,1.3704545454545454E-5,0,0,0,0,0,0,0,0,1.8105704002272727,1.9606894530214682E-4,0,0,1.9606894530214682E-4,2.6812186363636362E-3,0,0,2.6812186363636362E-3,0,60,null,"",""]
["10308_G_CT1","PJM_EMAAC","New Jersey",34,"Middlesex",23,"10308","CT1","Sayreville Cogeneration Facility",8500,1991,9999,"Combined Cycle","","","","STM","","Fossil","G",2030,"NaturalGas","",0.01549829495890411,0,0.6322820863013697,0.6477803812602739,0,0,0,0,0,0,0,0,0,0,0,0,1.8233288241095886,0,74.3861277830137,76.2094566071233,0.9072701894794521,0,37.013793323835614,37.92106351331507,1.0852876712328766E-9,0,4.427298630136986E-8,4.5358273972602735E-8,5.1647035616438357E-4,0,0.021070800109589036,0.02158727046575342,0,0,0,0,0,0,0,0,3.379731413972603,0.00731990731507767,0,0.23702413287944674,0.2443440401945244,0.0546771645479452,0,1.4406090854246574,1.4952862499726025,0,112,null,"",""]
["10308_G_CT2","PJM_EMAAC","New Jersey",34,"Middlesex",23,"10308","CT2","Sayreville Cogeneration Facility",8500,1991,9999,"Combined Cycle","","","","STM","","Fossil","G",2030,"NaturalGas","",0.01549829495890411,0,0.6322820863013697,0.6477803812602739,0,0,0,0,0,0,0,0,0,0,0,0,1.8233288241095886,0,74.3861277830137,76.2094566071233,0.9072701894794521,0,37.013793323835614,37.92106351331507,1.0852876712328766E-9,0,4.427298630136986E-8,4.5358273972602735E-8,5.1647035616438357E-4,0,0.021070800109589036,0.02158727046575342,0,0,0,0,0,0,0,0,3.379731413972603,0.00731990731507767,0,0.23702413287944674,0.2443440401945244,0.0546771645479452,0,1.4406090854246574,1.4952862499726025,0,112,null,"",""]
["10308_G_ST1","PJM_EMAAC","New Jersey",34,"Middlesex",23,"10308","ST1","Sayreville Cogeneration Facility",8500,1991,9999,"Combined Cycle","","","","STM","","Fossil","G",2030,"NaturalGas","",0.00940967908219178,0,0.38388555239726024,0.393295231479452,0,0,0,0,0,0,0,0,0,0,0,0,1.1070210717808215,0,45.16300615397261,46.27002722575343,0.550842615041096,0,22.472660232328767,23.023502847369862,6.589246575342465e-10,0,2.6880027397260271E-8,2.7538952054794519E-8,3.1357128767123282E-4,0,0.012792985780821917,0.01310655706849315,0,0,0,0,0,0,0,0,2.0519797870547944,0.004444229441297157,0,0.14390750924823553,0.1483517386895327,0.033196849904109586,0,0.8746555161506848,0.9078523660547944,0,68,null,"",""]
["10324_G_GEN3","WECC_Pacific Northwest","Oregon",41,"Hood River",27,"10324","GEN3","Peters Drive Plant",0,1987,9999,"Hydro","","","","","","Non-Fossil","G",2030,"Hydro","",0,0,0,0,0,0,0,0,0,0,0,0,0,0,0,0,0.36934546557975095,0.4457929307163377,0.5007058192393958,1.3158442155354844,0,0,0,0,0,0,0,0,0,0,0,0,0,0,0,0,0,0,0,0,0.004742470286571598,5.1339019715585541E-4,6.1965217369570663E-4,0.000695981088742757,1.8290234595943191E-3,0,0,0,0,0,0.30000000000000004,null,"",""]
["10325_G_GEN1","WECC_Idaho","Idaho",16,"Franklin",41,"10325","GEN1","Mink Creek Hydro",0,1986,9999,"Hydro","","","","","","Non-Fossil","G",2030,"Hydro","",0,0,0,0,0,0,0,0,0,0,0,0,0,0,0,0,1.5989398600113205,2.3524860712837308,4.019271823397138,7.970697754692189,0,0,0,0,0,0,0,0,0,0,0,0,0,0,0,0,0,0,0,0,0.03161646856699431,2.2225264054157347E-3,3.2699556390843845E-3,5.5867878345219986E-3,0.011079269879022118,0,0,0,0,0,2,null,"",""]
["10328_B_BLR1","MISO_Lower Michigan","Michigan",26,"Ingham",65,"10328","BLR1","T B Simon Power Plant",8300,1965,9999,"O/G Steam","wall","dry","SNCR","LNB","","Fossil","B",2030,"NaturalGas","",0.17407770975,0,0.44332381725,0.617401527,0,0,0,0,0,0,0,0,0,0,0,0,20.973217983999998,0,53.41250808,74.385726064,18.254516784499998,0,46.488789937250004,64.74330672175,2.1828500000000003E-8,0,5.5614124999999994E-8,7.7442625e-08,0.02240185336528462,0,0.05705080219530676,0.07945265556059139,0,0,0,0,0,0,0,0,0.4990454845,0.032526856815005056,0,0.082836167715123,0.11536302453012806,0.5945477225,0,1.190841103,1.7853888254999999,0,17,"SNCR","",""]
["10328_B_BLR2","MISO_Lower Michigan","Michigan",26,"Ingham",65,"10328","BLR2","T B Simon Power Plant",8300,1965,9999,"O/G Steam","wall","dry","SNCR","LNB","","Fossil","B",2030,"NaturalGas","",0.17407770975,0,0.44332381725,0.617401527,0,0,0,0,0,0,0,0,0,0,0,0,20.973217983999998,0,53.41250808,74.385726064,18.254516784499998,0,46.488789937250004,64.74330672175,2.1828500000000003E-8,0,5.5614124999999994E-8,7.7442625e-08,0.01686687428352234,0,0.042954870416817136,0.05982174470033948,0,0,0,0,0,0,0,0,0.4990454845,0.032526856815005056,0,0.082836167715123,0.11536302453012806,0.5945477225,0,1.190841103,1.7853888254999999,0,17,"SNCR","",""]
["10328_B_BLR3","MISO_Lower Michigan","Michigan",26,"Ingham",65,"10328","BLR3","T B Simon Power Plant",8300,1973,9999,"O/G Steam","wall","dry","SNCR","LNB","","Fossil","B",2030,"NaturalGas","",0.17407770975,0,0.44332381725,0.617401527,0,0,0,0,0,0,0,0,0,0,0,0,20.973217983999998,0,53.41250808,74.385726064,18.254516784499998,0,46.488789937250004,64.74330672175,2.1828500000000003E-8,0,5.5614124999999994E-8,7.7442625e-08,0.019426997002467035,0,0.04947473519999459,0.06890173220246162,0,0,0,0,0,0,0,0,0.4990454845,0.032526856815005056,0,0.082836167715123,0.11536302453012806,0.5945477225,0,1.190841103,1.7853888254999999,0,17,"SNCR","",""]
["10328_B_BLR4","MISO_Lower Michigan","Michigan",26,"Ingham",65,"10328","BLR4","T B Simon Power Plant",8300,1990,9999,"O/G Steam","","dry","SNCR","CF","","Fossil","B",2030,"NaturalGas","",0.11673487992958703,0.04937053207041301,0.44332381600000004,0.6094292280000001,0,0,0,0,0,0,0,0,0,0,0,0,14.064443280000003,5.94825684,53.41250808,73.4252082,17.993931997470558,7.610150430529447,68.335519514,93.939601942,2.1538464861205145E-8,9.1092351387948563E-9,8.1713249999999992E-8,1.1236094999999999E-7,2.2068610886932976E-3,9.3334491130670221E-4,0.008381458000000001,0.011521664000000001,0,0,0,0,0,0,0,0,0.640576803,0.021812205122757704,0.0092250077542299,0.0828361677151229,0.1138733805921105,0.39869812584302233,0.1565163351569776,1.190841103,1.7460555639999997,0,17,"SNCR","",""]
["10328_B_BLR6","MISO_Lower Michigan","Michigan",26,"Ingham",65,"10328","BLR6","T B Simon Power Plant",8300,2004,9999,"O/G Steam","wall","dry","SNCR","LNB","","Fossil","B",2030,"NaturalGas","",0.17407770975,0,0.44332381725,0.617401527,0,0,0,0,0,0,0,0,0,0,0,0,20.973217983999998,0,53.41250808,74.385726064,18.254516784499998,0,46.488789937250004,64.74330672175,2.1828500000000003E-8,0,5.5614124999999994E-8,7.7442625e-08,0.022401297348725997,0,0.05704938618788157,0.07945068353660757,0,0,0,0,0,0,0,0,0.4990454845,0.032526856815005056,0,0.082836167715123,0.11536302453012806,0.5945477225,0,1.190841103,1.7853888254999999,0,17,"SNCR","",""]
["10328_G_GEN6","MISO_Lower Michigan","Michigan",26,"Ingham",65,"10328","GEN6","T B Simon Power Plant",12369,2006,9999,"Combustion Turbine","","","","","","Fossil","G",2030,"NaturalGas","",0,0,2.7962928861630028E-4,2.7962928861630028E-4,0,0,0,0,0,0,0,0,0,0,0,0,0,0,0.022607266877697842,0.022607266877697842,0,0,0.01636949831202562,0.01636949831202562,0,0,1.9583008071387865E-11,1.9583008071387865E-11,0,0,3.7833856921173571E-6,3.7833856921173571E-6,0,0,0,0,0,0,0,0,0.2485377109640288,0,0,1.1242154684318213E-4,1.1242154684318213E-4,0,0,0.000751130488896091,0.000751130488896091,0,12.600000000000001,null,"",""]
["10339_G_GEN1","WECC_New Mexico","New Mexico",35,"Bernalillo",1,"10339","GEN1","Southside Water Reclamation Plant",15825,2002,9999,"Combustion Turbine","","","","","","Fossil","G",2030,"NaturalGas","",0,0,0,0,0,0,0,0,0,0,0,0,0,0,0,0,0,0,0,0,0,0,0,0,0,0,0,0,0,0,0,0,0,0,0,0,0,0,0,0,0.041422952,0,0,0,0,0,0,0,0,0,2.1,null,"",""]
["10339_G_GEN2","WECC_New Mexico","New Mexico",35,"Bernalillo",1,"10339","GEN2","Southside Water Reclamation Plant",15825,2002,9999,"Combustion Turbine","","","","","","Fossil","G",2030,"NaturalGas","",0,0,0,0,0,0,0,0,0,0,0,0,0,0,0,0,0,0,0,0,0,0,0,0,0,0,0,0,0,0,0,0,0,0,0,0,0,0,0,0,0.041422952,0,0,0,0,0,0,0,0,0,2.1,null,"",""]
["10342_G_TG1","WECC_Northern California (not including BANC)","California",6,"Contra Costa",13,"10342","TG1","Foster Wheeler Martinez",6117,1987,9999,"Combined Cycle","","","","","","Fossil","G",2030,"NaturalGas","",0.08539247124606436,0.03555367923702744,0.01979183043478261,0.1407379809178744,0,0,0,0,0,0,0,0,0,0,0,0,13.959861225603866,5.81227385700483,3.2355452496618358,23.00768033227053,8.402556059626258,3.4984557602771233,1.9475014763285026,13.848513296231882,1.0050574774748954E-8,4.1846184619660219E-9,2.3282608695652173E-9,1.6563454106280192E-8,1.3470785692917325E-3,5.6086442587734966E-4,3.1221927536231886E-4,2.220162270531401E-3,0,0,0,0,0,0,0,0,1.056166067004831,0.044481734709569856,0.022920581408725438,0.012848160600935639,0.08025047671923094,0.3154983278919501,0.11275645795346056,0.060728723188405796,0.4889835090338165,0,35,null,"",""]
["10342_G_TG2","WECC_Northern California (not including BANC)","California",6,"Contra Costa",13,"10342","TG2","Foster Wheeler Martinez",6117,1987,9999,"Combined Cycle","","","","","","Fossil","G",2030,"NaturalGas","",0.08539247124606436,0.03555367923702744,0.01979183043478261,0.1407379809178744,0,0,0,0,0,0,0,0,0,0,0,0,13.959861225603866,5.81227385700483,3.2355452496618358,23.00768033227053,8.402556059626258,3.4984557602771233,1.9475014763285026,13.848513296231882,1.0050574774748954E-8,4.1846184619660219E-9,2.3282608695652173E-9,1.6563454106280192E-8,1.3470785692917325E-3,5.6086442587734966E-4,3.1221927536231886E-4,2.220162270531401E-3,0,0,0,0,0,0,0,0,1.056166067004831,0.044481734709569856,0.022920581408725438,0.012848160600935639,0.08025047671923094,0.3154983278919501,0.11275645795346056,0.060728723188405796,0.4889835090338165,0,35,null,"",""]
["10342_G_TG3","WECC_Northern California (not including BANC)","California",6,"Contra Costa",13,"10342","TG3","Foster Wheeler Martinez",6117,1987,9999,"Combined Cycle","","","","","","Fossil","G",2030,"NaturalGas","",0.08173279390694731,0.034029950126869116,0.01894360913043478,0.13470635316425122,0,0,0,0,0,0,0,0,0,0,0,0,13.36158145879227,5.563176405990337,3.0968790246763285,22.021636889458936,8.042446514213703,3.348521941979532,1.8640371273429952,13.25500558353623,9.6198358558311411E-9,4.005277670738907E-9,2.2284782608695652E-9,1.5853591787439613E-8,1.289346630607801E-3,5.3682737905403461E-4,2.988384492753623E-4,2.125012458937198E-3,0,0,0,0,0,0,0,0,1.0109018069903382,0.042575374650588284,0.021938270776922918,0.012297525146609825,0.07681117057412103,0.3019769709822951,0.10792403832688369,0.0581260636231884,0.4680270729323672,0,33.5,null,"",""]
["10343_B_SG-101","PJM_Western MAAC","Pennsylvania",42,"Northumberland",97,"10343","SG-101","Foster Wheeler Mt Carmel Cogen",14500,1990,9999,"Coal Steam","FBC","dry","Baghouse + Dry Scrubber + DSI","CF","Dry Scrubber","Fossil","B",2030,"","Coal Retirement",0,0,0,0,0,0,0,0,0,0,0,0,0,0,0,0,0,0,0,0,0,0,0,0,0,0,0,0,0,0,0,0,0,0,0,0,0,0,0,0,0,0,0,0,0,0,0,0,0,0,43,"Scrubber / DSI","Dry Scrubber",""]
["10346_B_BOIL01","MISO_Lower Michigan","Michigan",26,"Montmorency",119,"10346","BOIL01","Hillman Power LLC",13500,1987,9999,"Biomass","","","ESPC + Cyclone + SCR","NH3","","Non-Fossil","B",2030,"","Biomass Retirement",0,0,0,0,0,0,0,0,0,0,0,0,0,0,0,0,0,0,0,0,0,0,0,0,0,0,0,0,0,0,0,0,0,0,0,0,0,0,0,0,-3.3006993006993007E-16,0,0,0,0,0,0,0,0,0,12.473892773892773,"SCR","",""]
["10349_G_GEN1","WECC_Northern California (not including BANC)","California",6,"Sutter",101,"10349","GEN1","Greenleaf 2 Power Plant",8700,1989,9999,"Combustion Turbine","","","","","","Fossil","G",2030,"NaturalGas","",0.12861182485447797,0.6291748931801452,0.3563269522148676,1.1141136702494907,0,0,0,0,0,0,0,0,0,0,0,0,14.782968378672138,72.31895326157226,40.95712089348268,128.05904253372708,9.298668940157718,45.4895111220215,25.762532813844192,80.55071287602341,1.1126186300369023E-8,5.4429809117146239E-8,3.0791318737270867E-8,9.6347314154786136E-8,2.2373027590554765E-3,0.01094498679287935,0.006198586588594703,0.01938087614052953,0,0,0,0,0,0,0,0,2.1746738011252544,0.06977561074733249,0.3413454593946211,0.19331761061723826,0.6044386807591918,0.4751802487588961,1.9953921501463991,1.093344101349287,3.563916500254582,0,49.5,null,"",""]
["10354_B_1","ISONE_Maine","Maine",23,"Androscoggin",1,"10354","1","ReEnergy Livermore Falls",13703,1992,9999,"Biomass","","","ESPH + Cyclone + SNCR","NH3","","Non-Fossil","B",2030,"","Biomass Retirement",0,0,0,0,0,0,0,0,0,0,0,0,0,0,0,0,0,0,0,0,0,0,0,0,0,0,0,0,0,0,0,0,0,0,0,0,0,0,0,0,0,0,0,0,0,0,0,0,0,0,36,"SNCR","",""]
["10479_G_T102","WECC_Southern California Edison","California",6,"Mono",51,"10479","T102","Ples I",9771,1990,9999,"Geothermal","","","","","","Non-Fossil","G",2030,"Geothermal","",0.05016037836558419,0.06563873140172122,0.08195018994251076,0.19774929970981617,0,0,0,0,0,0,0,0,0,0,0,0,5.133597211863258,6.717708667550893,8.387083197950332,20.238389077364484,0,0,0,0,7.4498193936434421E-5,9.7486643861962127E-5,1.2171242207880327E-4,2.9369725987719983E-4,0,0,0,0,0,0,0,0,0,0,0,0,0.4665130895502541,5.954972765761379E-3,0.007792542054359023,0.009729016509622372,0.023476531329742773,0,0,0,0,0,3.299999999999999,null,"",""]
["10479_G_T103","WECC_Southern California Edison","California",6,"Mono",51,"10479","T103","Ples I",9771,1990,9999,"Geothermal","","","","","","Non-Fossil","G",2030,"Geothermal","",0.05016037836558419,0.06563873140172122,0.08195018994251076,0.19774929970981617,0,0,0,0,0,0,0,0,0,0,0,0,5.133597211863258,6.717708667550893,8.387083197950332,20.238389077364484,0,0,0,0,7.4498193936434421E-5,9.7486643861962127E-5,1.2171242207880327E-4,2.9369725987719983E-4,0,0,0,0,0,0,0,0,0,0,0,0,0.4665130895502541,5.954972765761379E-3,0.007792542054359023,0.009729016509622372,0.023476531329742773,0,0,0,0,0,3.299999999999999,null,"",""]
["10480_G_GEN1","WECC_Southern California Edison","California",6,"Mono",51,"10480","GEN1","Mammoth Pacific I",9771,1984,9999,"Geothermal","","","","","","Non-Fossil","G",2030,"Geothermal","",0.05016037836558419,0.06563873140172122,0.08195018994251076,0.19774929970981617,0,0,0,0,0,0,0,0,0,0,0,0,5.133597211863258,6.717708667550893,8.387083197950332,20.238389077364484,0,0,0,0,7.4498193936434421E-5,9.7486643861962127E-5,1.2171242207880327E-4,2.9369725987719983E-4,0,0,0,0,0,0,0,0,0,0,0,0,0.4665130895502541,5.954972765761379E-3,0.007792542054359023,0.009729016509622372,0.023476531329742773,0,0,0,0,0,3.299999999999999,null,"",""]
["10480_G_GEN2","WECC_Southern California Edison","California",6,"Mono",51,"10480","GEN2","Mammoth Pacific I",9771,1984,9999,"Geothermal","","","","","","Non-Fossil","G",2030,"Geothermal","",0.05016037836558419,0.06563873140172122,0.08195018994251076,0.19774929970981617,0,0,0,0,0,0,0,0,0,0,0,0,5.133597211863258,6.717708667550893,8.387083197950332,20.238389077364484,0,0,0,0,7.4498193936434421E-5,9.7486643861962127E-5,1.2171242207880327E-4,2.9369725987719983E-4,0,0,0,0,0,0,0,0,0,0,0,0,0.4665130895502541,5.954972765761379E-3,0.007792542054359023,0.009729016509622372,0.023476531329742773,0,0,0,0,0,3.299999999999999,null,"",""]
["10481_G_1","WECC_Southern California Edison","California",6,"Mono",51,"10481","1","Mammoth Pacific II",9771,1990,9999,"Geothermal","","","","","","Non-Fossil","G",2030,"Geothermal","",0.05016037836558419,0.06563873140172122,0.08195018994251076,0.19774929970981617,0,0,0,0,0,0,0,0,0,0,0,0,5.133597211863258,6.717708667550893,8.387083197950332,20.238389077364484,0,0,0,0,7.4498193936434421E-5,9.7486643861962127E-5,1.2171242207880327E-4,2.9369725987719983E-4,0,0,0,0,0,0,0,0,0,0,0,0,0.4665130895502541,5.954972765761379E-3,0.007792542054359023,0.009729016509622372,0.023476531329742773,0,0,0,0,0,3.299999999999999,null,"",""]
["10481_G_2","WECC_Southern California Edison","California",6,"Mono",51,"10481","2","Mammoth Pacific II",9771,1990,9999,"Geothermal","","","","","","Non-Fossil","G",2030,"Geothermal","",0.05016037836558419,0.06563873140172122,0.08195018994251076,0.19774929970981617,0,0,0,0,0,0,0,0,0,0,0,0,5.133597211863258,6.717708667550893,8.387083197950332,20.238389077364484,0,0,0,0,7.4498193936434421E-5,9.7486643861962127E-5,1.2171242207880327E-4,2.9369725987719983E-4,0,0,0,0,0,0,0,0,0,0,0,0,0.4665130895502541,5.954972765761379E-3,0.007792542054359023,0.009729016509622372,0.023476531329742773,0,0,0,0,0,3.299999999999999,null,"",""]
["10481_G_3","WECC_Southern California Edison","California",6,"Mono",51,"10481","3","Mammoth Pacific II",9771,1990,9999,"Geothermal","","","","","","Non-Fossil","G",2030,"Geothermal","",0.05016037836558419,0.06563873140172122,0.08195018994251076,0.19774929970981617,0,0,0,0,0,0,0,0,0,0,0,0,5.133597211863258,6.717708667550893,8.387083197950332,20.238389077364484,0,0,0,0,7.4498193936434421E-5,9.7486643861962127E-5,1.2171242207880327E-4,2.9369725987719983E-4,0,0,0,0,0,0,0,0,0,0,0,0,0.4665130895502541,5.954972765761379E-3,0.007792542054359023,0.009729016509622372,0.023476531329742773,0,0,0,0,0,3.299999999999999,null,"",""]
["10496_G_GTAG","WECC_Southern California Edison","California",6,"Kern",29,"10496","GTAG","Kern River Cogeneration",8700,1985,9999,"Combustion Turbine","","","","","","Fossil","G",2030,"NaturalGas","",0,0.10698471475,0.19911670375,0.3061014185,0,0,0,0,0,0,0,0,0,0,0,0,0,12.29709365,22.886977439250003,35.184071089250004,0,8.7565213325,16.29737171075,25.05389304325,0,1.047375E-8,1.9492875e-08,2.9966625e-08,0,8.8104650000000008E-4,1.639766E-3,2.5208125E-3,0,0,0,0,0,0,0,0,3.2902706325,0,0.080177050598,0.14922309290391003,0.22940014350191001,0,0.3314612675,0.6007300182499999,0.9321912857499999,0,72,null,"",""]
["10496_G_GTBG","WECC_Southern California Edison","California",6,"Kern",29,"10496","GTBG","Kern River Cogeneration",8700,1985,9999,"Combustion Turbine","","","","","","Fossil","G",2030,"NaturalGas","",0,0.10698471475,0.19911670375,0.3061014185,0,0,0,0,0,0,0,0,0,0,0,0,0,12.29709365,22.886977439250003,35.184071089250004,0,8.7565213325,16.29737171075,25.05389304325,0,1.047375E-8,1.9492875e-08,2.9966625e-08,0,8.8104650000000008E-4,1.639766E-3,2.5208125E-3,0,0,0,0,0,0,0,0,3.2902706325,0,0.080177050598,0.14922309290391003,0.22940014350191001,0,0.3314612675,0.6007300182499999,0.9321912857499999,0,72,null,"",""]
["10496_G_GTCG","WECC_Southern California Edison","California",6,"Kern",29,"10496","GTCG","Kern River Cogeneration",8700,1985,9999,"Combustion Turbine","","","","","","Fossil","G",2030,"NaturalGas","",0,0.10698471475,0.19911670375,0.3061014185,0,0,0,0,0,0,0,0,0,0,0,0,0,12.29709365,22.886977439250003,35.184071089250004,0,8.7565213325,16.29737171075,25.05389304325,0,1.047375E-8,1.9492875e-08,2.9966625e-08,0,8.8104650000000008E-4,1.639766E-3,2.5208125E-3,0,0,0,0,0,0,0,0,3.2902706325,0,0.080177050598,0.14922309290391003,0.22940014350191001,0,0.3314612675,0.6007300182499999,0.9321912857499999,0,72,null,"",""]
["10496_G_GTDG","WECC_Southern California Edison","California",6,"Kern",29,"10496","GTDG","Kern River Cogeneration",8700,1985,9999,"Combustion Turbine","","","","","","Fossil","G",2030,"NaturalGas","",0,0.10698471475,0.19911670375,0.3061014185,0,0,0,0,0,0,0,0,0,0,0,0,0,12.29709365,22.886977439250003,35.184071089250004,0,8.7565213325,16.29737171075,25.05389304325,0,1.047375E-8,1.9492875e-08,2.9966625e-08,0,8.8104650000000008E-4,1.639766E-3,2.5208125E-3,0,0,0,0,0,0,0,0,3.2902706325,0,0.080177050598,0.14922309290391003,0.22940014350191001,0,0.3314612675,0.6007300182499999,0.9321912857499999,0,72,null,"",""]
["10501_G_K100","WECC_Northern California (not including BANC)","California",6,"Kern",29,"10501","K100","Mid-Set Cogeneration",8700,1989,9999,"Combustion Turbine","","","","","","Fossil","G",2030,"NaturalGas","",0,0,0.022865901,0.022865901,0,0,0,0,0,0,0,0,0,0,0,0,0,0,2.628264429,2.628264429,0,0,2.4945094759999997,2.4945094759999997,0,0,2.9845e-09,2.9845e-09,0,0,0.00026825,0.00026825,0,0,0,0,0,0,0,0,1.597685528,0,0,0.01461315022524,0.01461315022524,0,0,0.070161118,0.070161118,0,36,null,"",""]
["10520_G_1","MISO_Illinois","Illinois",17,"LaSalle",99,"10520","1","Dayton Hydro",0,1925,9999,"Hydro","","","","","","Non-Fossil","G",2030,"Hydro","",0,0,0,0,0,0,0,0,0,0,0,0,0,0,0,0,1.9578315934174122,2.9339656171979738,3.706955725076924,8.59875293569231,0,0,0,0,0,0,0,0,0,0,0,0,0,0,0,0,0,0,0,0,0.02529317492307693,0.002721385914850206,0.004078212207905194,0.005152668457856914,0.011952266580612315,0,0,0,0,0,1.6000000000000005,null,"",""]
["10520_G_2","MISO_Illinois","Illinois",17,"LaSalle",99,"10520","2","Dayton Hydro",0,1925,9999,"Hydro","","","","","","Non-Fossil","G",2030,"Hydro","",0,0,0,0,0,0,0,0,0,0,0,0,0,0,0,0,1.2236447458858826,1.8337285107487333,2.3168473281730773,5.374220584807693,0,0,0,0,0,0,0,0,0,0,0,0,0,0,0,0,0,0,0,0,0.01580823432692308,1.7008661967813788E-3,2.548882629940746E-3,0.003220417786160571,0.007470166612882696,0,0,0,0,0,1.0000000000000002,null,"",""]
["10520_G_3","MISO_Illinois","Illinois",17,"LaSalle",99,"10520","3","Dayton Hydro",0,1925,9999,"Hydro","","","","","","Non-Fossil","G",2030,"Hydro","",0,0,0,0,0,0,0,0,0,0,0,0,0,0,0,0,1.2236447458858826,1.8337285107487333,2.3168473281730773,5.374220584807693,0,0,0,0,0,0,0,0,0,0,0,0,0,0,0,0,0,0,0,0,0.01580823432692308,1.7008661967813788E-3,2.548882629940746E-3,0.003220417786160571,0.007470166612882696,0,0,0,0,0,1.0000000000000002,null,"",""]
["10521_G_3A","NY_Zone G-I (Downstate NY)","New York",36,"Rockland",87,"10521","3A","Lederle Laboratories",5832,1998,9999,"Combined Cycle","","","","","","Fossil","G",2030,"NaturalGas","",0.015380820592774541,0.020849556803538824,0.028830598824884788,0.06506097622119815,0,0,0,0,0,0,0,0,0,0,0,0,2.63731490869707,3.5750268762338053,4.9435183310599085,11.155860115990782,1.372513007283061,1.8605176320948194,2.5727087758755762,5.805739415253456,1.6409143770106949E-9,2.2243505999478304E-9,3.0764170506912441E-9,6.94168202764977e-09,4.2753652508477509E-4,0.000579549511781584,0.000801395391705069,1.8084814285714281E-3,0,0,0,0,0,0,0,0,0.04526425997695853,0.005632986986925058,0.007635826804498391,0.010558759720599057,0.023827573512022505,0.07123503340517857,0.0633397733459735,0.07013499435483869,0.2047098011059908,0,1.5,null,"",""]
["10521_G_GEN1","NY_Zone G-I (Downstate NY)","New York",36,"Rockland",87,"10521","GEN1","Lederle Laboratories",5832,1991,9999,"Combined Cycle","","","","","","Fossil","G",2030,"NaturalGas","",0.08510720728001914,0.11536754764624815,0.15952931349769583,0.36000406842396315,0,0,0,0,0,0,0,0,0,0,0,0,14.593142494790456,19.78181538182706,27.354134765198165,61.72909264181567,7.59457197363294,10.294864230924668,14.235655226511522,32.12509143106913,9.07972621945918e-09,1.2308073319711332E-8,1.7022841013824887E-8,3.8410640552995396E-8,2.3657021054690887E-3,3.2068406318580983E-3,0.004434387834101382,0.010006930571428568,0,0,0,0,0,0,0,0,0.25046223853917055,0.031169194660985323,0.0422515749848911,0.05842513712064812,0.13184590676652452,0.39416718484198815,0.35048007918105345,0.3880803020967742,1.132727566119816,0,8.3,null,"",""]
["10521_G_GEN2","NY_Zone G-I (Downstate NY)","New York",36,"Rockland",87,"10521","GEN2","Lederle Laboratories",5832,1991,9999,"Combined Cycle","","","","","","Fossil","G",2030,"NaturalGas","",0.08510720728001914,0.11536754764624815,0.15952931349769583,0.36000406842396315,0,0,0,0,0,0,0,0,0,0,0,0,14.593142494790456,19.78181538182706,27.354134765198165,61.72909264181567,7.59457197363294,10.294864230924668,14.235655226511522,32.12509143106913,9.07972621945918e-09,1.2308073319711332E-8,1.7022841013824887E-8,3.8410640552995396E-8,2.3657021054690887E-3,3.2068406318580983E-3,0.004434387834101382,0.010006930571428568,0,0,0,0,0,0,0,0,0.25046223853917055,0.031169194660985323,0.0422515749848911,0.05842513712064812,0.13184590676652452,0.39416718484198815,0.35048007918105345,0.3880803020967742,1.132727566119816,0,8.3,null,"",""]
["10521_G_GEN3","NY_Zone G-I (Downstate NY)","New York",36,"Rockland",87,"10521","GEN3","Lederle Laboratories",5832,1990,9999,"Combined Cycle","","","","","","Fossil","G",2030,"NaturalGas","",0.022558536869402665,0.030579349978523608,0.0422848782764977,0.09542276512442396,0,0,0,0,0,0,0,0,0,0,0,0,3.868061866089035,5.243372751809582,7.250493552221199,16.361928170119814,2.0130190773484897,2.728759193739069,3.773306204617512,8.51508447570507,2.4066744196156863E-9,3.2623808799234852E-9,4.5120783410138253E-9,1.0181133640552998E-8,6.2705357012433688E-4,8.5000595061298983E-4,1.1753799078341013E-3,0.002652439428571428,0,0,0,0,0,0,0,0,0.06638758129953917,0.008261714247490082,0.01119921264659764,0.015486180923545282,0.03494710781763301,0.10447804899426191,0.09289833424076116,0.10286465838709677,0.3002410416221199,0,2.2,null,"",""]
["10521_G_TG4","NY_Zone G-I (Downstate NY)","New York",36,"Rockland",87,"10521","TG4","Lederle Laboratories",5832,1997,9999,"Combined Cycle","","","","","","Fossil","G",2030,"NaturalGas","",0.01435543255325624,0.019459586349969568,0.026908558903225802,0.060723577806451615,0,0,0,0,0,0,0,0,0,0,0,0,2.4614939147839316,3.3366917511515513,4.613950442322581,10.412136108258062,1.281012140130857,1.736483123288498,2.4011948574838713,5.418690120903226,1.5315200852099822E-9,2.0760605599513088E-9,2.8713225806451615E-9,6.4789032258064521E-9,3.9903409007912335E-4,5.4091287766281173E-4,7.479690322580644E-4,1.6879159999999994E-3,0,0,0,0,0,0,0,0,0.04224664264516129,0.005257454521130052,7.126771684198497E-3,0.009854842405892452,0.022239068611221,0.06648603117816666,0.059117121789575275,0.06545932806451613,0.1910624810322581,0,1.4,null,"",""]
["10525_B_4A","SERC_VACAR","North Carolina",37,"Craven",49,"10525","4A","Craven County Wood Energy LP",14638,1990,9999,"Biomass","stoker/SPR","","ESPC + Cyclone","LA + OFA","","Non-Fossil","B",2030,"","Biomass Retirement",0,0,0,0,0,0,0,0,0,0,0,0,0,0,0,0,0,0,0,0,0,0,0,0,0,0,0,0,0,0,0,0,0,0,0,0,0,0,0,0,0,0,0,0,0,0,0,0,0,0,47,null,"",""]
["10530_G_1","NY_Zone F (Capital)","New York",36,"Saratoga",91,"10530","1","Feeder Dam Hydro Plant",0,1924,9999,"Hydro","","","","","","Non-Fossil","G",2030,"Hydro","",0,0,0,0,0,0,0,0,0,0,0,0,0,0,0,0,1.1224235299816834,1.5172288144349837,1.8623347181071435,4.50198706252381,0,0,0,0,0,0,0,0,0,0,0,0,0,0,0,0,0,0,0,0,0.014227410857142861,1.560168706674539E-3,0.002108948052064623,2.5886452581689308E-3,6.257762016908093E-3,0,0,0,0,0,0.9000000000000001,null,"",""]
["10530_G_2","NY_Zone F (Capital)","New York",36,"Saratoga",91,"10530","2","Feeder Dam Hydro Plant",0,1924,9999,"Hydro","","","","","","Non-Fossil","G",2030,"Hydro","",0,0,0,0,0,0,0,0,0,0,0,0,0,0,0,0,1.1224235299816834,1.5172288144349837,1.8623347181071435,4.50198706252381,0,0,0,0,0,0,0,0,0,0,0,0,0,0,0,0,0,0,0,0,0.014227410857142861,1.560168706674539E-3,0.002108948052064623,2.5886452581689308E-3,6.257762016908093E-3,0,0,0,0,0,0.9000000000000001,null,"",""]
["10530_G_3","NY_Zone F (Capital)","New York",36,"Saratoga",91,"10530","3","Feeder Dam Hydro Plant",0,1924,9999,"Hydro","","","","","","Non-Fossil","G",2030,"Hydro","",0,0,0,0,0,0,0,0,0,0,0,0,0,0,0,0,1.2471372555352038,1.6858097938166485,2.069260797896826,5.002207847248678,0,0,0,0,0,0,0,0,0,0,0,0,0,0,0,0,0,0,0,0,0.01580823428571429,1.7335207851939323E-3,2.3432756134051363E-3,2.8762725090765895E-3,0.006953068907675658,0,0,0,0,0,1.0000000000000002,null,"",""]
["10530_G_4","NY_Zone F (Capital)","New York",36,"Saratoga",91,"10530","4","Feeder Dam Hydro Plant",0,1924,9999,"Hydro","","","","","","Non-Fossil","G",2030,"Hydro","",0,0,0,0,0,0,0,0,0,0,0,0,0,0,0,0,1.1224235299816834,1.5172288144349837,1.8623347181071435,4.50198706252381,0,0,0,0,0,0,0,0,0,0,0,0,0,0,0,0,0,0,0,0,0.014227410857142861,1.560168706674539E-3,0.002108948052064623,2.5886452581689308E-3,6.257762016908093E-3,0,0,0,0,0,0.9000000000000001,null,"",""]
["10530_G_5","NY_Zone F (Capital)","New York",36,"Saratoga",91,"10530","5","Feeder Dam Hydro Plant",0,1924,9999,"Hydro","","","","","","Non-Fossil","G",2030,"Hydro","",0,0,0,0,0,0,0,0,0,0,0,0,0,0,0,0,1.2471372555352038,1.6858097938166485,2.069260797896826,5.002207847248678,0,0,0,0,0,0,0,0,0,0,0,0,0,0,0,0,0,0,0,0,0.01580823428571429,1.7335207851939323E-3,2.3432756134051363E-3,2.8762725090765895E-3,0.006953068907675658,0,0,0,0,0,1.0000000000000002,null,"",""]
["10548_G_GEN1","WECC_Northern California (not including BANC)","California",6,"Santa Clara",85,"10548","GEN1","San Jose Cogeneration",9006,1984,9999,"Combustion Turbine","","","","","","Fossil","G",2030,"Oil","",0,0,0,0,0,0,0,0,0,0,0,0,0,0,0,0,0,0,0,0,0,0,0,0,0,0,0,0,0,0,0,0,0,0,0,0,0,0,0,0,0.261927209,0,0,0,0,0,0,0,0,0,5.6,null,"",""]
["10553_G_6033","ISONE_MA, VT, NH, RI (Rest of ISO New England)","Massachusetts",25,"Worcester",27,"10553","6033","Anderson Power Products Division",14775,1987,9999,"Combustion Turbine","","","","","","Fossil","G",2030,"Oil","",0,0,0,0,0,0,0,0,0,0,0,0,0,0,0,0,0,0,0,0,0,0,0,0,0,0,0,0,0,0,0,0,0,0,0,0,0,0,0,0,0.005767963196629212,0,0,0,0,0,0,0,0,0,0.2924157303370786,null,"",""]
["10553_G_6035","ISONE_MA, VT, NH, RI (Rest of ISO New England)","Massachusetts",25,"Worcester",27,"10553","6035","Anderson Power Products Division",14775,1987,9999,"Combustion Turbine","","","","","","Fossil","G",2030,"Oil","",0,0,0,0,0,0,0,0,0,0,0,0,0,0,0,0,0,0,0,0,0,0,0,0,0,0,0,0,0,0,0,0,0,0,0,0,0,0,0,0,0.005767963196629212,0,0,0,0,0,0,0,0,0,0.2924157303370786,null,"",""]
["10553_G_6046","ISONE_MA, VT, NH, RI (Rest of ISO New England)","Massachusetts",25,"Worcester",27,"10553","6046","Anderson Power Products Division",14775,1987,9999,"Combustion Turbine","","","","","","Fossil","G",2030,"Oil","",0,0,0,0,0,0,0,0,0,0,0,0,0,0,0,0,0,0,0,0,0,0,0,0,0,0,0,0,0,0,0,0,0,0,0,0,0,0,0,0,0.005767963196629212,0,0,0,0,0,0,0,0,0,0.2924157303370786,null,"",""]
["10554_G_3ST1","ERCOT_Rest","Texas",48,"Calhoun",57,"10554","3ST1","Formosa Utility Venture Ltd",5500,2019,9999,"Combined Cycle","other","","","STM","","Fossil","G",2030,"NaturalGas","",0.36746587669567343,0.4981204106319128,0.6887968720172415,1.5543831593448276,0,0,0,0,0,0,0,0,0,0,0,0,66.81197760638013,90.56734742198195,125.2357949926034,282.6151200209655,34.269699307258456,46.454481283172576,64.23688072689654,144.9610613173276,4.0981903667859467E-8,5.5553247194209491E-8,7.6812659482758615E-8,1.7334781034482759E-7,3.2197345376545217E-3,0.004364529039931686,6.035231250000001E-3,0.013619494827586209,0,0,0,0,0,0,0,0,1.1466945869396552,0.14270233682992314,0.19344094548056315,0.267488573762724,0.6036318560732103,1.1343868813487443,1.386335433478842,1.873689292689655,4.394411607517242,0,38,null,"",""]
["10554_G_3TBG1","ERCOT_Rest","Texas",48,"Calhoun",57,"10554","3TBG1","Formosa Utility Venture Ltd",5500,2019,9999,"Combined Cycle","","","","","","Fossil","G",2030,"NaturalGas","",0.9380050010389558,1.271517890297251,1.7582446469913795,3.9677675383275863,0,0,0,0,0,0,0,0,0,0,0,0,170.5463638899703,231.18507105084862,319.68084511269814,721.4122800535171,87.4779166527387,118.58117590704579,163.97309027655172,370.0321828363362,1.0461170146795705E-7,1.4180697310100844E-7,1.9607442025862068E-7,4.4249309482758617E-7,0.008218796056644436,0.01114103465456246,0.015405721875000002,0.0347655525862069,0,0,0,0,0,0,0,0,2.9270888140301725,0.3642664913816459,0.49378346609512164,0.6827997803943218,1.5408497378710893,2.895671776074426,3.538803606511781,4.7828384576551715,11.21731384024138,0,97,null,"",""]
["10554_G_3TBG2","ERCOT_Rest","Texas",48,"Calhoun",57,"10554","3TBG2","Formosa Utility Venture Ltd",5500,2019,9999,"Combined Cycle","","","","","","Fossil","G",2030,"NaturalGas","",0.9380050010389558,1.271517890297251,1.7582446469913795,3.9677675383275863,0,0,0,0,0,0,0,0,0,0,0,0,170.5463638899703,231.18507105084862,319.68084511269814,721.4122800535171,87.4779166527387,118.58117590704579,163.97309027655172,370.0321828363362,1.0461170146795705E-7,1.4180697310100844E-7,1.9607442025862068E-7,4.4249309482758617E-7,0.008218796056644436,0.01114103465456246,0.015405721875000002,0.0347655525862069,0,0,0,0,0,0,0,0,2.9270888140301725,0.3642664913816459,0.49378346609512164,0.6827997803943218,1.5408497378710893,2.895671776074426,3.538803606511781,4.7828384576551715,11.21731384024138,0,97,null,"",""]
["10554_G_BO3","ERCOT_Rest","Texas",48,"Calhoun",57,"10554","BO3","Formosa Utility Venture Ltd",5500,1987,9999,"Combined Cycle","","","","","","Fossil","G",2030,"NaturalGas","",0.3094449483505964,0.4194698188752532,0.5800394724527039,1.3089542396785536,0,0,0,0,0,0,0,0,0,0,0,0,56.26271789737592,76.26723981644292,105.4617222741805,237.99167998799933,29.082266524204194,39.42262795503236,54.51329102818684,123.01818550742338,3.4776710290647419E-8,4.7141762838433442E-8,6.5186780512305375E-8,1.4710525364138622E-7,0.022390463767095276,0.03035151755095134,0.04196983304372566,0.09471181436177228,0,0,0,0,0,0,0,0,0.7501353118365981,0.12017038872370692,0.16289763804769164,0.22525353617427996,0.5083215629456785,0.9552731617890537,1.1674403632603347,1.5778436175590156,3.7005571426084045,0,32,null,"",""]
["10554_G_ST1","ERCOT_Rest","Texas",48,"Calhoun",57,"10554","ST1","Formosa Utility Venture Ltd",5500,1994,9999,"Combined Cycle","","","","STM","","Fossil","G",2030,"NaturalGas","",0.2755994071247499,0.37359030743577243,0.5165976551531895,1.1657873697137118,0,0,0,0,0,0,0,0,0,0,0,0,50.10898312735043,67.92551046151948,93.92684640044202,211.9613399893119,25.90139362311936,35.110778022450695,48.55089982197891,109.56307146754895,3.0973007602607854E-8,4.1985632527979788E-8,5.8056976393771979E-8,1.3101561652435961E-7,0.01994150679256923,0.02703182031881604,0.037379382554568165,0.08435270966595343,0,0,0,0,0,0,0,0,0.6680892621044703,0.10702675245705146,0.14508070888622535,0.2006164306552181,0.45272389199849483,0.850790159718376,1.0397515735287357,1.4052669718884983,3.2958087051356104,0,28.500000000000004,null,"",""]
["10554_G_ST2","ERCOT_Rest","Texas",48,"Calhoun",57,"10554","ST2","Formosa Utility Venture Ltd",5500,1994,9999,"Combined Cycle","","","","STM","","Fossil","G",2030,"NaturalGas","",0.556033891567478,0.7537348307914707,1.0422584270634525,2.352027149422401,0,0,0,0,0,0,0,0,0,0,0,0,101.09707122184736,137.04269654517088,189.50153221141807,427.6412999784363,52.25719766067941,70.83753460669878,97.95356981627324,221.0483020836514,6.2489401303507082E-8,8.47078551003101e-08,1.1713249623304873E-7,2.643297526368659E-7,0.024463759792677814,0.033161985496741,0.04585612539340876,0.10348187068282758,0,0,0,0,0,0,0,0,1.3478993884563872,0.21593116723791086,0.29270669336694594,0.4047524478131593,0.9133903084180162,1.7165064625897064,2.0977444027334142,2.8351877503013565,6.649438615624478,0,57.5,null,"",""]
["10554_G_ST3","ERCOT_Rest","Texas",48,"Calhoun",57,"10554","ST3","Formosa Utility Venture Ltd",5500,2002,9999,"Combined Cycle","","","","STM","","Fossil","G",2030,"NaturalGas","",0.4573983142807252,0.6200288260249835,0.857370845219153,1.934797985524862,0,0,0,0,0,0,0,0,0,0,0,0,83.1633298920588,112.73251385367969,155.88560823652304,351.7814519822615,42.98722520608931,58.2715719460322,80.57745830103867,181.83625545316016,5.1404324898363209E-8,6.9681418195559428E-8,9.6354209944751374E-8,2.17439953038674E-7,0.022808049393903105,0.030917578067290844,0.04275257694849195,0.09647820440968591,0,0,0,0,0,0,0,0,1.1087937578084717,0.1776268558322293,0.24078307123924417,0.3329528831576075,0.751362810229081,1.412013142269445,1.7256227869441823,2.33225009720442,5.469886026418047,0,47.3,null,"",""]
["10554_G_TBG1","ERCOT_Rest","Texas",48,"Calhoun",57,"10554","TBG1","Formosa Utility Venture Ltd",5500,1993,9999,"Combined Cycle","","","","","","Fossil","G",2030,"NaturalGas","",0.696251133788842,0.9438070924693198,1.305088813018584,2.945147039276746,0,0,0,0,0,0,0,0,0,0,0,0,126.59111526909581,171.60128958699656,237.2888751169061,535.4812799729985,65.43509967945943,88.70091289882282,122.65490481342042,276.79091739170264,7.82475981539567e-08,1.0606896638647525E-7,1.4667025615268712E-7,3.3098682069311905E-7,0.05037854347596438,0.06829091448964052,0.09443212434838275,0.21310158231398763,0,0,0,0,0,0,0,0,1.6878044516323456,0.2703833746283405,0.36651968560730613,0.5068204563921298,1.1437235166277766,2.1493646140253713,2.6267408173357536,3.5501481395077854,8.32625357086891,0,72,null,"",""]
["10554_G_TBG2","ERCOT_Rest","Texas",48,"Calhoun",57,"10554","TBG2","Formosa Utility Venture Ltd",5500,1993,9999,"Combined Cycle","","","","","","Fossil","G",2030,"NaturalGas","",0.696251133788842,0.9438070924693198,1.305088813018584,2.945147039276746,0,0,0,0,0,0,0,0,0,0,0,0,126.59111526909581,171.60128958699656,237.2888751169061,535.4812799729985,65.43509967945943,88.70091289882282,122.65490481342042,276.79091739170264,7.82475981539567e-08,1.0606896638647525E-7,1.4667025615268712E-7,3.3098682069311905E-7,0.030632881827353083,0.041524573143745254,0.057419843970877064,0.1295772989419754,0,0,0,0,0,0,0,0,1.6878044516323456,0.2703833746283405,0.36651968560730613,0.5068204563921298,1.1437235166277766,2.1493646140253713,2.6267408173357536,3.5501481395077854,8.32625357086891,0,72,null,"",""]
["10554_G_TBG3","ERCOT_Rest","Texas",48,"Calhoun",57,"10554","TBG3","Formosa Utility Venture Ltd",5500,1993,9999,"Combined Cycle","","","","","","Fossil","G",2030,"NaturalGas","",0.696251133788842,0.9438070924693198,1.305088813018584,2.945147039276746,0,0,0,0,0,0,0,0,0,0,0,0,126.59111526909581,171.60128958699656,237.2888751169061,535.4812799729985,65.43509967945943,88.70091289882282,122.65490481342042,276.79091739170264,7.82475981539567e-08,1.0606896638647525E-7,1.4667025615268712E-7,3.3098682069311905E-7,0.030632881827353083,0.041524573143745254,0.057419843970877064,0.1295772989419754,0,0,0,0,0,0,0,0,1.6878044516323456,0.2703833746283405,0.36651968560730613,0.5068204563921298,1.1437235166277766,2.1493646140253713,2.6267408173357536,3.5501481395077854,8.32625357086891,0,72,null,"",""]
["10554_G_TBG4","ERCOT_Rest","Texas",48,"Calhoun",57,"10554","TBG4","Formosa Utility Venture Ltd",5500,1994,9999,"Combined Cycle","","","","","","Fossil","G",2030,"NaturalGas","",0.696251133788842,0.9438070924693198,1.305088813018584,2.945147039276746,0,0,0,0,0,0,0,0,0,0,0,0,126.59111526909581,171.60128958699656,237.2888751169061,535.4812799729985,65.43509967945943,88.70091289882282,122.65490481342042,276.79091739170264,7.82475981539567e-08,1.0606896638647525E-7,1.4667025615268712E-7,3.3098682069311905E-7,0.030632881827353083,0.041524573143745254,0.057419843970877064,0.1295772989419754,0,0,0,0,0,0,0,0,1.6878044516323456,0.2703833746283405,0.36651968560730613,0.5068204563921298,1.1437235166277766,2.1493646140253713,2.6267408173357536,3.5501481395077854,8.32625357086891,0,72,null,"",""]
["10554_G_TBG5","ERCOT_Rest","Texas",48,"Calhoun",57,"10554","TBG5","Formosa Utility Venture Ltd",5500,1994,9999,"Combined Cycle","","","","","","Fossil","G",2030,"NaturalGas","",0.696251133788842,0.9438070924693198,1.305088813018584,2.945147039276746,0,0,0,0,0,0,0,0,0,0,0,0,126.59111526909581,171.60128958699656,237.2888751169061,535.4812799729985,65.43509967945943,88.70091289882282,122.65490481342042,276.79091739170264,7.82475981539567e-08,1.0606896638647525E-7,1.4667025615268712E-7,3.3098682069311905E-7,0.03471838385541277,0.047062698115115036,0.06507791839939579,0.1468590003699236,0,0,0,0,0,0,0,0,1.6878044516323456,0.2703833746283405,0.36651968560730613,0.5068204563921298,1.1437235166277766,2.1493646140253713,2.6267408173357536,3.5501481395077854,8.32625357086891,0,72,null,"",""]
["10554_G_TBG6","ERCOT_Rest","Texas",48,"Calhoun",57,"10554","TBG6","Formosa Utility Venture Ltd",5500,2003,9999,"Combined Cycle","","","","","","Fossil","G",2030,"NaturalGas","",0.696251133788842,0.9438070924693198,1.305088813018584,2.945147039276746,0,0,0,0,0,0,0,0,0,0,0,0,126.59111526909581,171.60128958699656,237.2888751169061,535.4812799729985,65.43509967945943,88.70091289882282,122.65490481342042,276.79091739170264,7.82475981539567e-08,1.0606896638647525E-7,1.4667025615268712E-7,3.3098682069311905E-7,0.03471838385541277,0.047062698115115036,0.06507791839939579,0.1468590003699236,0,0,0,0,0,0,0,0,1.6878044516323456,0.2703833746283405,0.36651968560730613,0.5068204563921298,1.1437235166277766,2.1493646140253713,2.6267408173357536,3.5501481395077854,8.32625357086891,0,72,null,"",""]
["10562_B_PB6","FRCC","Florida",12,"Nassau",89,"10562","PB6","Fernandina Plant",7106,2006,9999,"Biomass","","","ESPH + Wet Scrubber + SNCR","CF + FR + NH3","Wet Scrubber","Non-Fossil","B",2030,"","Biomass Retirement",0,0,0,0,0,0,0,0,0,0,0,0,0,0,0,0,0,0,0,0,0,0,0,0,0,0,0,0,0,0,0,0,0,0,0,0,0,0,0,0,0,0,0,0,0,0,0,0,0,0,21.000000000000004,"Scrubber / SNCR","Wet Scrubber",""]
["10562_B_REC5","FRCC","Florida",12,"Nassau",89,"10562","REC5","Fernandina Plant",7106,1976,9999,"Biomass","","","PM Scrubber + Wet Scrubber","other","Wet Scrubber","Non-Fossil","B",2030,"Biomass","",0.030592822310878294,0.054373477710427505,0.20461272240542586,0.28957902242673167,0,0,0,0,0,0,0,0,0,0,0,0,4.305209999999999,7.651769999999999,28.794359999999998,40.75134,8.962079764824578,15.92855472371656,59.94071162589331,84.83134611443444,2.6196848422909325E-5,4.6560390516830748E-5,1.752113109630226E-4,2.479685499027627E-4,0.009191876607610828,0.01633697907182654,0.0614776534232772,0.08700650910271457,0.002276124637548807,0.004045419902364076,0.015223341990791155,0.02154488653070404,0,0,0,0,1.4407669605689277,0.032559207527214556,0.05786838908683076,0.21776441633586446,0.3081920129499098,0.10760068555317565,0.19124170428276965,0.7196612665239571,1.0185036563599024,0,21,"Scrubber","Wet Scrubber",""]
["10566_B_BOIL1","PJM_EMAAC","New Jersey",34,"Salem",33,"10566","BOIL1","Chambers Cogeneration LP",10097,1994,9999,"Coal Steam","wall","dry","Baghouse + Dry Scrubber + SCR","LNB + OFA","Dry Scrubber","Fossil","B",2030,"","Coal Retirement",0,0,0,0,0,0,0,0,0,0,0,0,0,0,0,0,0,0,0,0,0,0,0,0,0,0,0,0,0,0,0,0,0,0,0,0,0,0,0,0,0,0,0,0,0,0,0,0,0,0,122,"Scrubber / SCR","Dry Scrubber",""]
["10566_B_BOIL2","PJM_EMAAC","New Jersey",34,"Salem",33,"10566","BOIL2","Chambers Cogeneration LP",10097,1994,9999,"Coal Steam","wall","dry","Baghouse + Dry Scrubber + SCR","LNB + OFA","Dry Scrubber","Fossil","B",2030,"","Coal Retirement",0,0,0,0,0,0,0,0,0,0,0,0,0,0,0,0,0,0,0,0,0,0,0,0,0,0,0,0,0,0,0,0,0,0,0,0,0,0,0,0,0,0,0,0,0,0,0,0,0,0,122,"Scrubber / SCR","Dry Scrubber",""]
["10567_G_GTG","ISONE_Connecticut","Connecticut",9,"Hartford",3,"10567","GTG","Algonquin Windsor Locks",5673,1990,9999,"Combined Cycle","","","","STM","","Fossil","G",2030,"NaturalGas","",0.34910137616326525,0.3636472668367347,0.654373517,1.36712216,0,0,0,0,0,0,0,0,0,0,0,0,61.53734807608163,64.10140424591837,115.34876000099999,240.98751232299998,40.39727274171432,42.08049243928569,75.722719016,158.200484197,4.8304138775510211E-8,5.03168112244898E-8,9.0465949999999988E-8,1.8908689999999999E-7,0.03785079477551016,0.039427911224489826,0.070949552,0.148228258,0,0,0,0,0,0,0,0,1.160677714,0.13360309349503385,0.1391698890573264,0.2504324877291828,0.5232054702815431,2.3029369344813118,1.1644580105186888,1.5131006529999997,4.980495598,0,35,null,"",""]
["10567_G_GTG2","ISONE_Connecticut","Connecticut",9,"Hartford",3,"10567","GTG2","Algonquin Windsor Locks",5673,2012,9999,"Combined Cycle","","","","","","Fossil","G",2030,"NaturalGas","",0.12966619839873791,0.1747492146012621,0.24305302099999998,0.547468434,0,0,0,0,0,0,0,0,0,0,0,0,22.85672904000001,30.803675109,42.843823776,96.50422792500001,15.004701142338753,20.221613437661247,28.125580455000005,63.351895035000005,1.7948871622954056E-8,2.4189428377045937E-8,3.361875e-08,7.5757049999999991E-8,0.014058864539538536,0.018946923460461465,0.026352857999999996,0.059358646,0,0,0,0,0,0,0,0,0.392290253,0.04881922019301061,0.0657929398064138,0.0915092471530252,0.20612140715244964,0.8553765661406978,0.5595756698593022,0.5620087970000001,1.976961033,0,13,null,"",""]
["10567_G_STG","ISONE_Connecticut","Connecticut",9,"Hartford",3,"10567","STG","Algonquin Windsor Locks",5673,1990,9999,"Combined Cycle","","","","STM","","Fossil","G",2030,"NaturalGas","",0.15958921041214752,0.21507601458785247,0.299142203,0.6738074279999999,0,0,0,0,0,0,0,0,0,0,0,0,28.131358320000004,37.912214847,52.730860031999995,118.774433199,18.467324155551157,24.888139174448842,34.61609901999999,77.97156235,2.2087416288700458E-8,2.9766883711299547E-8,4.14103e-08,9.3264600000000013E-8,0.017303232246105273,0.023319309753894745,0.032434158,0.07305670000000002,0,0,0,0,0,0,0,0,0.530595527,0.06107569814549881,0.082310813565531,0.11448341930852698,0.2578699310195568,1.0527711413537606,0.6887085056462391,0.6917031380000002,2.4331827849999996,0,16,null,"",""]
["10593_B_BLR1","MISO_WOTAB (including Western)","Louisiana",22,"Calcasieu",19,"10593","BLR1","Agrilectric Power Partners Ltd",16484,1984,9999,"Biomass","","","Baghouse","","","Non-Fossil","B",2030,"","Biomass Retirement",0,0,0,0,0,0,0,0,0,0,0,0,0,0,0,0,0,0,0,0,0,0,0,0,0,0,0,0,0,0,0,0,0,0,0,0,0,0,0,0,0,0,0,0,0,0,0,0,0,0,10.9,null,"",""]
["10603_B_031","PJM_PENELEC","Pennsylvania",42,"Cambria",21,"10603","031","Ebensburg Power",14500,1991,9999,"Coal Steam","FBC","dry","Baghouse + Reagent Injection + DSI","CF","Reagent Injection","Fossil","B",2030,"","Coal Retirement",0,0,0,0,0,0,0,0,0,0,0,0,0,0,0,0,0,0,0,0,0,0,0,0,0,0,0,0,0,0,0,0,0,0,0,0,0,0,0,0,0,0,0,0,0,0,0,0,0,0,50,"DSI","",""]
["10617_G_GEN1","NY_Zone C&E","New York",36,"Lewis",49,"10617","GEN1","CH Resources Beaver Falls",6669,1995,9999,"Combined Cycle","","","SCR","STM","","Fossil","G",2030,"NaturalGas","",0.594482950337498,0.8058546660130554,1.1143293145313655,2.5146669308819187,0,0,0,0,0,0,0,0,0,0,0,0,89.14124318346866,120.83590742647972,167.09091546806644,377.0680660780148,51.64579593389762,70.0087455992832,96.80752718450921,218.46206871769004,6.1759769233447033E-8,8.3718798294228255E-8,1.1574691512915128E-7,2.6122548265682655E-7,0.011244005737137084,0.015241874443674726,0.02107631989298893,0.04756220007380074,0,0,0,0,0,0,0,0,1.4490470289594097,0.20369314456452753,0.27611737374302603,0.3818128711735085,0.8616233894810621,2.04785552990401,2.0886945752804915,2.433292419376384,6.569842524560885,0,50.699999999999996,"SCR","",""]
["10617_G_GEN2","NY_Zone C&E","New York",36,"Lewis",49,"10617","GEN2","CH Resources Beaver Falls",6669,1995,9999,"Combined Cycle","","","SCR","STM","","Fossil","G",2030,"NaturalGas","",0.35880036055872655,0.4863738220907198,0.6725537874686347,1.517727970118081,0,0,0,0,0,0,0,0,0,0,0,0,53.80122369653138,72.9305476775203,100.84777146593358,227.57954283998524,31.17083541572518,42.253799119094,58.428211673490765,131.85284620830996,3.7275126992968024E-8,5.05285054793567e-08,6.9859084870848685E-8,1.5766271734317342E-7,0.006786322989278002,0.00919923782991019,0.012720619107011067,0.02870617992619926,0,0,0,0,0,0,0,0,0.8745727630405904,0.12293905766616454,0.16665072261413402,0.23044327135915896,0.5200330516394576,1.2359838109479822,1.2606322288675154,1.4686143596236163,3.965230399439114,0,30.599999999999994,"SCR","",""]
["10620_G_GEN1","NY_Zone C&E","New York",36,"Jefferson",45,"10620","GEN1","Carthage Energy LLC",9865,1991,9999,"Combined Cycle","","","","STM","","Fossil","G",2030,"NaturalGas",null,0.030226700999999995,0,0,0.030226700999999995,0,0,0,0,0,0,0,0,0,0,0,0,3.0640345920000005,0,0,3.0640345920000005,1.7694710910000002,0,0,1.7694710910000002,2.11475E-9,0,0,2.11475E-9,0.001307071,0,0,0.001307071,0,0,0,0,0,0,0,0,0.479283544,0.012067438132405904,0,0,0.012067438132405904,0.104123957,0,0,0.104123957,0,38.2,null,"",""]
["10620_G_GEN2","NY_Zone C&E","New York",36,"Jefferson",45,"10620","GEN2","Carthage Energy LLC",9865,1991,9999,"Combined Cycle","","","","STM","","Fossil","G",2030,"NaturalGas","",0.3642395639999999,0,0.68274929,1.0469888539999999,0,0,0,0,0,0,0,0,0,0,0,0,36.92240928,0,69.209253792,106.131663072,21.322584282999998,0,39.968143358999995,61.29072764199999,2.55107E-8,0,4.778415e-08,7.3294850000000007E-8,0.01575149,0,0.029525512,0.045277002,0,0,0,0,0,0,0,0,0.63369964,0.0788618190092863,0,0.147822630016425,0.2266844490257113,1.2547206119999998,0,1.4908776479999999,2.7455982599999995,0,21,null,"",""]
["10621_G_GEN1","NY_Zone C&E","New York",36,"Onondaga",67,"10621","GEN1","CH Resources Syracuse",8495,1994,9999,"Combined Cycle","","","SCR","STM","","Fossil","G",2030,"","CC Retirement",0,0,0,0,0,0,0,0,0,0,0,0,0,0,0,0,0,0,0,0,0,0,0,0,0,0,0,0,0,0,0,0,0,0,0,0,0,0,0,0,0,0,0,0,0,0,0,0,0,0,56.50000000000001,"SCR","",""]
["10621_G_GEN2","NY_Zone C&E","New York",36,"Onondaga",67,"10621","GEN2","CH Resources Syracuse",8495,1994,9999,"Combined Cycle","","","SCR","STM","","Fossil","G",2030,"","CC Retirement",0,0,0,0,0,0,0,0,0,0,0,0,0,0,0,0,0,0,0,0,0,0,0,0,0,0,0,0,0,0,0,0,0,0,0,0,0,0,0,0,0,0,0,0,0,0,0,0,0,0,28.800000000000004,"SCR","",""]
["10623_G_GEN1","WECC_LADWP","California",6,"Los Angeles",37,"10623","GEN1","Civic Center",5500,1989,9999,"Combined Cycle","","","","","","Fossil","G",2030,"NaturalGas","",0.2137104257048329,6.925800833026992E-4,0,0.2144030057881356,0,0,0,0,0,0,0,0,0,0,0,0,38.856440550508474,0.12592364993220337,0,38.98236420044068,22.817074633937413,0.07394422335072304,0,22.891018857288135,2.7282808068641328E-8,8.841650762985616e-11,0,2.7371224576271185E-8,0.003716428290615003,1.2043980571437497E-5,0,3.7284722711864405E-3,0,0,0,0,0,0,0,0,0.6245061366567797,0.0829926768538137,5.0553111106009508E-4,0,0.0834982079648738,0.7932827749125012,0.002228795121397162,0,0.7955115700338984,0,22.1,null,"",""]
["10623_G_GEN2","WECC_LADWP","California",6,"Los Angeles",37,"10623","GEN2","Civic Center",5500,1989,9999,"Combined Cycle","","","","LNB","","Fossil","G",2030,"NaturalGas","",0.014505232513902684,4.7007697961721661E-5,0,0.014552240211864406,0,0,0,0,0,0,0,0,0,0,0,0,2.6373149694915257,0.00854685406779661,0,2.645861823559322,1.548670224022901,0.005018838688963101,0,1.5536890627118642,1.8517743033014476E-9,6.001120427365803e-12,0,1.8577754237288134E-9,2.5224626406889161E-4,8.1746474466770339E-7,0,2.5306372881355929E-4,0,0,0,0,0,0,0,0,0.04238729434322033,5.632987116774687E-3,3.4312066361544914E-5,0,0.005667299183136232,0.05384272227912904,1.5127568697265804E-4,0,0.0539939979661017,0,1.5,null,"",""]
["10631_G_GEN1","WECC_Imperial Irrigation District (IID)","California",6,"Imperial",25,"10631","GEN1","CE Leathers",9771,1989,9999,"Geothermal","","","","","","Non-Fossil","G",2030,"Geothermal","",0.6820654657718854,0.9102266775447279,1.1585387607751443,2.7508309040917576,0,0,0,0,0,0,0,0,0,0,0,0,69.80508296985063,93.15593874185602,118.56910868271137,281.530130394418,0,0,0,0,0.001261821111490574,1.6839193532076397E-3,2.1432967076490056E-3,0.005089037172347219,0,0,0,0,0,0,0,0,0,0,0,0,4.3520895725091675,0.08097389624502672,0.10806088894055299,0.1375401660719452,0.3265749512575249,0,0,0,0,0,43.2,null,"",""]
["10632_G_GEN1","WECC_Imperial Irrigation District (IID)","California",6,"Imperial",25,"10632","GEN1","Del Ranch Company",9771,1988,9999,"Geothermal","","","","","","Non-Fossil","G",2030,"Geothermal","",0.6820654657718854,0.9102266775447279,1.1585387607751443,2.7508309040917576,0,0,0,0,0,0,0,0,0,0,0,0,69.80508296985063,93.15593874185602,118.56910868271137,281.530130394418,0,0,0,0,0.001261821111490574,1.6839193532076397E-3,2.1432967076490056E-3,0.005089037172347219,0,0,0,0,0,0,0,0,0,0,0,0,4.3520895725091675,0.08097389624502672,0.10806088894055299,0.1375401660719452,0.3265749512575249,0,0,0,0,0,43.2,null,"",""]
["10633_G_GT1","PJM_Dominion","Virginia",51,"Prince George",670,"10633","GT1","Hopewell Cogeneration",8922,1990,9999,"Combined Cycle","","","","STM","","Fossil","G",2030,"NaturalGas","",0.10592549851103583,9.567464381641945E-3,2.0902609528913563,2.205753915784034,0,0,0,0,0,0,0,0,0,0,0,0,11.872393967828733,1.072345261610337,234.28165802490878,247.22639725434786,6.487917816436457,0.5860054801942608,128.0281085040745,135.10203180070525,7.7595552627997888E-9,7.008630559948196e-10,1.5309097409463392E-7,1.6155139241342853E-7,4.6553640298470115E-3,4.2048449301843895E-4,0.09186574511974625,0.0969415936426117,0,0,0,0,0,0,0,0,2.8395779101691776,0.046758408036381004,0.004305020477358843,0.5003974028954781,0.551460831409218,0.351724416912589,0.023914067332983364,4.525751569823686,4.901390054069258,0,94.10000000000001,null,"",""]
["10633_G_GT2","PJM_Dominion","Virginia",51,"Prince George",670,"10633","GT2","Hopewell Cogeneration",8922,1990,9999,"Combined Cycle","","","","STM","","Fossil","G",2030,"NaturalGas","",0.10592549851103583,9.567464381641945E-3,2.0902609528913563,2.205753915784034,0,0,0,0,0,0,0,0,0,0,0,0,11.872393967828733,1.072345261610337,234.28165802490878,247.22639725434786,6.487917816436457,0.5860054801942608,128.0281085040745,135.10203180070525,7.7595552627997888E-9,7.008630559948196e-10,1.5309097409463392E-7,1.6155139241342853E-7,4.6553640298470115E-3,4.2048449301843895E-4,0.09186574511974625,0.0969415936426117,0,0,0,0,0,0,0,0,2.8395779101691776,0.046758408036381004,0.004305020477358843,0.5003974028954781,0.551460831409218,0.351724416912589,0.023914067332983364,4.525751569823686,4.901390054069258,0,94.10000000000001,null,"",""]
["10633_G_GT3","PJM_Dominion","Virginia",51,"Prince George",670,"10633","GT3","Hopewell Cogeneration",8922,1990,9999,"Combined Cycle","","","","STM","","Fossil","G",2030,"NaturalGas","",0.10592549851103583,9.567464381641945E-3,2.0902609528913563,2.205753915784034,0,0,0,0,0,0,0,0,0,0,0,0,11.872393967828733,1.072345261610337,234.28165802490878,247.22639725434786,6.487917816436457,0.5860054801942608,128.0281085040745,135.10203180070525,7.7595552627997888E-9,7.008630559948196e-10,1.5309097409463392E-7,1.6155139241342853E-7,4.6553640298470115E-3,4.2048449301843895E-4,0.09186574511974625,0.0969415936426117,0,0,0,0,0,0,0,0,2.8395779101691776,0.046758408036381004,0.004305020477358843,0.5003974028954781,0.551460831409218,0.351724416912589,0.023914067332983364,4.525751569823686,4.901390054069258,0,94.10000000000001,null,"",""]
["10633_G_ST1","PJM_Dominion","Virginia",51,"Prince George",670,"10633","ST1","Hopewell Cogeneration",8922,1990,9999,"Combined Cycle","","","","STM","","Fossil","G",2030,"NaturalGas","",0.10806427053198131,0.009760643789985408,2.1324660093259324,2.2502909236478987,0,0,0,0,0,0,0,0,0,0,0,0,12.112112868348124,1.0939972913346692,239.0121059552736,252.21821611495642,6.618917219743889,0.5978376843639643,130.61316064177635,137.82991554588423,7.91623066130478e-09,7.150143823113995e-10,1.5618207771609839E-7,1.6481332275971458E-7,0.004749361815784413,4.2897461561923646E-4,0.09372063264076134,0.098898969072165,0,0,0,0,0,0,0,0,2.8969126394924665,0.047702520419687325,0.004391944376476609,0.5105010699039947,0.5625955347001587,0.3588261851605584,0.024396923102724795,4.617132313528947,5.0003554217922295,0,96.00000000000001,null,"",""]
["10634_G_GEN1","WECC_Imperial Irrigation District (IID)","California",6,"Imperial",25,"10634","GEN1","Elmore Company",9771,1988,9999,"Geothermal","","","","","","Non-Fossil","G",2030,"Geothermal","",0.8067950301144293,1.076680167188324,1.3704011730465249,3.253876370349278,0,0,0,0,0,0,0,0,0,0,0,0,82.57036434628162,110.19139976177874,140.25188550200346,333.0136496100638,0,0,0,0,1.4925708054900075E-3,1.9918583090025553E-3,2.5352421703903746E-3,0.006019671284882937,0,0,0,0,0,0,0,0,0,0,0,0,5.147957804518945,0.09578162264168667,0.12782202372366333,0.162692187182324,0.38629583354767405,0,0,0,0,0,51.1,null,"",""]
["10649_G_GEN1","WECC_Northern California (not including BANC)","California",6,"Kern",29,"10649","GEN1","Bear Mountain Limited",8700,1995,9999,"Combustion Turbine","","","","","","Fossil","G",2030,"NaturalGas","",0.11951805776663449,0.5846877712333655,0.33113211899999995,1.035337948,0,0,0,0,0,0,0,0,0,0,0,0,13.737707809357758,67.20549104464224,38.061163113999996,119.004361968,8.641187185126327,42.27308049087367,23.940939756,74.85520743199999,1.0326184763741592E-8,5.0516165236258404E-8,2.8651000000000003E-8,8.9493349999999992E-8,0.06413653253616203,0.3137588324638379,0.177694202,0.555589567,0,0,0,0,0,0,0,0,0.907359897,0.06484198086016862,0.3172099177307114,0.17964868989807997,0.56170058848896,0.4415816394240881,1.8543037915759122,1.01603695,3.3119223810000005,0,46,null,"",""]
["10650_G_GEN1","WECC_Northern California (not including BANC)","California",6,"Kern",29,"10650","GEN1","Badger Creek Limited",8700,1991,9999,"Combustion Turbine","","","","","","Fossil","G",2030,"NaturalGas","",0.11951805776663449,0.5846877712333655,0.33113211899999995,1.035337948,0,0,0,0,0,0,0,0,0,0,0,0,13.737707809357758,67.20549104464224,38.061163113999996,119.004361968,8.641187185126327,42.27308049087367,23.940939756,74.85520743199999,1.0326184763741592E-8,5.0516165236258404E-8,2.8651000000000003E-8,8.9493349999999992E-8,0.05682901694889103,0.2780101340511089,0.157448281,0.4922874319999999,0,0,0,0,0,0,0,0,1.443093445,0.06484198086016862,0.3172099177307114,0.17964868989807997,0.56170058848896,0.4415816394240881,1.8543037915759122,1.01603695,3.3119223810000005,0,46,null,"",""]
["10652_B_BLR1","WECC_Northern California (not including BANC)","California",6,"Shasta",89,"10652","BLR1","Burney Forest Products",14869,1989,9999,"Biomass","","","ESPH + SNCR","NH3","","Non-Fossil","B",2030,"","Biomass Retirement",0,0,0,0,0,0,0,0,0,0,0,0,0,0,0,0,0,0,0,0,0,0,0,0,0,0,0,0,0,0,0,0,0,0,0,0,0,0,0,0,0,0,0,0,0,0,0,0,0,0,15.5,"SNCR","",""]
["10652_B_BLR2","WECC_Northern California (not including BANC)","California",6,"Shasta",89,"10652","BLR2","Burney Forest Products",14869,1989,9999,"Biomass","","","ESPH + SNCR","NH3","","Non-Fossil","B",2030,"","Biomass Retirement",0,0,0,0,0,0,0,0,0,0,0,0,0,0,0,0,0,0,0,0,0,0,0,0,0,0,0,0,0,0,0,0,0,0,0,0,0,0,0,0,0,0,0,0,0,0,0,0,0,0,15.5,"SNCR","",""]
["10661_B_4","WECC_Northern California (not including BANC)","California",6,"Plumas",63,"10661","4","Collins Pine Project",7053,1985,9999,"Biomass","","","Cyclone","","","Non-Fossil","B",2030,"","Biomass Retirement",0,0,0,0,0,0,0,0,0,0,0,0,0,0,0,0,0,0,0,0,0,0,0,0,0,0,0,0,0,0,0,0,0,0,0,0,0,0,0,0,0,0,0,0,0,0,0,0,0,0,12,null,"",""]
["10671_B_1A","SPP West (Oklahoma, Arkansas, Louisiana)","Oklahoma",40,"Le Flore",79,"10671","1A","River Valley",11851,1991,9999,"Coal Steam","FBC","dry","Baghouse + Reagent Injection + DSI","CF","Reagent Injection","Fossil","B",2030,"Coal","",0,0,0,0,0,0,0,0,0,0,0,0,0,0,0,0,0,0,0,0,0,0,0,0,0,0,0,0,0,0,0,0,0,0,0,0,0,0,0,0,0.84894192175,0,0,0,0,0,0,0,0,0,80,"DSI","",""]
["10671_B_1B","SPP West (Oklahoma, Arkansas, Louisiana)","Oklahoma",40,"Le Flore",79,"10671","1B","River Valley",11851,1991,9999,"Coal Steam","FBC","dry","Baghouse + Reagent Injection + DSI","CF","Reagent Injection","Fossil","B",2030,"Coal","",0,0,0,0,0,0,0,0,0,0,0,0,0,0,0,0,0,0,0,0,0,0,0,0,0,0,0,0,0,0,0,0,0,0,0,0,0,0,0,0,0.84894192175,0,0,0,0,0,0,0,0,0,80,"DSI","",""]
["10671_B_2A","SPP West (Oklahoma, Arkansas, Louisiana)","Oklahoma",40,"Le Flore",79,"10671","2A","River Valley",11896,1991,9999,"Coal Steam","FBC","dry","Baghouse + Reagent Injection + DSI","CF","Reagent Injection","Fossil","B",2030,"Coal","",0,0,0,0,0,0,0,0,0,0,0,0,0,0,0,0,0,0,0,0,0,0,0,0,0,0,0,0,0,0,0,0,0,0,0,0,0,0,0,0,0.84894192175,0,0,0,0,0,0,0,0,0,80,"DSI","",""]
["10671_B_2B","SPP West (Oklahoma, Arkansas, Louisiana)","Oklahoma",40,"Le Flore",79,"10671","2B","River Valley",11896,1991,9999,"Coal Steam","FBC","dry","Baghouse + Reagent Injection + DSI","CF","Reagent Injection","Fossil","B",2030,"Coal","",0,0,0,0,0,0,0,0,0,0,0,0,0,0,0,0,0,0,0,0,0,0,0,0,0,0,0,0,0,0,0,0,0,0,0,0,0,0,0,0,0.84894192175,0,0,0,0,0,0,0,0,0,80,"DSI","",""]
["1068_G_1","MISO_Iowa","Iowa",19,"Marshall",127,"1068","1","Marshalltown",17054,1978,9999,"Combustion Turbine","","","","","","Fossil","G",2030,"NaturalGas","",0,0,0,0,0,0,0,0,0,0,0,0,0,0,0,0,0,0,0,0,0,0,0,0,0,0,0,0,0,0,0,0,0,0,0,0,0,0,0,0,1.1026395271841198,0,0,0,0,0,0,0,0,0,55.900000000000006,null,"",""]
["1068_G_2","MISO_Iowa","Iowa",19,"Marshall",127,"1068","2","Marshalltown",17054,1978,9999,"Combustion Turbine","","","","","","Fossil","G",2030,"NaturalGas","",0,0,0,0,0,0,0,0,0,0,0,0,0,0,0,0,0,0,0,0,0,0,0,0,0,0,0,0,0,0,0,0,0,0,0,0,0,0,0,0,1.108557091730725,0,0,0,0,0,0,0,0,0,56.199999999999996,null,"",""]
["1068_G_3","MISO_Iowa","Iowa",19,"Marshall",127,"1068","3","Marshalltown",17054,1978,9999,"Combustion Turbine","","","","","","Fossil","G",2030,"NaturalGas","",0,0,0,0,0,0,0,0,0,0,0,0,0,0,0,0,0,0,0,0,0,0,0,0,0,0,0,0,0,0,0,0,0,0,0,0,0,0,0,0,1.2170457750851553,0,0,0,0,0,0,0,0,0,61.7,null,"",""]
["10682_G_GT1","WECC_Colorado","Colorado",8,"Morgan",87,"10682","GT1","Brush Generation Facility",10763,1990,9999,"Combined Cycle","","","","","","Fossil","G",2030,"NaturalGas","",0.048185127148594374,0.006351675851405622,0.068585749,0.123122552,0,0,0,0,0,0,0,0,0,0,0,0,4.47692344,0.590139908,6.3723636,11.439426948000001,2.820757332128514,0.3718271028714857,4.015009770000001,7.207594205,3.375232931726908E-9,4.449170682730924e-10,4.7990000000000005E-9,8.61915e-09,7.280506827309236E-4,9.597031726907625E-5,1.036239E-3,1.8602599999999999E-3,0,0,0,0,0,0,0,0,0.754404333,0.017631979996823,0.00236916642372393,0.025097008924433,0.045098155344979934,0.1599450595356015,0.016410146464398492,0.15897966900000002,0.33533487500000003,0,25,null,"",""]
["10682_G_GT2","WECC_Colorado","Colorado",8,"Morgan",87,"10682","GT2","Brush Generation Facility",16250,1990,9999,"Combustion Turbine","","","","H2O","","Fossil","G",2030,"NaturalGas","",1.034019E-3,0,0.00109849,0.002132509,0,0,0,0,0,0,0,0,0,0,0,0,0.063631923,0,0.067599393,0.131231316,0.060531458,0,0.064305613,0.124837071,7.25e-11,0,7.7e-11,1.495E-10,4.52e-05,0,4.8e-05,9.32e-05,0,0,0,0,0,0,0,0,1.109916871,0.00030034267656,0,0.00031906913496,0.00061941181152,0.003432308,0,0.002546267,0.005978575,0,25,null,"",""]
["10682_G_GT3","WECC_Colorado","Colorado",8,"Morgan",87,"10682","GT3","Brush Generation Facility",10763,1994,9999,"Combined Cycle","","","","","","Fossil","G",2030,"NaturalGas","",0.06167696232435916,0.008130145033665525,0.0877897611851852,0.1575968685432099,0,0,0,0,0,0,0,0,0,0,0,0,5.730462005810897,0.7553790825841636,8.156625578271605,14.642466666666666,3.6105693877772818,0.4759386920251861,5.139212613530864,9.225720693333333,4.3167950815608115E-9,5.69032078933016e-10,6.1468641975308643E-9,1.1032691358024691E-8,9.1806109572168532E-4,1.2101714443604038E-4,1.306755906479159E-3,2.3458341466368847E-3,0,0,0,0,0,0,0,0,1.259590049185185,0.022568934406216212,3.0325330237483076E-3,0.0321241720938744,0.05772563952383892,0.204729678018571,0.021004987660441322,0.20349398103703706,0.4292286467160494,0,32,null,"",""]
["10682_G_GT4","WECC_Colorado","Colorado",8,"Morgan",87,"10682","GT4","Brush Generation Facility",10763,1999,9999,"Combined Cycle","","","","H2O","","Fossil","G",2030,"NaturalGas","",0.04818512803212851,0.006351675967871485,0.0685857515,0.1231225555,0,0,0,0,0,0,0,0,0,0,0,0,4.47692344,0.590139908,6.372363741999999,11.439427089999999,2.8207573334538156,0.3718271030461845,4.015009861,7.2075942975,3.3740622489959836E-9,4.4476275100401603E-10,4.8015E-9,8.620325e-09,7.134140562248993E-4,9.4040943775100579E-5,0.0010154585,1.8229135E-3,0,0,0,0,0,0,0,0,0.9670928145,0.01763197999682305,0.00236916642372393,0.025097009483687847,0.04509815590423483,0.15994506044254983,0.016410146557450163,0.15897967300000002,0.33533488,0,25,null,"",""]
["10682_G_GT5","WECC_Colorado","Colorado",8,"Morgan",87,"10682","GT5","Brush Generation Facility",10763,1999,9999,"Combined Cycle","","","","H2O","","Fossil","G",2030,"NaturalGas","",0.04818512803212851,0.006351675967871485,0.0685857515,0.1231225555,0,0,0,0,0,0,0,0,0,0,0,0,4.47692344,0.590139908,6.372363741999999,11.439427089999999,2.8207573334538156,0.3718271030461845,4.015009861,7.2075942975,3.3740622489959836E-9,4.4476275100401603E-10,4.8015E-9,8.620325e-09,7.134140562248993E-4,9.4040943775100579E-5,0.0010154585,1.8229135E-3,0,0,0,0,0,0,0,0,0.9670928145,0.01763197999682305,0.00236916642372393,0.025097009483687847,0.04509815590423483,0.15994506044254983,0.016410146557450163,0.15897967300000002,0.33533488,0,25,null,"",""]
["10682_G_ST1","WECC_Colorado","Colorado",8,"Morgan",87,"10682","ST1","Brush Generation Facility",10763,1990,9999,"Combined Cycle","","","","LNB","","Fossil","G",2030,"NaturalGas","",0.057822152048192785,7.6220109518072305E-3,0.08230290300000001,0.14774706600000004,0,0,0,0,0,0,0,0,0,0,0,0,5.37230804,0.708167878,7.646836604000001,13.727312522000002,3.3849087464257037,0.4461925165742968,4.818011906,8.649113169,4.0465863453815258E-9,5.334136546184739e-10,5.768e-09,1.0348e-08,8.7372867469879471E-4,1.1517332530120511E-4,1.2436090000000001E-3,2.232511E-3,0,0,0,0,0,0,0,0,0.9052852,0.0211583756496072,0.00284299966189954,0.030116411827829308,0.05411778713933605,0.19193406944743552,0.019692175552564466,0.19077561,0.40240185500000003,0,30,null,"",""]
["10682_G_ST2","WECC_Colorado","Colorado",8,"Morgan",87,"10682","ST2","Brush Generation Facility",10763,1994,9999,"Combined Cycle","","","","LNB","","Fossil","G",2030,"NaturalGas","",0.07709620290544895,0.010162681292081907,0.10973720148148149,0.19699608567901236,0,0,0,0,0,0,0,0,0,0,0,0,7.163077507263622,0.9442238532302046,10.195781972839507,18.303083333333333,4.513211734721602,0.5949233650314827,6.42401576691358,11.532150866666665,5.3959938519510143E-9,7.1129009866627e-10,7.68358024691358e-09,1.3790864197530865E-8,1.1475763696521066E-3,1.5127143054505048E-4,1.6334448830989487E-3,0.002932292683296106,0,0,0,0,0,0,0,0,1.5744875614814813,0.028211168007770272,0.003790666279685385,0.040155215117343,0.07215704940479865,0.25591209752321376,0.026256234575551655,0.2543674762962963,0.5365358083950618,0,40,null,"",""]
["10682_G_ST4","WECC_Colorado","Colorado",8,"Morgan",87,"10682","ST4","Brush Generation Facility",10763,2002,9999,"Combined Cycle","","","","LNB","","Fossil","G",2030,"NaturalGas","",0.17346645653726017,0.02286603290718429,0.24690870333333337,0.44324119277777785,0,0,0,0,0,0,0,0,0,0,0,0,16.11692439134315,2.1245036697679605,22.940509438888892,41.181937500000004,10.154726403123606,1.338577571320836,14.454035475555555,25.94733945,1.2140986166889783E-8,1.6004027219991077E-9,1.7288055555555556E-8,3.102944444444445E-8,0.002568169522578014,3.3853143706710206E-4,0.003655498210421892,6.5621991700670085E-3,0,0,0,0,0,0,0,0,3.5425970133333333,0.06347512801748312,0.008528999129292116,0.09034923401402176,0.162353361160797,0.575802219427231,0.059076527794991236,0.5723268216666667,1.207205568888889,0,90,null,"",""]
["10684_B_BLR22","WECC_Southern California Edison","California",6,"San Bernardino",71,"10684","BLR22","Argus Cogen Plant",8300,1967,9999,"Coal Steam","","","","","","Fossil","B",2030,"Coal","",0,0,0,0,0,0,0,0,0,0,0,0,0,0,0,0,0,0,0,0,0,0,0,0,0,0,0,0,0,0,0,0,0,0,0,0,0,0,0,0,0.101717324,0,0,0,0,0,0,0,0,0,2.3,null,"",""]
["10686_B_5","MISO_Minnesota and Western Wisconsin","Minnesota",27,"Itasca",61,"10686","5","Rapids Energy Center",4431,1980,9999,"Biomass","","","ESPC + Cyclone","","","Non-Fossil","B",2030,"","Biomass Retirement",0,0,0,0,0,0,0,0,0,0,0,0,0,0,0,0,0,0,0,0,0,0,0,0,0,0,0,0,0,0,0,0,0,0,0,0,0,0,0,0,0,0,0,0,0,0,0,0,0,0,10.8,null,"",""]
["10686_B_6","MISO_Minnesota and Western Wisconsin","Minnesota",27,"Itasca",61,"10686","6","Rapids Energy Center",4431,1980,9999,"Biomass","","","ESPC + Cyclone","","","Non-Fossil","B",2030,"","Biomass Retirement",0,0,0,0,0,0,0,0,0,0,0,0,0,0,0,0,0,0,0,0,0,0,0,0,0,0,0,0,0,0,0,0,0,0,0,0,0,0,0,0,0,0,0,0,0,0,0,0,0,0,10.8,null,"",""]
["10686_B_7","MISO_Minnesota and Western Wisconsin","Minnesota",27,"Itasca",61,"10686","7","Rapids Energy Center",4431,2001,9999,"Biomass","","","ESPC + Cyclone","FR + LNB","","Non-Fossil","B",2030,"","Biomass Retirement",0,0,0,0,0,0,0,0,0,0,0,0,0,0,0,0,0,0,0,0,0,0,0,0,0,0,0,0,0,0,0,0,0,0,0,0,0,0,0,0,0,0,0,0,0,0,0,0,0,0,3.3,null,"",""]
["10686_B_8","MISO_Minnesota and Western Wisconsin","Minnesota",27,"Itasca",61,"10686","8","Rapids Energy Center",4431,2001,9999,"Biomass","","","","FR + LNB","","Non-Fossil","B",2030,"","Biomass Retirement",0,0,0,0,0,0,0,0,0,0,0,0,0,0,0,0,0,0,0,0,0,0,0,0,0,0,0,0,0,0,0,0,0,0,0,0,0,0,0,0,0,0,0,0,0,0,0,0,0,0,3.3,null,"",""]
["10690_G_CTG1","MISO_Louisiana","Louisiana",22,"East Baton Rouge",33,"10690","CTG1","ExxonMobil Baton Rouge Turbine Generator",8700,1990,9999,"Combustion Turbine","","","","","","Fossil","G",2030,"NaturalGas","",0.39148158912644754,0.26104000887355255,0.998275901,1.650797499,0,0,0,0,0,0,0,0,0,0,0,0,44.99788376099999,30.00459869,114.744356649,189.7468391,31.599576681833028,21.070604612166967,80.578747122,133.24892841599998,3.7775972986792627E-8,2.5189027013207365E-8,9.63465e-08,1.593115E-7,0.013340982178448473,8.895769821551526E-3,0.034019551,0.056256303,0,0,0,0,0,0,0,0,3.117951646,0.29338620212171995,0.1956299834588,0.7481332053514799,1.2371493909319997,1.2350791046919865,0.7468461493080135,2.75112733,4.733052584,0,76.7,null,"",""]
["10692_G_GEN1","ERCOT_Rest","Texas",48,"Harris",201,"10692","GEN1","ExxonMobil Baytown Turbine",8700,1989,9999,"Combustion Turbine","","","","","","Fossil","G",2030,"NaturalGas","",0.004822463257050127,0.012576353626385456,0.1253786165398773,0.1427774334233129,0,0,0,0,0,0,0,0,0,0,0,0,0.5543061228957056,1.4455578917300613,14.41133522571779,16.411199240343556,0.4087873440226546,1.0660639433393084,10.628010781251534,12.102862068613497,4.887748035575086e-10,1.2746607792645775E-9,1.2708269938650309E-8,1.4471705521472394E-8,1.6545622682829731E-3,0.00431488205791523,0.043016755476316615,0.04898619980251482,0,0,0,0,0,0,0,0,1.3226450385276074,2.7534391508355536E-3,0.007180609286969296,0.07158631843901334,0.08152036687681818,0.014887202896834026,0.03500166689457701,0.3410592884417178,0.39094815823312884,0,32,null,"",""]
["10692_G_GEN2","ERCOT_Rest","Texas",48,"Harris",201,"10692","GEN2","ExxonMobil Baytown Turbine",8700,1989,9999,"Combustion Turbine","","","","","","Fossil","G",2030,"NaturalGas","",0.004822463257050127,0.012576353626385456,0.1253786165398773,0.1427774334233129,0,0,0,0,0,0,0,0,0,0,0,0,0.5543061228957056,1.4455578917300613,14.41133522571779,16.411199240343556,0.4087873440226546,1.0660639433393084,10.628010781251534,12.102862068613497,4.887748035575086e-10,1.2746607792645775E-9,1.2708269938650309E-8,1.4471705521472394E-8,1.6545622682829731E-3,0.00431488205791523,0.043016755476316615,0.04898619980251482,0,0,0,0,0,0,0,0,1.3226450385276074,2.7534391508355536E-3,0.007180609286969296,0.07158631843901334,0.08152036687681818,0.014887202896834026,0.03500166689457701,0.3410592884417178,0.39094815823312884,0,32,null,"",""]
["10692_G_GEN3","ERCOT_Rest","Texas",48,"Harris",201,"10692","GEN3","ExxonMobil Baytown Turbine",8700,1989,9999,"Combustion Turbine","","","","","","Fossil","G",2030,"NaturalGas","",0.004822463257050127,0.012576353626385456,0.1253786165398773,0.1427774334233129,0,0,0,0,0,0,0,0,0,0,0,0,0.5543061228957056,1.4455578917300613,14.41133522571779,16.411199240343556,0.4087873440226546,1.0660639433393084,10.628010781251534,12.102862068613497,4.887748035575086e-10,1.2746607792645775E-9,1.2708269938650309E-8,1.4471705521472394E-8,1.6545622682829731E-3,0.00431488205791523,0.043016755476316615,0.04898619980251482,0,0,0,0,0,0,0,0,1.3226450385276074,2.7534391508355536E-3,0.007180609286969296,0.07158631843901334,0.08152036687681818,0.014887202896834026,0.03500166689457701,0.3410592884417178,0.39094815823312884,0,32,null,"",""]
["10692_G_GEN4","ERCOT_Rest","Texas",48,"Harris",201,"10692","GEN4","ExxonMobil Baytown Turbine",8700,1997,9999,"Combustion Turbine","","","","","","Fossil","G",2030,"NaturalGas","",0.01356317791045348,0.0353709945742091,0.3526273590184049,0.4015615315030675,0,0,0,0,0,0,0,0,0,0,0,0,1.558985970644172,4.0656315704907975,40.53188032233129,46.15649786346626,1.1497144050637162,2.998304840641805,29.891280322269942,34.03929956797546,1.3746791350054933E-9,3.584983441681624E-9,3.5742009202453993E-8,4.0701671779141106E-8,4.8539788309477487E-4,1.2658542122377687E-3,0.01261979826693267,0.014371050362265214,0,0,0,0,0,0,0,0,3.7199391708588956,0.007744047611724996,0.020195463619601145,0.20133652060972507,0.22927603184105122,0.0418702581473457,0.09844218814099785,0.9592292487423314,1.099541695030675,0,90,null,"",""]
["10692_G_GEN5","ERCOT_Rest","Texas",48,"Harris",201,"10692","GEN5","ExxonMobil Baytown Turbine",8700,2004,9999,"Combustion Turbine","","","","","","Fossil","G",2030,"NaturalGas","",0.021098276749594302,0.05502154711543637,0.5485314473619632,0.6246512712269939,0,0,0,0,0,0,0,0,0,0,0,0,2.425089287668712,6.324315776319018,63.049591612515336,71.79899667650307,1.7884446300991144,4.6640297521094745,46.49754716797546,52.95002155018405,2.1383897655641006E-9,5.5766409092825263E-9,5.55986809815951E-8,6.3313711656441724E-8,7.5506337370298288E-4,1.9691065523698625E-3,0.01963079730411749,0.022354967230190335,0,0,0,0,0,0,0,0,5.786572043558282,0.012046296284905549,0.03141516563049067,0.3131901431706834,0.3566516050860796,0.06513151267364886,0.15313229266377443,1.4921343869325154,1.7103981922699387,0,140,null,"",""]
["10706_G_GEN1","WECC_Northern California (not including BANC)","California",6,"Shasta",89,"10706","GEN1","Burney Creek",0,1990,9999,"Hydro","","","","","","Non-Fossil","G",2030,"Hydro","",0,0,0,0,0,0,0,0,0,0,0,0,0,0,0,0,1.5120942187278437,2.353597460077465,4.6157939442146025,8.481485623019912,0,0,0,0,0,0,0,0,0,0,0,0,0,0,0,0,0,0,0,0,0.0474247028539823,0.002101810964031707,3.2715004695076685E-3,0.006415953582458304,0.011789265015997679,0,0,0,0,0,3,null,"",""]
["10707_G_GEN1","WECC_Northern California (not including BANC)","California",6,"Shasta",89,"10707","GEN1","Cove Hydroelectric",0,1990,9999,"Hydro","","","","","","Non-Fossil","G",2030,"Hydro","",0,0,0,0,0,0,0,0,0,0,0,0,0,0,0,0,2.4741474819351623,3.9455817541535243,7.47683162850186,13.896560864590548,0,0,0,0,0,0,0,0,0,0,0,0,0,0,0,0,0,0,0,0,0.07904117140843267,3.4390649998898757E-3,0.005484358638273392,0.010392795963617587,0.019316219601780857,0,0,0,0,0,5.000000000000001,null,"",""]
["10708_G_GEN1","WECC_Northern California (not including BANC)","California",6,"Shasta",89,"10708","GEN1","Lost Creek I",0,1989,9999,"Hydro","","","","","","Non-Fossil","G",2030,"Hydro","",0,0,0,0,0,0,0,0,0,0,0,0,0,0,0,0,0.5544345468668762,0.8629857353617375,1.6924577795453546,3.1098780617739683,0,0,0,0,0,0,0,0,0,0,0,0,0,0,0,0,0,0,0,0,0.01738905771312685,7.7066402014495949E-4,1.1995501721528122E-3,2.3525163135680455E-3,0.004322730505865817,0,0,0,0,0,1.1,null,"",""]
["10709_G_GEN1","WECC_Northern California (not including BANC)","California",6,"Tehama",103,"10709","GEN1","Ponderosa Bailey Creek",0,1990,9999,"Hydro","","","","","","Non-Fossil","G",2030,"Hydro","",0,0,0,0,0,0,0,0,0,0,0,0,0,0,0,0,0.5544345468668762,0.8629857353617375,1.6924577795453546,3.1098780617739683,0,0,0,0,0,0,0,0,0,0,0,0,0,0,0,0,0,0,0,0,0.01738905771312685,7.7066402014495949E-4,1.1995501721528122E-3,2.3525163135680455E-3,0.004322730505865817,0,0,0,0,0,1.1,null,"",""]
["10725_G_GEN1","NY_Zone F (Capital)","New York",36,"Albany",1,"10725","GEN1","Selkirk Cogen",7915,1992,9999,"Combined Cycle","","","SCR","STM","","Fossil","G",2030,"NaturalGas","",0.03356116139590444,0,1.3597117787565418,1.3932729401524462,0,0,0,0,0,0,0,0,0,0,0,0,4.240197274439135,0,171.78923297712288,176.02943025156202,2.2826416815290105,0,92.47995745541297,94.76259913694199,2.73237827076223E-9,0,1.1058364960182025E-7,1.1331602787258248E-7,5.3324228213879406E-4,0,0.021603416057451655,0.02213665833959045,0,0,0,0,0,0,0,0,2.1922117694254837,0.017474290401660486,0,0.392548811501518,0.4100231019031785,0.15543582011433446,0,3.3077140747952223,3.4631498949095563,0,69.4,"SCR","",""]
["10725_G_GEN2","NY_Zone F (Capital)","New York",36,"Albany",1,"10725","GEN2","Selkirk Cogen",7915,1992,9999,"Combined Cycle","","","SCR","STM","","Fossil","G",2030,"NaturalGas","",0.02948311110165136,0.12325734089834861,0.226942079,0.379682531,0,0,0,0,0,0,0,0,0,0,0,0,3.724963153999999,15.572612121,28.672404408000002,47.969979683000005,2.0052737182656877,8.383264080734312,15.435325565,25.823863364,2.3981411302752336E-9,1.0025688869724764E-8,1.845525e-08,3.0879079999999994E-8,4.6841429211009165E-4,0.001958256707889908,3.605769999999999E-3,0.006032440999999999,0,0,0,0,0,0,0,0,0.274816173,0.012424925358813196,0.0355843627341112,0.06551818224108462,0.113527470334009,0.13654853009388335,0.37444847490611655,0.5520725259999999,1.0630695309999998,0,8.7,"SCR","",""]
["10725_G_GEN3","NY_Zone F (Capital)","New York",36,"Albany",1,"10725","GEN3","Selkirk Cogen",7915,1994,9999,"Combined Cycle","","","SCR","STM","","Fossil","G",2030,"NaturalGas","",0.038348704592150167,0,1.5536764273111492,1.5920251319032992,0,0,0,0,0,0,0,0,0,0,0,0,4.8450669144527865,0,196.29518984273548,201.14025675718827,2.6082634775972693,0,105.67234331720819,108.28060679480546,3.1221555745164957E-9,0,1.2635855062571103E-7,1.2948070620022751E-7,6.0930998521046631E-4,0,0.024685171374004552,0.02529448135921502,0,0,0,0,0,0,0,0,2.5049336212599544,0.01996702058864087,0,0.4485464085312734,0.4685134291199143,0.17760894142747438,0,3.7795637771075086,3.9571727185349825,0,79.3,"SCR","",""]
["10725_G_GEN4","NY_Zone F (Capital)","New York",36,"Albany",1,"10725","GEN4","Selkirk Cogen",7915,1994,9999,"Combined Cycle","","","SCR","STM","","Fossil","G",2030,"NaturalGas","",0.038348704592150167,0,1.5536764273111492,1.5920251319032992,0,0,0,0,0,0,0,0,0,0,0,0,4.8450669144527865,0,196.29518984273548,201.14025675718827,2.6082634775972693,0,105.67234331720819,108.28060679480546,3.1221555745164957E-9,0,1.2635855062571103E-7,1.2948070620022751E-7,6.0930998521046631E-4,0,0.024685171374004552,0.02529448135921502,0,0,0,0,0,0,0,0,2.5049336212599544,0.01996702058864087,0,0.4485464085312734,0.4685134291199143,0.17760894142747438,0,3.7795637771075086,3.9571727185349825,0,79.3,"SCR","",""]
["10725_G_GEN5","NY_Zone F (Capital)","New York",36,"Albany",1,"10725","GEN5","Selkirk Cogen",7915,1994,9999,"Combined Cycle","","","SCR","STM","","Fossil","G",2030,"NaturalGas","",0.05977175141979522,0,2.4216192486211607,2.4813910000409556,0,0,0,0,0,0,0,0,0,0,0,0,7.551705808655289,0,305.9531584434061,313.5048642520614,4.06533878727645,0,164.70493863817063,168.7702774254471,4.8663105802047773E-9,0,1.9694724914675764E-7,2.0181355972696243E-7,9.4969374744027291E-4,0,0.03847524819453925,0.03942494194197952,0,0,0,0,0,0,0,0,3.904284938054607,0.031121358698058155,0,0.6991215144320982,0.7302428731301565,0.2768280600307167,0,5.890972040989761,6.167800101020477,0,123.6,"SCR","",""]
["10726_G_GEN1","ISONE_MA, VT, NH, RI (Rest of ISO New England)","Massachusetts",25,"Hampden",13,"10726","GEN1","Masspower",8485,1993,9999,"Combined Cycle","","","SCR","STM","","Fossil","G",2030,"","CC Retirement",0,0,0,0,0,0,0,0,0,0,0,0,0,0,0,0,0,0,0,0,0,0,0,0,0,0,0,0,0,0,0,0,0,0,0,0,0,0,0,0,0,0,0,0,0,0,0,0,0,0,83,"SCR","",""]
["10726_G_GEN2","ISONE_MA, VT, NH, RI (Rest of ISO New England)","Massachusetts",25,"Hampden",13,"10726","GEN2","Masspower",8485,1993,9999,"Combined Cycle","","","SCR","STM","","Fossil","G",2030,"","CC Retirement",0,0,0,0,0,0,0,0,0,0,0,0,0,0,0,0,0,0,0,0,0,0,0,0,0,0,0,0,0,0,0,0,0,0,0,0,0,0,0,0,0,0,0,0,0,0,0,0,0,0,83,"SCR","",""]
["10726_G_GEN3","ISONE_MA, VT, NH, RI (Rest of ISO New England)","Massachusetts",25,"Hampden",13,"10726","GEN3","Masspower",8485,1993,9999,"Combined Cycle","","","SCR","STM","","Fossil","G",2030,"","CC Retirement",0,0,0,0,0,0,0,0,0,0,0,0,0,0,0,0,0,0,0,0,0,0,0,0,0,0,0,0,0,0,0,0,0,0,0,0,0,0,0,0,0,0,0,0,0,0,0,0,0,0,79,"SCR","",""]
["1073_B_1","MISO_Iowa","Iowa",19,"Linn",113,"1073","1","Prairie Creek",10908,1950,9999,"Coal Steam","stoker/SPR","dry","ESPC","OFA","","Fossil","B",2030,"","Coal Retirement",0,0,0,0,0,0,0,0,0,0,0,0,0,0,0,0,0,0,0,0,0,0,0,0,0,0,0,0,0,0,0,0,0,0,0,0,0,0,0,0,0,0,0,0,0,0,0,0,0,0,1.7,null,"",""]
["1073_B_2","MISO_Iowa","Iowa",19,"Linn",113,"1073","2","Prairie Creek",10908,1950,9999,"Coal Steam","stoker/SPR","dry","ESPC","OFA","","Fossil","B",2030,"Coal","",0.03655693528301884,0.049554956716981124,0.05721642999999999,0.14332832199999995,0,0,0,0,0.03655693528301884,0.049554956716981124,0.05721642999999999,0.14332832199999995,0,0,0,0,3.351391200000001,4.542996960000002,5.245363871999999,13.139752032,3.917079894481131,5.309819412518865,6.130740378999999,15.357639685999997,1.0256550919811329E-5,1.390332458018867E-5,1.6052803999999997E-5,4.0212679499999996E-5,8.679698066037746E-3,0.011765812933962257,0.013584843,0.034030354,9.54720933962264E-3,0.012941772660377354,0.014942629999999998,0.03743161199999999,8.9307424528301958E-6,1.21061175471698E-5,1.3971499999999998E-5,3.5008359999999992E-5,0.126626464,0.005097235069789041,0.006909585316825144,0.007977836989654557,0.01998465737626874,0.06901150669811318,0.0935489313018868,0.10801206699999996,0.2705725049999999,0,1.9,null,"",""]
["1073_B_3","MISO_Iowa","Iowa",19,"Linn",113,"1073","3","Prairie Creek",12146,1958,9999,"Coal Steam","wall","dry","ESPC + Mercury Control","LNB + OFA","","Fossil","B",2030,"Coal","Coal to Gas",0.018502203999999998,0,0.026880439,0.045382643,0,0,0,0,0.018502203999999998,0,0.026880439,0.045382643,0,0,0,0,1.5233146199999998,0,2.213111565,3.736426185,2.2248949160000002,0,3.23238588,5.457280796,5.8256685000000005E-6,0,8.4636874999999991E-6,1.4289355999999999E-5,2.0629529999999997E-3,0,2.9970300000000004E-3,5.0599830000000005E-3,0.005422702000000001,0,0.007878267000000001,0.013300969000000003,5.0709200000000006E-6,0,7.3674999999999993E-6,1.243842e-05,0.927060404,4.8240960260545794E-3,0,0.00700857364969814,0.011832669675752718,0.03492799,0,0.050744399,0.085672389,4.844566201,26,"Mercury Control / Coal to Gas","",""]
["10735_G_GEN1","WECC_Idaho","Idaho",16,"Ada",1,"10735","GEN1","Barber Dam",0,1990,9999,"Hydro","","","","","","Non-Fossil","G",2030,"Hydro","",0,0,0,0,0,0,0,0,0,0,0,0,0,0,0,0,3.197879720022641,4.7049721425674615,8.038543646794276,15.941395509384378,0,0,0,0,0,0,0,0,0,0,0,0,0,0,0,0,0,0,0,0,0.06323293713398861,0.004445052810831469,0.006539911278168769,0.011173575669043997,0.022158539758044236,0,0,0,0,0,4,null,"",""]
["10737_G_GEN1","WECC_Pacific Northwest","Oregon",41,"Klamath",35,"10737","GEN1","Sprague Hydro",0,1989,9999,"Hydro","","","","","","Non-Fossil","G",2030,"Hydro","",0,0,0,0,0,0,0,0,0,0,0,0,0,0,0,0,1.2311515519325031,1.4859764357211256,1.6690193974646528,4.3861473851182815,0,0,0,0,0,0,0,0,0,0,0,0,0,0,0,0,0,0,0,0,0.015808234288571994,1.7113006571861846E-3,2.0655072456523555E-3,2.3199369624758567E-3,0.006096744865314397,0,0,0,0,0,1,null,"",""]
["10740_G_GEN1","WECC_Idaho","Idaho",16,"Blaine",13,"10740","GEN1","Magic Dam Hydroelectric Project",0,1989,9999,"Hydro","","","","","","Non-Fossil","G",2030,"Hydro","",0,0,0,0,0,0,0,0,0,0,0,0,0,0,0,0,2.1114344556478093,2.9091181273965026,4.713116576970074,9.733669160014387,0,0,0,0,0,0,0,0,0,0,0,0,0,0,0,0,0,0,0,0,0.04584387942677462,0.002934893893350455,4.0436741970811384E-3,0.006551232041988402,0.013529800132419997,0,0,0,0,0,2.9000000000000004,null,"",""]
["10740_G_GEN2","WECC_Idaho","Idaho",16,"Blaine",13,"10740","GEN2","Magic Dam Hydroelectric Project",0,1989,9999,"Hydro","","","","","","Non-Fossil","G",2030,"Hydro","",0,0,0,0,0,0,0,0,0,0,0,0,0,0,0,0,2.1114344556478093,2.9091181273965026,4.713116576970074,9.733669160014387,0,0,0,0,0,0,0,0,0,0,0,0,0,0,0,0,0,0,0,0,0.04584387942677462,0.002934893893350455,4.0436741970811384E-3,0.006551232041988402,0.013529800132419997,0,0,0,0,0,2.9000000000000004,null,"",""]
["10740_G_GEN3","WECC_Idaho","Idaho",16,"Blaine",13,"10740","GEN3","Magic Dam Hydroelectric Project",0,1989,9999,"Hydro","","","","","","Non-Fossil","G",2030,"Hydro","",0,0,0,0,0,0,0,0,0,0,0,0,0,0,0,0,2.1114344556478093,2.9091181273965026,4.713116576970074,9.733669160014387,0,0,0,0,0,0,0,0,0,0,0,0,0,0,0,0,0,0,0,0,0.04584387942677462,0.002934893893350455,4.0436741970811384E-3,0.006551232041988402,0.013529800132419997,0,0,0,0,0,2.9000000000000004,null,"",""]
["10745_G_1G12","MISO_Lower Michigan","Michigan",26,"Midland",111,"10745","1G12","Midland Cogeneration Venture",8700,1990,9999,"Combustion Turbine","","","","","","Fossil","G",2030,"Oil","",0,0,0,0,0,0,0,0,0,0,0,0,0,0,0,0,0,0,0,0,0,0,0,0,0,0,0,0,0,0,0,0,0,0,0,0,0,0,0,0,0.211644089,0,0,0,0,0,0,0,0,0,5.2,null,"",""]
["10745_G_BP15","MISO_Lower Michigan","Michigan",26,"Midland",111,"10745","BP15","Midland Cogeneration Venture",7578,1998,9999,"Combined Cycle","","","","","","Fossil","G",2030,"NaturalGas","",0.1785377895283019,0.24201789247169814,0.334660336,0.755216018,0,0,0,0,0,0,0,0,0,0,0,0,23.56001208,31.936905263999996,44.16209748,99.659014824,12.016996672924542,16.289706601075455,22.525276160000004,50.831979434000004,1.4370028301886785E-8,1.9479371698113217E-8,2.69265E-8,6.07759e-08,0.005770373349056605,0.007822061650943396,0.010816254,0.024408689000000004,0,0,0,0,0,0,0,0,0.50546297,0.0503213480577495,0.06821338292272709,0.094324921001965,0.2128596519824416,0.6097806888443045,0.7672542401556954,0.898953122,2.2759880509999997,0,13.4,null,"",""]
["10745_G_GT10","MISO_Lower Michigan","Michigan",26,"Midland",111,"10745","GT10","Midland Cogeneration Venture",7578,1990,9999,"Combined Cycle","","","","STM","","Fossil","G",2030,"NaturalGas","",0.9652856612495171,1.4597404292620708,2.1977695617266844,4.622795652238272,0,0,0,0,0,0,0,0,0,0,0,0,127.38000280802413,192.6287185678243,290.0197363007714,610.0284576766197,67.93903433324029,102.7399029349301,154.684097889089,325.3630351572594,8.123856491464056E-8,1.228519415357594E-7,1.8496354198360297E-7,3.8905404843400293E-7,0.03262327048367312,0.04933410778952827,0.07427690452713864,0.15623428280034002,0,0,0,0,0,0,0,0,2.658347539501625,0.2720683433919398,0.414173864006397,0.6194472245791746,1.3056894319775112,3.296851700534785,4.627724569383522,5.9035725743622205,13.828148844280529,0,88,null,"",""]
["10745_G_GT11","MISO_Lower Michigan","Michigan",26,"Midland",111,"10745","GT11","Midland Cogeneration Venture",7578,1990,9999,"Combined Cycle","","","","STM","","Fossil","G",2030,"NaturalGas","",0.9652856612495171,1.4597404292620708,2.1977695617266844,4.622795652238272,0,0,0,0,0,0,0,0,0,0,0,0,127.38000280802413,192.6287185678243,290.0197363007714,610.0284576766197,67.93903433324029,102.7399029349301,154.684097889089,325.3630351572594,8.123856491464056E-8,1.228519415357594E-7,1.8496354198360297E-7,3.8905404843400293E-7,0.03262327048367312,0.04933410778952827,0.07427690452713864,0.15623428280034002,0,0,0,0,0,0,0,0,2.658347539501625,0.2720683433919398,0.414173864006397,0.6194472245791746,1.3056894319775112,3.296851700534785,4.627724569383522,5.9035725743622205,13.828148844280529,0,88,null,"",""]
["10745_G_GT12","MISO_Lower Michigan","Michigan",26,"Midland",111,"10745","GT12","Midland Cogeneration Venture",7578,1990,9999,"Combined Cycle","","","","DLNB","","Fossil","G",2030,"NaturalGas","",0.9652856612495171,1.4597404292620708,2.1977695617266844,4.622795652238272,0,0,0,0,0,0,0,0,0,0,0,0,127.38000280802413,192.6287185678243,290.0197363007714,610.0284576766197,67.93903433324029,102.7399029349301,154.684097889089,325.3630351572594,8.123856491464056E-8,1.228519415357594E-7,1.8496354198360297E-7,3.8905404843400293E-7,0.03262327048367312,0.04933410778952827,0.07427690452713864,0.15623428280034002,0,0,0,0,0,0,0,0,2.658347539501625,0.2720683433919398,0.414173864006397,0.6194472245791746,1.3056894319775112,3.296851700534785,4.627724569383522,5.9035725743622205,13.828148844280529,0,88,null,"",""]
["10745_G_GT13","MISO_Lower Michigan","Michigan",26,"Midland",111,"10745","GT13","Midland Cogeneration Venture",7578,1990,9999,"Combined Cycle","","","","STM","","Fossil","G",2030,"NaturalGas","",0.9652856612495171,1.4597404292620708,2.1977695617266844,4.622795652238272,0,0,0,0,0,0,0,0,0,0,0,0,127.38000280802413,192.6287185678243,290.0197363007714,610.0284576766197,67.93903433324029,102.7399029349301,154.684097889089,325.3630351572594,8.123856491464056E-8,1.228519415357594E-7,1.8496354198360297E-7,3.8905404843400293E-7,0.03262327048367312,0.04933410778952827,0.07427690452713864,0.15623428280034002,0,0,0,0,0,0,0,0,2.658347539501625,0.2720683433919398,0.414173864006397,0.6194472245791746,1.3056894319775112,3.296851700534785,4.627724569383522,5.9035725743622205,13.828148844280529,0,88,null,"",""]
["10745_G_GT14","MISO_Lower Michigan","Michigan",26,"Midland",111,"10745","GT14","Midland Cogeneration Venture",7578,1990,9999,"Combined Cycle","","","","STM","","Fossil","G",2030,"NaturalGas","",0.9652856612495171,1.4597404292620708,2.1977695617266844,4.622795652238272,0,0,0,0,0,0,0,0,0,0,0,0,127.38000280802413,192.6287185678243,290.0197363007714,610.0284576766197,67.93903433324029,102.7399029349301,154.684097889089,325.3630351572594,8.123856491464056E-8,1.228519415357594E-7,1.8496354198360297E-7,3.8905404843400293E-7,0.03262327048367312,0.04933410778952827,0.07427690452713864,0.15623428280034002,0,0,0,0,0,0,0,0,2.658347539501625,0.2720683433919398,0.414173864006397,0.6194472245791746,1.3056894319775112,3.296851700534785,4.627724569383522,5.9035725743622205,13.828148844280529,0,88,null,"",""]
["10745_G_GT3","MISO_Lower Michigan","Michigan",26,"Midland",111,"10745","GT3","Midland Cogeneration Venture",7646,1989,9999,"Combined Cycle","","","","STM","","Fossil","G",2030,"NaturalGas","",0.9739475014401964,1.47283918212428,2.217490903795491,4.664277587359967,0,0,0,0,0,0,0,0,0,0,0,0,127.38000280802413,192.6287185678243,290.0197363007714,610.0284576766197,68.54867465188114,103.66182341521186,156.07213149379447,328.2826295608875,8.1967546494766666E-8,1.2395433425473954E-7,1.8662328345297285E-7,3.9254516420247908E-7,0.032980413743870854,0.0498741929445012,0.0750900509544257,0.15794465764279775,0,0,0,0,0,0,0,0,2.658347539501625,0.2720683433919398,0.414173864006397,0.6194472245791746,1.3056894319775112,3.3264354845987025,4.669250733373768,5.956547361252777,13.952233579225247,0,88,null,"",""]
["10745_G_GT4","MISO_Lower Michigan","Michigan",26,"Midland",111,"10745","GT4","Midland Cogeneration Venture",7646,1989,9999,"Combined Cycle","","","","STM","","Fossil","G",2030,"NaturalGas","",0.9739475014401964,1.47283918212428,2.217490903795491,4.664277587359967,0,0,0,0,0,0,0,0,0,0,0,0,127.38000280802413,192.6287185678243,290.0197363007714,610.0284576766197,68.54867465188114,103.66182341521186,156.07213149379447,328.2826295608875,8.1967546494766666E-8,1.2395433425473954E-7,1.8662328345297285E-7,3.9254516420247908E-7,0.032980413743870854,0.0498741929445012,0.0750900509544257,0.15794465764279775,0,0,0,0,0,0,0,0,2.658347539501625,0.2720683433919398,0.414173864006397,0.6194472245791746,1.3056894319775112,3.3264354845987025,4.669250733373768,5.956547361252777,13.952233579225247,0,88,null,"",""]
["10745_G_GT5","MISO_Lower Michigan","Michigan",26,"Midland",111,"10745","GT5","Midland Cogeneration Venture",7646,1989,9999,"Combined Cycle","","","","STM","","Fossil","G",2030,"NaturalGas","",0.9739475014401964,1.47283918212428,2.217490903795491,4.664277587359967,0,0,0,0,0,0,0,0,0,0,0,0,127.38000280802413,192.6287185678243,290.0197363007714,610.0284576766197,68.54867465188114,103.66182341521186,156.07213149379447,328.2826295608875,8.1967546494766666E-8,1.2395433425473954E-7,1.8662328345297285E-7,3.9254516420247908E-7,0.032980413743870854,0.0498741929445012,0.0750900509544257,0.15794465764279775,0,0,0,0,0,0,0,0,2.658347539501625,0.2720683433919398,0.414173864006397,0.6194472245791746,1.3056894319775112,3.3264354845987025,4.669250733373768,5.956547361252777,13.952233579225247,0,88,null,"",""]
["10745_G_GT6","MISO_Lower Michigan","Michigan",26,"Midland",111,"10745","GT6","Midland Cogeneration Venture",7646,1989,9999,"Combined Cycle","","","","STM","","Fossil","G",2030,"NaturalGas","",0.9739475014401964,1.47283918212428,2.217490903795491,4.664277587359967,0,0,0,0,0,0,0,0,0,0,0,0,127.38000280802413,192.6287185678243,290.0197363007714,610.0284576766197,68.54867465188114,103.66182341521186,156.07213149379447,328.2826295608875,8.1967546494766666E-8,1.2395433425473954E-7,1.8662328345297285E-7,3.9254516420247908E-7,0.032980413743870854,0.0498741929445012,0.0750900509544257,0.15794465764279775,0,0,0,0,0,0,0,0,2.658347539501625,0.2720683433919398,0.414173864006397,0.6194472245791746,1.3056894319775112,3.3264354845987025,4.669250733373768,5.956547361252777,13.952233579225247,0,88,null,"",""]
["10745_G_GT7","MISO_Lower Michigan","Michigan",26,"Midland",111,"10745","GT7","Midland Cogeneration Venture",7646,1989,9999,"Combined Cycle","","","","STM","","Fossil","G",2030,"NaturalGas","",0.9739475014401964,1.47283918212428,2.217490903795491,4.664277587359967,0,0,0,0,0,0,0,0,0,0,0,0,127.38000280802413,192.6287185678243,290.0197363007714,610.0284576766197,68.54867465188114,103.66182341521186,156.07213149379447,328.2826295608875,8.1967546494766666E-8,1.2395433425473954E-7,1.8662328345297285E-7,3.9254516420247908E-7,0.032980413743870854,0.0498741929445012,0.0750900509544257,0.15794465764279775,0,0,0,0,0,0,0,0,2.658347539501625,0.2720683433919398,0.414173864006397,0.6194472245791746,1.3056894319775112,3.3264354845987025,4.669250733373768,5.956547361252777,13.952233579225247,0,88,null,"",""]
["10745_G_GT8","MISO_Lower Michigan","Michigan",26,"Midland",111,"10745","GT8","Midland Cogeneration Venture",7646,1989,9999,"Combined Cycle","","","","STM","","Fossil","G",2030,"NaturalGas","",0.9739475014401964,1.47283918212428,2.217490903795491,4.664277587359967,0,0,0,0,0,0,0,0,0,0,0,0,127.38000280802413,192.6287185678243,290.0197363007714,610.0284576766197,68.54867465188114,103.66182341521186,156.07213149379447,328.2826295608875,8.1967546494766666E-8,1.2395433425473954E-7,1.8662328345297285E-7,3.9254516420247908E-7,0.032980413743870854,0.0498741929445012,0.0750900509544257,0.15794465764279775,0,0,0,0,0,0,0,0,2.658347539501625,0.2720683433919398,0.414173864006397,0.6194472245791746,1.3056894319775112,3.3264354845987025,4.669250733373768,5.956547361252777,13.952233579225247,0,88,null,"",""]
["10745_G_GT9","MISO_Lower Michigan","Michigan",26,"Midland",111,"10745","GT9","Midland Cogeneration Venture",7578,1990,9999,"Combined Cycle","","","","STM","","Fossil","G",2030,"NaturalGas","",0.9652856612495171,1.4597404292620708,2.1977695617266844,4.622795652238272,0,0,0,0,0,0,0,0,0,0,0,0,127.38000280802413,192.6287185678243,290.0197363007714,610.0284576766197,67.93903433324029,102.7399029349301,154.684097889089,325.3630351572594,8.123856491464056E-8,1.228519415357594E-7,1.8496354198360297E-7,3.8905404843400293E-7,0.03262327048367312,0.04933410778952827,0.07427690452713864,0.15623428280034002,0,0,0,0,0,0,0,0,2.658347539501625,0.2720683433919398,0.414173864006397,0.6194472245791746,1.3056894319775112,3.296851700534785,4.627724569383522,5.9035725743622205,13.828148844280529,0,88,null,"",""]
["10745_G_ST1","MISO_Lower Michigan","Michigan",26,"Midland",111,"10745","ST1","Midland Cogeneration Venture",7646,1990,9999,"Combined Cycle","","","","STM","","Fossil","G",2030,"NaturalGas","",4.537709949891824,6.862091643988122,10.331491710865354,21.7312933047453,0,0,0,0,0,0,0,0,0,0,0,0,593.4750130828397,897.4747115091814,1351.2283168558668,2842.1780414478876,319.3745069008098,482.9698590936007,727.1542490051787,1529.498614999589,3.8189425071425376E-7,5.7751451186867294E-7,8.6949484336044167E-7,1.8289036059433681E-6,0.15365874585212552,0.23236839894597144,0.3498513737649378,0.7358785185630348,0,0,0,0,0,0,0,0,12.385482854496209,1.2675911453488107,1.9296736845752585,2.8860609326984266,6.083325762622495,15.498165325971225,21.754463644127778,27.752095660382253,65.00472463048126,0,410,null,"",""]
["10745_G_ST2","MISO_Lower Michigan","Michigan",26,"Midland",111,"10745","ST2","Midland Cogeneration Venture",7578,1990,9999,"Combined Cycle","","","","STM","","Fossil","G",2030,"NaturalGas","",4.168278991759279,6.303424580904397,9.490368562001592,19.962072134665267,0,0,0,0,0,0,0,0,0,0,0,0,550.0500121255587,831.8058301792413,1252.3579522078765,2634.213794512676,293.3731028026285,443.64958085538,667.9540590665207,1404.9767427245292,3.5080289394958429E-7,5.3049702026805187E-7,7.9870620402010372E-7,1.6800061182377399E-6,0.14087321345222484,0.213033647272963,0.32074117863991686,0.6746480393651046,0,0,0,0,0,0,0,0,11.47922801148429,1.174840573737922,1.7884780491185324,2.674885742500981,5.638204365357435,14.23640507049112,19.983356095065208,25.492699752927773,59.7124609184841,0,380,null,"",""]
["10751_G_GEN1","PJM_EMAAC","New Jersey",34,"Camden",7,"10751","GEN1","Camden Plant Holdings LLC",8774,1993,9999,"Combined Cycle","","","SCR","STM","","Fossil","G",2030,"NaturalGas","",1.1398494413793101E-3,0,0.4650230176055172,0.4661628670468965,0,0,0,0,0,0,0,0,0,0,0,0,0.12991217880827585,0,53.000116054866204,53.13002823367448,0.06672678701379309,0,27.22244748945931,27.2891742764731,7.979999999999999e-11,0,3.2550144827586206E-8,3.2629944827586206E-8,1.3373379310344826E-5,0,0.005450016397241379,0.005463389776551724,0,0,0,0,0,0,0,0,3.2964889494165512,5.4092383429741318E-4,0,0.17678630868683992,0.17732723252113733,0.004021328379310345,0,1.0595213750606896,1.0635427034399998,0,79.8,"SCR","",""]
["10751_G_GEN2","PJM_EMAAC","New Jersey",34,"Camden",7,"10751","GEN2","Camden Plant Holdings LLC",8774,1993,9999,"Combined Cycle","other","","SCR","NH3 + STM","","Fossil","G",2030,"NaturalGas","",9.3130555862068964E-4,0,0.37994361839448276,0.38087492395310346,0,0,0,0,0,0,0,0,0,0,0,0,0.10614378519172414,0,43.30335296713379,43.409496752325516,0.054518627986206894,0,22.241899452540693,22.296418080526898,6.519999999999999e-11,0,2.6594855172413796E-8,2.6660055172413794E-8,1.0926620689655172E-5,0,0.004452895602758621,4.4638222234482765E-3,0,0,0,0,0,0,0,0,2.693371923583448,4.4195781950114466E-4,0,0.14444194644588926,0.1448839042653904,0.003285596620689655,0,0.8656741059393104,0.86895970256,0,65.2,"SCR","",""]
["10752_G_GEN1","NY_Zone F (Capital)","New York",36,"Essex",31,"10752","GEN1","Lachute Hydro Lower",0,1987,9999,"Hydro","","","","","","Non-Fossil","G",2030,"Hydro","",0,0,0,0,0,0,0,0,0,0,0,0,0,0,0,0,4.003130359412893,5.385358036367213,6.193817456732984,15.582305852513091,0,0,0,0,0,0,0,0,0,0,0,0,0,0,0,0,0,0,0,0,0.05690964342408378,0.005564351199583921,0.007485647670550427,0.008609406264858848,0.021659405134993197,0,0,0,0,0,3.6000000000000005,null,"",""]
["10753_G_GEN1","NY_Zone F (Capital)","New York",36,"Essex",31,"10753","GEN1","Lachute Hydro Upper",0,1987,9999,"Hydro","","","","","","Non-Fossil","G",2030,"Hydro","",0,0,0,0,0,0,0,0,0,0,0,0,0,0,0,0,5.448705211423104,7.33007066061093,8.430473760553229,21.209249632587262,0,0,0,0,0,0,0,0,0,0,0,0,0,0,0,0,0,0,0,0,0.07746034799389181,0.007573700243878114,0.010188798218249194,0.011718358527168985,0.02948085698929629,0,0,0,0,0,4.9,null,"",""]
["10755_G_GT2","WECC_Colorado","Colorado",8,"Garfield",45,"10755","GT2","Rifle Generating Station",8961,1987,9999,"Combined Cycle","","","","","","Fossil","G",2030,"NaturalGas","",0.06533351540998003,0.013844257256686624,0.029693430666666666,0.10887120333333333,0,0,0,0,0,0,0,0,0,0,0,0,7.290873290999999,1.5449455739999998,3.313629166666666,12.149448031666665,3.82462400097884,0.8104428216878257,1.7382534486666668,6.373320271333332,4.5730071457085825E-9,9.690261876247512e-10,2.0781666666666668E-9,7.620199999999999E-9,0.002941609173652694,0.000623330826347307,1.3369713333333338E-3,4.901911333333335E-3,0,0,0,0,0,0,0,0,0.3922902533333333,0.023231655837418295,0.006134888348889965,0.013050445013541731,0.04241698919984999,0.21686719074533894,0.03576792925466103,0.06882846499999998,0.321463585,0,13,null,"",""]
["10755_G_GT3","WECC_Colorado","Colorado",8,"Garfield",45,"10755","GT3","Rifle Generating Station",8961,1987,9999,"Combined Cycle","","","","","","Fossil","G",2030,"NaturalGas","",0.06533351540998003,0.013844257256686624,0.029693430666666666,0.10887120333333333,0,0,0,0,0,0,0,0,0,0,0,0,7.290873290999999,1.5449455739999998,3.313629166666666,12.149448031666665,3.82462400097884,0.8104428216878257,1.7382534486666668,6.373320271333332,4.5730071457085825E-9,9.690261876247512e-10,2.0781666666666668E-9,7.620199999999999E-9,0.002941609173652694,0.000623330826347307,1.3369713333333338E-3,4.901911333333335E-3,0,0,0,0,0,0,0,0,0.3922902533333333,0.023231655837418295,0.006134888348889965,0.013050445013541731,0.04241698919984999,0.21686719074533894,0.03576792925466103,0.06882846499999998,0.321463585,0,13,null,"",""]
["10755_G_GT4","WECC_Colorado","Colorado",8,"Garfield",45,"10755","GT4","Rifle Generating Station",8961,1987,9999,"Combined Cycle","","","","","","Fossil","G",2030,"NaturalGas","",0.06533351540998003,0.013844257256686624,0.029693430666666666,0.10887120333333333,0,0,0,0,0,0,0,0,0,0,0,0,7.290873290999999,1.5449455739999998,3.313629166666666,12.149448031666665,3.82462400097884,0.8104428216878257,1.7382534486666668,6.373320271333332,4.5730071457085825E-9,9.690261876247512e-10,2.0781666666666668E-9,7.620199999999999E-9,0.002941609173652694,0.000623330826347307,1.3369713333333338E-3,4.901911333333335E-3,0,0,0,0,0,0,0,0,0.3922902533333333,0.023231655837418295,0.006134888348889965,0.013050445013541731,0.04241698919984999,0.21686719074533894,0.03576792925466103,0.06882846499999998,0.321463585,0,13,null,"",""]
["10755_G_ST1","WECC_Colorado","Colorado",8,"Garfield",45,"10755","ST1","Rifle Generating Station",8961,1987,9999,"Combined Cycle","","","","LNB","","Fossil","G",2030,"NaturalGas","",0.1708722731245509,0.036208057875449104,0.077659743,0.284740074,0,0,0,0,0,0,0,0,0,0,0,0,19.068438103,4.040626942,8.66641478,31.775479824999998,10.002862911833521,2.1196197171664766,4.546201346,16.668683974999997,1.1960338622754491E-8,2.534411377245511E-9,5.4365e-09,1.9931250000000002E-8,0.007693501073053891,1.6302629269461058E-3,3.4966089999999995E-3,0.012820372999999996,0,0,0,0,0,0,0,0,1.025989894,0.0607597161114906,0.0160450928277728,0.0341319332557386,0.11093674219500199,0.5671911218507608,0.09354689314923918,0.180012909,0.840750924,0,34,null,"",""]
["10759_G_GEN1","WECC_Imperial Irrigation District (IID)","California",6,"Imperial",25,"10759","GEN1","Salton Sea Power Gen Co - Unit 3",9771,1989,9999,"Geothermal","","","","","","Non-Fossil","G",2030,"Geothermal","",0.7499562413001055,1.0008279440595966,1.2738562763152628,3.024640461674965,0,0,0,0,0,0,0,0,0,0,0,0,76.75327409879408,102.42840486662406,130.37112644511086,309.552805410529,0,0,0,0,1.3874190461991268E-3,1.851531696235252E-3,0.002356634111419624,0.005595584853854003,0,0,0,0,0,0,0,0,0,0,0,0,4.785283673476514,0.08903379795460113,0.11881694964528391,0.1512305066763286,0.3590812542762136,0,0,0,0,0,47.5,null,"",""]
["10761_G_GEN1","WECC_Southern Nevada","Nevada",32,"Clark",3,"10761","GEN1","Las Vegas Generating Station",8608,1994,9999,"Combined Cycle","","","SCR","","","Fossil","G",2030,"NaturalGas","",0.20856417462073168,0.2625725283792683,0.012353583,0.483490286,0,0,0,0,0,0,0,0,0,0,0,0,24.229109453999996,30.503314106000005,1.435128123,56.167551683,12.20934675679025,15.370995779209746,0.7231787420000001,28.303521277999998,1.4580160609756106E-8,1.8355739390243893E-8,8.655000000000001e-10,3.38014e-08,2.0167788621951186E-3,2.5390301378048815E-3,1.1948999999999998E-4,0.004675299,0,0,0,0,0,0,0,0,1.695171489,0.08081821592065729,0.10174634896898203,0.00591290363348676,0.18847746852312608,0.7218240809063217,0.7570318010936785,0.034212689,1.5130685710000003,0,41,"SCR","",""]
["10761_G_GEN2","WECC_Southern Nevada","Nevada",32,"Clark",3,"10761","GEN2","Las Vegas Generating Station",8608,1994,9999,"Combined Cycle","","","SCR","","","Fossil","G",2030,"NaturalGas","",0.04578241570609757,0.057637917293902434,0.002711762,0.10613209500000001,0,0,0,0,0,0,0,0,0,0,0,0,5.318585249999999,6.69584975,0.315028116,12.329463116,2.6801006322951224,3.3741211817048775,0.158746549,6.212968363,3.20326693902439E-9,4.03276306097561e-09,1.896E-10,7.42563e-09,4.4270373292682938E-4,5.5734326707317084E-4,2.622E-5,1.0262670000000002E-3,0,0,0,0,0,0,0,0,0.372110815,0.017740584809482596,0.0223345654488527,0.00129795442085897,0.041373104679194264,0.1584491963368868,0.1661777206631132,0.007510101999999999,0.33213701900000003,0,9,"SCR","",""]
["10761_G_GEN3","WECC_Southern Nevada","Nevada",32,"Clark",3,"10761","GEN3","Las Vegas Generating Station",8608,2003,9999,"Combined Cycle","","","SCR","","","Fossil","G",2030,"NaturalGas","",0.2289119008944232,0.288189362834025,0.013558810344827586,0.5306600740732759,0,0,0,0,0,0,0,0,0,0,0,0,26.592925296333135,33.47924754937807,1.575140610258621,61.64731345596983,13.400502681174174,16.870605303847388,0.793732759137931,31.06484074415949,1.6018758384146328E-8,2.0166866615853679E-8,9.487823275862069e-10,3.7134407327586208E-8,8.1606670227819941E-4,1.0273897601684233E-3,4.8332460081959696E-5,1.8917889225285823E-3,0,0,0,0,0,0,0,0,1.4214629622413795,0.08870292086637753,0.11167282323948893,0.006489772228964076,0.20686551633483052,0.7922459510942613,0.830888571233325,0.03755051243534483,1.6606850347629312,0,45,"SCR","",""]
["10761_G_GEN4","WECC_Southern Nevada","Nevada",32,"Clark",3,"10761","GEN4","Las Vegas Generating Station",8608,2003,9999,"Combined Cycle","","","SCR","","","Fossil","G",2030,"NaturalGas","",0.2289119008944232,0.288189362834025,0.013558810344827586,0.5306600740732759,0,0,0,0,0,0,0,0,0,0,0,0,26.592925296333135,33.47924754937807,1.575140610258621,61.64731345596983,13.400502681174174,16.870605303847388,0.793732759137931,31.06484074415949,1.6018758384146328E-8,2.0166866615853679E-8,9.487823275862069e-10,3.7134407327586208E-8,8.1606670227819941E-4,1.0273897601684233E-3,4.8332460081959696E-5,1.8917889225285823E-3,0,0,0,0,0,0,0,0,1.4214629622413795,0.08870292086637753,0.11167282323948893,0.006489772228964076,0.20686551633483052,0.7922459510942613,0.830888571233325,0.03755051243534483,1.6606850347629312,0,45,"SCR","",""]
["10761_G_GEN5","WECC_Southern Nevada","Nevada",32,"Clark",3,"10761","GEN5","Las Vegas Generating Station",8608,2003,9999,"Combined Cycle","","","SCR","","","Fossil","G",2030,"NaturalGas","",0.2289119008944232,0.288189362834025,0.013558810344827586,0.5306600740732759,0,0,0,0,0,0,0,0,0,0,0,0,26.592925296333135,33.47924754937807,1.575140610258621,61.64731345596983,13.400502681174174,16.870605303847388,0.793732759137931,31.06484074415949,1.6018758384146328E-8,2.0166866615853679E-8,9.487823275862069e-10,3.7134407327586208E-8,9.0305277433029335E-4,1.1369011511541177E-3,5.3484307159419629E-5,0.002093438232643831,0,0,0,0,0,0,0,0,1.4214629622413795,0.08870292086637753,0.11167282323948893,0.006489772228964076,0.20686551633483052,0.7922459510942613,0.830888571233325,0.03755051243534483,1.6606850347629312,0,45,"SCR","",""]
["10761_G_GEN6","WECC_Southern Nevada","Nevada",32,"Clark",3,"10761","GEN6","Las Vegas Generating Station",8608,2003,9999,"Combined Cycle","","","SCR","","","Fossil","G",2030,"NaturalGas","",0.2289119008944232,0.288189362834025,0.013558810344827586,0.5306600740732759,0,0,0,0,0,0,0,0,0,0,0,0,26.592925296333135,33.47924754937807,1.575140610258621,61.64731345596983,13.400502681174174,16.870605303847388,0.793732759137931,31.06484074415949,1.6018758384146328E-8,2.0166866615853679E-8,9.487823275862069e-10,3.7134407327586208E-8,9.0305277433029335E-4,1.1369011511541177E-3,5.3484307159419629E-5,0.002093438232643831,0,0,0,0,0,0,0,0,1.4214629622413795,0.08870292086637753,0.11167282323948893,0.006489772228964076,0.20686551633483052,0.7922459510942613,0.830888571233325,0.03755051243534483,1.6606850347629312,0,45,"SCR","",""]
["10761_G_GEN7","WECC_Southern Nevada","Nevada",32,"Clark",3,"10761","GEN7","Las Vegas Generating Station",8608,2003,9999,"Combined Cycle","","","SCR","","","Fossil","G",2030,"NaturalGas","",0.13226020940566674,0.1665094096374367,0.007833979310344828,0.3066035983534483,0,0,0,0,0,0,0,0,0,0,0,0,15.36480128232581,19.343565250751777,0.9100812414827587,35.618447774560344,7.742512660233967,9.747460842222935,0.4586011497241379,17.948574652181037,9.2552826219512111E-9,1.1651967378048792E-8,5.481853448275863e-10,2.1455435344827588E-8,4.7150520576073743E-4,5.9360297254175572E-4,2.7925421380687824E-5,0.001093033599683181,0,0,0,0,0,0,0,0,0.8212897115172414,0.05125057650057368,0.06452207564948251,3.7496461767347992E-3,0.119522298326791,0.4577421050766843,0.48006895226814333,0.021695851629310346,0.959506908974138,0,26,"SCR","",""]
["10761_G_GEN8","WECC_Southern Nevada","Nevada",32,"Clark",3,"10761","GEN8","Las Vegas Generating Station",8608,2003,9999,"Combined Cycle","","","SCR","","","Fossil","G",2030,"NaturalGas","",0.13226020940566674,0.1665094096374367,0.007833979310344828,0.3066035983534483,0,0,0,0,0,0,0,0,0,0,0,0,15.36480128232581,19.343565250751777,0.9100812414827587,35.618447774560344,7.742512660233967,9.747460842222935,0.4586011497241379,17.948574652181037,9.2552826219512111E-9,1.1651967378048792E-8,5.481853448275863e-10,2.1455435344827588E-8,5.2176382516861406E-4,6.5687622066682371E-4,3.0902044136553566E-5,1.2095420899719913E-3,0,0,0,0,0,0,0,0,0.8212897115172414,0.05125057650057368,0.06452207564948251,3.7496461767347992E-3,0.119522298326791,0.4577421050766843,0.48006895226814333,0.021695851629310346,0.959506908974138,0,26,"SCR","",""]
["10763_G_GBU","WECC_Imperial Irrigation District (IID)","California",6,"Imperial",25,"10763","GBU","Geo East Mesa III",9771,2007,9999,"Geothermal","","","","","","Non-Fossil","G",2030,"Geothermal","",0.08367932797664335,0.11167132849507078,0.14213554240991352,0.3374861988816277,0,0,0,0,0,0,0,0,0,0,0,0,8.564049531023338,11.428853595644368,14.54667305598079,34.539576182648496,0,0,0,0,1.5480675673379727E-4,2.065919576851965E-4,2.6295075348471594E-4,6.2434946790370976E-4,0,0,0,0,0,0,0,0,0,0,0,0,0.5339369151458004,0.009934297455987073,0.013257470170947467,0.016874140744937715,0.04006590837187225,0,0,0,0,0,5.299999999999999,null,"",""]
["10763_G_GEN1","WECC_Imperial Irrigation District (IID)","California",6,"Imperial",25,"10763","GEN1","Geo East Mesa III",9771,1989,9999,"Geothermal","","","","","","Non-Fossil","G",2030,"Geothermal","",0.22735515525729516,0.30340889251490927,0.3861795869250481,0.9169436346972525,0,0,0,0,0,0,0,0,0,0,0,0,23.268360989950207,31.051979580618667,39.52303622757045,93.84337679813932,0,0,0,0,4.2060703716352468E-4,5.6130645106921325E-4,7.144322358830018E-4,1.6963457241157397E-3,0,0,0,0,0,0,0,0,0,0,0,0,1.4506965241697223,0.02699129874834224,0.03602029631351766,0.04584672202398172,0.10885831708584162,0,0,0,0,0,14.4,null,"",""]
["10764_B_Zurn","WECC_Northern California (not including BANC)","California",6,"Humboldt",23,"10764","Zurn","Blue Lake Power LLC",17913,1985,9999,"Biomass","","","ESPH","OFA","","Non-Fossil","B",2030,"","Biomass Retirement",0,0,0,0,0,0,0,0,0,0,0,0,0,0,0,0,0,0,0,0,0,0,0,0,0,0,0,0,0,0,0,0,0,0,0,0,0,0,0,0,0,0,0,0,0,0,0,0,0,0,11.5,null,"",""]
["10765_B_CFB002","ISONE_Maine","Maine",23,"Washington",29,"10765","CFB002","Indeck Jonesboro Energy Center",17783,1987,9999,"Biomass","","","ESPH","CF","","Non-Fossil","B",2030,"","Biomass Retirement",0,0,0,0,0,0,0,0,0,0,0,0,0,0,0,0,0,0,0,0,0,0,0,0,0,0,0,0,0,0,0,0,0,0,0,0,0,0,0,0,0,0,0,0,0,0,0,0,0,0,20.2,null,"",""]
["10766_B_CFB001","ISONE_Maine","Maine",23,"Penobscot",19,"10766","CFB001","Indeck West Enfield Energy Center",17560,1987,9999,"Biomass","","","ESPH","CF","","Non-Fossil","B",2030,"","Biomass Retirement",0,0,0,0,0,0,0,0,0,0,0,0,0,0,0,0,0,0,0,0,0,0,0,0,0,0,0,0,0,0,0,0,0,0,0,0,0,0,0,0,0,0,0,0,0,0,0,0,0,0,20.4,null,"",""]
["10767_B_CFB","WECC_Northern California (not including BANC)","California",6,"Fresno",19,"10767","CFB","Rio Bravo Fresno",14250,1988,9999,"Biomass","","","ESPC + SNCR","","","Non-Fossil","B",2030,"","Biomass Retirement",0,0,0,0,0,0,0,0,0,0,0,0,0,0,0,0,0,0,0,0,0,0,0,0,0,0,0,0,0,0,0,0,0,0,0,0,0,0,0,0,0,0,0,0,0,0,0,0,0,0,24.299999999999997,"SNCR","",""]
["10771_B_1","PJM_Dominion","Virginia",51,"Hopewell City",670,"10771","1","Hopewell Power Station",15792,1992,9999,"Biomass","stoker/SPR","dry","Baghouse + Dry Scrubber + SNCR","OFA","Dry Scrubber","Non-Fossil","B",2030,"","Biomass Retirement",0,0,0,0,0,0,0,0,0,0,0,0,0,0,0,0,0,0,0,0,0,0,0,0,0,0,0,0,0,0,0,0,0,0,0,0,0,0,0,0,0,0,0,0,0,0,0,0,0,0,26,"Scrubber / SNCR","Dry Scrubber",""]
["10771_B_2","PJM_Dominion","Virginia",51,"Hopewell City",670,"10771","2","Hopewell Power Station",15792,1992,9999,"Biomass","stoker/SPR","dry","Baghouse + Dry Scrubber + SNCR","OFA","Dry Scrubber","Non-Fossil","B",2030,"","Biomass Retirement",0,0,0,0,0,0,0,0,0,0,0,0,0,0,0,0,0,0,0,0,0,0,0,0,0,0,0,0,0,0,0,0,0,0,0,0,0,0,0,0,0,0,0,0,0,0,0,0,0,0,26,"Scrubber / SNCR","Dry Scrubber",""]
["10772_B_CFB","WECC_Northern California (not including BANC)","California",6,"Placer",61,"10772","CFB","Rio Bravo Rocklin",14571,1990,9999,"Biomass","","","ESPC + SNCR","NH3","","Non-Fossil","B",2030,"","Biomass Retirement",0,0,0,0,0,0,0,0,0,0,0,0,0,0,0,0,0,0,0,0,0,0,0,0,0,0,0,0,0,0,0,0,0,0,0,0,0,0,0,0,0,0,0,0,0,0,0,0,0,0,24.399999999999995,"SNCR","",""]
["10773_B_1","PJM West","Virginia",51,"Campbell",31,"10773","1","Altavista Power Station",15211,1992,9999,"Biomass","stoker/SPR","dry","Baghouse + Dry Scrubber + SNCR","LA + OFA","Dry Scrubber","Non-Fossil","B",2030,"","Biomass Retirement",0,0,0,0,0,0,0,0,0,0,0,0,0,0,0,0,0,0,0,0,0,0,0,0,0,0,0,0,0,0,0,0,0,0,0,0,0,0,0,0,0,0,0,0,0,0,0,0,0,0,26,"Scrubber / SNCR","Dry Scrubber",""]
["10773_B_2","PJM West","Virginia",51,"Campbell",31,"10773","2","Altavista Power Station",15211,1992,9999,"Biomass","stoker/SPR","dry","Baghouse + Dry Scrubber + SNCR","LA + OFA","Dry Scrubber","Non-Fossil","B",2030,"","Biomass Retirement",0,0,0,0,0,0,0,0,0,0,0,0,0,0,0,0,0,0,0,0,0,0,0,0,0,0,0,0,0,0,0,0,0,0,0,0,0,0,0,0,0,0,0,0,0,0,0,0,0,0,26,"Scrubber / SNCR","Dry Scrubber",""]
["10774_B_1","PJM_Dominion","Virginia",51,"Southampton",175,"10774","1","Southampton Power Station",14408,1992,9999,"Biomass","stoker/SPR","","Baghouse + Dry Scrubber + SNCR","OFA","Dry Scrubber","Non-Fossil","B",2030,"","Biomass Retirement",0,0,0,0,0,0,0,0,0,0,0,0,0,0,0,0,0,0,0,0,0,0,0,0,0,0,0,0,0,0,0,0,0,0,0,0,0,0,0,0,0,0,0,0,0,0,0,0,0,0,26,"Scrubber / SNCR","Dry Scrubber",""]
["10774_B_2","PJM_Dominion","Virginia",51,"Southampton",175,"10774","2","Southampton Power Station",14408,1992,9999,"Biomass","stoker/SPR","","Baghouse + Dry Scrubber + SNCR","OFA","Dry Scrubber","Non-Fossil","B",2030,"","Biomass Retirement",0,0,0,0,0,0,0,0,0,0,0,0,0,0,0,0,0,0,0,0,0,0,0,0,0,0,0,0,0,0,0,0,0,0,0,0,0,0,0,0,0,0,0,0,0,0,0,0,0,0,26,"Scrubber / SNCR","Dry Scrubber",""]
["10776_G_GTG","WECC_Southern California Edison","California",6,"Ventura",111,"10776","GTG","E F Oxnard Energy Facility",8700,1990,9999,"Combustion Turbine","","","","","","Fossil","G",2030,"NaturalGas","",0.21765986704102092,0.567777218958979,0.36624256699999996,1.151679653,0,0,0,0,0,0,0,0,0,0,0,0,25.018375553662707,65.2617493883373,42.096846830000004,132.376971772,15.736865946763913,41.050443078236086,26.479434446,83.266743471,1.8822920692798548E-8,4.9100579307201458E-8,3.1654E-8,9.95775e-08,0.1069227832853234,0.2789137077146766,0.179912241,0.565748732,0,0,0,0,0,0,0,0,2.098126729,0.11808673261328799,0.308035457112952,0.19869711703760004,0.62481930676384,0.803563514524994,1.7590938784750059,1.1049444880000001,3.667601881,0,48.5,null,"",""]
["10777_B_ZURN1","WECC_Northern California (not including BANC)","California",6,"Lassen",35,"10777","ZURN1","HL Power",14842,1989,9999,"Biomass","","","ESPH + Cyclone + SNCR","NH3","","Non-Fossil","B",2030,"","Biomass Retirement",0,0,0,0,0,0,0,0,0,0,0,0,0,0,0,0,0,0,0,0,0,0,0,0,0,0,0,0,0,0,0,0,0,0,0,0,0,0,0,0,0,0,0,0,0,0,0,0,0,0,29.999999999999993,"SNCR","",""]
["10781_G_GEN1","WECC_Idaho","Idaho",16,"Gooding",47,"10781","GEN1","Koyle Ranch Hydroelectric Project",0,1983,9999,"Hydro","","","","","","Non-Fossil","G",2030,"Hydro","",0,0,0,0,0,0,0,0,0,0,0,0,0,0,0,0,0.14561616935502134,0.20062883637217258,0.3250425225496603,0.6712875282768543,0,0,0,0,0,0,0,0,0,0,0,0,0,0,0,0,0,0,0,0,3.1616468570189395E-3,2.0240647540347966E-4,2.7887408255731984E-4,4.5180910634402783E-4,9.330896643048273E-4,0,0,0,0,0,0.20000000000000004,null,"",""]
["10781_G_GEN2","WECC_Idaho","Idaho",16,"Gooding",47,"10781","GEN2","Koyle Ranch Hydroelectric Project",0,1983,9999,"Hydro","","","","","","Non-Fossil","G",2030,"Hydro","",0,0,0,0,0,0,0,0,0,0,0,0,0,0,0,0,0.21842425403253196,0.3009432545582589,0.4875637838244904,1.0069312924152813,0,0,0,0,0,0,0,0,0,0,0,0,0,0,0,0,0,0,0,0,0.004742470285528409,3.0360971310521945E-4,4.1831112383597981E-4,6.7771365951604164E-4,0.001399634496457241,0,0,0,0,0,0.30000000000000004,null,"",""]
["10781_G_GEN3","WECC_Idaho","Idaho",16,"Gooding",47,"10781","GEN3","Koyle Ranch Hydroelectric Project",0,1983,9999,"Hydro","","","","","","Non-Fossil","G",2030,"Hydro","",0,0,0,0,0,0,0,0,0,0,0,0,0,0,0,0,0.5824646774200853,0.8025153454886903,1.3001700901986413,2.6851501131074174,0,0,0,0,0,0,0,0,0,0,0,0,0,0,0,0,0,0,0,0,0.012646587428075758,8.0962590161391863E-4,1.1154963302292794E-3,1.8072364253761113E-3,0.003732358657219309,0,0,0,0,0,0.8000000000000002,null,"",""]
["10789_G_GEN1","MISO_WOTAB (including Western)","Texas",48,"Orange",361,"10789","GEN1","Sabine River Works",5500,1987,9999,"Combined Cycle","","","SCR","","","Fossil","G",2030,"NaturalGas","",0.792952679395625,1.0748914098474034,1.4863511501035855,3.354195239346614,0,0,0,0,0,0,0,0,0,0,0,0,144.17321443120576,195.43480178452333,270.2456636637211,609.8536798794502,75.6974628541146,102.61211631335547,141.8912047408008,320.2007839082709,9.0513178606329525E-8,1.2269564211080197E-7,1.6966951593625498E-7,3.828783366533865E-7,0.009549466820454025,0.012944832801059918,0.01790000476494024,0.04039430438645418,0,0,0,0,0,0,0,0,2.5902213986055775,0.3294445349951584,0.44658036966010395,0.6175277242128439,1.3935526288681062,2.579537476868331,3.184913324131668,4.280989088490039,10.045439889490037,0,82,"SCR","",""]
["10789_G_GT1A","MISO_WOTAB (including Western)","Texas",48,"Orange",361,"10789","GT1A","Sabine River Works",5500,2001,9999,"Combined Cycle","","","SCR","","","Fossil","G",2030,"NaturalGas","",1.5472247402841468,2.097349092385177,2.9001973660557767,6.5447711987251,0,0,0,0,0,0,0,0,0,0,0,0,281.31358913406,381.33619860394805,527.3086120267728,1189.9583997647808,147.70236654461385,200.2187635382546,276.8608872991235,624.782017381992,1.7661108020747224E-7,2.394061309479063E-7,3.3106247011952192E-7,7.4707968127490052E-7,0.01863310599112981,0.02525821034353155,0.03492683856573705,0.07881815490039841,0,0,0,0,0,0,0,0,5.054090533864541,0.6428186048686018,0.8713763310441054,1.204932144805549,2.7191270807182564,5.03324385730406,6.214465022695937,8.353149440956173,19.60085832095617,0,160,"SCR","",""]
["10789_G_GT1B","MISO_WOTAB (including Western)","Texas",48,"Orange",361,"10789","GT1B","Sabine River Works",5500,2001,9999,"Combined Cycle","","","SCR","","","Fossil","G",2030,"NaturalGas","",1.5472247402841468,2.097349092385177,2.9001973660557767,6.5447711987251,0,0,0,0,0,0,0,0,0,0,0,0,281.31358913406,381.33619860394805,527.3086120267728,1189.9583997647808,147.70236654461385,200.2187635382546,276.8608872991235,624.782017381992,1.7661108020747224E-7,2.394061309479063E-7,3.3106247011952192E-7,7.4707968127490052E-7,0.01863310599112981,0.02525821034353155,0.03492683856573705,0.07881815490039841,0,0,0,0,0,0,0,0,5.054090533864541,0.6428186048686018,0.8713763310441054,1.204932144805549,2.7191270807182564,5.03324385730406,6.214465022695937,8.353149440956173,19.60085832095617,0,160,"SCR","",""]
["10789_G_ST1A","MISO_WOTAB (including Western)","Texas",48,"Orange",361,"10789","ST1A","Sabine River Works",5500,2001,9999,"Combined Cycle","","","SCR","","","Fossil","G",2030,"NaturalGas","",0.9670154626775915,1.3108431827407359,1.8126233537848604,4.090481999203187,0,0,0,0,0,0,0,0,0,0,0,0,175.82099320878748,238.33512412746748,329.567882516733,743.723999852988,92.31397909038367,125.13672721140912,173.03805456195218,390.488760863745,1.1038192512967016E-7,1.4962883184244144E-7,2.0691404382470118E-7,4.6692480079681278E-7,0.011645691244456129,0.01578638146470722,0.021829274103585657,0.049261346812749005,0,0,0,0,0,0,0,0,3.1588065836653385,0.4017616280428761,0.5446102069025658,0.753082590503468,1.69945442544891,3.145777410815038,3.8840406391849607,5.220718400597608,12.250536450597608,0,100,"SCR","",""]
["1079_G_1","MISO_Iowa-MidAmerican","Iowa",19,"Johnson",103,"1079","1","Coralville GT",25000,1970,9999,"Combustion Turbine","","","","","","Fossil","G",2030,"NaturalGas","",0,0,0,0,0,0,0,0,0,0,0,0,0,0,0,0,0,0,0,0,0,0,0,0,0,0,0,0,0,0,0,0,0,0,0,0,0,0,0,0,0.3254660500440528,0,0,0,0,0,0,0,0,0,16.5,null,"",""]
["1079_G_2","MISO_Iowa-MidAmerican","Iowa",19,"Johnson",103,"1079","2","Coralville GT",25000,1970,9999,"Combustion Turbine","","","","","","Fossil","G",2030,"NaturalGas","",0,0,0,0,0,0,0,0,0,0,0,0,0,0,0,0,0,0,0,0,0,0,0,0,0,0,0,0,0,0,0,0,0,0,0,0,0,0,0,0,0.33927370065198237,0,0,0,0,0,0,0,0,0,17.2,null,"",""]
["1079_G_3","MISO_Iowa-MidAmerican","Iowa",19,"Johnson",103,"1079","3","Coralville GT",25000,1970,9999,"Combustion Turbine","","","","","","Fossil","G",2030,"NaturalGas","",0,0,0,0,0,0,0,0,0,0,0,0,0,0,0,0,0,0,0,0,0,0,0,0,0,0,0,0,0,0,0,0,0,0,0,0,0,0,0,0,0.3195484854977973,0,0,0,0,0,0,0,0,0,16.2,null,"",""]
["1079_G_4","MISO_Iowa-MidAmerican","Iowa",19,"Johnson",103,"1079","4","Coralville GT",25000,1970,9999,"Combustion Turbine","","","","","","Fossil","G",2030,"NaturalGas","",0,0,0,0,0,0,0,0,0,0,0,0,0,0,0,0,0,0,0,0,0,0,0,0,0,0,0,0,0,0,0,0,0,0,0,0,0,0,0,0,0.3254660500440528,0,0,0,0,0,0,0,0,0,16.5,null,"",""]
["10790_G_GEN1","ERCOT_Rest","Texas",48,"Victoria",469,"10790","GEN1","Victoria Texas Plant",8700,1987,9999,"Combustion Turbine","","","","","","Fossil","G",2030,"NaturalGas","",0,0.022288482,0.107541931,0.12983041299999998,0,0,0,0,0,0,0,0,0,0,0,0,0,2.56189452,12.36114152,14.92303604,0,1.799079769,8.680560209999998,10.479639978999998,0,2.1500000000000002E-9,1.0382E-8,1.2532e-08,0,0.00649654,0.031345809,0.037842349000000004,0,0,0,0,0,0,0,0,3.171452033,0,0.0167035522704,0.0805946427104,0.0972981949808,0,0.062031814,0.29253931499999997,0.354571129,0,75,null,"",""]
["108_B_SGU1","SPP North- (Kansas, Missouri)","Kansas",20,"Finney",55,"108","SGU1","Holcomb",10904,1983,9999,"Coal Steam","wall","dry","Baghouse + Dry Scrubber + Mercury Control","LNB + OFA","Dry Scrubber","Fossil","B",2030,"","Coal Retirement",0,0,0,0,0,0,0,0,0,0,0,0,0,0,0,0,0,0,0,0,0,0,0,0,0,0,0,0,0,0,0,0,0,0,0,0,0,0,0,0,0,0,0,0,0,0,0,0,0,0,359,"Scrubber / Mercury Control","Dry Scrubber",""]
["10805_G_GEN1","PJM_EMAAC","New Jersey",34,"Union",39,"10805","GEN1","Kenilworth Energy Facility",8180,1989,9999,"Combined Cycle","","","","H2O","","Fossil","G",2030,"NaturalGas","",0.0708454415551537,0.09747906619994832,0.5391730457142857,0.7074975534693878,0,0,0,0,0,0,0,0,0,0,0,0,8.66081190857143,11.91675623510204,65.91357503836736,86.49114318204083,6.207249104737809,8.540801399751986,47.24060329795919,61.98865380244898,7.4234339963833818E-9,1.0214198656677843E-8,5.6462857142857147E-8,7.4100489795918369E-8,0.006220991338155516,0.00855970988633428,0.04734553714285713,0.062126238367346924,0,0,0,0,0,0,0,0,0.4926722179591837,0.02759683147709021,0.03797158015268808,0.14078345715501328,0.20635186878479156,0.2499389682567143,0.2581601386820613,1.2284668571428572,1.7365659640816327,0,20,null,"",""]
["10805_G_GEN2","PJM_EMAAC","New Jersey",34,"Union",39,"10805","GEN2","Kenilworth Energy Facility",8180,1989,9999,"Combined Cycle","","","","H2O","","Fossil","G",2030,"NaturalGas","",0.015940224349909583,0.02193278989498837,0.1213139352857143,0.15918694953061224,0,0,0,0,0,0,0,0,0,0,0,0,1.9486826794285719,2.6812701528979597,14.830554383632656,19.460507215959186,1.396631048566007,1.9216803149441968,10.629135742040818,13.94744710555102,1.6702726491862609E-9,2.2981946977525144E-9,1.2704142857142858E-8,1.6672610204081635E-8,1.3997230510849911E-3,1.9259347244252132E-3,0.010652745857142855,0.013978403632653059,0,0,0,0,0,0,0,0,0.11085124904081634,0.006209287082345297,0.00854360553435482,0.03167627785987799,0.04642917047657811,0.05623626785776073,0.058086031203463784,0.27640504285714285,0.39072734191836733,0,4.5,null,"",""]
["10806_G_GEN1","WECC_Idaho","Idaho",16,"Twin Falls",83,"10806","GEN1","Crystal Springs",0,1988,9999,"Hydro","","","","","","Non-Fossil","G",2030,"Hydro","",0,0,0,0,0,0,0,0,0,0,0,0,0,0,0,0,1.5989398600113205,2.3524860712837308,4.019271823397138,7.970697754692189,0,0,0,0,0,0,0,0,0,0,0,0,0,0,0,0,0,0,0,0,0.03161646856699431,2.2225264054157347E-3,3.2699556390843845E-3,5.5867878345219986E-3,0.011079269879022118,0,0,0,0,0,2,null,"",""]
["10807_G_GEN1","WECC_Idaho","Idaho",16,"Lincoln",63,"10807","GEN1","Dietrich Drop",0,1990,9999,"Hydro","","","","","","Non-Fossil","G",2030,"Hydro","",0,0,0,0,0,0,0,0,0,0,0,0,0,0,0,0,3.8374556640271686,5.645966571080954,9.646252376153129,19.12967461126125,0,0,0,0,0,0,0,0,0,0,0,0,0,0,0,0,0,0,0,0,0.07587952456078634,0.005334063372997763,0.007847893533802523,0.013408290802852794,0.02659024770965308,0,0,0,0,0,4.8,null,"",""]
["10808_G_GEN1","WECC_Idaho","Idaho",16,"Twin Falls",83,"10808","GEN1","Low Line Rapids",0,1990,9999,"Hydro","","","","","","Non-Fossil","G",2030,"Hydro","",0,0,0,0,0,0,0,0,0,0,0,0,0,0,0,0,2.1585688110152828,3.175856196233037,5.426016961586136,10.760441968834455,0,0,0,0,0,0,0,0,0,0,0,0,0,0,0,0,0,0,0,0,0.04268223256544232,3.0004106473112426E-3,0.00441444011276392,0.007542163576604697,0.01495701433667986,0,0,0,0,0,2.7,null,"",""]
["10809_G_GEN1","WECC_Idaho","Idaho",16,"Twin Falls",83,"10809","GEN1","Rock Creek II",0,1990,9999,"Hydro","","","","","","Non-Fossil","G",2030,"Hydro","",0,0,0,0,0,0,0,0,0,0,0,0,0,0,0,0,1.4390458740101884,2.1172374641553575,3.6173446410574237,7.17362797922297,0,0,0,0,0,0,0,0,0,0,0,0,0,0,0,0,0,0,0,0,0.02845482171029488,2.0002737648741613E-3,0.002942960075175946,0.005028109051069799,0.009971342891119906,0,0,0,0,0,1.8,null,"",""]
["10819_G_GEN1","MISO_Lower Michigan","Michigan",26,"Kent",81,"10819","GEN1","Ada Cogeneration LP",7783,1990,9999,"Combined Cycle","","","","","","Fossil","G",2030,"NaturalGas","",0.2269034414133159,0.20014333038668405,0.5643059106666666,0.9913526824666665,0,0,0,0,0,0,0,0,0,0,0,0,29.15372496451263,25.715447818820717,72.50493524266666,127.37410802600002,18.012079711321224,15.887804954212104,44.795808242533326,78.69569290806666,2.1533688124456039E-8,1.8994088542210618E-8,5.3563546666666668E-8,9.4091323333333338E-8,5.859951923933856E-3,5.1688519427328114E-3,0.014573534066666668,0.025602337933333337,0,0,0,0,0,0,0,0,0.6638758133333333,0.06226884503019917,0.06593528545393348,0.15486180863837715,0.28306593912250977,0.7749695531764159,0.6345019908902508,1.5158190175333333,2.9252905616,0,22,null,"",""]
["10819_G_GEN2","MISO_Lower Michigan","Michigan",26,"Kent",81,"10819","GEN2","Ada Cogeneration LP",7783,1990,9999,"Combined Cycle","","","","H2O","","Fossil","G",2030,"NaturalGas","",0.08251034233211486,0.07277939286788511,0.2052021493333333,0.3604918845333333,0,0,0,0,0,0,0,0,0,0,0,0,10.601354532550047,9.351071934116625,26.36543099733333,46.31785746400001,6.549847167753173,5.777383619713493,16.289384815466665,28.616615602933333,7.8304320452567421E-9,6.90694128807659e-09,1.9477653333333335E-8,3.4215026666666672E-8,2.1308916087032204E-3,1.8795825246301135E-3,5.2994669333333334E-3,0.009309941066666667,0,0,0,0,0,0,0,0,0.24140938666666667,0.022643216374617883,0.023976467437793997,0.05631338495940987,0.10293306877182176,0.2818071102459694,0.23072799668736396,0.5512069154666667,1.0637420224,0,8,null,"",""]
["1082_B_3","MISO_Iowa-MidAmerican","Iowa",19,"Pottawattamie",155,"1082","3","Walter Scott Jr Energy Center",9926,1978,9999,"Coal Steam","wall","dry","ESPC + Baghouse + Dry Scrubber + Mercury Control","LNBO","Dry Scrubber","Fossil","B",2030,"Coal","",11.790477112924572,15.982646753075427,21.950379201,49.723503066999996,0,0,0,0,11.790477112924572,15.982646753075427,21.950379201,49.723503066999996,0,0,0,0,1187.8377105854722,1610.1800076825286,2211.402296886,5009.420015154001,1273.7789567575492,1726.6781413824501,2371.399464519,5371.856562658999,3.706790839386782E-3,0.005024760915613219,6.900947581E-3,0.015632499336,1.2650065378301891,1.7147866401698117,2.3550678149999995,5.334860993,0.47161908551886766,0.6393058714811323,0.8780151639999999,1.9889401209999997,0.005895213113207549,0.007991288886792451,0.010975179,0.024861681,33.64013294,6.07296160381743,8.232236840730282,11.306057317344266,25.61125576189198,14.903782533679262,20.202905212320736,27.746432559,62.853120305,0,708,"Scrubber / Mercury Control","Dry Scrubber",""]
["1082_B_4","MISO_Iowa-MidAmerican","Iowa",19,"Pottawattamie",155,"1082","4","Walter Scott Jr Energy Center",9977,2007,9999,"Coal Steam","wall","dry","Baghouse + Dry Scrubber + SCR + Mercury Control","LNB + OFA","Dry Scrubber","Fossil","B",2030,"Coal","",13.295039003066059,18.02216398193394,25.006231386,56.323434371,0,0,0,0,13.295039003066059,18.02216398193394,25.006231386,56.323434371,0,0,0,0,1332.568808685849,1806.371051774151,2506.387830662,5645.327691122,1428.5519409413205,1936.4815199426794,2686.919562449,6051.953023333,0.004157191654174518,5.6353042423254816E-3,0.0078191343685,0.017611630264999997,0.35717122188679246,0.4841654341132075,0.671792405,1.5131290609999999,0.49801445787735865,0.675086265122641,0.9367001330000001,2.1098008559999997,0.006647618207547168,0.009011215792452835,0.012503135999999998,0.02816197,32.76769123,7.981398005839042,10.819228407915151,15.0119668891492,33.812593302903394,16.805627805990557,22.78096213700945,31.609190273,71.195780216,0,814,"Scrubber / SCR / Mercury Control","Dry Scrubber",""]
["10822_B_BOIL1","MISO_Lower Michigan","Michigan",26,"Crawford",39,"10822","BOIL1","Grayling Generating Station",15541,1992,9999,"Biomass","stoker/SPR","","ESPC + Cyclone + SNCR","","","Non-Fossil","B",2030,"Biomass","Biomass Retirement",0,0,0,0,0,0,0,0,0,0,0,0,0,0,0,0,0,0,0,0,0,0,0,0,0,0,0,0,0,0,0,0,0,0,0,0,0,0,0,0,-7.086247086247087e-16,0,0,0,0,0,0,0,0,0,26.78010878010878,"SNCR","",""]
["10823_G_G101","ISONE_MA, VT, NH, RI (Rest of ISO New England)","Massachusetts",25,"Suffolk",25,"10823","G101","Deer Island Treatment Plant",13449,1995,9999,"Combustion Turbine","","","","H2O","","Fossil","G",2030,"Oil","",0,0,0,0,0,0,0,0,0,0,0,0,0,0,0,0,0,0,0,0,0,0,0,0,0,0,0,0,0,0,0,0,0,0,0,0,0,0,0,0,0.4339547334953271,0,0,0,0,0,0,0,0,0,22,null,"",""]
["10823_G_G201","ISONE_MA, VT, NH, RI (Rest of ISO New England)","Massachusetts",25,"Suffolk",25,"10823","G201","Deer Island Treatment Plant",13449,1995,9999,"Combustion Turbine","","","","H2O","","Fossil","G",2030,"Oil","",0,0,0,0,0,0,0,0,0,0,0,0,0,0,0,0,0,0,0,0,0,0,0,0,0,0,0,0,0,0,0,0,0,0,0,0,0,0,0,0,0.4339547334953271,0,0,0,0,0,0,0,0,0,22,null,"",""]
["10836_B_BLR1","WECC_Northern California (not including BANC)","California",6,"Yolo",113,"10836","BLR1","Woodland Biomass Power Ltd",17113,1989,9999,"Biomass","","","Baghouse + SNCR + DSI","CF + NH3","","Non-Fossil","B",2030,"","Biomass Retirement",0,0,0,0,0,0,0,0,0,0,0,0,0,0,0,0,0,0,0,0,0,0,0,0,0,0,0,0,0,0,0,0,0,0,0,0,0,0,0,0,0,0,0,0,0,0,0,0,0,0,25,"SNCR / DSI","",""]
["10838_B_BLR1","ISONE_MA, VT, NH, RI (Rest of ISO New England)","New Hampshire",33,"Sullivan",19,"10838","BLR1","Springfield Power LLC",13500,1987,9999,"Biomass","","","ESPH + Cyclone + SCR","LA + OFA","","Non-Fossil","B",2030,"","Biomass Retirement",0,0,0,0,0,0,0,0,0,0,0,0,0,0,0,0,0,0,0,0,0,0,0,0,0,0,0,0,0,0,0,0,0,0,0,0,0,0,0,0,0,0,0,0,0,0,0,0,0,0,16.1,"SCR","",""]
["10839_B_BLR1","ISONE_MA, VT, NH, RI (Rest of ISO New England)","New Hampshire",33,"Coos",7,"10839","BLR1","DG Whitefield LLC",13568,1986,9999,"Biomass","","","ESPC + Cyclone + SCR","","","Non-Fossil","B",2030,"","Biomass Retirement",0,0,0,0,0,0,0,0,0,0,0,0,0,0,0,0,0,0,0,0,0,0,0,0,0,0,0,0,0,0,0,0,0,0,0,0,0,0,0,0,0,0,0,0,0,0,0,0,0,0,17,"SCR","",""]
["1084_G_1","MISO_Iowa-MidAmerican","Iowa",19,"Polk",153,"1084","1","River Hills",25000,1966,9999,"Combustion Turbine","","","","","","Fossil","G",2030,"NaturalGas","",0,0,0,0,0,0,0,0,0,0,0,0,0,0,0,0,0,0,0,0,0,0,0,0,0,0,0,0,0,0,0,0,0,0,0,0,0,0,0,0,0.31560344246696037,0,0,0,0,0,0,0,0,0,16,null,"",""]
["1084_G_2","MISO_Iowa-MidAmerican","Iowa",19,"Polk",153,"1084","2","River Hills",25000,1966,9999,"Combustion Turbine","","","","","","Fossil","G",2030,"NaturalGas","",0,0,0,0,0,0,0,0,0,0,0,0,0,0,0,0,0,0,0,0,0,0,0,0,0,0,0,0,0,0,0,0,0,0,0,0,0,0,0,0,0.31560344246696037,0,0,0,0,0,0,0,0,0,16,null,"",""]
["1084_G_3","MISO_Iowa-MidAmerican","Iowa",19,"Polk",153,"1084","3","River Hills",25000,1966,9999,"Combustion Turbine","","","","","","Fossil","G",2030,"NaturalGas","",0,0,0,0,0,0,0,0,0,0,0,0,0,0,0,0,0,0,0,0,0,0,0,0,0,0,0,0,0,0,0,0,0,0,0,0,0,0,0,0,0.31560344246696037,0,0,0,0,0,0,0,0,0,16,null,"",""]
["1084_G_4","MISO_Iowa-MidAmerican","Iowa",19,"Polk",153,"1084","4","River Hills",25000,1966,9999,"Combustion Turbine","","","","","","Fossil","G",2030,"NaturalGas","",0,0,0,0,0,0,0,0,0,0,0,0,0,0,0,0,0,0,0,0,0,0,0,0,0,0,0,0,0,0,0,0,0,0,0,0,0,0,0,0,0.31560344246696037,0,0,0,0,0,0,0,0,0,16,null,"",""]
["1084_G_5","MISO_Iowa-MidAmerican","Iowa",19,"Polk",153,"1084","5","River Hills",25000,1967,9999,"Combustion Turbine","","","","","","Fossil","G",2030,"NaturalGas","",0,0,0,0,0,0,0,0,0,0,0,0,0,0,0,0,0,0,0,0,0,0,0,0,0,0,0,0,0,0,0,0,0,0,0,0,0,0,0,0,0.31560344246696037,0,0,0,0,0,0,0,0,0,16,null,"",""]
["1084_G_6","MISO_Iowa-MidAmerican","Iowa",19,"Polk",153,"1084","6","River Hills",25000,1967,9999,"Combustion Turbine","","","","","","Fossil","G",2030,"NaturalGas","",0,0,0,0,0,0,0,0,0,0,0,0,0,0,0,0,0,0,0,0,0,0,0,0,0,0,0,0,0,0,0,0,0,0,0,0,0,0,0,0,0.31560344246696037,0,0,0,0,0,0,0,0,0,16,null,"",""]
["1084_G_7","MISO_Iowa-MidAmerican","Iowa",19,"Polk",153,"1084","7","River Hills",25000,1968,9999,"Combustion Turbine","","","","","","Fossil","G",2030,"NaturalGas","",0,0,0,0,0,0,0,0,0,0,0,0,0,0,0,0,0,0,0,0,0,0,0,0,0,0,0,0,0,0,0,0,0,0,0,0,0,0,0,0,0.31560344246696037,0,0,0,0,0,0,0,0,0,16,null,"",""]
["1084_G_8","MISO_Iowa-MidAmerican","Iowa",19,"Polk",153,"1084","8","River Hills",25000,1968,9999,"Combustion Turbine","","","","","","Fossil","G",2030,"NaturalGas","",0,0,0,0,0,0,0,0,0,0,0,0,0,0,0,0,0,0,0,0,0,0,0,0,0,0,0,0,0,0,0,0,0,0,0,0,0,0,0,0,0.31560344246696037,0,0,0,0,0,0,0,0,0,16,null,"",""]
["10849_B_BLR1","MISO_Minnesota and Western Wisconsin","Minnesota",27,"Lake",75,"10849","BLR1","Silver Bay Power",10398,1955,9999,"Coal Steam","wall","dry","Baghouse","","","Fossil","B",2030,"Coal","",0.6602734255148244,0.8950373101423186,1.1981606897142856,2.7534714253714285,0,0,0,0,0.6602734255148244,0.8950373101423186,1.1981606897142856,2.7534714253714285,0,0,0,0,63.50004090601617,86.07783322815526,115.22991822102856,264.80779235520004,75.23739481575201,101.98846852801942,136.5290278368,313.75489118057146,1.7242663774123972E-4,2.3373388671590312E-4,3.1289282845714284E-4,7.1905335291428578E-4,0.11082255504486441,0.15022613017192746,0.20110339688768525,0.4621520821044771,0.2086032689272237,0.2827733201013478,0.3785405053714286,0.8699170944000001,1.4418596765498659E-4,1.9545208948787055E-4,2.616161142857143E-4,6.0125417142857138E-4,1.5920972492571428,0.09657918641046274,0.13091845268973823,0.17525676508464605,0.40275440418484704,1.1870444033369272,1.6091046356345018,2.1540620698285715,4.9502111088000005,0,36,null,"",""]
["10849_B_BLR2","MISO_Minnesota and Western Wisconsin","Minnesota",27,"Lake",75,"10849","BLR2","Silver Bay Power",10398,1963,9999,"Coal Steam","wall","dry","Baghouse","","","Fossil","B",2030,"Coal","",1.26552406557008,1.7154881777727773,2.296474655285714,5.277486898628571,0,0,0,0,1.26552406557008,1.7154881777727773,2.296474655285714,5.277486898628571,0,0,0,0,121.70841173653099,164.98251368729757,220.8573432569714,507.5482686808,144.20500673019134,195.47789801203723,261.6806366872,601.3635414294286,3.3048438900404277E-4,4.4798994953881431E-4,5.9971125454285712E-4,1.3781855930857143E-3,0.5657756759928713,0.7669403607903372,1.026680988112315,2.3593970248955234,0.3998229321105121,0.5419821968609165,0.7255359686285714,1.6673410976000003,2.7635643800539097E-4,3.7461650485175185E-4,5.0143088571428574E-4,1.1524038285714285E-3,3.051519727742857,0.18511010728672028,0.2509270343219983,0.3359087997455716,0.7719459413542902,2.2751684397291103,3.0841172182994616,4.128618967171429,9.4879046252,0,69,null,"",""]
["10864_G_GEN7","MISO_Iowa","Iowa",19,"Linn",113,"10864","GEN7","Archer Daniels Midland Cedar Rapids",12369,2016,9999,"Combustion Turbine","","","","","","Fossil","G",2030,"NaturalGas","",0,0,0.033947158000000005,0.033947158000000005,0,0,0,0,0,0,0,0,0,0,0,0,0,0,2.744535408,2.744535408,0,0,1.987266656,1.987266656,0,0,2.378e-09,2.378e-09,0,0,0.00018665,0.00018665,0,0,0,0,0,0,0,0,0.69038253,0,0,0.01265230823088,0.01265230823088,0,0,0.08790830899999999,0.08790830899999999,0,35,null,"",""]
["10869_B_NORTH","WECC_Pacific Northwest","Oregon",41,"Jackson",29,"10869","NORTH","Biomass One LP",19151,1985,9999,"Biomass","","","ESPH + Cyclone","OFA","","Non-Fossil","B",2030,"","Biomass Retirement",0,0,0,0,0,0,0,0,0,0,0,0,0,0,0,0,0,0,0,0,0,0,0,0,0,0,0,0,0,0,0,0,0,0,0,0,0,0,0,0,0,0,0,0,0,0,0,0,0,0,18.2,null,"",""]
["10869_B_SOUTH","WECC_Pacific Northwest","Oregon",41,"Jackson",29,"10869","SOUTH","Biomass One LP",19151,1985,9999,"Biomass","","","ESPH + Cyclone","OFA","","Non-Fossil","B",2030,"","Biomass Retirement",0,0,0,0,0,0,0,0,0,0,0,0,0,0,0,0,0,0,0,0,0,0,0,0,0,0,0,0,0,0,0,0,0,0,0,0,0,0,0,0,0,0,0,0,0,0,0,0,0,0,18.2,null,"",""]
["10870_G_GEN1","PJM_Western MAAC","Pennsylvania",42,"Luzerne",79,"10870","GEN1","Hazelton",13894,1989,9999,"Combustion Turbine","","","","H2O","","Fossil","G",2030,"NaturalGas","",0,0,0.1010167048139105,0.1010167048139105,0,0,0,0,0,0,0,0,0,0,0,0,0,0,7.270527180741758,7.270527180741758,0,0,5.913517890240151,5.913517890240151,0,0,7.0698195440902323E-9,7.0698195440902323E-9,0,0,0.00854752840714535,0.00854752840714535,0,0,0,0,0,0,0,0,2.5794799524196432,0,0,0.034316888293101096,0.034316888293101096,0,0,0.19528228594312186,0.19528228594312186,0,58.9,null,"",""]
["10870_G_GEN2","PJM_Western MAAC","Pennsylvania",42,"Luzerne",79,"10870","GEN2","Hazelton",13887,2002,9999,"Combustion Turbine","","","","H2O","","Fossil","G",2030,"NaturalGas","",0,0,0.048511586668876304,0.048511586668876304,0,0,0,0,0,0,0,0,0,0,0,0,0,0,3.493309324532967,3.493309324532967,0,0,2.8398682790020255,2.8398682790020255,0,0,3.3951628513150676E-9,3.3951628513150676E-9,0,0,1.898015812724166E-3,1.898015812724166E-3,0,0,0,0,0,0,0,0,1.2393766155089287,0,0,0.016488420011795603,0.016488420011795603,0,0,0.09378105885435198,0.09378105885435198,0,28.3,null,"",""]
["10870_G_GEN3","PJM_Western MAAC","Pennsylvania",42,"Luzerne",79,"10870","GEN3","Hazelton",13885,2002,9999,"Combustion Turbine","","","","H2O","","Fossil","G",2030,"NaturalGas","",0,0,0.05021854351488779,0.05021854351488779,0,0,0,0,0,0,0,0,0,0,0,0,0,0,3.616747816565934,3.616747816565934,0,0,2.939793532605891,2.939793532605891,0,0,3.5146270220488253E-9,3.5146270220488253E-9,0,0,2.0192876180351632E-3,2.0192876180351632E-3,0,0,0,0,0,0,0,0,1.2831708422053572,0,0,0.01707104969419121,0.01707104969419121,0,0,0.09708089362434817,0.09708089362434817,0,29.3,null,"",""]
["10870_G_GEN4","PJM_Western MAAC","Pennsylvania",42,"Luzerne",79,"10870","GEN4","Hazelton",13888,2002,9999,"Combustion Turbine","","","","H2O","","Fossil","G",2030,"NaturalGas","",0,0,0.04988653100232544,0.04988653100232544,0,0,0,0,0,0,0,0,0,0,0,0,0,0,3.592060118159341,3.592060118159341,0,0,2.9203575201519323,2.9203575201519323,0,0,3.4913905825458758E-9,3.4913905825458758E-9,0,0,2.1181820888424565E-3,2.1181820888424565E-3,0,0,0,0,0,0,0,0,1.2744119968660717,0,0,0.016954523757712087,0.016954523757712087,0,0,0.09643905757817806,0.09643905757817806,0,29.1,null,"",""]
["10873_G_GEN1","WECC_Southern California Edison","California",6,"Inyo",27,"10873","GEN1","Coso Finance Partners",9771,1987,9999,"Geothermal","","","","","","Non-Fossil","G",2030,"Geothermal","",0.4180031530465351,0.5469894283476768,0.6829182495209231,1.6479108309151351,0,0,0,0,0,0,0,0,0,0,0,0,42.779976765527145,55.980905562924114,69.89235998291943,168.6532423113707,0,0,0,0,6.2081828280362023E-4,8.1238869884968444E-4,1.0142701839900275E-3,0.002447477165643332,0,0,0,0,0,0,0,0,0,0,0,0,3.887609079585451,0.04962477304801149,0.06493785045299187,0.08107513758018643,0.1956377610811898,0,0,0,0,0,27.499999999999993,null,"",""]
["10873_G_GEN2","WECC_Southern California Edison","California",6,"Inyo",27,"10873","GEN2","Coso Finance Partners",9771,1988,9999,"Geothermal","","","","","","Non-Fossil","G",2030,"Geothermal","",0.41040309571841627,0.5370441660140827,0.6705015540750882,1.6179488158075872,0,0,0,0,0,0,0,0,0,0,0,0,42.00215900615393,54.96307091632549,68.62158980141182,165.58681972389124,0,0,0,0,6.0953067766173613E-4,7.9761799523423566E-4,9.9582890791748147E-4,2.4029775808134535E-3,0,0,0,0,0,0,0,0,0,0,0,0,3.8169252781384433,0.04872250444713856,0.06375716226293747,0.07960104416963759,0.19208071087971362,0,0,0,0,0,26.999999999999996,null,"",""]
["10873_G_GEN3","WECC_Southern California Edison","California",6,"Inyo",27,"10873","GEN3","Coso Finance Partners",9771,1988,9999,"Geothermal","","","","","","Non-Fossil","G",2030,"Geothermal","",0.4058430613215449,0.5310770086139263,0.6630515368075871,1.5999716067430583,0,0,0,0,0,0,0,0,0,0,0,0,41.535468350529996,54.35237012836632,67.85912769250723,163.74696617140356,0,0,0,0,6.027581145766058E-4,7.8875557306496639E-4,9.8476414227395385E-4,2.376277829915526E-3,0,0,0,0,0,0,0,0,0,0,0,0,3.774514997270238,0.04818114328661479,0.06304874934890482,0.07871658812330827,0.18994648075882786,0,0,0,0,0,26.699999999999996,null,"",""]
["10874_G_GEN4","WECC_Southern California Edison","California",6,"Inyo",27,"10874","GEN4","Coso Power Developers",9771,1989,9999,"Geothermal","","","","","","Non-Fossil","G",2030,"Geothermal","",0.4560034396871292,0.5967157400156474,0.7450017267500979,1.7977209064528745,0,0,0,0,0,0,0,0,0,0,0,0,46.66906556239326,61.07007879591721,76.24621089045758,183.98535524876806,0,0,0,0,6.772563085130402E-4,8.8624221692692844E-4,1.1064765643527571E-3,2.669975089792726E-3,0,0,0,0,0,0,0,0,0,0,0,0,4.241028086820492,0.05413611605237618,0.07084129140326385,0.08844560463293066,0.2134230120885707,0,0,0,0,0,29.999999999999996,null,"",""]
["10874_G_GEN5","WECC_Southern California Edison","California",6,"Inyo",27,"10874","GEN5","Coso Power Developers",9771,1989,9999,"Geothermal","","","","","","Non-Fossil","G",2030,"Geothermal","",0.3556826829559607,0.465438277212205,0.5811013468650763,1.402222307033242,0,0,0,0,0,0,0,0,0,0,0,0,36.401871138666735,47.63466146081542,59.4720444945569,143.50857709403905,0,0,0,0,5.282599206401713E-4,6.9126892920300424E-4,8.6305172019515047E-4,0.002082580570038326,0,0,0,0,0,0,0,0,0,0,0,0,3.3080019077199836,0.04222617052085341,0.0552562072945458,0.0689875716136859,0.1664699494290851,0,0,0,0,0,23.39999999999999,null,"",""]
["10874_G_GEN6","WECC_Southern California Edison","California",6,"Inyo",27,"10874","GEN6","Coso Power Developers",9771,1989,9999,"Geothermal","","","","","","Non-Fossil","G",2030,"Geothermal","",0.4088830842527924,0.5350551135473639,0.6680182149859211,1.6119564127860773,0,0,0,0,0,0,0,0,0,0,0,0,41.84659545427928,54.75950398700577,68.36743576511029,164.97353520639533,0,0,0,0,6.0727315663335936E-4,7.946638545111459E-4,0.000992140652702972,0.002394077663847477,0,0,0,0,0,0,0,0,0,0,0,0,3.802788517849041,0.048542050726963965,0.06352102462492659,0.07930622548752783,0.1913693008394184,0,0,0,0,0,26.89999999999999,null,"",""]
["10875_G_GEN7","WECC_Southern California Edison","California",6,"Inyo",27,"10875","GEN7","Coso Energy Developers",9771,1988,9999,"Geothermal","","","","","","Non-Fossil","G",2030,"Geothermal","",0.3313624995059805,0.43361343774470384,0.5413679214384045,1.306343858689089,0,0,0,0,0,0,0,0,0,0,0,0,33.912854308672436,44.37759059169984,55.4055799137325,133.6960248141048,0,0,0,0,4.9213958418614255E-4,0.000644002677633568,8.0403963676300354E-4,1.9401818985827141E-3,0,0,0,0,0,0,0,0,0,0,0,0,3.081813743089558,0.03933891099806003,0.05147800508637173,0.06427047269992961,0.15508738878436137,0,0,0,0,0,21.799999999999997,null,"",""]
["10875_G_GEN8","WECC_Southern California Edison","California",6,"Inyo",27,"10875","GEN8","Coso Energy Developers",9771,1988,9999,"Geothermal","","","","","","Non-Fossil","G",2030,"Geothermal","",0.34200257976534687,0.44753680501173565,0.5587512950625735,1.348290679839656,0,0,0,0,0,0,0,0,0,0,0,0,35.00179917179494,45.80255909693791,57.184658167843175,137.98901643657604,0,0,0,0,5.079422313847802E-4,6.6468166269519633E-4,8.2985742326456785E-4,2.0024813173445443E-3,0,0,0,0,0,0,0,0,0,0,0,0,3.180771065115369,0.040602087039282135,0.05313096855244789,0.066334203474698,0.16006725906642802,0,0,0,0,0,22.499999999999996,null,"",""]
["10875_G_GEN9","WECC_Southern California Edison","California",6,"Inyo",27,"10875","GEN9","Coso Energy Developers",9771,1989,9999,"Geothermal","","","","","","Non-Fossil","G",2030,"Geothermal","",0.35720269442158453,0.4674273296789239,0.5835846859542434,1.4082147100547517,0,0,0,0,0,0,0,0,0,0,0,0,36.557434690541385,47.83822839013516,59.72619853085843,144.12186161153497,0,0,0,0,5.3051744166854819E-4,6.942230699260941E-4,8.6673997540965978E-4,0.002091480487004302,0,0,0,0,0,0,0,0,0,0,0,0,3.322138668009386,0.042406624241028,0.05549234493255669,0.06928239029579569,0.1671813594693804,0,0,0,0,0,23.499999999999996,null,"",""]
["10878_G_EE11","WECC_Imperial Irrigation District (IID)","California",6,"Imperial",25,"10878","EE11","Salton Sea Power Gen Co Unit 1",9771,1982,9999,"Geothermal","","","","","","Non-Fossil","G",2030,"Geothermal","",0.15788552448423274,0.21070061980202034,0.2681802686979501,0.6367664129842031,0,0,0,0,0,0,0,0,0,0,0,0,16.158584020798756,21.563874708762967,27.446552935812814,65.16901166537453,0,0,0,0,2.9208822025244771E-4,3.8979614657584248E-4,4.9613349714097352E-4,1.1780178639692637E-3,0,0,0,0,0,0,0,0,0,0,0,0,1.0074281417845294,0.018743957464126555,0.025014094662165042,0.03183800140554286,0.07559605353183446,0,0,0,0,0,10,null,"",""]
["10879_G_GEN1","WECC_Imperial Irrigation District (IID)","California",6,"Imperial",25,"10879","GEN1","Salton Sea Power Gen Co - Unit 2",9771,1990,9999,"Geothermal","","","","","","Non-Fossil","G",2030,"Geothermal","",0.15788552448423274,0.21070061980202034,0.2681802686979501,0.6367664129842031,0,0,0,0,0,0,0,0,0,0,0,0,16.158584020798756,21.563874708762967,27.446552935812814,65.16901166537453,0,0,0,0,2.9208822025244771E-4,3.8979614657584248E-4,4.9613349714097352E-4,1.1780178639692637E-3,0,0,0,0,0,0,0,0,0,0,0,0,1.0074281417845294,0.018743957464126555,0.025014094662165042,0.03183800140554286,0.07559605353183446,0,0,0,0,0,10,null,"",""]
["10879_G_GEN2","WECC_Imperial Irrigation District (IID)","California",6,"Imperial",25,"10879","GEN2","Salton Sea Power Gen Co - Unit 2",9771,1990,9999,"Geothermal","","","","","","Non-Fossil","G",2030,"Geothermal","",0.0631542097936931,0.08428024792080813,0.10727210747918002,0.25470656519368123,0,0,0,0,0,0,0,0,0,0,0,0,6.463433608319502,8.625549883505185,10.978621174325125,26.06760466614981,0,0,0,0,1.1683528810097908E-4,1.55918458630337E-4,1.984533988563894E-4,4.7120714558770548E-4,0,0,0,0,0,0,0,0,0,0,0,0,0.40297125671381173,7.497582985650621E-3,0.010005637864866015,0.012735200562217145,0.03023842141273378,0,0,0,0,0,4,null,"",""]
["10879_G_GEN3","WECC_Imperial Irrigation District (IID)","California",6,"Imperial",25,"10879","GEN3","Salton Sea Power Gen Co - Unit 2",9771,1990,9999,"Geothermal","","","","","","Non-Fossil","G",2030,"Geothermal","",0.03315596014168888,0.04424713015842427,0.056317856426569515,0.13372094672668267,0,0,0,0,0,0,0,0,0,0,0,0,3.393302644367738,4.528413688840223,5.763776116520691,13.68549244972865,0,0,0,0,6.1338526253014013E-5,8.1857190780926931E-5,1.0418803439960443E-4,2.4738375143354538E-4,0,0,0,0,0,0,0,0,0,0,0,0,0.21155990977475114,0.003936231067466576,0.005252959879054659,0.006685980295164001,0.015875171241685235,0,0,0,0,0,2.1,null,"",""]
["10880_G_GEN1","WECC_Northern California (not including BANC)","California",6,"Shasta",89,"10880","GEN1","Bidwell Ditch Project",0,1987,9999,"Hydro","","","","","","Non-Fossil","G",2030,"Hydro","",0,0,0,0,0,0,0,0,0,0,0,0,0,0,0,0,0.9072565312367065,1.4121584760464794,2.7694763665287616,5.088891373811948,0,0,0,0,0,0,0,0,0,0,0,0,0,0,0,0,0,0,0,0,0.028454821712389385,1.2610865784190245E-3,1.9629002817046015E-3,3.8495721494749826E-3,7.0735590095986085E-3,0,0,0,0,0,1.8,null,"",""]
["10881_G_GEN1","WECC_Northern California (not including BANC)","California",6,"Shasta",89,"10881","GEN1","Roaring Creek Water Power",0,1986,9999,"Hydro","","","","","","Non-Fossil","G",2030,"Hydro","",0,0,0,0,0,0,0,0,0,0,0,0,0,0,0,0,1.0080628124852293,1.5690649733849769,3.0771959628097347,5.654323748679941,0,0,0,0,0,0,0,0,0,0,0,0,0,0,0,0,0,0,0,0,0.031616468569321536,1.4012073093544715E-3,2.1810003130051125E-3,4.2773023883055355E-3,0.00785951001066512,0,0,0,0,0,1.9999999999999998,null,"",""]
["10882_G_GEN1","WECC_Northern California (not including BANC)","California",6,"Shasta",89,"10882","GEN1","Hatchet Creek Project",0,1986,9999,"Hydro","","","","","","Non-Fossil","G",2030,"Hydro","",0,0,0,0,0,0,0,0,0,0,0,0,0,0,0,0,3.4274135624497797,5.334820909508921,10.4624662735531,19.2247007455118,0,0,0,0,0,0,0,0,0,0,0,0,0,0,0,0,0,0,0,0,0.10749599313569322,0.004764104851805203,7.4154010642173826E-3,0.014542828120238821,0.026722334036261404,0,0,0,0,0,6.8,null,"",""]
["10883_G_CT1","ISONE_MA, VT, NH, RI (Rest of ISO New England)","Massachusetts",25,"Suffolk",25,"10883","CT1","Medical Area Total Energy Plant",8700,2003,9999,"Combustion Turbine","","","","","","Fossil","G",2030,"NaturalGas","",1.6923813477401628E-3,0.011282542318267743,0.05234727964426877,0.06532220331027667,0,0,0,0,0,0,0,0,0,0,0,0,0.1945265914031622,1.296843942687747,6.016928736660078,7.508299270750988,0.14580665961720218,0.972044397448015,4.509965830039525,5.627816887104743,1.7437596666093823E-10,1.1625064444062553E-9,5.3892045454545451E-9,6.726086956521739E-9,2.9756588715872416E-4,1.9837725810581603E-3,9.20405864577418E-3,0.011485397113991064,0,0,0,0,0,0,0,0,0.24656518947628456,8.9981235040793037E-4,0.00599874900271954,0.027832219491011532,0.034730780844139005,0.011128272625777383,0.03588883977540839,0.11992988216403162,0.1669469945652174,0,12.5,null,"",""]
["10883_G_CT2","ISONE_MA, VT, NH, RI (Rest of ISO New England)","Massachusetts",25,"Suffolk",25,"10883","CT2","Medical Area Total Energy Plant",8700,2003,9999,"Combustion Turbine","","","","","","Fossil","G",2030,"NaturalGas","",1.6923813477401628E-3,0.011282542318267743,0.05234727964426877,0.06532220331027667,0,0,0,0,0,0,0,0,0,0,0,0,0.1945265914031622,1.296843942687747,6.016928736660078,7.508299270750988,0.14580665961720218,0.972044397448015,4.509965830039525,5.627816887104743,1.7437596666093823E-10,1.1625064444062553E-9,5.3892045454545451E-9,6.726086956521739E-9,2.9756588715872416E-4,1.9837725810581603E-3,9.20405864577418E-3,0.011485397113991064,0,0,0,0,0,0,0,0,0.24656518947628456,8.9981235040793037E-4,0.00599874900271954,0.027832219491011532,0.034730780844139005,0.011128272625777383,0.03588883977540839,0.11992988216403162,0.1669469945652174,0,12.5,null,"",""]
["10883_G_CT3","ISONE_MA, VT, NH, RI (Rest of ISO New England)","Massachusetts",25,"Suffolk",25,"10883","CT3","Medical Area Total Energy Plant",8700,2017,9999,"Combustion Turbine","","","","","","Fossil","G",2030,"NaturalGas","",1.7329985000859253E-3,0.011553323333906173,0.05360361435573123,0.06688993618972333,0,0,0,0,0,0,0,0,0,0,0,0,0.199195229596838,1.3279681973122528,6.16133502633992,7.688498453249011,0.14930601944801503,0.9953734629867675,4.618205009960475,5.762884492395258,1.7856098986080072E-10,1.1904065990720057E-9,5.5185454545454554E-9,6.887513043478262E-9,1.4027714710621367E-5,9.3518098070809064E-5,4.3389351546831997E-4,5.4143932824975041E-4,0,0,0,0,0,0,0,0,0.2524827540237154,9.2140784681772028E-4,6.1427189787848085E-3,0.028500192758795808,0.03556431958439834,0.011395351168796038,0.036750171930018206,0.1228081993359684,0.17095372243478266,0,12.799999999999999,null,"",""]
["10883_G_DEG1","ISONE_MA, VT, NH, RI (Rest of ISO New England)","Massachusetts",25,"Suffolk",25,"10883","DEG1","Medical Area Total Energy Plant",8700,1985,9999,"Combustion Turbine","","","SCR","","","Fossil","G",2030,"","CT Retirement",0,0,0,0,0,0,0,0,0,0,0,0,0,0,0,0,0,0,0,0,0,0,0,0,0,0,0,0,0,0,0,0,0,0,0,0,0,0,0,0,0,0,0,0,0,0,0,0,0,0,6,"SCR","",""]
["10883_G_DEG2","ISONE_MA, VT, NH, RI (Rest of ISO New England)","Massachusetts",25,"Suffolk",25,"10883","DEG2","Medical Area Total Energy Plant",8700,1985,9999,"Combustion Turbine","","","SCR","","","Fossil","G",2030,"","CT Retirement",0,0,0,0,0,0,0,0,0,0,0,0,0,0,0,0,0,0,0,0,0,0,0,0,0,0,0,0,0,0,0,0,0,0,0,0,0,0,0,0,0,0,0,0,0,0,0,0,0,0,6,"SCR","",""]
["10883_G_DEG3","ISONE_MA, VT, NH, RI (Rest of ISO New England)","Massachusetts",25,"Suffolk",25,"10883","DEG3","Medical Area Total Energy Plant",8700,1985,9999,"Combustion Turbine","","","SCR","","","Fossil","G",2030,"","CT Retirement",0,0,0,0,0,0,0,0,0,0,0,0,0,0,0,0,0,0,0,0,0,0,0,0,0,0,0,0,0,0,0,0,0,0,0,0,0,0,0,0,0,0,0,0,0,0,0,0,0,0,6,"SCR","",""]
["10883_G_DEG4","ISONE_MA, VT, NH, RI (Rest of ISO New England)","Massachusetts",25,"Suffolk",25,"10883","DEG4","Medical Area Total Energy Plant",8700,1985,9999,"Combustion Turbine","","","SCR","","","Fossil","G",2030,"","CT Retirement",0,0,0,0,0,0,0,0,0,0,0,0,0,0,0,0,0,0,0,0,0,0,0,0,0,0,0,0,0,0,0,0,0,0,0,0,0,0,0,0,0,0,0,0,0,0,0,0,0,0,6,"SCR","",""]
["10883_G_DEG5","ISONE_MA, VT, NH, RI (Rest of ISO New England)","Massachusetts",25,"Suffolk",25,"10883","DEG5","Medical Area Total Energy Plant",8700,1985,9999,"Combustion Turbine","","","SCR","","","Fossil","G",2030,"","CT Retirement",0,0,0,0,0,0,0,0,0,0,0,0,0,0,0,0,0,0,0,0,0,0,0,0,0,0,0,0,0,0,0,0,0,0,0,0,0,0,0,0,0,0,0,0,0,0,0,0,0,0,6,"SCR","",""]
["10883_G_DEG6","ISONE_MA, VT, NH, RI (Rest of ISO New England)","Massachusetts",25,"Suffolk",25,"10883","DEG6","Medical Area Total Energy Plant",8700,1986,9999,"Combustion Turbine","","","SCR","","","Fossil","G",2030,"","CT Retirement",0,0,0,0,0,0,0,0,0,0,0,0,0,0,0,0,0,0,0,0,0,0,0,0,0,0,0,0,0,0,0,0,0,0,0,0,0,0,0,0,0,0,0,0,0,0,0,0,0,0,6,"SCR","",""]
["10884_G_CTC1","WECC_LADWP","California",6,"Los Angeles",37,"10884","CTC1","Olive View Medical Center",8700,1987,9999,"Combustion Turbine","","","","","","Fossil","G",2030,"NaturalGas","",0,0.00014216,0,0.00014216,0,0,0,0,0,0,0,0,0,0,0,0,0,0.016340233,0,0.016340233,0,0.0114748605,0,0.0114748605,0,1.3725E-11,0,1.3725E-11,0,9.25e-06,0,9.25e-06,0,0,0,0,0,0,0,0,0.1209610335,0,7.532847413e-05,0,7.532847413e-05,0,4.57486E-4,0,4.57486E-4,0,2.7,null,"",""]
["10884_G_CTC2","WECC_LADWP","California",6,"Los Angeles",37,"10884","CTC2","Olive View Medical Center",8700,1987,9999,"Combustion Turbine","","","","","","Fossil","G",2030,"NaturalGas","",0,0.00014216,0,0.00014216,0,0,0,0,0,0,0,0,0,0,0,0,0,0.016340233,0,0.016340233,0,0.0114748605,0,0.0114748605,0,1.3725E-11,0,1.3725E-11,0,9.25e-06,0,9.25e-06,0,0,0,0,0,0,0,0,0.1209610335,0,7.532847413e-05,0,7.532847413e-05,0,4.57486E-4,0,4.57486E-4,0,2.7,null,"",""]
["10903_G_1GEN","PJM_ComEd","Illinois",17,"Will",197,"10903","1GEN","Lockport Powerhouse",0,1999,9999,"Hydro","","","","","","Non-Fossil","G",2030,"Hydro","",0,0,0,0,0,0,0,0,0,0,0,0,0,0,0,0,4.906751882941872,7.432582602144832,10.667208658612717,23.00654314369942,0,0,0,0,0,0,0,0,0,0,0,0,0,0,0,0,0,0,0,0,0.09484940566473989,0.006820385117289235,0.010331289816981329,0.014827420035471682,0.031979094969742244,0,0,0,0,0,6,null,"",""]
["10903_G_2GEN","PJM_ComEd","Illinois",17,"Will",197,"10903","2GEN","Lockport Powerhouse",0,2001,9999,"Hydro","","","","","","Non-Fossil","G",2030,"Hydro","",0,0,0,0,0,0,0,0,0,0,0,0,0,0,0,0,4.906751882941872,7.432582602144832,10.667208658612717,23.00654314369942,0,0,0,0,0,0,0,0,0,0,0,0,0,0,0,0,0,0,0,0,0.09484940566473989,0.006820385117289235,0.010331289816981329,0.014827420035471682,0.031979094969742244,0,0,0,0,0,6,null,"",""]
["1091_B_3","MISO_Iowa-MidAmerican","Iowa",19,"Woodbury",193,"1091","3","George Neal North",10462,1975,9999,"Coal Steam","wall","dry","ESPC + Baghouse + Dry Scrubber + SNCR + Mercury Control","LNBO","Dry Scrubber","Fossil","B",2030,"Coal","",8.826703959481112,11.965087589518884,14.333489666,35.125281214999994,0,0,0,0,8.826703959481112,11.965087589518884,14.333489666,35.125281214999994,0,0,0,0,843.691833413066,1143.671151959934,1370.0525393349997,3357.415524708,945.7813294293394,1282.0591354486608,1535.83341759,3763.673882468,0.002476442072971699,3.3569548100283015E-3,0.0040214396015,0.009854836484500001,0.9038544847641514,1.2252249682358487,1.4677493410000002,3.5968287940000003,0.3530681562735852,0.47860350072641494,0.573339585,1.405011242,0.004413401745283018,0.005982611254716982,0.007166847,0.01756286,24.79116201,5.016076243717157,6.7995700192610355,8.145495455848543,19.961141718826735,13.483373557075428,18.277461932924567,21.895352603,53.656188093,0,515,"Scrubber / SNCR / Mercury Control","Dry Scrubber",""]
["1097_G_1","MISO_Iowa-MidAmerican","Iowa",19,"Floyd",67,"1097","1","Merl Parr",25000,1969,9999,"Combustion Turbine","","","","","","Fossil","G",2030,"NaturalGas","",0,0,0,0,0,0,0,0,0,0,0,0,0,0,0,0,0,0,0,0,0,0,0,0,0,0,0,0,0,0,0,0,0,0,0,0,0,0,0,0,0.32743857155947137,0,0,0,0,0,0,0,0,0,16.6,null,"",""]
["1097_G_2","MISO_Iowa-MidAmerican","Iowa",19,"Floyd",67,"1097","2","Merl Parr",25000,1969,9999,"Combustion Turbine","","","","","","Fossil","G",2030,"NaturalGas","",0,0,0,0,0,0,0,0,0,0,0,0,0,0,0,0,0,0,0,0,0,0,0,0,0,0,0,0,0,0,0,0,0,0,0,0,0,0,0,0,0.31560344246696037,0,0,0,0,0,0,0,0,0,16,null,"",""]
["1104_G_GT1","MISO_Iowa","Iowa",19,"Des Moines",57,"1104","GT1","Burlington (IA)",12369,1994,9999,"Combustion Turbine","","","","","","Fossil","G",2030,"NaturalGas","",0,0,0.012227569457446808,0.012227569457446808,0,0,0,0,0,0,0,0,0,0,0,0,0,0,0.9885657372382979,0.9885657372382979,0,0,0.715801924712766,0.715801924712766,0,0,8.552234042553192e-10,8.552234042553192e-10,0,0,1.4608277680851064E-3,1.4608277680851064E-3,0,0,0,0,0,0,0,0,0.25051023239148934,0,0,0.005496425499044936,0.005496425499044936,0,0,0.031664062882978725,0.031664062882978725,0,12.7,null,"",""]
["1104_G_GT2","MISO_Iowa","Iowa",19,"Des Moines",57,"1104","GT2","Burlington (IA)",12369,1995,9999,"Combustion Turbine","","","","","","Fossil","G",2030,"NaturalGas","",0,0,0.011457328861702129,0.011457328861702129,0,0,0,0,0,0,0,0,0,0,0,0,0,0,0.9262938797744682,0.9262938797744682,0,0,0.6707120396914895,0.6707120396914895,0,0,8.013510638297874E-10,8.013510638297874E-10,0,0,1.3688071212765959E-3,1.3688071212765959E-3,0,0,0,0,0,0,0,0,0.23473006027234045,0,0,0.005150193971546043,0.005150193971546043,0,0,0.029669476244680856,0.029669476244680856,0,11.900000000000002,null,"",""]
["1104_G_GT3","MISO_Iowa","Iowa",19,"Des Moines",57,"1104","GT3","Burlington (IA)",12369,1996,9999,"Combustion Turbine","","","","","","Fossil","G",2030,"NaturalGas","",0,0,0.012516409680851064,0.012516409680851064,0,0,0,0,0,0,0,0,0,0,0,0,0,0,1.0119176837872341,1.0119176837872341,0,0,0.7327106315957448,0.7327106315957448,0,0,8.754255319148936e-10,8.754255319148936e-10,0,0,0.001495335510638298,0.001495335510638298,0,0,0,0,0,0,0,0,0.25642779693617024,0,0,5.626262321857021E-3,5.626262321857021E-3,0,0,0.03241203287234043,0.03241203287234043,0,13,null,"",""]
["1104_G_GT4","MISO_Iowa","Iowa",19,"Des Moines",57,"1104","GT4","Burlington (IA)",12369,1994,9999,"Combustion Turbine","","","","","","Fossil","G",2030,"NaturalGas","",0,0,0.009050327,0.009050327,0,0,0,0,0,0,0,0,0,0,0,0,0,0,0.7316943252,0.7316943252,0,0,0.529806149,0.529806149,0,0,6.330000000000001e-10,6.330000000000001e-10,0,0,1.0812426E-3,1.0812426E-3,0,0,0,0,0,0,0,0,0.18541702240000002,0,0,0.004068220448112,0.004068220448112,0,0,0.023436393,0.023436393,0,9.4,null,"",""]
["1120_G_6","MISO_Iowa-MidAmerican","Iowa",19,"Kossuth",109,"1120","6","Algona",10745,1965,9999,"Combustion Turbine","","","","","","Fossil","G",2030,"NaturalGas","",0,0,8.903480842341582E-3,8.903480842341582E-3,0,0,0,0,0,0,0,0,0,0,0,0,0,0,0.8286161780995475,0.8286161780995475,0,0,0.5212097678476538,0.5212097678476538,0,0,6.230999312380918e-10,6.230999312380918e-10,0,0,0.007344303386451903,0.007344303386451903,0,0,0,0,0,0,0,0,0.06312068850678734,0,0,0.003911068360629864,0.003911068360629864,0,0,0.02274316314880307,0.02274316314880307,0,3.2000000000000006,null,"",""]
["1120_G_7","MISO_Iowa-MidAmerican","Iowa",19,"Kossuth",109,"1120","7","Algona",10745,1970,9999,"Combustion Turbine","","","","","","Fossil","G",2030,"NaturalGas","",0,0,0.011407584829250151,0.011407584829250151,0,0,0,0,0,0,0,0,0,0,0,0,0,0,1.0616644781900453,1.0616644781900453,0,0,0.6678000150548064,0.6678000150548064,0,0,7.983467868988051e-10,7.983467868988051e-10,0,0,0.009409888713891501,0.009409888713891501,0,0,0,0,0,0,0,0,0.08087338214932127,0,0,0.005011056337057013,0.005011056337057013,0,0,0.02913967778440393,0.02913967778440393,0,4.1000000000000005,null,"",""]
["1120_G_8","MISO_Iowa-MidAmerican","Iowa",19,"Kossuth",109,"1120","8","Algona",10745,1994,9999,"Combustion Turbine","","","","","","Fossil","G",2030,"Oil","",0,0,0,0,0,0,0,0,0,0,0,0,0,0,0,0,0,0,0,0,0,0,0,0,0,0,0,0,0,0,0,0,0,0,0,0,0,0,0,0,0.08679094668934649,0,0,0,0,0,0,0,0,0,4.400000000000001,null,"",""]
["1120_G_9","MISO_Iowa-MidAmerican","Iowa",19,"Kossuth",109,"1120","9","Algona",10745,1994,9999,"Combustion Turbine","","","","","","Fossil","G",2030,"Oil","",0,0,0,0,0,0,0,0,0,0,0,0,0,0,0,0,0,0,0,0,0,0,0,0,0,0,0,0,0,0,0,0,0,0,0,0,0,0,0,0,0.08679094668934649,0,0,0,0,0,0,0,0,0,4.400000000000001,null,"",""]
["1121_G_1","MISO_Iowa-MidAmerican","Iowa",19,"Buena Vista",21,"1121","1","Alta Municipal Utilities",22395,1947,9999,"Combustion Turbine","","","","","","Fossil","G",2030,"Oil","",0,0,0,0,0,0,0,0,0,0,0,0,0,0,0,0,0,0,0,0,0,0,0,0,0,0,0,0,0,0,0,0,0,0,0,0,0,0,0,0,0.017752693644518276,0,0,0,0,0,0,0,0,0,0.9,null,"",""]
["1121_G_2A","MISO_Iowa-MidAmerican","Iowa",19,"Buena Vista",21,"1121","2A","Alta Municipal Utilities",10745,2018,9999,"Combustion Turbine","","","","","","Fossil","G",2030,"Oil","",0,0,0,0,0,0,0,0,0,0,0,0,0,0,0,0,0,0,0,0,0,0,0,0,0,0,0,0,0,0,0,0,0,0,0,0,0,0,0,0,0.03945043031333931,0,0,0,0,0,0,0,0,0,2.0000000000000004,null,"",""]
["1121_G_3A","MISO_Iowa-MidAmerican","Iowa",19,"Buena Vista",21,"1121","3A","Alta Municipal Utilities",10745,2018,9999,"Combustion Turbine","","","","","","Fossil","G",2030,"Oil","",0,0,0,0,0,0,0,0,0,0,0,0,0,0,0,0,0,0,0,0,0,0,0,0,0,0,0,0,0,0,0,0,0,0,0,0,0,0,0,0,0.03945043031333931,0,0,0,0,0,0,0,0,0,2.0000000000000004,null,"",""]
["1123_G_2","MISO_Illinois","Iowa",19,"Cass",29,"1123","2","Anita",10745,1939,9999,"Combustion Turbine","","","","","","Fossil","G",2030,"Oil","",0,0,0,0,0,0,0,0,0,0,0,0,0,0,0,0,0,0,0,0,0,0,0,0,0,0,0,0,0,0,0,0,0,0,0,0,0,0,0,0,1.972521517985612E-3,0,0,0,0,0,0,0,0,0,0.10000000000000002,null,"",""]
["1123_G_3","MISO_Illinois","Iowa",19,"Cass",29,"1123","3","Anita",11148,1951,9999,"Combustion Turbine","","","","","","Fossil","G",2030,"Oil","",0,0,0,0,0,0,0,0,0,0,0,0,0,0,0,0,0,0,0,0,0,0,0,0,0,0,0,0,0,0,0,0,0,0,0,0,0,0,0,0,0.003945043035971224,0,0,0,0,0,0,0,0,0,0.20000000000000004,null,"",""]
["1123_G_4","MISO_Illinois","Iowa",19,"Cass",29,"1123","4","Anita",11148,2000,9999,"Combustion Turbine","","","","","","Fossil","G",2030,"Oil","",0,0,0,0,0,0,0,0,0,0,0,0,0,0,0,0,0,0,0,0,0,0,0,0,0,0,0,0,0,0,0,0,0,0,0,0,0,0,0,0,0.003945043035971224,0,0,0,0,0,0,0,0,0,0.20000000000000004,null,"",""]
["1123_G_5","MISO_Illinois","Iowa",19,"Cass",29,"1123","5","Anita",11148,2000,9999,"Combustion Turbine","","","","","","Fossil","G",2030,"Oil","",0,0,0,0,0,0,0,0,0,0,0,0,0,0,0,0,0,0,0,0,0,0,0,0,0,0,0,0,0,0,0,0,0,0,0,0,0,0,0,0,0.003945043035971224,0,0,0,0,0,0,0,0,0,0.20000000000000004,null,"",""]
["1123_G_6","MISO_Illinois","Iowa",19,"Cass",29,"1123","6","Anita",10873,2003,9999,"Combustion Turbine","","","","","","Fossil","G",2030,"Oil","",0,0,0,0,0,0,0,0,0,0,0,0,0,0,0,0,0,0,0,0,0,0,0,0,0,0,0,0,0,0,0,0,0,0,0,0,0,0,0,0,0.03945043035971224,0,0,0,0,0,0,0,0,0,2.0000000000000004,null,"",""]
["1124_G_6","MISO_Iowa-MidAmerican","Iowa",19,"Cass",29,"1124","6","Atlantic",13412,1999,9999,"Combustion Turbine","","","","","","Fossil","G",2030,"Oil","",0,0,0,0,0,0,0,0,0,0,0,0,0,0,0,0,0,0,0,0,0,0,0,0,0,0,0,0,0,0,0,0,0,0,0,0,0,0,0,0,0.19330710847368418,0,0,0,0,0,0,0,0,0,9.8,null,"",""]
["1125_G_5","MISO_Iowa-MidAmerican","Iowa",19,"Kossuth",109,"1125","5","Bancroft",25000,1954,9999,"Combustion Turbine","","","","","","Fossil","G",2030,"Oil","",0,0,0,0,0,0,0,0,0,0,0,0,0,0,0,0,0,0,0,0,0,0,0,0,0,0,0,0,0,0,0,0,0,0,0,0,0,0,0,0,0.00986260758028793,0,0,0,0,0,0,0,0,0,0.5,null,"",""]
["1125_G_6","MISO_Iowa-MidAmerican","Iowa",19,"Kossuth",109,"1125","6","Bancroft",10849,2001,9999,"Combustion Turbine","","","","","","Fossil","G",2030,"Oil","",0,0,0,0,0,0,0,0,0,0,0,0,0,0,0,0,0,0,0,0,0,0,0,0,0,0,0,0,0,0,0,0,0,0,0,0,0,0,0,0,0.03550538728200538,0,0,0,0,0,0,0,0,0,1.8000000000000003,null,"",""]
["1125_G_7","MISO_Iowa-MidAmerican","Iowa",19,"Kossuth",109,"1125","7","Bancroft",11549,2001,9999,"Combustion Turbine","","","","","","Fossil","G",2030,"Oil","",0,0,0,0,0,0,0,0,0,0,0,0,0,0,0,0,0,0,0,0,0,0,0,0,0,0,0,0,0,0,0,0,0,0,0,0,0,0,0,0,0.03550538728903655,0,0,0,0,0,0,0,0,0,1.8,null,"",""]
["1126_G_2","MISO_Iowa","Iowa",19,"Jackson",97,"1126","2","Bellevue",10745,1992,9999,"Combustion Turbine","","","","","","Fossil","G",2030,"Oil","",0,0,0,0,0,0,0,0,0,0,0,0,0,0,0,0,0,0,0,0,0,0,0,0,0,0,0,0,0,0,0,0,0,0,0,0,0,0,0,0,0.0315603442431611,0,0,0,0,0,0,0,0,0,1.6000000000000003,null,"",""]
["1126_G_3","MISO_Iowa","Iowa",19,"Jackson",97,"1126","3","Bellevue",10745,2001,9999,"Combustion Turbine","","","","","","Fossil","G",2030,"Oil","",0,0,0,0,0,0,0,0,0,0,0,0,0,0,0,0,0,0,0,0,0,0,0,0,0,0,0,0,0,0,0,0,0,0,0,0,0,0,0,0,0.03353286575835867,0,0,0,0,0,0,0,0,0,1.7000000000000004,null,"",""]
["1126_G_4","MISO_Iowa","Iowa",19,"Jackson",97,"1126","4","Bellevue",10745,1963,9999,"Combustion Turbine","","","","","","Fossil","G",2030,"Oil","",0,0,0,0,0,0,0,0,0,0,0,0,0,0,0,0,0,0,0,0,0,0,0,0,0,0,0,0,0,0,0,0,0,0,0,0,0,0,0,0,0.011835129091185411,0,0,0,0,0,0,0,0,0,0.6000000000000001,null,"",""]
["1126_G_5","MISO_Iowa","Iowa",19,"Jackson",97,"1126","5","Bellevue",10745,1953,9999,"Combustion Turbine","","","","","","Fossil","G",2030,"Oil","",0,0,0,0,0,0,0,0,0,0,0,0,0,0,0,0,0,0,0,0,0,0,0,0,0,0,0,0,0,0,0,0,0,0,0,0,0,0,0,0,0.01380765060638298,0,0,0,0,0,0,0,0,0,0.7000000000000001,null,"",""]
["1126_G_6","MISO_Iowa","Iowa",19,"Jackson",97,"1126","6","Bellevue",10745,1971,9999,"Combustion Turbine","","","","","","Fossil","G",2030,"Oil","",0,0,0,0,0,0,0,0,0,0,0,0,0,0,0,0,0,0,0,0,0,0,0,0,0,0,0,0,0,0,0,0,0,0,0,0,0,0,0,0,0.047340516364741646,0,0,0,0,0,0,0,0,0,2.4000000000000004,null,"",""]
["1127_G_1","MISO_Iowa","Iowa",19,"Davis",51,"1127","1","Bloomfield",13007,1975,9999,"Combustion Turbine","","","","","","Fossil","G",2030,"NaturalGas","",0,0,2.406964111649462E-3,2.406964111649462E-3,0,0,0,0,0,0,0,0,0,0,0,0,0,0,0.18505144174528307,0.18505144174528307,0,0,0.140903678650962,0.140903678650962,0,0,1.685481932473962e-10,1.685481932473962e-10,0,0,1.2768342727296354E-3,1.2768342727296354E-3,0,0,0,0,0,0,0,0,0.06861880375000001,0,0,8.7344280503773622E-4,8.7344280503773622E-4,0,0,0.006232985524464434,0.006232985524464434,0,2.3000000000000003,null,"",""]
["1127_G_2","MISO_Iowa","Iowa",19,"Davis",51,"1127","2","Bloomfield",13072,1945,9999,"Combustion Turbine","","","","","","Fossil","G",2030,"Oil","",0,0,0,0,0,0,0,0,0,0,0,0,0,0,0,0,0,0,0,0,0,0,0,0,0,0,0,0,0,0,0,0,0,0,0,0,0,0,0,0,0.003945043031613982,0,0,0,0,0,0,0,0,0,0.20000000000000023,null,"",""]
["1127_G_3","MISO_Iowa","Iowa",19,"Davis",51,"1127","3","Bloomfield",13034,1964,9999,"Combustion Turbine","","","","","","Fossil","G",2030,"NaturalGas","",0,0,2.3070926527430377E-3,2.3070926527430377E-3,0,0,0,0,0,0,0,0,0,0,0,0,0,0,0.1770057268867925,0.1770057268867925,0,0,0.1350572034650441,0.1350572034650441,0,0,1.615546722911889e-10,1.615546722911889e-10,0,0,1.223854961163646E-3,1.223854961163646E-3,0,0,0,0,0,0,0,0,0.06563537750000002,0,0,8.3546703090566074E-4,8.3546703090566074E-4,0,0,0.005974362076504383,0.005974362076504383,0,2.2000000000000006,null,"",""]
["1127_G_4","MISO_Iowa","Iowa",19,"Davis",51,"1127","4","Bloomfield",13072,1946,9999,"Combustion Turbine","","","","","","Fossil","G",2030,"Oil","",0,0,0,0,0,0,0,0,0,0,0,0,0,0,0,0,0,0,0,0,0,0,0,0,0,0,0,0,0,0,0,0,0,0,0,0,0,0,0,0,0.003945043031613982,0,0,0,0,0,0,0,0,0,0.20000000000000023,null,"",""]
["1127_G_5","MISO_Iowa","Iowa",19,"Davis",51,"1127","5","Bloomfield",13114,1951,9999,"Combustion Turbine","","","","","","Fossil","G",2030,"NaturalGas","",0,0,8.4409204034405683E-4,8.4409204034405683E-4,0,0,0,0,0,0,0,0,0,0,0,0,0,0,0.06436571886792455,0.06436571886792455,0,0,0.049413147885686064,0.049413147885686064,0,0,5.91077314555401e-11,5.91077314555401e-11,0,0,4.4776972005245179E-4,4.4776972005245179E-4,0,0,0,0,0,0,0,0,0.02386741000000001,0,0,3.038061930566039E-4,3.038061930566039E-4,0,0,2.1858296280016874E-3,2.1858296280016874E-3,0,0.8000000000000003,null,"",""]
["1127_G_6","MISO_Iowa","Iowa",19,"Davis",51,"1127","6","Bloomfield",13072,1958,9999,"Combustion Turbine","","","","","","Fossil","G",2030,"NaturalGas","",0,0,0.001262083020212465,0.001262083020212465,0,0,0,0,0,0,0,0,0,0,0,0,0,0,0.0965485783018868,0.0965485783018868,0,0,0.07388233976990485,0.07388233976990485,0,0,8.837764209091278e-11,8.837764209091278e-11,0,0,6.6950348259787052E-4,6.6950348259787052E-4,0,0,0,0,0,0,0,0,0.03580111500000001,0,0,4.5570928958490569E-4,4.5570928958490569E-4,0,0,3.2682436591320026E-3,3.2682436591320026E-3,0,1.2000000000000002,null,"",""]
["1128_G_7","MISO_Iowa","Iowa",19,"Poweshiek",157,"1128","7","Brooklyn",10745,2012,9999,"Combustion Turbine","","","","","","Fossil","G",2030,"Oil","",0,0,0,0,0,0,0,0,0,0,0,0,0,0,0,0,0,0,0,0,0,0,0,0,0,0,0,0,0,0,0,0,0,0,0,0,0,0,0,0,0.03945043030395137,0,0,0,0,0,0,0,0,0,2.0000000000000004,null,"",""]
["1129_G_1","MISO_Iowa","Iowa",19,"Dubuque",61,"1129","1","Cascade",10745,1957,9999,"Combustion Turbine","","","","","","Fossil","G",2030,"Oil","",0,0,0,0,0,0,0,0,0,0,0,0,0,0,0,0,0,0,0,0,0,0,0,0,0,0,0,0,0,0,0,0,0,0,0,0,0,0,0,0,0.01380765060638298,0,0,0,0,0,0,0,0,0,0.7000000000000001,null,"",""]
["1129_G_2","MISO_Iowa","Iowa",19,"Dubuque",61,"1129","2","Cascade",10745,1971,9999,"Combustion Turbine","","","","","","Fossil","G",2030,"NaturalGas","",0,0,0.005286441783158759,0.005286441783158759,0,0,0,0,0,0,0,0,0,0,0,0,0,0,0.4919908573913044,0.4919908573913044,0,0,0.30946830076345294,0.30946830076345294,0,0,3.7007007414205036E-10,3.7007007414205036E-10,0,0,0.004360680036211318,0.004360680036211318,0,0,0,0,0,0,0,0,0.03747790879503106,0,0,2.3221968468869567E-3,2.3221968468869567E-3,0,0,0.013689574409875366,0.013689574409875366,0,1.9000000000000004,null,"",""]
["1129_G_3A","MISO_Iowa","Iowa",19,"Dubuque",61,"1129","3A","Cascade",10745,1998,9999,"Combustion Turbine","","","","","","Fossil","G",2030,"Oil","",0,0,0,0,0,0,0,0,0,0,0,0,0,0,0,0,0,0,0,0,0,0,0,0,0,0,0,0,0,0,0,0,0,0,0,0,0,0,0,0,0.03550538727355624,0,0,0,0,0,0,0,0,0,1.8000000000000005,null,"",""]
["1129_G_4","MISO_Iowa","Iowa",19,"Dubuque",61,"1129","4","Cascade",10745,1951,9999,"Combustion Turbine","","","","","","Fossil","G",2030,"Oil","",0,0,0,0,0,0,0,0,0,0,0,0,0,0,0,0,0,0,0,0,0,0,0,0,0,0,0,0,0,0,0,0,0,0,0,0,0,0,0,0,0.009862607575987843,0,0,0,0,0,0,0,0,0,0.5000000000000001,null,"",""]
["113_B_1","WECC_Arizona","Arizona",4,"Navajo",17,"113","1","Cholla",10762,1980,9999,"Coal Steam","tangential","dry","Baghouse + Wet Scrubber + Mercury Control","LNC2","Wet Scrubber","Fossil","B",2030,"NaturalGas","Coal to Gas",0,0,0,0,0,0,0,0,0,0,0,0,0,0,0,0,0,0,0,0,0,0,0,0,0,0,0,0,0,0,0,0,0,0,0,0,0,0,0,0,5.036871742,0,0,0,0,0,0,0,0,10.87117987,116,"Scrubber / Mercury Control / Coal to Gas","Wet Scrubber",""]
["113_B_3","WECC_Arizona","Arizona",4,"Navajo",17,"113","3","Cholla",11027,1980,9999,"Coal Steam","tangential","dry","Baghouse + Wet Scrubber + Mercury Control","LNC3","Wet Scrubber","Fossil","B",2030,"NaturalGas","Coal to Gas",0,0,0,0,0,0,0,0,0,0,0,0,0,0,0,0,0,0,0,0,0,0,0,0,0,0,0,0,0,0,0,0,0,0,0,0,0,0,0,0,11.90239886,0,0,0,0,0,0,0,0,16.62247862,271,"Scrubber / Mercury Control / Coal to Gas","Wet Scrubber",""]
["1130_G_1","MISO_Iowa-MidAmerican","Iowa",19,"Black Hawk",13,"1130","1","Gas Turbine (IA)",25000,1968,9999,"Combustion Turbine","","","","","","Fossil","G",2030,"Oil","",0,0,0,0,0,0,0,0,0,0,0,0,0,0,0,0,0,0,0,0,0,0,0,0,0,0,0,0,0,0,0,0,0,0,0,0,0,0,0,0,0.37477908785714287,0,0,0,0,0,0,0,0,0,19,null,"",""]
["1130_G_2","MISO_Iowa-MidAmerican","Iowa",19,"Black Hawk",13,"1130","2","Gas Turbine (IA)",25000,2000,9999,"Combustion Turbine","","","","","","Fossil","G",2030,"Oil","",0,0,0,0,0,0,0,0,0,0,0,0,0,0,0,0,0,0,0,0,0,0,0,0,0,0,0,0,0,0,0,0,0,0,0,0,0,0,0,0,0.48129524966917286,0,0,0,0,0,0,0,0,0,24.4,null,"",""]
["1132_G_IC5","MISO_Illinois","Iowa",19,"Linn",113,"1132","IC5","Coggon",12469,2003,9999,"Combustion Turbine","","","","","","Fossil","G",2030,"Oil","",0,0,0,0,0,0,0,0,0,0,0,0,0,0,0,0,0,0,0,0,0,0,0,0,0,0,0,0,0,0,0,0,0,0,0,0,0,0,0,0,0.0355053872195122,0,0,0,0,0,0,0,0,0,1.8000000000000003,null,"",""]
["1134_G_5","MISO_Iowa","Iowa",19,"Adams",3,"1134","5","Corning",10817,1975,9999,"Combustion Turbine","","","","","","Fossil","G",2030,"Oil","",0,0,0,0,0,0,0,0,0,0,0,0,0,0,0,0,0,0,0,0,0,0,0,0,0,0,0,0,0,0,0,0,0,0,0,0,0,0,0,0,0.05523060242553192,0,0,0,0,0,0,0,0,0,2.8000000000000003,null,"",""]
["1134_G_6","MISO_Iowa","Iowa",19,"Adams",3,"1134","6","Corning",11413,2006,9999,"Combustion Turbine","","","","","","Fossil","G",2030,"Oil","",0,0,0,0,0,0,0,0,0,0,0,0,0,0,0,0,0,0,0,0,0,0,0,0,0,0,0,0,0,0,0,0,0,0,0,0,0,0,0,0,0.03945043030395137,0,0,0,0,0,0,0,0,0,2.0000000000000004,null,"",""]
["1134_G_7","MISO_Iowa","Iowa",19,"Adams",3,"1134","7","Corning",11413,2006,9999,"Combustion Turbine","","","","","","Fossil","G",2030,"Oil","",0,0,0,0,0,0,0,0,0,0,0,0,0,0,0,0,0,0,0,0,0,0,0,0,0,0,0,0,0,0,0,0,0,0,0,0,0,0,0,0,0.03945043030395137,0,0,0,0,0,0,0,0,0,2.0000000000000004,null,"",""]
["1135_G_5","MISO_Iowa","Iowa",19,"Webster",187,"1135","5","Dayton (IA)",10745,2000,9999,"Combustion Turbine","","","","","","Fossil","G",2030,"Oil","",0,0,0,0,0,0,0,0,0,0,0,0,0,0,0,0,0,0,0,0,0,0,0,0,0,0,0,0,0,0,0,0,0,0,0,0,0,0,0,0,0.03550538727355624,0,0,0,0,0,0,0,0,0,1.8000000000000005,null,"",""]
["1137_G_2","MISO_Iowa","Iowa",19,"Emmet",63,"1137","2","Estherville",10745,1946,9999,"Combustion Turbine","","","","","","Fossil","G",2030,"Oil","",0,0,0,0,0,0,0,0,0,0,0,0,0,0,0,0,0,0,0,0,0,0,0,0,0,0,0,0,0,0,0,0,0,0,0,0,0,0,0,0,0.02169773666717326,0,0,0,0,0,0,0,0,0,1.1000000000000003,null,"",""]
["1137_G_3","MISO_Iowa","Iowa",19,"Emmet",63,"1137","3","Estherville",10745,1960,9999,"Combustion Turbine","","","","","","Fossil","G",2030,"NaturalGas","",0,0,0.007512312007646659,0.007512312007646659,0,0,0,0,0,0,0,0,0,0,0,0,0,0,0.6991449026086958,0.6991449026086958,0,0,0.43977074319017,0.43977074319017,0,0,5.258890527281769e-10,5.258890527281769e-10,0,0,0.00398509365570548,0.00398509365570548,0,0,0,0,0,0,0,0,0.05325808091925467,0,0,3.299963940313044E-3,3.299963940313044E-3,0,0,0.019453605740349208,0.019453605740349208,0,2.700000000000001,null,"",""]
["1137_G_4","MISO_Iowa","Iowa",19,"Emmet",63,"1137","4","Estherville",10745,1969,9999,"Combustion Turbine","","","","","","Fossil","G",2030,"NaturalGas","",0,0,0.010016416010195544,0.010016416010195544,0,0,0,0,0,0,0,0,0,0,0,0,0,0,0.932193203478261,0.932193203478261,0,0,0.5863609909202266,0.5863609909202266,0,0,7.011854036375692e-10,7.011854036375692e-10,0,0,5.3134582076073055E-3,5.3134582076073055E-3,0,0,0,0,0,0,0,0,0.07101077455900622,0,0,0.004399951920417392,0.004399951920417392,0,0,0.025938140987132274,0.025938140987132274,0,3.600000000000001,null,"",""]
["1137_G_5","MISO_Iowa","Iowa",19,"Emmet",63,"1137","5","Estherville",10745,1969,9999,"Combustion Turbine","","","","","","Fossil","G",2030,"NaturalGas","",0,0,0.010016416010195544,0.010016416010195544,0,0,0,0,0,0,0,0,0,0,0,0,0,0,0.932193203478261,0.932193203478261,0,0,0.5863609909202266,0.5863609909202266,0,0,7.011854036375692e-10,7.011854036375692e-10,0,0,5.3134582076073055E-3,5.3134582076073055E-3,0,0,0,0,0,0,0,0,0.07101077455900622,0,0,0.004399951920417392,0.004399951920417392,0,0,0.025938140987132274,0.025938140987132274,0,3.600000000000001,null,"",""]
["1137_G_7","MISO_Iowa","Iowa",19,"Emmet",63,"1137","7","Estherville",10745,1960,9999,"Combustion Turbine","","","","","","Fossil","G",2030,"NaturalGas","",0,0,0.007512312007646659,0.007512312007646659,0,0,0,0,0,0,0,0,0,0,0,0,0,0,0.6991449026086958,0.6991449026086958,0,0,0.43977074319017,0.43977074319017,0,0,5.258890527281769e-10,5.258890527281769e-10,0,0,0.00398509365570548,0.00398509365570548,0,0,0,0,0,0,0,0,0.05325808091925467,0,0,3.299963940313044E-3,3.299963940313044E-3,0,0,0.019453605740349208,0.019453605740349208,0,2.700000000000001,null,"",""]
["1138_G_1","MISO_Minnesota and Western Wisconsin","Iowa",19,"Winnebago",189,"1138","1","Forest City Light Plant",10745,1958,9999,"Combustion Turbine","","","","","","Fossil","G",2030,"Oil","",0,0,0,0,0,0,0,0,0,0,0,0,0,0,0,0,0,0,0,0,0,0,0,0,0,0,0,0,0,0,0,0,0,0,0,0,0,0,0,0,0.05302858833018869,0,0,0,0,0,0,0,0,0,1.3000000000000003,null,"",""]
["1138_G_2","MISO_Minnesota and Western Wisconsin","Iowa",19,"Winnebago",189,"1138","2","Forest City Light Plant",10745,1965,9999,"Combustion Turbine","","","","","","Fossil","G",2030,"Oil","",0,0,0,0,0,0,0,0,0,0,0,0,0,0,0,0,0,0,0,0,0,0,0,0,0,0,0,0,0,0,0,0,0,0,0,0,0,0,0,0,0.08974068794339626,0,0,0,0,0,0,0,0,0,2.2000000000000006,null,"",""]
["1138_G_3","MISO_Minnesota and Western Wisconsin","Iowa",19,"Winnebago",189,"1138","3","Forest City Light Plant",10745,1968,9999,"Combustion Turbine","","","","","","Fossil","G",2030,"Oil","",0,0,0,0,0,0,0,0,0,0,0,0,0,0,0,0,0,0,0,0,0,0,0,0,0,0,0,0,0,0,0,0,0,0,0,0,0,0,0,0,0.13461103191509435,0,0,0,0,0,0,0,0,0,3.3000000000000003,null,"",""]
["1138_G_4","MISO_Minnesota and Western Wisconsin","Iowa",19,"Winnebago",189,"1138","4","Forest City Light Plant",10745,1976,9999,"Combustion Turbine","","","","","","Fossil","G",2030,"Oil","",0,0,0,0,0,0,0,0,0,0,0,0,0,0,0,0,0,0,0,0,0,0,0,0,0,0,0,0,0,0,0,0,0,0,0,0,0,0,0,0,0.24882645293396233,0,0,0,0,0,0,0,0,0,6.1000000000000005,null,"",""]
["1138_G_5","MISO_Minnesota and Western Wisconsin","Iowa",19,"Winnebago",189,"1138","5","Forest City Light Plant",10745,1950,9999,"Combustion Turbine","","","","","","Fossil","G",2030,"Oil","",0,0,0,0,0,0,0,0,0,0,0,0,0,0,0,0,0,0,0,0,0,0,0,0,0,0,0,0,0,0,0,0,0,0,0,0,0,0,0,0,0.028553855254716987,0,0,0,0,0,0,0,0,0,0.7000000000000001,null,"",""]
["1138_G_6","MISO_Minnesota and Western Wisconsin","Iowa",19,"Winnebago",189,"1138","6","Forest City Light Plant",10745,2000,9999,"Combustion Turbine","","","","","","Fossil","G",2030,"Oil","",0,0,0,0,0,0,0,0,0,0,0,0,0,0,0,0,0,0,0,0,0,0,0,0,0,0,0,0,0,0,0,0,0,0,0,0,0,0,0,0,0.3100132856226416,0,0,0,0,0,0,0,0,0,7.6000000000000005,null,"",""]
["114_G_1","WECC_Arizona","Arizona",4,"Cochise",3,"114","1","Douglas",25000,1972,9999,"Combustion Turbine","","","","","","Fossil","G",2030,"Oil","",0,0,0,0,0,0,0,0,0,0,0,0,0,0,0,0,0,0,0,0,0,0,0,0,0,0,0,0,0,0,0,0,0,0,0,0,0,0,0,0,0.295878227,0,0,0,0,0,0,0,0,0,15,null,"",""]
["1141_G_3","MISO_Iowa","Iowa",19,"Webster",187,"1141","3","Gowrie",11648,2013,9999,"Combustion Turbine","","","","","","Fossil","G",2030,"Oil","",0,0,0,0,0,0,0,0,0,0,0,0,0,0,0,0,0,0,0,0,0,0,0,0,0,0,0,0,0,0,0,0,0,0,0,0,0,0,0,0,0.043395473347753795,0,0,0,0,0,0,0,0,0,2.200000000000003,null,"",""]
["1142_G_4","MISO_Iowa","Iowa",19,"Palo Alto",147,"1142","4","Graettinger",11908,1957,9999,"Combustion Turbine","","","","","","Fossil","G",2030,"Oil","",0,0,0,0,0,0,0,0,0,0,0,0,0,0,0,0,0,0,0,0,0,0,0,0,0,0,0,0,0,0,0,0,0,0,0,0,0,0,0,0,0.009862607579034954,0,0,0,0,0,0,0,0,0,0.5000000000000006,null,"",""]
["1142_G_5","MISO_Iowa","Iowa",19,"Palo Alto",147,"1142","5","Graettinger",11586,1990,9999,"Combustion Turbine","","","","","","Fossil","G",2030,"Oil","",0,0,0,0,0,0,0,0,0,0,0,0,0,0,0,0,0,0,0,0,0,0,0,0,0,0,0,0,0,0,0,0,0,0,0,0,0,0,0,0,0.021697736673876897,0,0,0,0,0,0,0,0,0,1.1000000000000014,null,"",""]
["1142_G_6","MISO_Iowa","Iowa",19,"Palo Alto",147,"1142","6","Graettinger",11304,2002,9999,"Combustion Turbine","","","","","","Fossil","G",2030,"Oil","",0,0,0,0,0,0,0,0,0,0,0,0,0,0,0,0,0,0,0,0,0,0,0,0,0,0,0,0,0,0,0,0,0,0,0,0,0,0,0,0,0.03945043030395137,0,0,0,0,0,0,0,0,0,2.0000000000000004,null,"",""]
["1143_G_2","MISO_Iowa","Iowa",19,"Greene",73,"1143","2","Grand Junction",12849,1994,9999,"Combustion Turbine","","","","","","Fossil","G",2030,"Oil","",0,0,0,0,0,0,0,0,0,0,0,0,0,0,0,0,0,0,0,0,0,0,0,0,0,0,0,0,0,0,0,0,0,0,0,0,0,0,0,0,0.03353286576871884,0,0,0,0,0,0,0,0,0,1.700000000000002,null,"",""]
["1144_G_1","MISO_Iowa-MidAmerican","Iowa",19,"Adair",1,"1144","1","Greenfield",10745,2020,9999,"Combustion Turbine","","","","","","Fossil","G",2030,"Oil","",0,0,0,0,0,0,0,0,0,0,0,0,0,0,0,0,0,0,0,0,0,0,0,0,0,0,0,0,0,0,0,0,0,0,0,0,0,0,0,0,0.043395473344673245,0,0,0,0,0,0,0,0,0,2.2000000000000006,null,"",""]
["1144_G_2","MISO_Iowa-MidAmerican","Iowa",19,"Adair",1,"1144","2","Greenfield",10745,2020,9999,"Combustion Turbine","","","","","","Fossil","G",2030,"Oil","",0,0,0,0,0,0,0,0,0,0,0,0,0,0,0,0,0,0,0,0,0,0,0,0,0,0,0,0,0,0,0,0,0,0,0,0,0,0,0,0,0.043395473344673245,0,0,0,0,0,0,0,0,0,2.2000000000000006,null,"",""]
["1145_G_IC1","MISO_Iowa","Iowa",19,"Grundy",75,"1145","IC1","Grundy Center City Light Plant",10748,1963,9999,"Combustion Turbine","","","","","","Fossil","G",2030,"NaturalGas","",0,0,0.00612285213822139,0.00612285213822139,0,0,0,0,0,0,0,0,0,0,0,0,0,0,0.5696736243478262,0.5696736243478262,0,0,0.35843176275537236,0.35843176275537236,0,0,4.2862182876408944E-10,4.2862182876408944E-10,0,0,0.005050618200104742,0.005050618200104742,0,0,0,0,0,0,0,0,0.043395473341614914,0,0,0.00268885950692174,0.00268885950692174,0,0,0.015855511776157773,0.015855511776157773,0,2.2000000000000006,null,"",""]
["1145_G_IC2","MISO_Iowa","Iowa",19,"Grundy",75,"1145","IC2","Grundy Center City Light Plant",10745,1972,9999,"Combustion Turbine","","","","","","Fossil","G",2030,"NaturalGas","",0,0,0.009738182232134556,0.009738182232134556,0,0,0,0,0,0,0,0,0,0,0,0,0,0,0.906298947826087,0.906298947826087,0,0,0.570073185616887,0.570073185616887,0,0,6.817080313143034e-10,6.817080313143034e-10,0,0,8.032831645652428E-3,8.032831645652428E-3,0,0,0,0,0,0,0,0,0.06903825304347827,0,0,0.00427773103373913,0.00427773103373913,0,0,0.025217637070823043,0.025217637070823043,0,3.5000000000000004,null,"",""]
["1145_G_IC3","MISO_Iowa","Iowa",19,"Grundy",75,"1145","IC3","Grundy Center City Light Plant",10745,1990,9999,"Combustion Turbine","","","","","","Fossil","G",2030,"NaturalGas","",0,0,0.00834701334182962,0.00834701334182962,0,0,0,0,0,0,0,0,0,0,0,0,0,0,0.7768276695652174,0.7768276695652174,0,0,0.48863415910018887,0.48863415910018887,0,0,5.843211696979743e-10,5.843211696979743e-10,0,0,0.006885284267702081,0.006885284267702081,0,0,0,0,0,0,0,0,0.05917564546583851,0,0,3.6666266003478262E-3,3.6666266003478262E-3,0,0,0.021615117489276896,0.021615117489276896,0,3.0000000000000004,null,"",""]
["1146_G_HMU1","MISO_Iowa-MidAmerican","Iowa",19,"Shelby",165,"1146","HMU1","Harlan",10745,2001,9999,"Combustion Turbine","","","","","","Fossil","G",2030,"Oil","",0,0,0,0,0,0,0,0,0,0,0,0,0,0,0,0,0,0,0,0,0,0,0,0,0,0,0,0,0,0,0,0,0,0,0,0,0,0,0,0,0.031560344250671446,0,0,0,0,0,0,0,0,0,1.6000000000000003,null,"",""]
["1146_G_HMU2","MISO_Iowa-MidAmerican","Iowa",19,"Shelby",165,"1146","HMU2","Harlan",10830,2001,9999,"Combustion Turbine","","","","","","Fossil","G",2030,"Oil","",0,0,0,0,0,0,0,0,0,0,0,0,0,0,0,0,0,0,0,0,0,0,0,0,0,0,0,0,0,0,0,0,0,0,0,0,0,0,0,0,0.031560344250671446,0,0,0,0,0,0,0,0,0,1.6000000000000003,null,"",""]
["1150_G_5","MISO_Iowa-MidAmerican","Iowa",19,"Warren",181,"1150","5","Indianola",12283,1966,9999,"Combustion Turbine","","","","","","Fossil","G",2030,"NaturalGas","",0,0,0.003953020444444444,0.003953020444444444,0,0,0,0,0,0,0,0,0,0,0,0,0,0,0.32182858266666664,0.32182858266666664,0,0,0.23140981911111108,0.23140981911111108,0,0,2.7666666666666664E-10,2.7666666666666664E-10,0,0,0.003260767555555556,0.003260767555555556,0,0,0,0,0,0,0,0,0.07890086044444444,0,0,1.5190309101866667E-3,1.5190309101866667E-3,0,0,0.010097645333333334,0.010097645333333334,0,4,null,"",""]
["1150_G_6","MISO_Iowa-MidAmerican","Iowa",19,"Warren",181,"1150","6","Indianola",12283,1970,9999,"Combustion Turbine","","","","","","Fossil","G",2030,"NaturalGas","",0,0,0.004941275555555556,0.004941275555555556,0,0,0,0,0,0,0,0,0,0,0,0,0,0,0.40228572833333337,0.40228572833333337,0,0,0.28926227388888887,0.28926227388888887,0,0,3.4583333333333333E-10,3.4583333333333333E-10,0,0,0.004075959444444445,0.004075959444444445,0,0,0,0,0,0,0,0,0.09862607555555555,0,0,1.8987886377333334E-3,1.8987886377333334E-3,0,0,0.012622056666666668,0.012622056666666668,0,5,null,"",""]
["1150_G_7","MISO_Iowa-MidAmerican","Iowa",19,"Warren",181,"1150","7","Indianola",25000,1977,9999,"Combustion Turbine","","","","","","Fossil","G",2030,"Oil","",0,0,0,0,0,0,0,0,0,0,0,0,0,0,0,0,0,0,0,0,0,0,0,0,0,0,0,0,0,0,0,0,0,0,0,0,0,0,0,0,0.3826691739693877,0,0,0,0,0,0,0,0,0,19.4,null,"",""]
["1154_G_4","MISO_Iowa","Iowa",19,"Winnebago",189,"1154","4","Lake Mills",10745,1962,9999,"Combustion Turbine","","","","","","Fossil","G",2030,"NaturalGas","",0,0,3.6170391147928357E-3,3.6170391147928357E-3,0,0,0,0,0,0,0,0,0,0,0,0,0,0,0.3366253234782609,0.3366253234782609,0,0,0.2117414689434152,0.2117414689434152,0,0,2.5320584020245553E-10,2.5320584020245553E-10,0,0,0.002983623182670902,0.002983623182670902,0,0,0,0,0,0,0,0,0.025642779701863357,0,0,1.5888715268173915E-3,1.5888715268173915E-3,0,0,0.009366550912019989,0.009366550912019989,0,1.3000000000000003,null,"",""]
["1166_G_3","MISO_Iowa","Iowa",19,"Henry",87,"1166","3","Mt Pleasant",10745,2002,9999,"Combustion Turbine","","","","","","Fossil","G",2030,"Oil","",0,0,0,0,0,0,0,0,0,0,0,0,0,0,0,0,0,0,0,0,0,0,0,0,0,0,0,0,0,0,0,0,0,0,0,0,0,0,0,0,0.03945043030395137,0,0,0,0,0,0,0,0,0,2.0000000000000004,null,"",""]
["1172_G_7","MISO_Iowa","Iowa",19,"Mitchell",131,"1172","7","Osage (IA)",12283,1996,9999,"Combustion Turbine","","","","","","Fossil","G",2030,"Oil","",0,0,0,0,0,0,0,0,0,0,0,0,0,0,0,0,0,0,0,0,0,0,0,0,0,0,0,0,0,0,0,0,0,0,0,0,0,0,0,0,0.07101077456905167,0,0,0,0,0,0,0,0,0,3.6000000000000045,null,"",""]
["1190_G_2","MISO_Iowa","Iowa",19,"Guthrie",77,"1190","2","Stuart (IA)",18359,1968,9999,"Combustion Turbine","","","","","","Fossil","G",2030,"Oil","",0,0,0,0,0,0,0,0,0,0,0,0,0,0,0,0,0,0,0,0,0,0,0,0,0,0,0,0,0,0,0,0,0,0,0,0,0,0,0,0,0.03281768873154363,0,0,0,0,0,0,0,0,0,1.1,null,"",""]
["1259_G_2","SPP North- (Kansas, Missouri)","Kansas",20,"Clark",25,"1259","2","Ashland",10745,1974,9999,"Combustion Turbine","","","","","","Fossil","G",2030,"NaturalGas","",8.8154166975473321E-5,0,1.2729194975409865E-3,1.3610736645164596E-3,0,0,0,0,0,0,0,0,0,0,0,0,0.008204203350715745,0,0.11846621723312879,0.12667042058384456,0.005160544816153912,0,0.07451670776837876,0.07967725258453268,6.174506689058727e-12,0,8.92267700379792e-11,9.540127672703793e-11,4.6763583711825e-05,0,0.00067525197918107,0.000722015562892895,0,0,0,0,0,0,0,0,0.028729956156441708,3.8723839815378313E-5,0,5.5916054534036787E-4,5.9788438515574619E-4,2.8354204615029915E-4,0,3.3026110340857386E-3,0.003586153080236038,0,0.6999999999999997,null,"",""]
["1263_G_5","SPP Nebraska","Kansas",20,"Republic",157,"1263","5","Belleville",11741,1961,9999,"Combustion Turbine","","","","","","Fossil","G",2030,"NaturalGas","",0,0,6.2759344593388993E-4,6.2759344593388993E-4,0,0,0,0,0,0,0,0,0,0,0,0,0,0,0.053453143460869566,0.053453143460869566,0,0,0.036739315033224654,0.036739315033224654,0,0,4.392533103136554e-11,4.392533103136554e-11,0,0,5.1768916186192631E-4,5.1768916186192631E-4,0,0,0,0,0,0,0,0,0.03353286572173913,0,0,2.5229883713530436E-4,2.5229883713530436E-4,0,0,1.809329789480353E-3,1.809329789480353E-3,0,1.7000000000000002,null,"",""]
["1272_G_6","SPP West (Oklahoma, Arkansas, Louisiana)","Kansas",20,"Thomas",193,"1272","6","Colby City of",10745,1971,9999,"Combustion Turbine","","","","","","Fossil","G",2030,"NaturalGas","",7.1201436619718311E-4,0,0.01349433823943662,0.014206352605633802,0,0,0,0,0,0,0,0,0,0,0,0,0.06626471693661971,0,1.2558714187323945,1.3221361356690142,0.04168132204225352,0,0.7899585698239436,0.8316398918661971,4.982570422535211e-11,0,9.45e-10,9.94825704225352e-10,5.8732637323943675E-4,0,0.011131209718309859,0.011718536091549296,0,0,0,0,0,0,0,0,0.06903825299295775,3.1276946394084506E-4,0,0.005927713096416902,0.006240482560357747,2.164949401408451E-3,0,0.03405670193661972,0.03622165133802817,0,3.5,null,"",""]
["1296_G_8","SPP North- (Kansas, Missouri)","Kansas",20,"Kingman",95,"1296","8","Kingman Municipal Power and Light Plant",12673,1984,9999,"Combustion Turbine","","","","","","Fossil","G",2030,"NaturalGas","",0,0,1.0105222463858642E-3,1.0105222463858642E-3,0,0,0,0,0,0,0,0,0,0,0,0,0,0,0.07973820304558524,0.07973820304558524,0,0,0.05915597234997078,0.05915597234997078,0,0,7.060080214029872e-11,7.060080214029872e-11,0,0,1.3642050320420748E-3,1.3642050320420748E-3,0,0,0,0,0,0,0,0,0.10153835177002056,0,0,3.763643183751623E-4,3.763643183751623E-4,0,0,0.002621816944425339,0.002621816944425339,0,2.395071868583163,null,"",""]
["1307_G_3","SPP North- (Kansas, Missouri)","Kansas",20,"Ottawa",143,"1307","3","Minneapolis City of",11177,1961,9999,"Combustion Turbine","","","","","","Fossil","G",2030,"NaturalGas","",1.5719722783245874E-4,0,2.2698804053471683E-3,0.002427077633179627,0,0,0,0,0,0,0,0,0,0,0,0,0.014064348601226991,0,0.20308494382822082,0.21714929242944783,0.009202325505840953,0,0.13287879961079618,0.14208112511663715,1.1010430567882906E-11,0,1.591099023409416e-10,1.7012033290882452E-10,8.3389202975002553E-5,0,1.2041148235814908E-3,1.2875040265564934E-3,0,0,0,0,0,0,0,0,0.049251353411042934,6.63837253977914E-5,0,9.5856093486920214E-4,1.0249446602669935E-3,5.0561448378465366E-4,0,5.8892428682538805E-3,0.006394857352038535,0,1.1999999999999997,null,"",""]
["1316_G_IC4","SPP North- (Kansas, Missouri)","Kansas",20,"Franklin",59,"1316","IC4","Ottawa",18000,1958,9999,"Combustion Turbine","","","","","","Fossil","G",2030,"NaturalGas","",0,0,1.7941095670860844E-3,1.7941095670860844E-3,0,0,0,0,0,0,0,0,0,0,0,0,0,0,0.09967275380698154,0.09967275380698154,0,0,0.10502717413985185,0.10502717413985185,0,0,1.2534664626818602E-10,1.2534664626818602E-10,0,0,2.4220479145385214E-3,2.4220479145385214E-3,0,0,0,0,0,0,0,0,0.1269229397125257,0,0,4.7045539796895282E-4,4.7045539796895282E-4,0,0,0.004654847411786485,0.004654847411786485,0,2.9938398357289535,null,"",""]
["1353_B_BSU1","PJM West","Kentucky",21,"Lawrence",127,"1353","BSU1","Big Sandy",11615,1963,9999,"O/G Steam","wall","dry","","LNB + OFA","","Fossil","B",2030,"NaturalGas","",0,0,0,0,0,0,0,0,0,0,0,0,0,0,0,0,0,0,0,0,0,0,0,0,0,0,0,0,0,0,0,0,0,0,0,0,0,0,0,0,11.09508171,0,0,0,0,0,0,0,0,0,260,null,"",""]
["1391_B_2A","MISO_Louisiana","Louisiana",22,"East Baton Rouge",33,"1391","2A","Louisiana 1",4549,1954,9999,"Fossil Waste","tangential","","","LNC1","","Fossil","B",2030,"Fwaste","",0.04479397830556216,0.05348332748112468,0.06848166415733736,0.16675896994402417,0,0,0,0,0,0,0,0,0,0,0,0,9.846996535007566,11.757163804357035,15.054223930529503,36.65838426989411,17.363412329808718,20.731649720642118,26.545423929871404,64.64048598032224,0,0,0,0,0.005181444490009874,0.006186565761006706,0.007921480821621942,0.019289491072638523,4.325976544122416E-3,0.005165150070098459,0.006613631310136156,0.016104757924357033,0,0,0,0,5.521630911331316,0.06830859349734346,0.08155941968074293,0.10443111858856025,0.25429913176664665,0,0,0,0,0,21.3,null,"",""]
["1453_G_6","MISO_Louisiana","Louisiana",22,"Pointe Coupee",77,"1453","6","New Roads",13215,1971,9999,"Combustion Turbine","","","","","","Fossil","G",2030,"NaturalGas","",3.7529566262246915E-4,0,3.3547095854292133E-3,3.7300052480516827E-3,0,0,0,0,0,0,0,0,0,0,0,0,0.028399166999999996,0,0.25385618828571427,0.28225535528571427,0.02196976874616904,0,0.19638469586523777,0.2183544646114068,2.6304168572012342E-11,0,2.35076765160876e-10,2.6138093373288835E-10,3.7533209202089884E-5,0,3.3545240097878021E-4,3.7298561018087007E-4,0,0,0,0,0,0,0,0,0.04468924628571428,0.00013404406824,0,1.1982012087085711E-3,1.3322452769485712E-3,1.1840122359677372E-3,0,0.00924517252191553,0.010429184757883268,0,1.5,null,"",""]
["153_G_3","WECC_Arizona","Arizona",4,"Coconino",5,"153","3","Glen Canyon Dam",0,1964,9999,"Hydro","","","","","","Non-Fossil","G",2030,"Hydro","",0,0,0,0,0,0,0,0,0,0,0,0,0,0,0,0,97.51520647018452,132.37199854106893,186.04465384240748,415.93185885366097,0,0,0,0,0,0,0,0,0,0,0,0,0,0,0,0,0,0,0,0,2.6083586567090005,0.13554613699355647,0.1839970779720858,0.25860206884094644,0.5781452838065888,0,0,0,0,0,165,null,"",""]
["1588_G_ST96","ISONE_MA, VT, NH, RI (Rest of ISO New England)","Massachusetts",25,"Middlesex",17,"1588","ST96","Mystic Generating Station",7482,2003,9999,"Combined Cycle","","","SCR","LNB","","Fossil","G",2030,"NaturalGas","",0.1107718129777057,0,4.593285527204177,4.704057340181882,0,0,0,0,0,0,0,0,0,0,0,0,14.805107299392477,0,613.9114577913846,628.7165650907771,6.48458192215077,0,268.89093473185176,275.3755166540025,7.75421899252152e-09,0,3.2152186401157044E-7,3.29276083004092e-07,0.000315706317034141,0,0.013090855426030834,0.013406561743064975,0,0,0,0,0,0,0,0,7.969804554564695,0.06126251407591943,0,1.411051310920522,1.4723138249964416,0.7283813013413999,0,10.523415749113164,11.251797050454567,0,248.10000000000002,"SCR","",""]
["1643_G_WOOD","ISONE_MA, VT, NH, RI (Rest of ISO New England)","Massachusetts",25,"Berkshire",3,"1643","WOOD","Woodland Road",14208,1969,9999,"Combustion Turbine","","","","","","Fossil","G",2030,"Oil","",0,0,0,0,0,0,0,0,0,0,0,0,0,0,0,0,0,0,0,0,0,0,0,0,0,0,0,0,0,0,0,0,0,0,0,0,0,0,0,0,0.31165839951028035,0,0,0,0,0,0,0,0,0,15.799999999999999,null,"",""]
["1698_G_1","MISO_Lower Michigan","Michigan",26,"Manistee",101,"1698","1","C W Tippy",0,1918,9999,"Hydro","","","","","","Non-Fossil","G",2030,"Hydro","",0,0,0,0,0,0,0,0,0,0,0,0,0,0,0,0,2.3156710093595043,3.765132256280623,3.3354384129745225,9.41624167861465,0,0,0,0,0,0,0,0,0,0,0,0,0,0,0,0,0,0,0,0,0.02939123303503185,3.2187827030096964E-3,5.233533836230056E-3,0.004636259394034598,0.013088575933274348,0,0,0,0,0,1.8592356687898093,null,"",""]
["1735_G_2","MISO_Lower Michigan","Michigan",26,"Huron",63,"1735","2","Oliver",12283,1970,9999,"Combustion Turbine","","","","","","Fossil","G",2030,"Oil","",0,0,0,0,0,0,0,0,0,0,0,0,0,0,0,0,0,0,0,0,0,0,0,0,0,0,0,0,0,0,0,0,0,0,0,0,0,0,0,0,0.12609300582524274,0,0,0,0,0,0,0,0,0,3.0000000000000004,null,"",""]
["180_G_1","WECC_Northern California (not including BANC)","California",6,"Shasta",89,"180","1","Volta 2",0,1981,9999,"Hydro","","","","","","Non-Fossil","G",2030,"Hydro","",0,0,0,0,0,0,0,0,0,0,0,0,0,0,0,0,0.4453465467483292,0.7102047157476344,1.3458296931303348,2.5013809556262983,0,0,0,0,0,0,0,0,0,0,0,0,0,0,0,0,0,0,0,0,0.01422741085351788,6.1903169998017758E-4,9.8718455488921064E-4,1.8707032734511656E-3,0.003476919528320554,0,0,0,0,0,0.9000000000000001,null,"",""]
["1852_G_9","MISO_Lower Michigan","Michigan",26,"Gratiot",57,"1852","9","St Louis",10745,2003,9999,"Combustion Turbine","","","","","","Fossil","G",2030,"Oil","",0,0,0,0,0,0,0,0,0,0,0,0,0,0,0,0,0,0,0,0,0,0,0,0,0,0,0,0,0,0,0,0,0,0,0,0,0,0,0,0,0.02169773665137615,0,0,0,0,0,0,0,0,0,1.1000000000000003,null,"",""]
["1915_B_1","MISO_Minnesota and Western Wisconsin","Minnesota",27,"Washington",163,"1915","1","Allen S King",9792,1968,9999,"Coal Steam","cyclone","wet","ESPC + Baghouse + Dry Scrubber + SCR + Mercury Control","OFA","Dry Scrubber","Fossil","B",2030,"Coal","Coal Retirement",0.06416642844339622,0.08698115855660375,0.12035662900000002,0.27150421599999996,0,0,0,0,0.06416642844339622,0.08698115855660375,0.12035662900000002,0.27150421599999996,0,0,0,0,6.552945359999999,8.882881487999997,12.29132232,27.727149167999997,6.875434148349054,9.320032956650945,12.896212706,29.091679811,1.8002696391509438E-5,2.4403655108490567E-5,3.3767555e-05,7.61739065E-5,3.0844528301886814E-3,4.18114716981132E-3,0.005785711,0.013051311000000001,2.5666841037735844E-3,3.479282896226414E-3,0.004814141,0.010860107999999999,3.2084745283018866E-5,4.3492654716981133E-5,6.0167e-05,0.0001357444,0.224893847,0.03943760963650169,0.05345987084059118,0.0739728999621295,0.16687038043922237,0.10163584825471725,0.1377730387452827,0.190637749,0.4300466359999999,0,511,"Scrubber / SCR / Mercury Control","Dry Scrubber",""]
["1967_G_IC4","MISO_Minnesota and Western Wisconsin","Minnesota",27,"Faribault",43,"1967","IC4","Blue Earth",10745,1993,9999,"Combustion Turbine","","","","","","Fossil","G",2030,"Oil","",0,0,0,0,0,0,0,0,0,0,0,0,0,0,0,0,0,0,0,0,0,0,0,0,0,0,0,0,0,0,0,0,0,0,0,0,0,0,0,0,0.06640118752897198,0,0,0,0,0,0,0,0,0,1.6000000000000003,null,"",""]
["1975_G_7","MISO_Minnesota and Western Wisconsin","Minnesota",27,"McLeod",85,"1975","7","Glencoe",10745,1966,9999,"Combustion Turbine","","","","","","Fossil","G",2030,"NaturalGas","",0,0,0.003020823760066812,0.003020823760066812,0,0,0,0,0,0,0,0,0,0,0,0,0,0,0.2811376296688741,0.2811376296688741,0,0,0.17683902709746505,0.17683902709746505,0,0,2.1145186283760312E-10,2.1145186283760312E-10,0,0,2.4918172926879814E-3,2.4918172926879814E-3,0,0,0,0,0,0,0,0,0.06312068852980132,0,0,1.3269696120370856E-3,1.3269696120370856E-3,0,0,0.008796623593298726,0.008796623593298726,0,3.1999999999999997,null,"",""]
["1989_G_QS 4","MISO_Minnesota and Western Wisconsin","Minnesota",27,"Meeker",93,"1989","QS 4","Litchfield",10745,2010,9999,"Combustion Turbine","","","","","","Fossil","G",2030,"Oil","",0,0,0,0,0,0,0,0,0,0,0,0,0,0,0,0,0,0,0,0,0,0,0,0,0,0,0,0,0,0,0,0,0,0,0,0,0,0,0,0,0.09545170707289721,0,0,0,0,0,0,0,0,0,2.3000000000000003,null,"",""]
["2013_G_3","MISO_Minnesota and Western Wisconsin","Minnesota",27,"Fillmore",45,"2013","3","Spring Valley",10745,1960,9999,"Combustion Turbine","","","","","","Fossil","G",2030,"NaturalGas","",0,0,1.8880148500417576E-3,1.8880148500417576E-3,0,0,0,0,0,0,0,0,0,0,0,0,0,0,0.17571101854304633,0.17571101854304633,0,0,0.11052439193591565,0.11052439193591565,0,0,1.3215741427350195E-10,1.3215741427350195E-10,0,0,1.5573858079299882E-3,1.5573858079299882E-3,0,0,0,0,0,0,0,0,0.03945043033112582,0,0,8.2935600752317854E-4,8.2935600752317854E-4,0,0,0.005497889745811704,0.005497889745811704,0,1.9999999999999998,null,"",""]
["2048_G_A","SERC_Southeastern","Mississippi",28,"Lauderdale",75,"2048","A","Sweatt",14840,1971,9999,"Combustion Turbine","","","","","","Fossil","G",2030,"NaturalGas","",0.006043504999999999,0,4.28021E-4,0.006471525999999999,0,0,0,0,0,0,0,0,0,0,0,0,0.407244315,0,0.028842408,0.436086723,0.35378682,0,0.025056369,0.378843189,4.23e-10,0,2.995e-11,4.5294999999999997E-10,2.115287E-3,0,0.000149812,2.265099E-3,0,0,0,0,0,0,0,0,0.631206885,0.0022642783914,0,1.6036378848E-4,0.00242464217988,0.019929664,0,1.340681E-3,0.021270345,0,32,null,"",""]
["2090_G_1","SPP North- (Kansas, Missouri)","Missouri",29,"Vernon",217,"2090","1","Nevada",17445,1974,9999,"Combustion Turbine","","","","","","Fossil","G",2030,"Oil","",0,0,0,0,0,0,0,0,0,0,0,0,0,0,0,0,0,0,0,0,0,0,0,0,0,0,0,0,0,0,0,0,0,0,0,0,0,0,0,0,0.3570263943379791,0,0,0,0,0,0,0,0,0,18.1,null,"",""]
["2134_G_2","SPP North- (Kansas, Missouri)","Missouri",29,"Jackson",95,"2134","2","Jackson Square",25000,1969,9999,"Combustion Turbine","","","","","","Fossil","G",2030,"Oil","",0,0,0,0,0,0,0,0,0,0,0,0,0,0,0,0,0,0,0,0,0,0,0,0,0,0,0,0,0,0,0,0,0,0,0,0,0,0,0,0,0.2958782273519164,0,0,0,0,0,0,0,0,0,15,null,"",""]
["2142_G_7","SPP West (Oklahoma, Arkansas, Louisiana)","Missouri",29,"Dunklin",69,"2142","7","Malden",10745,1973,9999,"Combustion Turbine","","","","","","Fossil","G",2030,"Oil","",0,0,0,0,0,0,0,0,0,0,0,0,0,0,0,0,0,0,0,0,0,0,0,0,0,0,0,0,0,0,0,0,0,0,0,0,0,0,0,0,0.04931303790909091,0,0,0,0,0,0,0,0,0,2.5,null,"",""]
["2161_G_GT2","SPP North- (Kansas, Missouri)","Missouri",29,"Greene",77,"2161","GT2","James River Power Station",14274,1992,9999,"Combustion Turbine","","","","H2O","","Fossil","G",2030,"NaturalGas","",0,0,0.03722752,0.03722752,0,0,0,0,0,0,0,0,0,0,0,0,0,0,2.6080650301935484,2.6080650301935484,0,0,2.1792990348387096,2.1792990348387096,0,0,2.6038709677419359E-9,2.6038709677419359E-9,0,0,2.8104916232226432E-3,2.8104916232226432E-3,0,0,0,0,0,0,0,0,3.314938994064516,0,0,0.015793095724772027,0.015793095724772027,0,0,0.09658742658064515,0.09658742658064515,0,80,null,"",""]
["2233_G_4","SPP Nebraska","Nebraska",31,"Butler",23,"2233","4","David City",10745,1966,9999,"Combustion Turbine","","","","","","Fossil","G",2030,"NaturalGas","",0,0,2.808173737229829E-3,2.808173737229829E-3,0,0,0,0,0,0,0,0,0,0,0,0,0,0,0.26134702113755803,0.26134702113755803,0,0,0.16439049084282376,0.16439049084282376,0,0,1.9654373438647132E-10,1.9654373438647132E-10,0,0,1.4896659883549867E-3,1.4896659883549867E-3,0,0,0,0,0,0,0,0,0.035505387292117475,0,0,1.2335579397692738E-3,1.2335579397692738E-3,0,0,0.008095866914100027,0.008095866914100027,0,1.8000000000000005,null,"",""]
["2237_G_1","SPP Nebraska","Nebraska",31,"Richardson",147,"2237","1","Falls City",18340,1930,9999,"Combustion Turbine","","","","","","Fossil","G",2030,"Oil","",0,0,0,0,0,0,0,0,0,0,0,0,0,0,0,0,0,0,0,0,0,0,0,0,0,0,0,0,0,0,0,0,0,0,0,0,0,0,0,0,0.011752940694444446,0,0,0,0,0,0,0,0,0,0.5958333333333333,null,"",""]
["227_G_1","WECC_Northern California (not including BANC)","California",6,"Shasta",89,"227","1","Coleman PH",0,1979,9999,"Hydro","","","","","","Non-Fossil","G",2030,"Hydro","",0,0,0,0,0,0,0,0,0,0,0,0,0,0,0,0,6.432783453031421,10.258512560799163,19.439762234104837,36.13105824793542,0,0,0,0,0,0,0,0,0,0,0,0,0,0,0,0,0,0,0,0,0.20550704566192493,0.008941568999713675,0.01425933245951082,0.027021269505405725,0.05022217096463022,0,0,0,0,0,13.000000000000002,null,"",""]
["2313_G_2","SPP Nebraska","Nebraska",31,"Cuming",39,"2313","2","West Point Municipal",18000,1947,9999,"Combustion Turbine","","","","","","Fossil","G",2030,"Oil","",0,0,0,0,0,0,0,0,0,0,0,0,0,0,0,0,0,0,0,0,0,0,0,0,0,0,0,0,0,0,0,0,0,0,0,0,0,0,0,0,0.03810053792783505,0,0,0,0,0,0,0,0,0,0.8999999999999999,null,"",""]
["2322_G_14","WECC_Southern Nevada","Nevada",32,"Clark",3,"2322","14","Clark (NVE)",10971,2008,9999,"Combustion Turbine","","","","","","Fossil","G",2030,"NaturalGas","",0.14615403202005406,0.6361552645454835,0.26429853527540503,1.0466078318409426,0,0,0,0,0,0,0,0,0,0,0,0,13.321851426675359,57.98516675482096,24.09065128565538,95.39766946715172,8.555857034019567,37.24052918460194,15.472036251840946,61.268422470462454,1.0230713767090717E-8,4.4530570474440953E-8,1.8500895434462446E-8,7.3262179675994111E-8,1.775771500209862E-3,0.007729286512830037,0.003211227166074284,0.012716285179114183,0,0,0,0,0,0,0,0,1.0257111880412373,0.06482149998757612,0.2821443781118083,0.11722035488902975,0.4641862329884142,0.505827524074187,1.834120917734355,0.73196284724595,3.071911289054492,0,52.00000000000001,null,"",""]
["2390_G_GT2","PJM_EMAAC","New Jersey",34,"Middlesex",23,"2390","GT2","Sayreville",22529,1972,9999,"Combustion Turbine","","","","H2O","","Fossil","G",2030,"Oil","",0,0,0,0,0,0,0,0,0,0,0,0,0,0,0,0,0,0,0,0,0,0,0,0,0,0,0,0,0,0,0,0,0,0,0,0,0,0,0,0,0.98626075775,0,0,0,0,0,0,0,0,0,50,null,"",""]
["2404_G_N121","PJM_EMAAC","New Jersey",34,"Hudson",17,"2404","N121","PSEG Kearny Generating Station",10745,2001,9999,"Combustion Turbine","","","","H2O","","Fossil","G",2030,"NaturalGas","",0,0,0.01249815675,0.01249815675,0,0,0,0,0,0,0,0,0,0,0,0,0,0,1.16316023875,1.16316023875,0,0,0.7316420969999999,0.7316420969999999,0,0,8.7425e-10,8.7425e-10,0,0,0.000636531166933496,0.000636531166933496,0,0,0,0,0,0,0,0,0.8777720745,0,0,0.0054901163269,0.0054901163269,0,0,0.028476148,0.028476148,0,44.5,null,"",""]
["2494_G_GT23","NY_Zone J (NYC)","New York",36,"Kings",47,"2494","GT23","Gowanus Gas Turbines Generating",17313,1971,9999,"Combustion Turbine","","","","","","Fossil","G",2030,"NaturalGas","",0,0,0.01568366690256306,0.01568366690256306,0,0,0,0,0,0,0,0,0,0,0,0,0,0,0.9058896165249913,0.9058896165249913,0,0,0.9181218621519087,0.9181218621519087,0,0,1.0974885238075733E-9,1.0974885238075733E-9,0,0,6.9853208580852573E-4,6.9853208580852573E-4,0,0,0,0,0,0,0,0,0.39450430295817746,0,0,0.005883483540997789,0.005883483540997789,0,0,0.03820148595962948,0.03820148595962948,0,19.999999999999996,null,"",""]
["2499_G_NT25","NY_Zone J (NYC)","New York",36,"Kings",47,"2499","NT25","Narrows Gas Turbines Generating",17192,1972,9999,"Combustion Turbine","","","","","","Fossil","G",2030,"NaturalGas","",0,0,0.014328129918428637,0.014328129918428637,0,0,0,0,0,0,0,0,0,0,0,0,0,0,0.8334184472029921,0.8334184472029921,0,0,0.8387687269558347,0.8387687269558347,0,0,1.0026327548775957E-9,1.0026327548775957E-9,0,0,0.000666767069908463,0.000666767069908463,0,0,0,0,0,0,0,0,0.3629439587215233,0,0,0.005412804857717966,0.005412804857717966,0,0,0.03489973724302629,0.03489973724302629,0,18.4,null,"",""]
["2511_G_3","NY_Zone K (LI)","New York",36,"Nassau",59,"2511","3","E F Barrett",16043,1970,9999,"Combustion Turbine","","","","","","Fossil","G",2030,"NaturalGas","",0,0,0.01703513971915715,0.01703513971915715,0,0,0,0,0,0,0,0,0,0,0,0,0,0,1.0618425330297028,1.0618425330297028,0,0,0.9972370814639372,0.9972370814639372,0,0,1.1929644410520088E-9,1.1929644410520088E-9,0,0,7.9570329344832915E-4,7.9570329344832915E-4,0,0,0,0,0,0,0,0,0.3392737006963696,0,0,5.9038444836451475E-3,5.9038444836451475E-3,0,0,0.041493335428667226,0.041493335428667226,0,17.2,null,"",""]
["2609_G_4","NY_Zone F (Capital)","New York",36,"Saratoga",91,"2609","4","Sherman Island",0,1923,9999,"Hydro","","","","","","Non-Fossil","G",2030,"Hydro","",0,0,0,0,0,0,0,0,0,0,0,0,0,0,0,0,8.006260718825786,10.770716072734427,12.387634913465968,31.164611705026182,0,0,0,0,0,0,0,0,0,0,0,0,0,0,0,0,0,0,0,0,0.11381928684816756,0.011128702399167842,0.014971295341100853,0.017218812529717697,0.043318810269986394,0,0,0,0,0,7.200000000000001,null,"",""]
["265_G_H1","WECC_Northern California (not including BANC)","California",6,"Shasta",89,"265","H1","Pit 1",0,1922,9999,"Hydro","","","","","","Non-Fossil","G",2030,"Hydro","",0,0,0,0,0,0,0,0,0,0,0,0,0,0,0,0,15.09229961382902,24.06804867440107,45.608672941741986,84.76902122997207,0,0,0,0,0,0,0,0,0,0,0,0,0,0,0,0,0,0,0,0,0.48215114561497924,0.02097829646322234,0.03345458765741749,0.06339605538902117,0.117828939509661,0,0,0,0,0,30.500000000000004,null,"",""]
["2706_G_ST8","SERC_VACAR","North Carolina",37,"Buncombe",21,"2706","ST8","Asheville",7050,2019,9999,"Combined Cycle","","","SCR","DLNB + H2O","","Fossil","G",2030,"NaturalGas","",1.2643287643042616,1.7138678805013323,2.3699226428819915,5.348119287687585,0,0,0,0,0,0,0,0,0,0,0,0,179.3374134015821,243.10182705547797,336.15924011555927,758.5984805726193,74.01380587316889,100.32982573918441,138.73527150540247,313.0789031177558,8.8501332563257686E-8,1.1996847303019389E-7,1.6591220156889496E-7,3.7438200716234654E-7,0.020665460109061614,0.028013179258950163,0.03873639266737688,0.08741503203538865,0,0,0,0,0,0,0,0,3.2219827141882678,0.4097968613546481,0.5555024120585237,0.7681442421958379,1.7334435156090096,4.5992763318497545,5.420057969674803,7.325460891374488,17.344795192899046,0,102,"SCR","",""]
["2851_G_5","PJM West","Ohio",39,"Montgomery",113,"2851","5","Monument",10770,1968,9999,"Combustion Turbine","","","","","","Fossil","G",2030,"Oil","",0,0,0,0,0,0,0,0,0,0,0,0,0,0,0,0,0,0,0,0,0,0,0,0,0,0,0,0,0,0,0,0,0,0,0,0,0,0,0,0,0.10217844047142864,0,0,0,0,0,0,0,0,0,2.4000000000000017,null,"",""]
["286_G_U13","WECC_Northern California (not including BANC)","California",6,"Sonoma",97,"286","U13","Geysers Unit 5-20",9771,1980,9999,"Geothermal","","","","","","Non-Fossil","G",2030,"Geothermal","",1.0208172849273534,1.3515023667029302,1.7347541859080355,4.107073837538319,0,0,0,0,0,0,0,0,0,0,0,0,104.47418737889018,138.3177122750067,177.54111001151884,420.33300966541566,0,0,0,0,1.5161178314696613E-3,2.0072513148889077E-3,0.002576456917278217,6.099826063636786E-3,0,0,0,0,0,0,0,0,0,0,0,0,6.7581014064096605,0.1211900573595126,0.16044854623900776,0.20594768761336182,0.48758629121188213,0,0,0,0,0,56,null,"",""]
["2909_G_1","PJM_ATSI","Ohio",39,"Cuyahoga",35,"2909","1","West 41st Street",12657,1970,9999,"Combustion Turbine","","","","","","Fossil","G",2030,"NaturalGas","",0,0,0.008131967588060566,0.008131967588060566,0,0,0,0,0,0,0,0,0,0,0,0,0,0,0.6424877643636364,0.6424877643636364,0,0,0.4760453852516295,0.4760453852516295,0,0,5.689957227691791e-10,5.689957227691791e-10,0,0,1.4842466906684762E-3,1.4842466906684762E-3,0,0,0,0,0,0,0,0,0.3156034424935065,0,0,3.5722319698618184E-3,3.5722319698618184E-3,0,0,0.01800857158072554,0.01800857158072554,0,16,null,"",""]
["2933_G_IC4","PJM_ATSI","Ohio",39,"Lorain",93,"2933","IC4","Oberlin (OH)",18000,1996,9999,"Combustion Turbine","","","","","","Fossil","G",2030,"NaturalGas","",0,0,1.2584761000000002E-3,1.2584761000000002E-3,0,0,0,0,0,0,0,0,0,0,0,0,0,0,0.0699144768,0.0699144768,0,0,0.0736702827,0.0736702827,0,0,8.816500000000001e-11,8.816500000000001e-11,0,0,0.0006675942,0.0006675942,0,0,0,0,0,0,0,0,0.08680435050000002,0,0,0.000329996330496,0.000329996330496,0,0,0.0027869114,0.0027869114,0,2.1,null,"",""]
["2991_G_4","SPP West (Oklahoma, Arkansas, Louisiana)","Oklahoma",40,"Greer",55,"2991","4","Mangum",14286,1956,9999,"Combustion Turbine","","","","","","Fossil","G",2030,"NaturalGas","",3.2456834042553185E-4,0,5.707419574468084E-4,8.9531029787234036E-4,0,0,0,0,0,0,0,0,0,0,0,0,0.02271933165957447,0,0.03995113634042553,0.062670468,0.019000232510638294,0,0.03341123285106382,0.05241146536170212,2.272765957446808E-11,0,3.995744680851063e-11,6.26851063829787e-11,1.7217540425531908E-4,0,3.027643404255318E-4,4.7493974468085091E-4,0,0,0,0,0,0,0,0,0.05110450425531916,1.072352454331915E-4,0,1.8856936352680854E-4,2.9580460896000004E-4,9.8688195744680825E-4,0,1.4404253617021274E-3,2.4273073191489357E-3,0,1.2000000000000002,null,"",""]
["3033_G_1","WECC_Pacific Northwest","Oregon",41,"Jackson",29,"3033","1","Prospect 2",0,1928,9999,"Hydro","","","","","","Non-Fossil","G",2030,"Hydro","",0,0,0,0,0,0,0,0,0,0,0,0,0,0,0,0,22.16072793478506,26.747575842980265,30.04234915436375,78.95065293212907,0,0,0,0,0,0,0,0,0,0,0,0,0,0,0,0,0,0,0,0,0.2845482171942959,0.03080341182935133,0.0371791304217424,0.04175886532456542,0.10974140757565916,0,0,0,0,0,18.000000000000004,null,"",""]
["3041_G_1","WECC_Pacific Northwest","Oregon",41,"Wallowa",63,"3041","1","Wallowa Falls",0,1921,9999,"Hydro","","","","","","Non-Fossil","G",2030,"Hydro","",0,0,0,0,0,0,0,0,0,0,0,0,0,0,0,0,1.3542667071257537,1.6345740792932386,1.8359213372111183,4.82476212363011,0,0,0,0,0,0,0,0,0,0,0,0,0,0,0,0,0,0,0,0,0.017389057717429195,1.8824307229048036E-3,2.2720579702175917E-3,2.5519306587234425E-3,0.006706419351845837,0,0,0,0,0,1.1000000000000003,null,"",""]
["3082_G_12","WECC_Pacific Northwest","Oregon",41,"Sherman",55,"3082","12","John Day",0,1970,9999,"Hydro","","","","","","Non-Fossil","G",2030,"Hydro","",0,0,0,0,0,0,0,0,0,0,0,0,0,0,0,0,145.2758831280354,175.34521941509286,196.94428890082906,517.5653914439573,0,0,0,0,0,0,0,0,0,0,0,0,0,0,0,0,0,0,0,0,1.8653716460514955,0.2019334775479698,0.243729854986978,0.2737525615721511,0.7194158941070989,0,0,0,0,0,118.00000000000003,null,"",""]
["3083_G_1","WECC_Pacific Northwest","Oregon",41,"Lane",39,"3083","1","Lookout Point",0,1955,9999,"Hydro","","","","","","Non-Fossil","G",2030,"Hydro","",0,0,0,0,0,0,0,0,0,0,0,0,0,0,0,0,49.24606207730013,59.439057428845025,66.76077589858612,175.44589540473126,0,0,0,0,0,0,0,0,0,0,0,0,0,0,0,0,0,0,0,0,0.6323293715428798,0.06845202628744738,0.08262028982609422,0.09279747849903429,0.2438697946125759,0,0,0,0,0,40.00000000000001,null,"",""]
["3131_B_2","PJM_PENELEC","Pennsylvania",42,"Clearfield",33,"3131","2","Shawville",12463,1954,9999,"O/G Steam","wall","dry","SNCR","LNB","","Fossil","B",2030,"","O/G Retirement",0,0,0,0,0,0,0,0,0,0,0,0,0,0,0,0,0,0,0,0,0,0,0,0,0,0,0,0,0,0,0,0,0,0,0,0,0,0,0,0,0,0,0,0,0,0,0,0,0,0,121,"SNCR","",""]
["3160_G_9","PJM_EMAAC","Pennsylvania",42,"Philadelphia",101,"3160","9","Delaware Generating Station",15636,1970,9999,"Combustion Turbine","","","","","","Fossil","G",2030,"Oil","",0,0,0,0,0,0,0,0,0,0,0,0,0,0,0,0,0,0,0,0,0,0,0,0,0,0,0,0,0,0,0,0,0,0,0,0,0,0,0,0,0.3353286576780822,0,0,0,0,0,0,0,0,0,17,null,"",""]
["3175_G_5","PJM_Western MAAC","Pennsylvania",42,"Lancaster",71,"3175","5","Safe Harbor",0,1932,9999,"Hydro","","","","","","Non-Fossil","G",2030,"Hydro","",0,0,0,0,0,0,0,0,0,0,0,0,0,0,0,0,30.579429202212303,43.162984674489,37.96631540948972,111.70872928619103,0,0,0,0,0,0,0,0,0,0,0,0,0,0,0,0,0,0,0,0,0.5058634970544135,0.04250540659107516,0.05999654869753968,0.05277317841919069,0.15527513370780552,0,0,0,0,0,32,null,"",""]
["3298_G_2","SERC_VACAR","South Carolina",45,"Berkeley",15,"3298","2","Williams",18490,1972,9999,"Combustion Turbine","","","","","","Fossil","G",2030,"NaturalGas","",6.2749581111051008E-4,0,3.3331007951533504E-4,9.6080589062584511E-4,0,0,0,0,0,0,0,0,0,0,0,0,0.033937026,0,0.018026505,0.05196353100000001,0.036733593020500895,0,0.01951197181478877,0.05624556483528966,4.4007140152539616E-11,0,2.3328785092226966E-11,6.733592524476659e-11,2.9297477837643491E-4,0,1.5562084044248677E-4,4.4859561881892165E-4,0,0,0,0,0,0,0,0,0.394504303,0.00016018276272,0,8.50851036e-05,0.00024526786632,0.002282654360361335,0,1.0302656604641099E-3,3.3129200208254442E-3,0,20,null,"",""]
["3403_B_1","SERC_Central_TVA","Tennessee",47,"Sumner",165,"3403","1","Gallatin (TN)",10662,1956,9999,"Coal Steam","tangential","dry","ESPC + Baghouse + Dry Scrubber + SCR + Mercury Control","LNC2","Dry Scrubber","Fossil","B",2030,"","Coal Retirement",0,0,0,0,0,0,0,0,0,0,0,0,0,0,0,0,0,0,0,0,0,0,0,0,0,0,0,0,0,0,0,0,0,0,0,0,0,0,0,0,0,0,0,0,0,0,0,0,0,0,225,"Scrubber / SCR / Mercury Control","Dry Scrubber",""]
["3406_G_GT4","SERC_Central_TVA","Tennessee",47,"Humphreys",85,"3406","GT4","Johnsonville",16591,1975,9999,"Combustion Turbine","","","","","","Fossil","G",2030,"NaturalGas","",0.003950179989219787,0,0.017239678498919643,0.021189858488139434,0,0,0,0,0,0,0,0,0,0,0,0,0.2380917361811728,0,1.0390982150574073,1.27718995123858,0.23124353689649274,0,1.009210778502025,1.240454315398518,2.764447396937003e-10,0,1.2058417786639318E-9,1.4822865183576319E-9,7.5106743593804967E-4,0,0.003277866229700527,4.0289336656385765E-3,0,0,0,0,0,0,0,0,0.9290576337685184,1.3751473224828455E-3,0,0.006001523409218979,0.007376670731701824,0.012776845574289018,0,0.04787020979196856,0.06064705536625757,0,47.09999999999999,null,"",""]
["3469_G_55","ERCOT_Rest","Texas",48,"Harris",201,"3469","55","T H Wharton",16279,1975,9999,"Combustion Turbine","","","","H2O","","Fossil","G",2030,"NaturalGas","",0,0,0,0,0,0,0,0,0,0,0,0,0,0,0,0,0,0,0,0,0,0,0,0,0,0,0,0,0,0,0,0,0,0,0,0,0,0,0,0,1.144062479,0,0,0,0,0,0,0,0,0,58,null,"",""]
["3470_B_WAP6","ERCOT_Rest","Texas",48,"Fort Bend",157,"3470","WAP6","W A Parish",10463,1978,9999,"Coal Steam","wall","dry","Baghouse + SCR + Mercury Control","LNB + OFA","","Fossil","B",2030,"Coal","",0,0,9.72827707320629,9.72827707320629,0,0,0,0,0,0,9.72827707320629,9.72827707320629,0,0,0,0,0,0,929.7789422506166,929.7789422506166,0,0,1042.384888401997,1042.384888401997,0,0,2.7293896737832102E-3,2.7293896737832102E-3,0,0,0.27628306937613584,0.27628306937613584,0,0,2.5406291109659005,2.5406291109659005,0,0,2.3762696785781137E-3,2.3762696785781137E-3,24.220870792759147,0,0,3.6954114434584224,3.6954114434584224,0,0,19.696011074135455,19.696011074135455,0,653,"SCR / Mercury Control","",""]
["3598_G_1","ERCOT_Rest","Texas",48,"Burnet",53,"3598","1","Inks",0,1938,9999,"Hydro","","","","","","Non-Fossil","G",2030,"Hydro","",0,0,0,0,0,0,0,0,0,0,0,0,0,0,0,0,3.35815747270754,5.2009022196460775,7.259660546844724,15.818720239198344,0,0,0,0,0,0,0,0,0,0,0,0,0,0,0,0,0,0,0,0,0.21815363310391153,4.6678388870634805E-3,7.229254085308048E-3,0.010090928160114167,0.021988021132485696,0,0,0,0,0,13.8,null,"",""]
["3612_G_8","ERCOT_Rest","Texas",48,"Bexar",29,"3612","8","V H Braunig",11826,2010,9999,"Combustion Turbine","","","SCR","","","Fossil","G",2030,"NaturalGas","",0,0,0.026551749568845467,0.026551749568845467,0,0,0,0,0,0,0,0,0,0,0,0,0,0,2.245201214052356,2.245201214052356,0,0,1.5543394191592583,1.5543394191592583,0,0,1.8595130608175474E-9,1.8595130608175474E-9,0,0,1.8546391502936431E-4,1.8546391502936431E-4,0,0,0,0,0,0,0,0,1.0266844399109947,0,0,0.011607690276650684,0.011607690276650684,0,0,0.07222699597395016,0.07222699597395016,0,47,"SCR","",""]
["3665_G_2A","WECC_Utah","Utah",49,"Davis",11,"3665","2A","Bountiful City",10863,2012,9999,"Combustion Turbine","","","","","","Fossil","G",2030,"NaturalGas","",0.013824647201015644,0.13630238099751377,0.17257484555147062,0.32270187375000003,0,0,0,0,0,0,0,0,0,0,0,0,1.272636216392721,12.547397695996985,15.886481205551469,29.706515117941176,0.8092948484198077,7.979141396139018,10.102531444191177,18.890967688750003,9.693482860770205e-10,9.557168258040628E-9,1.2081764705882354E-8,2.260828125e-08,1.6516305256030483E-3,0.01628404471336754,0.020617531047794117,0.0385532062867647,0,0,0,0,0,0,0,0,0.2268399741911765,0.005866852957570444,0.057843503378546095,0.07323667835759227,0.1369470346937088,0.04646984316377367,0.3788917048693146,0.41386526988970596,0.8392268179227942,0,11.5,null,"",""]
["381_G_2","WECC_Northern California (not including BANC)","California",6,"Tuolumne",109,"381","2","Moccasin",0,1969,9999,"Hydro","","","","","","Non-Fossil","G",2030,"Hydro","",0,0,0,0,0,0,0,0,0,0,0,0,0,0,0,0,24.741474776768882,39.45581749901815,74.76831629793769,138.96560857372472,0,0,0,0,0,0,0,0,0,0,0,0,0,0,0,0,0,0,0,0,0.7904117141229169,0.034390649939708744,0.05484358632363523,0.10392795965413307,0.19316219591747705,0,0,0,0,0,50.00000000000001,null,"",""]
["3895_G_3","WECC_Pacific Northwest","Oregon",41,"Wasco",65,"3895","3","The Dalles",0,1958,9999,"Hydro","","","","","","Non-Fossil","G",2030,"Hydro","",0,0,0,0,0,0,0,0,0,0,0,0,0,0,0,0,96.02982105073525,115.90616198624781,130.18351300224293,342.119496039226,0,0,0,0,0,0,0,0,0,0,0,0,0,0,0,0,0,0,0,0,1.2330422745086156,0.1334814512605224,0.16110956516088373,0.18095508307311683,0.475546099494523,0,0,0,0,0,78.00000000000001,null,"",""]
["400_G_8","WECC_LADWP","California",6,"Los Angeles",37,"400","8","Haynes",7134,2005,9999,"Combined Cycle","","","SCR","DLNB + NH3","","Fossil","G",2030,"NaturalGas","Carbon Capture and Sequestration",2.9468650158579797,3.994639243718596,5.523754842414415,12.465259101990991,0,0,0,0,0,0,0,0,0,0,0,0,367.1442228251811,497.68439094080094,688.1939511604145,1553.0225649263964,17.250947799836823,23.384618128667682,32.33606084636937,72.97162677487388,2.0626292134115248E-7,2.7960084892911779E-7,3.8664931081081077E-7,8.72513081081081e-07,5.864261362825085E-3,0.007949332069607353,0.01099228081981982,0.02480587425225226,0,0,0,0,0,0,0,0,14.570208982154954,2.216781064257439,3.0049698871045267,4.155248059548875,9.37699901091084,10.938620704402394,12.855166915921936,17.229284167315313,41.023071787639644,30.14736680216216,208.81705641630631,"SCR / Carbon Capture and Sequestration","",""]
["4100_G_2","MISO_Minnesota and Western Wisconsin","Wisconsin",55,"Trempealeau",121,"4100","2","Arcadia Electric",25000,1947,9999,"Combustion Turbine","","","","","","Fossil","G",2030,"Oil","",0,0,0,0,0,0,0,0,0,0,0,0,0,0,0,0,0,0,0,0,0,0,0,0,0,0,0,0,0,0,0,0,0,0,0,0,0,0,0,0,0.01972521515775035,0,0,0,0,0,0,0,0,0,1.0000000000000004,null,"",""]
["4114_G_6","MISO_Minnesota and Western Wisconsin","Wisconsin",55,"Grant",43,"4114","6","Fennimore",13052,1999,9999,"Combustion Turbine","","","","","","Fossil","G",2030,"Oil","",0,0,0,0,0,0,0,0,0,0,0,0,0,0,0,0,0,0,0,0,0,0,0,0,0,0,0,0,0,0,0,0,0,0,0,0,0,0,0,0,0.0394504303155007,0,0,0,0,0,0,0,0,0,2.000000000000001,null,"",""]
["422_G_GT2","WECC_Southern California Edison","California",6,"Los Angeles",37,"422","GT2","Glenarm",14474,1976,9999,"Combustion Turbine","","","SCR","","","Fossil","G",2030,"NaturalGas","",0,0,0.003357984250039469,0.003357984250039469,0,0,0,0,0,0,0,0,0,0,0,0,0,0,0.23200112121767807,0.23200112121767807,0,0,0.19657639677855096,0.19657639677855096,0,0,2.348847752492521E-10,2.348847752492521E-10,0,0,1.6789883745055205E-5,1.6789883745055205E-5,0,0,0,0,0,0,0,0,0.6247484037744062,0,0,1.3154463573042347E-3,1.3154463573042347E-3,0,0,0.010130952776216182,0.010130952776216182,0,28.599999999999994,"SCR","",""]
["447_G_1","WECC_Arizona","California",6,"San Bernardino",71,"447","1","Parker Dam",0,1942,9999,"Hydro","","","","","","Non-Fossil","G",2030,"Hydro","",0,0,0,0,0,0,0,0,0,0,0,0,0,0,0,0,17.954449941907363,39.09347525384263,53.871624660500004,110.91954985625,0,0,0,0,0,0,0,0,0,0,0,0,0,0,0,0,0,0,0,0,0.4742470285,0.024956685419251234,0.05433993060284125,0.07488155827809502,0.1541781743001875,0,0,0,0,0,30,null,"",""]
["470_B_3","WECC_Colorado","Colorado",8,"Pueblo",101,"470","3","Comanche (CO)",10459,2010,9999,"Coal Steam","tangential","dry","Baghouse + Dry Scrubber + SCR + Mercury Control","LNC3","Dry Scrubber","Fossil","B",2030,"Coal","",13.160587503820768,17.839907505179237,19.109805486,50.110300495000004,0,0,0,0,13.160587503820768,17.839907505179237,19.109805486,50.110300495000004,0,0,0,0,1258.3026582974996,1705.6991590255,1827.1159272459997,4791.117744568999,1410.156950967598,1911.5460890894017,2047.6156577740003,5369.3186978310005,0.003692367246438691,5.005208934061308E-3,0.0053614946775,0.014059070857999999,0.4341019792924524,0.5884493497075475,0.630336935,1.652888264,0.4857360414622641,0.658442189537736,0.705312073,1.8494903040000001,0.006580292264150944,0.008919951735849056,9.555016999999999E-3,0.025055261,30.13991812,7.533625161632936,10.21224744132469,10.939185761035231,28.68505836399286,17.689809451415087,23.979519478584905,25.686453402999998,67.355782333,0,750,"Scrubber / SCR / Mercury Control","Dry Scrubber",""]
["50006_G_GTG3","NY_Zone J (NYC)","New Jersey",34,"Union",39,"50006","GTG3","Linden Cogen Plant",6069,1992,9999,"Combined Cycle","","","SCR","STM","","Fossil","G",2030,"NaturalGas","",0.9814629075834136,1.4218661192499196,1.966144969833333,4.369473996666667,0,0,0,0,0,0,0,0,0,0,0,0,161.71740114372778,234.28342711960562,323.96522817899995,719.9660564423333,87.98570934221445,127.46676224361889,176.26000789399998,391.7124794798333,1.0520549129026488E-7,1.5241342537640176E-7,2.1076899999999997E-7,4.6838791666666664E-7,0.01191879661802376,0.017267013314976657,0.023876695888264667,0.05306250582126508,0,0,0,0,0,0,0,0,3.1051068716666665,0.3695340651910263,0.5353518336189954,0.7402801856995301,1.645166084509552,6.431303991880561,4.548809690452775,4.789036885,15.769150567333336,0,98.3,"SCR","",""]
["50119_G_GENA","WECC_Northern California (not including BANC)","California",6,"Contra Costa",13,"50119","GENA","Phillips 66 Rodeo Refinery",4577,1987,9999,"Fossil Waste","","","","","","Fossil","G",2030,"Fwaste","",0,0,0,0,0,0,0,0,0,0,0,0,0,0,0,0,0,0,0,0,0,0,0,0,0,0,0,0,0,0,0,0,0,0,0,0,0,0,0,0,3.9662419231578947,0,0,0,0,0,0,0,0,0,15.3,null,"",""]
["50218_G_U1","WECC_Northern California (not including BANC)","California",6,"Stanislaus",99,"50218","U1","Woodward Power Plant",0,1982,9999,"Hydro","","","","","","Non-Fossil","G",2030,"Hydro","",0,0,0,0,0,0,0,0,0,0,0,0,0,0,0,0,1.3608847968550597,2.118237714069719,4.154214549793143,7.633337060717922,0,0,0,0,0,0,0,0,0,0,0,0,0,0,0,0,0,0,0,0,0.042682232568584076,1.8916298676285366E-3,2.9443504225569023E-3,0.005774358224212475,0.010610338514397914,0,0,0,0,0,2.7,null,"",""]
["50326_G_AT1","PJM_ComEd","Illinois",17,"DuPage",43,"50326","AT1","Nalco",10031,1985,9999,"Combined Cycle","","","","","","Fossil","G",2030,"NaturalGas","",0.002645489957325747,6.1238193456614523E-4,0.018663155675675676,0.02192102756756757,0,0,0,0,0,0,0,0,0,0,0,0,0.2637314464864864,0.06104894594594593,1.8605505559459459,2.1853309483783785,0.15486699284698233,0.03584884093680149,1.0925427113513513,1.283258545135135,1.8524161755740702E-10,4.288000406421459e-11,1.3062972972972975E-9,1.5344189189189191E-9,2.5715631782158093E-4,5.9526925421662308E-5,1.814114594594595E-3,2.1307978378378384E-3,0,0,0,0,0,0,0,0,0.0734015027027027,1.0472621207598888E-3,2.4508614140169644E-4,0.005928462676372345,7.2208109385339305E-3,0.008986263196652824,1.9032130195633936E-3,0.0491118972972973,0.06000137351351352,0,3,null,"",""]
["50397_B_6PB038","PJM_Western MAAC","Pennsylvania",42,"York",133,"50397","6PB038","Pixelle Specialty Solutions LLC - Spring Grove Facility",8300,2017,9999,"O/G Steam","wall","dry","","FR","","Fossil","B",2030,"NaturalGas","",0.028865872779718638,0.03489667482028136,0.04376386466666667,0.10752641226666668,0,0,0,0,0,0,0,0,0,0,0,0,3.4778160000000007,4.204418656000001,5.272754544,12.954989200000002,4.4494889244945695,5.379098331772098,6.745918399599999,16.574505655866666,5.3162752979463276E-9,6.4269780353870023E-9,8.0619933333333347E-9,1.9805246666666668E-8,3.8003815385030055E-3,0.004594376194830325,0.005761801866666667,0.014156559599999997,0,0,0,0,0,0,0,0,0.032386856666666665,3.0589513780895205E-3,3.6980427491956147E-3,4.6377093494010535E-3,0.01139470347668619,0.07977834912677091,0.07855226087322907,0.08460290986666669,0.24293351986666664,0,1.8,null,"",""]
["50514_G_GEN2","NY_Zone F (Capital)","New York",36,"Saratoga",91,"50514","GEN2","Fort Miller Hydroelectric Facility",0,1984,9999,"Hydro","","","","","","Non-Fossil","G",2030,"Hydro","",0,0,0,0,0,0,0,0,0,0,0,0,0,0,0,0,2.7799516384811755,3.7398319696994533,4.301262122731238,10.821045730911866,0,0,0,0,0,0,0,0,0,0,0,0,0,0,0,0,0,0,0,0,0.03952058571116928,3.8641327774888335E-3,0.00519836643788224,5.978754350596421E-3,0.015041253565967494,0,0,0,0,0,2.5,null,"",""]
["50621_G_GEN6","ISONE_MA, VT, NH, RI (Rest of ISO New England)","Rhode Island",44,"Providence",7,"50621","GEN6","Central Power Plant",8700,2004,9999,"Combustion Turbine","","","","","","Fossil","G",2030,"NaturalGas","",2.1049999999999997E-5,0,0.011987341499999998,0.012008391499999998,0,0,0,0,0,0,0,0,0,0,0,0,0.0024207755,0,1.3778542249999999,1.3802750005,1.8144829999999998E-3,0,1.0327653429999997,1.0345798259999996,2.17e-12,0,1.2351499999999998E-9,1.2373199999999998E-9,3.7049999999999997E-6,0,2.1076874999999998E-3,0.0021113925,0,0,0,0,0,0,0,0,0.0552306025,1.1159775055E-5,0,0.006351907977249999,0.006363067752305,1.3848499999999999E-4,0,0.027463496,0.027601981,0,2.8,null,"",""]
["50707_G_LME","WECC_Colorado","Colorado",8,"Weld",123,"50707","LME","JM Shafer Generating Station",9308,1994,9999,"Combined Cycle","","","","STM","","Fossil","G",2030,"NaturalGas","",0.1525194823561452,8.810807727280023E-3,0.09513959469312754,0.25646988477655275,0,0,0,0,0,0,0,0,0,0,0,0,16.385849001172584,0.9465844151008452,10.221271439673284,27.55370485594671,9.22297337935911,0.5327964917268901,5.753166308275268,15.508936179361267,1.1020092771921794E-8,6.366132185228946e-10,6.8834649026093359E-9,1.8540170893054025E-8,0.005147946537262946,2.9738867736403248E-4,3.2112180213156928E-3,0.00865655323594267,0,0,0,0,0,0,0,0,1.578423780830577,0.056286362805895884,3.800142954367479E-3,0.04025560320201007,0.10034210896227344,0.5062711140595462,0.022763543123842326,0.22053067020837933,0.7495653273917678,0,40.1,null,"",""]
["50799_G_GEN2","PJM_EMAAC","New Jersey",34,"Middlesex",23,"50799","GEN2","Parlin Power Plant",10070,1991,9999,"Combined Cycle","","","SCR","STM","","Fossil","G",2030,"NaturalGas","",0,0,0.06202318170980927,0.06202318170980927,0,0,0,0,0,0,0,0,0,0,0,0,0,0,6.15920369959128,6.15920369959128,0,0,3.630837030653951,3.630837030653951,0,0,4.3446866485013625E-9,4.3446866485013625E-9,0,0,2.0768702333919735E-3,2.0768702333919735E-3,0,0,0,0,0,0,0,0,1.1845524686648499,0,0,0.02537667358825657,0.02537667358825657,0,0,0.14131534076975477,0.14131534076975477,0,37.5,"SCR","",""]
["50987_G_GEN1","WECC_Idaho","Idaho",16,"Twin Falls",83,"50987","GEN1","Rock Creek I",0,1983,9999,"Hydro","","","","","","Non-Fossil","G",2030,"Hydro","",0,0,0,0,0,0,0,0,0,0,0,0,0,0,0,0,1.4561616935502135,2.0062883637217257,3.250425225496603,6.712875282768543,0,0,0,0,0,0,0,0,0,0,0,0,0,0,0,0,0,0,0,0,0.0316164685701894,2.0240647540347967E-3,0.002788740825573199,0.004518091063440278,0.009330896643048273,0,0,0,0,0,2.0000000000000004,null,"",""]
["52021_G_GEN2","PJM_ComEd","Illinois",17,"Cook",31,"52021","GEN2","ITT Cogen Facility",12804,1991,9999,"Combustion Turbine","","","","","","Fossil","G",2030,"NaturalGas","",0,0,1.4434399999999998E-3,1.4434399999999998E-3,0,0,0,0,0,0,0,0,0,0,0,0,0,0,0.112733532,0.112733532,0,0,0.08449898600000001,0.08449898600000001,0,0,1.0092499999999999E-10,1.0092499999999999E-10,0,0,1.1825399999999998E-4,1.1825399999999998E-4,0,0,0,0,0,0,0,0,0.104718107,0,0,0.00062679843792,0.00062679843792,0,0,3.7983920000000003E-3,3.7983920000000003E-3,0,3.5,null,"",""]
["52088_G_GEN4","ERCOT_Rest","Texas",48,"Galveston",167,"52088","GEN4","Texas City Power Plant",5889,1987,9999,"Combined Cycle","","","","STM","","Fossil","G",2030,"NaturalGas","",1.0768262222432328,1.459697767929717,2.0184582709534373,4.554982261126387,0,0,0,0,0,0,0,0,0,0,0,0,182.85383296332506,247.86852912806287,342.7505978311309,773.4729599225188,145.1819242570472,196.80216399288625,272.1364410219778,614.1205292719112,1.736089005564158E-7,2.3533650964314077E-7,3.2540343237250555E-7,7.3434884257206206E-7,0.05005973953060287,0.06785875803037271,0.09383454190687364,0.21175303946784924,0,0,0,0,0,0,0,0,3.138322028203991,0.390553762918149,0.5294173230668251,0.7320739935062912,1.6520450794912653,3.3242203350426287,4.062533263502826,5.490680635991132,12.877434234536587,0,104,null,"",""]
["537_G_1","WECC_Northern California (not including BANC)","California",6,"San Joaquin",77,"537","1","Camanche",0,1983,9999,"Hydro","","","","","","Non-Fossil","G",2030,"Hydro","",0,0,0,0,0,0,0,0,0,0,0,0,0,0,0,0,1.7319032373546133,2.761907227907467,5.233782139951302,9.727592605213381,0,0,0,0,0,0,0,0,0,0,0,0,0,0,0,0,0,0,0,0,0.05532881998590287,2.4073454999229125E-3,3.8390510467913746E-3,0.00727495717453231,0.013521353721246597,0,0,0,0,0,3.5000000000000004,null,"",""]
["54076_G_GEN2","NY_Zone A (West)","New York",36,"Cattaraugus",9,"54076","GEN2","Indeck Olean Energy Center",8935,1994,9999,"Combined Cycle","","","SCR","STM","","Fossil","G",2030,"","CC Retirement",0,0,0,0,0,0,0,0,0,0,0,0,0,0,0,0,0,0,0,0,0,0,0,0,0,0,0,0,0,0,0,0,0,0,0,0,0,0,0,0,0,0,0,0,0,0,0,0,0,0,44.6,"SCR","",""]
["54149_G_GEN1","NY_Zone K (LI)","New York",36,"Suffolk",103,"54149","GEN1","Stony Brook Cogen Plant",8700,1995,9999,"Combustion Turbine","","","","H2O","","Fossil","G",2030,"NaturalGas","",0.009525572000000001,0,0.399545544,0.40907111599999996,0,0,0,0,0,0,0,0,0,0,0,0,1.094893289,0,45.92477523,47.019668519,0.7116473759999999,0,29.849708706,30.561356082,8.512e-10,0,3.5710800000000004E-8,3.6562000000000007E-8,4.7717800000000003E-4,0,0.020011196000000002,0.020488374000000004,0,0,0,0,0,0,0,0,0.877772074,0.00608760668684,0,0.2553417502788,0.26142935696564,0.062418911,0,0.9731929130000001,1.035611824,0,44.5,null,"",""]
["54338_B_2","ERCOT_Rest","Texas",48,"Hidalgo",215,"54338","2","Rio Grande Valley Sugar Growers",21107,1973,9999,"Biomass","","","Cyclone","","","Non-Fossil","B",2030,"","Biomass Retirement",0,0,0,0,0,0,0,0,0,0,0,0,0,0,0,0,0,0,0,0,0,0,0,0,0,0,0,0,0,0,0,0,0,0,0,0,0,0,0,0,0,0,0,0,0,0,0,0,0,0,3.5,null,"",""]
["544_G_11","ISONE_Connecticut","Connecticut",9,"New Haven",9,"544","11","Devon Station",10782,1996,9999,"Combustion Turbine","","","","H2O","","Fossil","G",2030,"NaturalGas","",0,0,5.6947995109642548E-4,5.6947995109642548E-4,0,0,0,0,0,0,0,0,0,0,0,0,0,0,0.05281766013378493,0.05281766013378493,0,0,0.033337359785623875,0.033337359785623875,0,0,3.98183079031814e-11,3.98183079031814e-11,0,0,4.2711027343375148E-5,4.2711027343375148E-5,0,0,0,0,0,0,0,0,0.5779488040897545,0,0,2.9366619034384419E-4,2.9366619034384419E-4,0,0,0.001316802358280625,0.001316802358280625,0,29.299999999999997,null,"",""]
["54515_G_GEN1","ISONE_MA, VT, NH, RI (Rest of ISO New England)","New Hampshire",33,"Hillsborough",11,"54515","GEN1","Crotched Mountain Rehabilitation Center",8700,1990,9999,"Combustion Turbine","","","","","","Fossil","G",2030,"Oil","",0,0,0,0,0,0,0,0,0,0,0,0,0,0,0,0,0,0,0,0,0,0,0,0,0,0,0,0,0,0,0,0,0,0,0,0,0,0,0,0,0.02979577066666667,0,0,0,0,0,0,0,0,0,0.7000000000000001,null,"",""]
["54640_G_GEN2","PJM_EMAAC","New Jersey",34,"Ocean",29,"54640","GEN2","NAEA Lakewood LLC",8217,1994,9999,"Combined Cycle","","","SCR","H2O","","Fossil","G",2030,"NaturalGas","",0.06038934272057075,0,0.4562401395315101,0.5166294822520808,0,0,0,0,0,0,0,0,0,0,0,0,7.34931753756956,0,55.523930851852555,62.87324838942211,3.535192093120095,0,26.708297786872766,30.24348987999286,4.2274661117717E-9,0,3.1924563614744358E-8,3.6152029726516058E-8,3.8528267776456596E-4,0,2.9107497098692036E-3,3.2960323876337697E-3,0,0,0,0,0,0,0,0,3.442865786449465,0.03028008835943006,0,0.18520470349387277,0.21548479185330283,0.21305040260404282,0,1.0395102201117719,1.2525606227158146,0,83.6,"SCR","",""]
["54705_G_EG2A","MISO_Amite South (including DSG)","Louisiana",22,"St Bernard",87,"54705","EG2A","Toca Plant",11686,2001,9999,"Combustion Turbine","","","","","","Fossil","G",2030,"NaturalGas","",7.970438732634688E-5,0,7.6852947930433277E-4,8.4823386663067965E-4,0,0,0,0,0,0,0,0,0,0,0,0,0.00682050347826087,0,0.0657649747826087,0.07258547826086957,0.004665895784660821,0,0.04498971666107626,0.04965561244573709,5.57221984376648e-12,0,5.38061813996488e-11,5.937840124341529e-11,4.2281184837034415E-5,0,4.0768564612301373E-4,4.4996683096004816E-4,0,0,0,0,0,0,0,0,7.4612770434782615E-3,3.21927764173913e-05,0,3.1041068097391306E-4,3.4260345739130438E-4,2.5725191582128074E-4,0,0.002211539989334177,2.4687919051554577E-3,0,0.3782608695652174,null,"",""]
["54717_G_2685","MISO_Iowa","Iowa",19,"Linn",113,"54717","2685","Alliant SBD 9106 Rockwell CR",25000,1992,9999,"Combustion Turbine","","","","","","Fossil","G",2030,"Oil","",0,0,0,0,0,0,0,0,0,0,0,0,0,0,0,0,0,0,0,0,0,0,0,0,0,0,0,0,0,0,0,0,0,0,0,0,0,0,0,0,0.031560344252911855,0,0,0,0,0,0,0,0,0,1.6000000000000019,null,"",""]
["54775_G_GEN10","MISO_Iowa-MidAmerican","Iowa",19,"Johnson",103,"54775","GEN10","University of Iowa Main Power Plant",11686,2014,9999,"Combustion Turbine","","","","","","Fossil","G",2030,"NaturalGas","",0,0,0.00605200575,0.00605200575,0,0,0,0,0,0,0,0,0,0,0,0,0,0,0.51788513,0.51788513,0,0,0.35428440925000004,0.35428440925000004,0,0,4.2308749999999996E-10,4.2308749999999996E-10,0,0,0.00321043775,0.00321043775,0,0,0,0,0,0,0,0,0.03945043025,0,0,0.0024444178136,0.0024444178136,0,0,0.015459319,0.015459319,0,2,null,"",""]
["54813_G_3","SERC_Southeastern","Georgia",13,"Fulton",121,"54813","3","Shepherd Center",12283,1989,9999,"Combustion Turbine","","","","","","Fossil","G",2030,"Oil","",0,0,0,0,0,0,0,0,0,0,0,0,0,0,0,0,0,0,0,0,0,0,0,0,0,0,0,0,0,0,0,0,0,0,0,0,0,0,0,0,0.003945043032629558,0,0,0,0,0,0,0,0,0,0.19999999999999998,null,"",""]
["54886_G_GEN3","PJM_ComEd","Illinois",17,"Cook",31,"54886","GEN3","Presence Saint Mary of Nazareth Hospital",11686,1993,9999,"Combustion Turbine","","","","","","Fossil","G",2030,"NaturalGas","",0,0,1.5821669999999998E-3,1.5821669999999998E-3,0,0,0,0,0,0,0,0,0,0,0,0,0,0,0.1353899514,0.1353899514,0,0,0.0926200544,0.0926200544,0,0,1.1079E-10,1.1079E-10,0,0,8.3930099999999987E-4,8.3930099999999987E-4,0,0,0,0,0,0,0,0,0.0157801722,0,0,6.3904057060800009E-4,6.3904057060800009E-4,0,0,0.0041634494,0.0041634494,0,0.8,null,"",""]
["54968_G_0385","MISO_Iowa","Iowa",19,"Wright",197,"54968","0385","Alliant SBD 9502 Eaton",25000,1995,9999,"Combustion Turbine","","","","","","Fossil","G",2030,"Oil","",0,0,0,0,0,0,0,0,0,0,0,0,0,0,0,0,0,0,0,0,0,0,0,0,0,0,0,0,0,0,0,0,0,0,0,0,0,0,0,0,0.03550538728452583,0,0,0,0,0,0,0,0,0,1.8000000000000023,null,"",""]
["55062_G_GTG2","ERCOT_Tenaska Frontier Generating Station","Texas",48,"Grimes",185,"55062","GTG2","Tenaska Frontier Generation Station",7173,2000,9999,"Combined Cycle","","","","DLNB","","Fossil","G",2030,"NaturalGas","",1.934937483091054,2.649845662048481,3.664185147395349,8.248968292534883,0,0,0,0,0,0,0,0,0,0,0,0,269.75289044441905,369.41944265159833,510.8302171583952,1150.0025502544124,113.27124026222222,155.12196505915566,214.50139856318603,482.89460388456394,1.3543751420536754E-7,1.8547809044579521E-7,2.5651157267441859E-7,5.7742717732558134E-7,0.020897324836003914,0.02861833317562397,0.03957319959302324,0.08908885760465113,0,0,0,0,0,0,0,0,5.773767581686046,0.5761596829214175,0.7890354338464717,1.0910718156152732,2.456266932383162,5.973255846488825,7.374873333801873,9.967444325965117,23.315573506255816,0,155,null,"",""]
["55079_G_ST01","ISONE_MA, VT, NH, RI (Rest of ISO New England)","Massachusetts",25,"Worcester",27,"55079","ST01","Millennium Power",7223,2001,9999,"Combined Cycle","","","SCR","H2O","","Fossil","G",2030,"NaturalGas","",1.1460303515703196,0,2.858943046659002,4.004973398229322,0,0,0,0,0,0,0,0,0,0,0,0,158.6640387727029,0,395.81102683856966,554.4750656112726,67.0886168082314,0,167.36252594785336,234.45114275608475,8.0231748880262764E-8,0,2.0014437279785008E-7,2.803761216781128E-7,0.004750291739026574,0,0.01185032760585249,0.016600619344879063,0,0,0,0,0,0,0,0,4.262313568886235,0.36255694707333463,0,0.9044521910483615,1.2670091381216961,7.535735473073753,0,6.5499621362003575,14.08569760927411,0,120.1,"SCR","",""]
["55091_G_STK6","ERCOT_Rest","Texas",48,"Ellis",139,"55091","STK6","Midlothian Energy Facility",7695,2001,9999,"Combined Cycle","","","SCR","DLNB","","Fossil","G",2030,"NaturalGas","",0,0,1.9798839589245614,1.9798839589245614,0,0,0,0,0,0,0,0,0,0,0,0,0,0,257.2948614660824,257.2948614660824,0,0,115.90240694473589,115.90240694473589,0,0,1.3859568260984367E-7,1.3859568260984367E-7,0,0,0.013819590041033027,0.013819590041033027,0,0,0,0,0,0,0,0,10.980009682372035,0,0,0.8582284754922568,0.8582284754922568,0,0,5.3857494468075675,5.3857494468075675,0,284,"SCR","",""]
["55131_G_CTG4","PJM_ComEd","Illinois",17,"Kendall",93,"55131","CTG4","Kendall County Generation Facility",7532,2002,9999,"Combined Cycle","","","SCR","DLNB + STM","","Fossil","G",2030,"NaturalGas","",2.118853955974946,1.5217517470425979,3.9716884631578946,7.612294166175439,0,0,0,0,0,0,0,0,0,0,0,0,281.3135895037593,202.03820328767935,527.3086116190877,1010.6604044105264,124.03771058421422,89.08334727290857,232.5026426158596,445.6237004729824,1.483002056424634E-7,1.0650856628736113E-7,2.78018245614035e-07,5.328270175438596E-7,0.00776559910591018,0.005577219691299472,0.014556236524672967,0.027899055321882617,0,0,0,0,0,0,0,0,5.054090531929824,0.6428186057133891,0.5481731206628079,1.2049321438739624,2.3959238702501593,7.197372692031532,4.7294298661439065,10.451441163929825,22.378243722105264,0,160,"SCR","",""]
["55138_G_UN2","SERC_Southeastern","Alabama",1,"LEE",81,"55138","UN2","Walton Discover Power Facility",12002,1999,9999,"Combustion Turbine","","","","H2O","","Fossil","G",2030,"NaturalGas","",0.010249285982418862,0,0.027171872472690907,0.03742115845510977,0,0,0,0,0,0,0,0,0,0,0,0,0.85396484,0,2.26394535,3.11791019,0.5999932030508686,0,1.5906413921803944,2.190634595231263,7.170298712660915e-10,0,1.9035793025871769E-9,2.6206091738532682E-9,2.2704733654019477E-3,0,0.006019249611768277,0.008289722977170224,0,0,0,0,0,0,0,0,0.986260758,0.0047480445104,0,0.012587536146,0.0173355806564,0.033799062559596714,0,0.08510979365046034,0.11890885621005706,0,50,null,"",""]
["55153_G_CTG3","ERCOT_Rest","Texas",48,"Guadalupe",187,"55153","CTG3","Guadalupe Generating Station",7178,2000,9999,"Combined Cycle","","","","DLNB","","Fossil","G",2030,"NaturalGas","",1.4073110318973514,1.9015483690641086,3.195609068466531,6.504468469427991,0,0,0,0,0,0,0,0,0,0,0,0,196.05893451005636,264.9133977550146,445.19491066357,906.1672429286409,82.38398780429995,111.31664152099819,187.07095486948072,380.7715841947788,9.8513492539484219E-8,1.3311071030027237E-7,2.2368931643002025E-7,4.5531351926977684E-7,0.013045774106658962,0.017627354517537417,0.029623301172001244,0.06029642979619762,0,0,0,0,0,0,0,0,5.513016788843814,0.4188069070404222,0.5658231094417633,0.950882706552508,1.9355127230346936,4.344444676795468,5.292262322867818,8.692807322361055,18.32951432202434,0,148,null,"",""]
["55198_G_GTG1","PJM West","Kentucky",21,"Lawrence",127,"55198","GTG1","Riverside Generating LLC",11408,2001,9999,"Combustion Turbine","","","","DLNB","","Fossil","G",2030,"NaturalGas","",0.05626022829059828,0.006429740376068373,0.6017195076666666,0.6644094763333332,0,0,0,0,0,0,0,0,0,0,0,0,4.931646918333333,0.5636167906666666,52.74539861266667,58.24066232166667,3.2934737499999995,0.3763970000000006,35.22465996133333,38.89453071133333,3.9389957264957266E-9,4.501709401709401e-10,4.2108333333333325E-8,4.649749999999999E-8,0.001662208599436173,1.8996669707842015E-4,0.017777803000056668,0.01962997829657126,0,0,0,0,0,0,0,0,3.2546605006666667,0.022734892293516662,2.598273404973333E-3,0.24315628760439334,0.2684894533028833,0.1748647139927666,0.01719548834056671,1.4189019336666668,1.610962136,0,165,null,"",""]
["55202_G_6","MISO_Illinois","Illinois",17,"Perry",145,"55202","6","Pinckneyville",10745,2001,9999,"Combustion Turbine","","","","DLNB","","Fossil","G",2030,"NaturalGas","",0.024887590553797464,0,0.18643124267405062,0.21131883322784809,0,0,0,0,0,0,0,0,0,0,0,0,2.3162020037658224,0,17.35051118455696,19.66671318832278,1.456919549572785,0,10.91368494568038,12.370604495253165,1.7426344936708861E-9,0,1.3043037974683542E-8,1.478567246835443E-8,4.255777882262814E-4,0,0.003187974160589883,3.6135519488161645E-3,0,0,0,0,0,0,0,0,0.6903825304272152,0.010932473457774683,0,0.08189441279110886,0.09282688624888354,0.08255794052215189,0,0.48823351023734174,0.5707914507594936,0,35,null,"",""]
["55218_G_H04BS","MISO_Mississippi","Mississippi",28,"Hinds",49,"55218","H04BS","Hinds Energy Facility",10745,2019,9999,"Combustion Turbine","","","","","","Fossil","G",2030,"NaturalGas","",0.03583812928695652,2.3228417130434784E-3,0.10469978499999999,0.14286075599999998,0,0,0,0,0,0,0,0,0,0,0,0,3.335330844,0.216178851,9.744046983,13.295556678,2.097964124765218,0.1359791562347824,6.129125404,8.363068685,2.5060695652173912E-9,1.6243043478260866E-10,7.3325000000000013E-9,1.0001000000000001E-8,1.9717982608695651E-4,1.2780173913043505E-5,0.000575842,0.000785802,0,0,0,0,0,0,0,0,0.717997832,0.01574276158368,0.00102036417672,0.04599190175976,0.06275502752016,0.11798612623123532,0.006908244768764689,0.33003081500000003,0.45492518600000004,0,36.4,null,"",""]
["55233_G_GT04","PJM_PENELEC","Pennsylvania",42,"Venango",121,"55233","GT04","Handsome Lake Energy LLC",11407,2001,9999,"Combustion Turbine","","","","H2O","","Fossil","G",2030,"NaturalGas","",0.06660203559009129,2.6057648099087217E-3,0.39680359420000005,0.4660113946,0,0,0,0,0,0,0,0,0,0,0,0,5.8386986566,0.22843559300000005,34.785973028,40.8531072776,3.898883162851137,0.15254147194886306,23.228882411,27.2803070458,4.6548805811963295E-9,1.8211941880367142E-10,2.7775000000000002E-8,3.2612e-08,0.012553151619178995,4.9113454946070421E-4,0.07478954159169147,0.08783382776033118,0,0,0,0,0,0,0,0,1.0552990108,0.027558657659152004,1.0782159989600004E-3,0.16418979269216002,0.19282666635027204,0.1770690529860384,0.005757756013961618,0.7555689120000001,0.938395721,0,53.5,null,"",""]
["55241_G_CT01","SERC_Southeastern","Alabama",1,"Mobile",97,"55241","CT01","Hog Bayou Energy Center",7511,2001,9999,"Combined Cycle","","","SCR","DLNB + H2O","","Fossil","G",2030,"NaturalGas","",1.5475070075933193,2.0829273745805934,2.887038351130435,6.517472733304347,0,0,0,0,0,0,0,0,0,0,0,0,206.0320872969146,277.31691848047666,384.3746971301304,867.7237029075217,90.59106023192399,121.93456851792385,169.0072250443913,381.53285379423914,1.083104861002349E-7,1.4578472042150421E-7,2.0210348913043484E-7,4.5619869565217397E-7,0.005222811271600116,0.00702984640231293,0.009743735347826087,0.021996393021739134,0,0,0,0,0,0,0,0,5.418234359847826,0.4707958094809772,0.6336859701403482,0.8783194843752667,1.9828012639965924,5.103212707242348,6.186831184844608,9.042999982282609,20.333043874369565,0,155,"SCR","",""]
["55253_G_GT2","PJM_ComEd","Illinois",17,"Will",197,"55253","GT2","Crete Energy Venture LLC",13065,2002,9999,"Combustion Turbine","","","","DLNB","","Fossil","G",2030,"NaturalGas","",0,0,0.0150850075,0.0150850075,0,0,0,0,0,0,0,0,0,0,0,0,0,0,1.15461212425,1.15461212425,0,0,0.8830763335,0.8830763335,0,0,1.05625e-09,1.05625e-09,0,0,1.9112705122661906E-4,1.9112705122661906E-4,0,0,0,0,0,0,0,0,1.47939113675,0,0,0.00752807105011,0.00752807105011,0,0,0.039695980500000005,0.039695980500000005,0,75,null,"",""]
["55270_G_LM4","MISO_Lower Michigan","Michigan",26,"Jackson",75,"55270","LM4","Jackson Generating Station",8213,2002,9999,"Combined Cycle","","","","STM","","Fossil","G",2030,"NaturalGas","",0.31088099201296115,0.058045095530316886,1.0816563766688765,1.4505824642121545,0,0,0,0,0,0,0,0,0,0,0,0,37.852306331004556,7.067465665235579,131.70052070813702,176.62029270437714,18.198973267933606,3.3979598915035885,63.320164287328176,84.91709744676538,2.1764434579920867E-8,4.0636729707236959E-9,7.5719961694290973E-8,1.0154806924493554E-7,0.009570468378934818,1.7869177132000037E-3,0.03329879052205944,0.04465617661419426,0,0,0,0,0,0,0,0,1.3518925653333331,0.09705460471109817,0.027834608946912753,0.2812964492308952,0.4061856628889061,1.0617877878727473,0.1840167671357241,2.9055079433075504,4.151312498316022,0,44.8,null,"",""]
["55296_G_CT11","PJM_ComEd","Illinois",17,"Cook",31,"55296","CT11","Calumet Energy Team LLC",10745,2002,9999,"Combustion Turbine","","","","DLNB","","Fossil","G",2030,"NaturalGas","",0.1844069629490147,0,0.8412935889721614,1.025700551921176,0,0,0,0,0,0,0,0,0,0,0,0,17.162118489883014,0,78.29628561714107,95.45840410702407,10.795183625363778,0,49.24932669839099,60.044510323754764,1.291724741945574E-8,0,5.887255552080075E-8,7.17898029402565e-08,0.008672659431052198,0,0.03956603746301335,0.04823869689406555,0,0,0,0,0,0,0,0,3.1008038223396936,0.07911736623836069,0,0.3609458766950203,0.440063242933381,0.626397887132937,0,2.2138519998298407,2.8402498869627775,0,157.2,null,"",""]
["55304_G_CT4","SERC_Southeastern","Georgia",13,"Mitchell",205,"55304","CT4","Baconton Power Plant",10745,2000,9999,"Combustion Turbine","","","","H2O","","Fossil","G",2030,"NaturalGas","",0.10026566218214955,0.028290787067850466,0.36160881699999997,0.49016526625,0,0,0,0,0,0,0,0,0,0,0,0,9.331378532,2.632925743,33.653682375,45.617986650000006,5.869551872063274,1.656142677186727,21.168580154,28.694274703250002,7.02038907407886e-09,1.9808609259211397E-9,2.5310250000000003E-8,3.43115e-08,0.004803706096093214,1.3554054632803616E-3,0.01732466198814049,0.023483773547514068,0,0,0,0,0,0,0,0,0.9665355425,0.04404410667104,0.01242740950696,0.15884538081,0.215316896988,0.3306459999917105,0.08403092975828948,1.1326585,1.54733542975,0,49,null,"",""]
["55332_G_2","SERC_Southeastern","Georgia",13,"Washington",303,"55332","2","Washington County Power LLC",10745,2003,9999,"Combustion Turbine","","","","DLNB","","Fossil","G",2030,"NaturalGas","",0.38250090247596513,0.6212242501813867,1.5262126585403737,2.5299378111977253,0,0,0,0,0,0,0,0,0,0,0,0,35.59803653368077,57.81519314181233,142.03933536958976,235.45256504508288,22.391602835092044,36.366467612356864,89.34448902706436,148.10255947451327,2.6782197286594433E-8,4.3497284110643586E-8,1.0683262591389115E-7,1.7711210731112917E-7,0.008525945146096765,0.013847088585116246,0.03401928022098017,0.056392313952193185,0,0,0,0,0,0,0,0,3.1146114735125914,0.16410694842026835,0.2665280403837548,0.6548013360538087,1.0854363248578318,1.2613729417076436,1.84519614632875,4.7805187764144605,7.887087864450855,0,157.9,null,"",""]
["55380_G_CTG8","MISO_Arkansas","Arkansas",5,"Union",139,"55380","CTG8","Union Power Station",7359,2003,9999,"Combined Cycle","","","SCR","DLNB","","Fossil","G",2030,"NaturalGas","",1.8774005678577197,2.5449207697626806,3.5190958545787816,7.941417192199182,0,0,0,0,0,0,0,0,0,0,0,0,255.11626140804327,345.82426546423636,478.2029969909058,1079.1435238631855,109.90302923988409,148.97966185850956,206.0078713175819,464.89056241597564,1.3141775553112825E-7,1.7814406860886271E-7,2.4633507883208044E-7,5.5589690297207145E-7,0.006570900940144567,0.008907221274418228,0.012316835531585702,0.0277949577461485,0,0,0,0,0,0,0,0,4.583428351736446,0.5829561228891119,0.7902294110274638,1.092722837584603,2.465908371501179,6.008252278167493,7.411499665360305,9.76095566851456,23.180707612042358,0,145.1,"SCR","",""]
["55392_G_CTG3","PJM_ComEd","Illinois",17,"Lake",97,"55392","CTG3","Zion Energy Center",11286,2003,9999,"Combustion Turbine","","","","DLNB + H2O","","Fossil","G",2030,"NaturalGas","",0,0,0.5561508283333333,0.5561508283333333,0,0,0,0,0,0,0,0,0,0,0,0,0,0,49.277939846666655,49.277939846666655,0,0,32.557069536,32.557069536,0,0,3.8931666666666665E-8,3.8931666666666665E-8,0,0,0.009791035322526606,0.009791035322526606,0,0,0,0,0,0,0,0,2.9982327036666665,0,0,0.2271713026931333,0.2271713026931333,0,0,1.4635029213333333,1.4635029213333333,0,152,null,"",""]
["55405_G_CT1","NY_Zone F (Capital)","New York",36,"Greene",39,"55405","CT1","Athens Generating Plant",7281,2004,9999,"Combined Cycle","","","SCR","DLNB + H2O","","Fossil","G",2030,"NaturalGas",null,0.3336318680487476,0.33965577677740527,0.6253766773580097,1.2986643221841625,0,0,0,0,0,0,0,0,0,0,0,0,45.822259021499455,46.649605364943206,85.89159144586803,178.3634558323107,19.53080954989777,19.88344916677092,36.60955068867597,76.02380940534466,2.3362042038901736E-8,2.3783856686826429E-8,4.3792195084951454E-8,9.0938093810679627E-8,7.7736088056986545E-4,7.913965631357097E-4,1.4571487224092233E-3,0.003025906166114798,0,0,0,0,0,0,0,0,0.8232444290725122,0.10470663968561814,0.10659717623549737,0.19626749334482133,0.4075713092659369,1.5451891653392111,1.0318550260542956,1.5213277328510315,4.098371924244538,0,224.1,"SCR","",""]
["55455_G_CT1B","WECC_Arizona","Arizona",4,"Maricopa",13,"55455","CT1B","Red Hawk",7533,2002,9999,"Combined Cycle","","","SCR","DLNB","","Fossil","G",2030,"NaturalGas","",1.1861025745144602,0.005445000342070979,3.2854387452847966,4.476986320141327,0,0,0,0,0,0,0,0,0,0,0,0,157.45421144448508,0.7228196393778964,436.1394855784583,594.3165166623213,69.43444472277402,0.3187503200739439,192.32958412629978,262.0827791691478,8.3028017438854734E-8,3.8115386735511036E-10,2.2998518629550321E-7,3.133943576017131E-7,3.4634129532727766E-3,1.5899370864297271E-5,0.00959347919521161,0.013072791519348682,0,0,0,0,0,0,0,0,4.6750337420128485,0.42720715708467366,3.0096514000799574E-3,0.9966051640471946,1.4268219725319482,4.072373893690152,0.01552153692655121,9.1677984464197,13.255693877036402,0,148,"SCR","",""]
["55467_G_STG2","MISO_Louisiana","Louisiana",22,"Ouachita",73,"55467","STG2","Ouachita",7296,2002,9999,"Combined Cycle","","","SCR","NH3","","Fossil","G",2030,"NaturalGas","",1.2917694985225425,1.751065320219445,2.4213589577065457,5.464193776448534,0,0,0,0,0,0,0,0,0,0,0,0,177.05174044488388,240.00347038084266,331.8748571502061,748.9300679759326,75.62018642548306,102.5073638212104,141.74635339340983,319.8739036401033,9.0419355818848483E-8,1.225684601099945E-7,1.6949523431558936E-7,3.8248305024443234E-7,0.00583879269946754,0.00791480788150044,0.01094453747588701,0.024698138056854987,0,0,0,0,0,0,0,0,3.1809182294622484,0.40457396008730073,0.5484224792294509,0.7583541673935891,1.7113506067103406,4.0753832632856675,5.009869550845647,6.672971656617193,15.758224470748507,0,100.69999999999999,"SCR","",""]
["55480_G_U6","ERCOT_Rest","Texas",48,"Kaufman",257,"55480","U6","Forney Energy Center",7376,2003,9999,"Combined Cycle","","","","DLNB","","Fossil","G",2030,"NaturalGas","",0.13364817928299128,0.1848356957310065,2.042029308085666,2.3605131830996635,0,0,0,0,0,0,0,0,0,0,0,0,18.11933015535698,25.05906936714582,276.8477912348097,320.02619075731246,7.823764411546456,10.820281623003936,119.54039569743057,138.18444173198094,9.3516192842089312E-9,1.2933307927437203E-8,1.4294046584546469E-7,1.6522539305711085E-7,1.2262214760215065E-3,1.6958667215422516E-3,0.018735618907322282,0.02165770710488604,0,0,0,0,0,0,0,0,4.798011560593506,0.07136143182629162,0.08684747028292149,0.7098471810006095,0.8680560831098226,0.4125791013569309,0.5144223539353423,5.554799394972564,6.481800850264837,0,159,null,"",""]
["55544_G_GT3","WECC_Pacific Northwest","Oregon",41,"Klamath",35,"55544","GT3","Klamath Expansion Project",11365,2002,9999,"Combustion Turbine","","","","H2O","","Fossil","G",2030,"NaturalGas","",0.031128394063684506,0.13340611876127864,0.16235500538155262,0.3268895182065158,0,0,0,0,0,0,0,0,0,0,0,0,2.73897,11.73832984625,14.28552619625,28.762826042500002,1.8222561878751034,7.809594189658169,9.504262004675862,19.136112382209134,2.1795244162680346E-9,9.34072899889728e-09,1.1371625145735718E-8,2.2891878560901034E-8,3.0132490750865455E-4,1.2913800279767084E-3,1.5716144875842818E-3,0.003164319423069645,0,0,0,0,0,0,0,0,0.493130379,0.0129279384,0.0554049168743,0.0674276836463,0.1357605389206,0.10420441878403641,0.3755288290810728,0.3841809244662223,0.8639141723313316,0,25,null,"",""]
["55640_G_5","PJM_ComEd","Illinois",17,"Will",197,"55640","5","University Park North",10745,2002,9999,"Combustion Turbine","","","SCR","H2O","","Fossil","G",2030,"NaturalGas","",0,0,0.23751824533333332,0.23751824533333332,0,0,0,0,0,0,0,0,0,0,0,0,0,0,22.105001893166662,22.105001893166662,0,0,13.904318082416665,13.904318082416665,0,0,1.6625625e-08,1.6625625e-08,0,0,1.6531269764296567E-3,1.6531269764296567E-3,0,0,0,0,0,0,0,0,0.9829957399999999,0,0,0.11428285978767165,0.11428285978767165,0,0,0.6250258521666666,0.6250258521666666,0,45,"SCR","",""]
["55650_G_GE20","WECC_Colorado","Colorado",8,"Jefferson",59,"55650","GE20","Plains End",10745,2002,9999,"Combustion Turbine","","","","","","Fossil","G",2030,"NaturalGas","",0.036164794858216665,0.026042586801644323,0.05649126591268462,0.11869864757254563,0,0,0,0,0,0,0,0,0,0,0,0,3.3657324165486835,2.4236935105733797,5.257446801783228,11.04687272890529,2.1170870886705933,1.5245330296908313,3.306998705096872,6.948618823458297,2.5317751838838559E-9,1.8231535737182298E-9,3.9538364465682015E-9,8.3087652041702871E-9,0.01918451953185383,0.013814941218797823,0.02996720426585582,0.06296666501650747,0,0,0,0,0,0,0,0,0.1124337263913987,0.01588625700610976,0.011439833369906352,0.024815148904416835,0.05214123928043295,0.12004493238923579,0.06728345061293624,0.13094502643397046,0.31827340943614246,0,5.699999999999995,null,"",""]
["55672_G_CT5","SERC_Southeastern","Georgia",13,"Washington",303,"55672","CT5","AL Sandersville LLC",11698,2002,9999,"Combustion Turbine","","","","DLNB","","Fossil","G",2030,"NaturalGas","",0.014405119378407152,0,0.018651012080639028,0.03305613145904618,0,0,0,0,0,0,0,0,0,0,0,0,1.231417292335184,0,1.594376124113983,2.825793416449167,0.8432756946337029,0,1.0918302364782877,1.9351059311119905,1.0088138137227367E-9,0,1.3027645219990454E-9,2.3115783357217818E-9,1.5255029865064441E-4,0,1.9751465884290922E-4,3.500649574935536E-4,0,0,0,0,0,0,0,0,1.4221880132581541,0.0080288407460254,0,0.01039533232922317,0.01842417307524857,0.04750375173188081,0,0.0584201108748402,0.10592386260672101,0,72.1,null,"",""]
["55811_G_CTG1","WECC_Northern California (not including BANC)","California",6,"Monterey",53,"55811","CTG1","King City Peaking",11324,2002,9999,"Combustion Turbine","","","SCR","DLNB + H2O + NH3","","Fossil","G",2030,"NaturalGas","",0,0.028323122,0.16526538300000002,0.19358850500000002,0,0,0,0,0,0,0,0,0,0,0,0,0,2.501158776,14.594258451,17.095417227,0,1.658035561,9.674635501000001,11.332671062000001,0,1.985e-09,1.15465E-8,1.3531500000000001E-8,0,2.21628E-4,0.001293189,0.001514817,0,0,0,0,0,0,0,0,0.961151391,0,0.01293099087192,0.07545231619166999,0.08838330706358999,0,0.08982516,0.507095886,0.596921046,0,44,"SCR","",""]
["55866_G_5","WECC_Montana","Montana",30,"Silver Bow",93,"55866","5","Basin Creek Plant",10745,2006,9999,"Combustion Turbine","","","","","","Fossil","G",2030,"NaturalGas","",0,0,0.039529069666666666,0.039529069666666666,0,0,0,0,0,0,0,0,0,0,0,0,0,0,3.6788338465555555,3.6788338465555555,0,0,2.3140317396666665,2.3140317396666665,0,0,2.7683333333333334E-9,2.7683333333333334E-9,0,0,0.020969183222222222,0.020969183222222222,0,0,0,0,0,0,0,0,0.11835129088888889,0,0,0.017364095755742222,0.017364095755742222,0,0,0.10420951955555556,0.10420951955555556,0,6,null,"",""]
["55965_G_CT7A","SERC_Southeastern","Georgia",13,"Heard",149,"55965","CT7A","Wansley Combined Cycle",7050,2002,9999,"Combined Cycle","","","SCR","DLNB","","Fossil","G",2030,"NaturalGas","",2.176628733216736,2.9505411716937977,4.079984466791695,9.207154371702227,0,0,0,0,0,0,0,0,0,0,0,0,308.74166433700884,418.5164783235007,578.721200911013,1305.9793435715226,127.41984606448531,172.7246802207474,238.84229066348445,538.9868169487171,1.5236115792968792E-7,2.0653401408246603E-7,2.8559365833896013E-7,6.4448883035111407E-7,0.005648357464121278,0.007656662340253278,0.01058756795227397,0.02389258775664853,0,0,0,0,0,0,0,0,5.5468643589500335,0.7054934194428423,0.9563355241336285,1.322413027122615,2.984241970699086,7.1778669539987074,8.763867793441532,12.779636074875084,28.721370822315325,0,175.59999999999997,"SCR","",""]
["56004_G_D-2","PJM_Dominion","Virginia",51,"Rockingham",165,"56004","D-2","Mount Clinton",10745,2002,9999,"Combustion Turbine","","","","","","Fossil","G",2030,"Oil","",0,0,0,0,0,0,0,0,0,0,0,0,0,0,0,0,0,0,0,0,0,0,0,0,0,0,0,0,0,0,0,0,0,0,0,0,0,0,0,0,0.08542962019230768,0,0,0,0,0,0,0,0,0,1.9615384615384615,null,"",""]
["56032_G_001","NY_Zone K (LI)","New York",36,"Nassau",59,"56032","001","Equus Freeport Power",10745,2004,9999,"Combustion Turbine","","","SCR","H2O","","Fossil","G",2030,"NaturalGas","",0.012277877971367975,0,0.20077531176033936,0.21305318973170734,0,0,0,0,0,0,0,0,0,0,0,0,1.1426596540657477,0,18.685464093628845,19.82812374769459,0.7187469768621422,0,11.753386747083773,12.472133723945918,8.597301166489926E-10,0,1.4050504772004243E-8,1.4910234888653236E-8,6.474321208907742E-5,0,1.0590962004241782E-3,1.1238394125132555E-3,0,0,0,0,0,0,0,0,1.0507132247985154,0.005907550411519915,0,0.09660384936406112,0.10251139977558103,0.08045415130434783,0,0.48903839089819723,0.5694925422025451,0,48.1,"SCR","",""]
["56117_G_3","MISO_Illinois","Illinois",17,"Clay",25,"56117","3","Flora Site A",10814,2001,9999,"Combustion Turbine","","","","","","Fossil","G",2030,"Oil","",0,0,0,0,0,0,0,0,0,0,0,0,0,0,0,0,0,0,0,0,0,0,0,0,0,0,0,0,0,0,0,0,0,0,0,0,0,0,0,0,0.03550538728317373,0,0,0,0,0,0,0,0,0,1.7999999999999996,null,"",""]
["56166_G_1","MISO_Wisconsin- Upper Michigan (WUMS)","Wisconsin",55,"Sheboygan",117,"56166","1","Sheboygan Falls",12412,2005,9999,"Combustion Turbine","","","","DLNB","","Fossil","G",2030,"NaturalGas","",0,0,0.28104444733834855,0.28104444733834855,0,0,0,0,0,0,0,0,0,0,0,0,0,0,22.64296226758445,22.64296226758445,0,0,16.452341968356922,16.452341968356922,0,0,1.9673966292988396E-8,1.9673966292988396E-8,0,0,4.079359801679964E-3,4.079359801679964E-3,0,0,0,0,0,0,0,0,3.0258480048043124,0,0,0.10438405605356431,0.10438405605356431,0,0,0.768699371154266,0.768699371154266,0,153.40000000000003,null,"",""]
["56185_G_IC12","WECC_Northern California (not including BANC)","California",6,"Madera",39,"56185","IC12","Chowchilla II",10745,2001,9999,"Combustion Turbine","","","","","","Fossil","G",2030,"NaturalGas","",0,0.019339667554486514,0.02578332739900098,0.0451229949534875,0,0,0,0,0,0,0,0,0,0,0,0,0,1.7998759937926712,2.3995651380062846,4.199441131798956,0,1.1321441386454814,1.5093559863989126,2.6415001250443937,0,1.3527122811747929E-9,1.8034000620699207E-9,3.1561123432447138E-9,0,1.9784479685358096E-3,0.002637634378201184,0.004616082346736994,0,0,0,0,0,0,0,0,0.061148166970680665,0,0.008495414690701407,0.011325947451389665,0.01982136214209107,0,0.06133464832525378,0.07911287314993841,0.14044752147519218,0,3.100000000000002,null,"",""]
["56229_G_CT1","WECC_Arizona","Arizona",4,"Pima",19,"56229","CT1","Cogeneration 1",5500,2002,9999,"Combined Cycle","","","","","","Fossil","G",2030,"NaturalGas","",0.08026231372641508,0.10880002527358489,0.15044773699999997,0.33951007599999994,0,0,0,0,0,0,0,0,0,0,0,0,14.593141440000004,19.781813952,27.354134376,61.72908976800001,7.485223263537735,10.146635979462262,14.030687212,31.662546455,8.9517056603773474E-9,1.2134534339622647E-8,1.678135e-08,3.7867589999999994E-8,3.0482265566037755E-3,0.004132040443396224,0.005713886999999998,0.012894153999999998,0,0,0,0,0,0,0,0,0.250462239,0.03116919240807991,0.0422515719309528,0.0584251362893676,0.13184590062840032,0.2755731354593255,0.3101455925406744,0.41981441599999997,1.005533144,0,8.3,null,"",""]
["56269_G_2","MISO_Minnesota and Western Wisconsin","Minnesota",27,"Olmsted",109,"56269","2","IBM West",11189,2005,9999,"Combustion Turbine","","","","","","Fossil","G",2030,"Oil","",0,0,0,0,0,0,0,0,0,0,0,0,0,0,0,0,0,0,0,0,0,0,0,0,0,0,0,0,0,0,0,0,0,0,0,0,0,0,0,0,0.07470133597009349,0,0,0,0,0,0,0,0,0,1.8000000000000005,null,"",""]
["56346_G_ICE5","WECC_Southern California Edison","California",6,"San Bernardino",71,"56346","ICE5","Bear Valley Power Plant",18000,2005,9999,"Combustion Turbine","","","","","","Fossil","G",2030,"NaturalGas","",0,0,0,0,0,0,0,0,0,0,0,0,0,0,0,0,0,0,0,0,0,0,0,0,0,0,0,0,0,0,0,0,0,0,0,0,0,0,0,0,0.023670258142857142,0,0,0,0,0,0,0,0,0,1.2,null,"",""]
["564_G_B","FRCC","Florida",12,"Orange",95,"564","B","Stanton Energy Center",7558,2010,9999,"Combined Cycle","","","SCR","DLNB + H2O","","Fossil","G",2030,"NaturalGas","",0.1945050090443461,0.4968933631861624,1.4630493379254235,2.154447710155932,0,0,0,0,0,0,0,0,0,0,0,0,25.73498394790502,65.74402781833226,193.5762552840678,285.0552670503051,11.386323207796842,29.08813742558621,85.64690820469151,126.12136883807456,1.3617669495386267E-8,3.4788459318173068E-8,1.024210440677966E-7,1.5082717288135593E-7,2.3144264477819329E-4,5.9125631115400986E-4,1.7410520949152544E-3,2.5637510508474577E-3,0,0,0,0,0,0,0,0,4.043272425871186,0.10519420523954381,0.2192946895470191,0.5252140348634678,0.8497029296500308,0.6701579659459633,1.5558745629760709,5.209352916176271,7.435385445098306,0,128,"SCR","",""]
["56497_G_1","SPP West (Oklahoma, Arkansas, Louisiana)","Kansas",20,"Ellis",51,"56497","1","Goodman Energy Center",10745,2008,9999,"Combustion Turbine","","","SCR","","","Fossil","G",2030,"NaturalGas","",4.7661371929824518E-4,1.0326630584795327E-3,0.014911342888888889,0.016420619666666667,0,0,0,0,0,0,0,0,0,0,0,0,0.04435679133333331,0.0961063812222222,1.3877471329999997,1.5282103055555551,0.02790096733333334,0.0604520958888889,0.8729100160000001,0.9612630792222224,3.3333333333333335E-11,7.222222222222223e-11,1.0438333333333334E-9,1.1493888888888889E-9,2.5283164912280707E-4,5.4780190643274863E-4,1.5820187777777783E-3,0.002382652333333334,0,0,0,0,0,0,0,0,0.1791236682222222,2.2932461119333324E-4,4.9686999091888876E-4,0.007174652677609999,0.00790084727972222,1.4491906874201169E-3,2.824359423690994E-3,0.037632905888888894,0.041906456,0,8.199999999999998,"SCR","",""]
["56505_G_SN04","MISO_Arkansas","Arkansas",5,"Craighead",31,"56505","SN04","Jonesboro City Water & Light Plant",11560,2000,9999,"Combustion Turbine","","","","H2O","","Fossil","G",2030,"NaturalGas","",0.02842300536251189,3.1581117069457653E-3,0.14330732717238995,0.1748884442418476,0,0,0,0,0,0,0,0,0,0,0,0,2.4587375085,0.2731930565,12.396827637000001,15.128758202,1.6638827479062368,0.1848758608784704,8.389210951210103,10.23796955999481,1.9892779171351958E-9,2.2103087968168842E-10,1.0045131044027334E-8,1.2255439840844219E-8,2.1814657241625425E-3,2.4238508046250452E-4,0.010998837232047384,0.013422688036672431,0,0,0,0,0,0,0,0,0.907359897,0.01160524104012,1.28947122668E-3,0.058513026446640005,0.07140773871344,0.09096225457068152,0.009197278109882443,0.39749314228007954,0.4976526749606435,0,46,null,"",""]
["56541_G_GEN2","WECC_Northern Nevada","Nevada",32,"Washoe",31,"56541","GEN2","Galena 3 Geothermal Power Plant",9771,2008,9999,"Geothermal","","","","","","Non-Fossil","G",2030,"Geothermal","",0.17891610595885957,0.2264742621551921,0.26261682382740076,0.6680071919414524,0,0,0,0,0,0,0,0,0,0,0,0,18.31093091476609,23.17820716067849,26.87716956385845,68.36630763930303,0,0,0,0,3.2655767661786791E-4,4.1336082331319836E-4,4.7932822688090637E-4,1.2192467268119726E-3,0,0,0,0,0,0,0,0,0,0,0,0,1.4136760289204238,0.02124067986112866,0.026886720306387047,0.031177516694075803,0.07930491686159151,0,0,0,0,0,10,null,"",""]
["56692_G_1H","PJM_Dominion","Virginia",51,"Goochland",75,"56692","1H","Rockville 1 & 2",11663,1995,9999,"Combustion Turbine","","","","","","Fossil","G",2030,"Oil","",0,0,0,0,0,0,0,0,0,0,0,0,0,0,0,0,0,0,0,0,0,0,0,0,0,0,0,0,0,0,0,0,0,0,0,0,0,0,0,0,0.013519022987234036,0,0,0,0,0,0,0,0,0,0.2999999999999998,null,"",""]
["56786_B_1","MISO_MT, SD, ND","North Dakota",38,"Stutsman",93,"56786","1","Spiritwood Station",8300,2014,9999,"Coal Steam","FBC","dry","Baghouse + Dry Scrubber + SNCR + Mercury Control","CF + OFA","Dry Scrubber","Fossil","B",2030,"Coal","",1.3256161845283014,1.7969463834716974,2.433433806,5.555996373999999,0,0,0,0,0,0,0,0,1.3256161845283014,1.7969463834716974,2.433433806,5.555996373999999,159.71279328084907,216.49956422515092,293.184795884,669.39715339,168.24211126174495,228.06152859925496,308.842066042,705.1457059029999,6.083268306367913E-4,8.2462081486320889E-4,1.1167056435E-3,2.549653289E-3,0.07496298000000004,0.10161648399999995,0.137609556,0.31418902,0.03709281226415096,0.050281367735849035,0.068091237,0.155465417,6.6280882075471709E-4,0.000898474179245283,1.216841E-3,0.002778124,3.638887115,0.9402642096888667,1.2745803731337957,1.7260431348783911,3.9408877177010533,1.890798693962267,2.5630826740377324,3.470939413,7.924820780999999,0,92,"Scrubber / SNCR / Mercury Control","Dry Scrubber",""]
["56846_G_GTG1","PJM_SWMAAC","Maryland",24,"Charles",17,"56846","GTG1","CPV St Charles Energy Center",7061,2017,9999,"Combined Cycle","","","SCR","DLNB","","Fossil","G",2030,"NaturalGas","",2.5450176731229583,3.449912845788887,4.770511575296143,10.76544209420799,0,0,0,0,0,0,0,0,0,0,0,0,360.43303677313656,488.58700540358507,675.6141587268596,1524.6342009035814,148.98533455426085,201.95789795133143,279.26574755712124,630.2089800627135,1.7815412638390797E-7,2.4149781576485233E-7,3.3393426997245179E-7,7.5358621212121215E-7,0.002926789363402461,0.003967425581501122,5.4861026997245176E-3,0.0123803176446281,0,0,0,0,0,0,0,0,6.475553494421487,0.8236113390762936,1.1164509263034212,1.5438193095439512,3.4838815749236662,8.632822577566069,8.88016309855652,10.617981445640499,28.13096712176309,0,205.00000000000003,"SCR","",""]
["56948_G_1","WECC_Arizona","Arizona",4,"Pinal",21,"56948","1","Coolidge Generation Station",10745,2011,9999,"Combustion Turbine","","","SCR","H2O","","Fossil","G",2030,"NaturalGas","",0,0.27774550983333335,0.4165348509166667,0.6942803607500001,0,0,0,0,0,0,0,0,0,0,0,0,0,25.848814324833338,38.76545844500001,64.61427276983335,0,16.259222154166665,24.38395017283333,40.643172327,0,1.944075e-08,2.9157833333333331E-8,4.8598583333333326E-8,0,1.0957061380722668E-3,1.6432300561572757E-3,2.7389361942295426E-3,0,0,0,0,0,0,0,0,0.9480447808333335,0,0.13363837005938833,0.20041742016065003,0.3340557902200384,0,0.79174231725,1.162312816,1.95405513325,0,43.400000000000006,"SCR","",""]
["57027_G_CPP3","WECC_Southern California Edison","California",6,"Orange",59,"57027","CPP3","Canyon Power Plant",10745,2011,9999,"Combustion Turbine","","","","H2O + NH3","","Fossil","G",2030,"NaturalGas","",0,0.08945017133470226,0.3529834819712525,0.4424336533059548,0,0,0,0,0,0,0,0,0,0,0,0,0,8.32481821010267,32.85095225297741,41.17577046308008,0,5.236413047802874,20.663653034414786,25.90006608221766,0,6.2693223819301849E-9,2.4707679671457909E-8,3.097700205338809E-8,0,3.4257536984174655E-4,0.001351929458357178,1.6945048281989245E-3,0,0,0,0,0,0,0,0,0.9468103273921972,0,0.0392931419516846,0.15505649463405335,0.19434963658573795,0,0.27713554570841886,1.0649421649281314,1.3420777106365502,0,48,null,"",""]
["57213_G_201","WECC_Northern Nevada","Nevada",32,"Churchill",1,"57213","201","ENEL Salt Wells LLC",9771,2009,9999,"Geothermal","","","","","","Non-Fossil","G",2030,"Geothermal","",0.18070526701844813,0.22873900477674403,0.26524299206567475,0.674687263860867,0,0,0,0,0,0,0,0,0,0,0,0,18.494040223913746,23.409989232285273,27.145941259497032,69.04997071569605,0,0,0,0,3.2982325338404658E-4,4.1749443154633033E-4,4.8412150914971545E-4,1.2314391940800922E-3,0,0,0,0,0,0,0,0,0,0,0,0,1.427812789209628,0.021453086659739943,0.027155587509450917,0.03148929186101656,0.08009796603020741,0,0,0,0,0,10.099999999999998,null,"",""]
["57475_G_HRP1","WECC_Imperial Irrigation District (IID)","California",6,"Imperial",25,"57475","HRP1","John L. Featherstone Plant",9771,2012,9999,"Geothermal","","","","","","Non-Fossil","G",2030,"Geothermal","",0.7878487671763215,1.0513960928120814,1.3382195408027708,3.1774644007911736,0,0,0,0,0,0,0,0,0,0,0,0,80.63133426378577,107.60373479672718,136.95829914970594,325.19336821021886,0,0,0,0,0.001457520219059714,0.001945082771413454,2.4757061507334577E-3,0.005878309141206625,0,0,0,0,0,0,0,0,0,0,0,0,5.027066427504801,0.09353234774599149,0.12482033236420352,0.1588716270136589,0.3772243071238539,0,0,0,0,0,49.9,null,"",""]
["57606_G_3","SERC_VACAR","North Carolina",37,"Guilford",81,"57606","3","Eastside WWTP",13195,2004,9999,"Combustion Turbine","","","","","","Fossil","G",2030,"Oil","",0,0,0,0,0,0,0,0,0,0,0,0,0,0,0,0,0,0,0,0,0,0,0,0,0,0,0,0,0,0,0,0,0,0,0,0,0,0,0,0,0.054062844260869575,0,0,0,0,0,0,0,0,0,1.7873090481786138,null,"",""]
["57794_G_CT1","PJM West","Indiana",18,"St Joseph",141,"57794","CT1","St Joseph Energy Center",7050,2018,9999,"Combined Cycle","","","SCR","","","Fossil","G",2030,"NaturalGas","",2.9377050684240222,3.982222426085893,5.506584955797449,12.426512450307365,0,0,0,0,0,0,0,0,0,0,0,0,416.695754456067,564.8542449293351,781.0758802265354,1762.6258796119375,171.97325473588577,233.1193008642007,322.3554832972564,727.4480388973427,2.0564028515687623E-7,2.7875683099043253E-7,3.8545011968838522E-7,8.6984723583569388E-7,6.0222832017344675E-3,0.008163539451240038,0.011288490939093484,0.02547431359206799,0,0,0,0,0,0,0,0,7.486371599702549,0.952175059721237,1.2907261920665667,1.7848057364355272,4.027706988223331,9.130801183667446,10.649926065958619,12.984960508508498,32.76568775813456,0,237,"SCR","",""]
["57865_G_E07","SPP SPS (Texas Panhandle)","Texas",48,"Hale",189,"57865","E07","Antelope Station",10745,2011,9999,"Combustion Turbine","","","","","","Fossil","G",2030,"NaturalGas","",0,1.7630833333333331E-4,0.037798057999999995,0.03797436633333333,0,0,0,0,0,0,0,0,0,0,0,0,0,0.016408406666666667,3.5177345710000005,3.5341429776666673,0,0.010321089611111112,2.2126983131666664,2.2230194027777777,0,1.2333333333333333E-11,2.644E-9,2.6563333333333334E-9,0,9.3527161938753843E-5,0.020050924707909,0.020144451869847754,0,0,0,0,0,0,0,0,0.1794994578888889,0,7.7447679466666666E-5,0.016603707175120004,0.016681154854586672,0,4.8768505555555556E-4,0.0943261305,0.09481381555555556,0,9.100000000000003,null,"",""]
["57881_G_17","SPP_WAUE","North Dakota",38,"Williams",105,"57881","17","Pioneer Generating Station",10745,2017,9999,"Combustion Turbine","","","","","","Fossil","G",2030,"NaturalGas","",0,0,0.024119887,0.024119887,0,0,0,0,0,0,0,0,0,0,0,0,0,0,2.2447544902500005,2.2447544902500005,0,0,1.4119781848333333,1.4119781848333333,0,0,1.6870833333333332E-9,1.6870833333333332E-9,0,0,0.012794997166666657,0.012794997166666657,0,0,0,0,0,0,0,0,0.18344450091666673,0,0,0.010595241193980002,0.010595241193980002,0,0,0.057284054249999994,0.057284054249999994,0,9.300000000000002,null,"",""]
["57952_G_GEN2","SPP SPS (Texas Panhandle)","Texas",48,"Hemphill",211,"57952","GEN2","Woodall Gas Plant",11686,2012,9999,"Combustion Turbine","","","","","","Fossil","G",2030,"NaturalGas","",0,0,1.9452869999999998E-3,1.9452869999999998E-3,0,0,0,0,0,0,0,0,0,0,0,0,0,0,0.16646304,0.16646304,0,0,0.113877106,0.113877106,0,0,1.3624999999999997E-10,1.3624999999999997E-10,0,0,1.0319259999999999E-3,1.0319259999999999E-3,0,0,0,0,0,0,0,0,0.019725214999999997,0,0,7.8570554880000006E-4,7.8570554880000006E-4,0,0,0.004854519666666666,0.004854519666666666,0,1,null,"",""]
["58198_G_GTG1","WECC_Northern California (not including BANC)","California",6,"San Francisco",75,"58198","GTG1","Parnassus Central Utility Plant",6008,1996,9999,"Combined Cycle","","","","","","Fossil","G",2030,"NaturalGas","",0.054929279907508316,0.006306695100491696,0.019599844992,0.08083582,0,0,0,0,0,0,0,0,0,0,0,0,9.142691650560002,1.0497164487680004,3.2622911568000004,13.454699256128002,4.68953778800691,0.5384284126970892,1.673318782304,6.901284983008,5.6063912292358812E-9,6.436967707641197e-10,2.0007520000000004E-9,8.2508400000000008E-9,1.2981132119601333E-4,1.4904262803986718E-5,4.6342400000000005E-5,1.9105798400000004E-4,0,0,0,0,0,0,0,0,0.20627775209600002,0.019527688151020236,0.004134218437073273,0.010394972230526293,0.0340568788186198,0.2029464589635826,0.020001326668417516,0.06013964153600001,0.2830874271680001,0,5.2,null,"",""]
["58236_G_STG1","MISO_Iowa","Iowa",19,"Marshall",127,"58236","STG1","Marshalltown Generating Station",7101,2017,9999,"Combined Cycle","","","SCR","","","Fossil","G",2030,"NaturalGas","",2.1773925004565253,2.9484691107099357,5.391962567023427,10.517824178189889,0,0,0,0,0,0,0,0,0,0,0,0,306.6318124644012,415.21885797931765,759.3244003524342,1481.175070796153,127.46455696428296,172.6033817241116,315.6454886662787,615.7134273546733,1.5243484165983491E-7,2.0641635439441915E-7,3.7741565474722574E-7,7.362668508014798E-7,0.003081019478968547,0.004172096101795941,0.007629649834771886,0.014882765415536374,0,0,0,0,0,0,0,0,7.277890367053022,0.7006722800112047,0.9488002617399475,1.7351022863123502,3.3845748280635024,7.51941507992221,9.176056735811455,13.96282720039458,30.658299016128247,0,230.4,"SCR","",""]
["583_G_1","ISONE_Connecticut","Connecticut",9,"New London",11,"583","1","Tenth Street",0,1967,9999,"Hydro","","","","","","Non-Fossil","G",2030,"Hydro","",0,0,0,0,0,0,0,0,0,0,0,0,0,0,0,0,0.9909152966088541,1.4164792877661458,1.4785510862500004,3.8859456706250004,0,0,0,0,0,0,0,0,0,0,0,0,0,0,0,0,0,0,0,0,0.015808234296875,1.3773722622863096E-3,1.968906209994944E-3,2.0551860098875006E-3,5.4014644821687545E-3,0,0,0,0,0,1,null,"",""]
["58533_G_1","WECC_Northern Nevada","Nevada",32,"Mineral",21,"58533","1","Don A Campbell 1 Geothermal",9771,2014,9999,"Geothermal","","","","","","Non-Fossil","G",2030,"Geothermal","",0.20575352185268853,0.26044540147847095,0.30200934740151086,0.7682082707326704,0,0,0,0,0,0,0,0,0,0,0,0,21.057570551980998,26.654938234780264,30.908744998437218,78.62125378519848,0,0,0,0,3.7554132811054808E-4,4.753649468101782E-4,5.5122746091304238E-4,1.4021337358337686E-3,0,0,0,0,0,0,0,0,0,0,0,0,1.6257274332584875,0.024426781840297954,0.03091972835234511,0.03585414419818718,0.09120065439083025,0,0,0,0,0,11.5,null,"",""]
["58629_G_PB04","WECC_New Mexico","New Mexico",35,"Hidalgo",23,"58629","PB04","Lightning Dock Geothermal HI-01, LLC",9771,2013,9999,"Geothermal","","","","","","Non-Fossil","G",2030,"Geothermal","",6.3154211932362515E-3,0.008428025362470715,0.010727211277581904,0.02547065783328887,0,0,0,0,0,0,0,0,0,0,0,0,0.6463433835348836,0.8625550478139533,1.0978621580465113,2.6067605893953485,0,0,0,0,9.379663572993394E-6,1.2517303290759924E-5,1.5932054018107627E-5,3.7829020881860938E-5,0,0,0,0,0,0,0,0,0,0,0,0,0.0402971256744186,0.000749758324900465,1.0005638554641857E-3,1.2735201033339531E-3,3.0238422836986038E-3,0,0,0,0,0,0.3999999999999999,null,"",""]
["58825_G_STH1","PJM_ComEd","Illinois",17,"Cook",31,"58825","STH1","MTHS Co-Gen Buildings",8700,1992,9999,"Combustion Turbine","","","","","","Fossil","G",2030,"NaturalGas","",6.9650987955262452E-4,2.9805602953828479E-4,2.2238355454545456E-3,0.003218401454545455,0,0,0,0,0,0,0,0,0,0,0,0,0.08005860872727273,0.034259314545454556,0.2556132751818182,0.3699311984545455,0.06154519267794663,0.026336906776598838,0.19650314363636362,0.28438524309090907,7.358405506165767e-11,3.1488672211069624E-11,2.3480909090909095E-10,3.398818181818182E-10,5.5770741955835979E-4,2.3865858044164006E-4,1.7806593636363632E-3,0.002577025363636363,0,0,0,0,0,0,0,0,0.01665125390909091,3.7787663319272733E-4,1.6170396465454553E-4,1.206494658858182E-3,1.7460752567054548E-3,2.3659211173663866E-3,9.2632397354270484E-4,0.005851991090909092,0.009144236181818184,0,0.4000000000000001,null,"",""]
["59002_G_CEC 8","WECC_San Diego Gas and Electric","California",6,"San Diego",73,"59002","CEC 8","Carlsbad Energy Center",10745,2018,9999,"Combustion Turbine","","","","","","Fossil","G",2030,"NaturalGas","",1.3939954605,1.8896382909,2.0695472012000002,5.353180952600001,0,0,0,0,0,0,0,0,0,0,0,0,129.73433789148115,175.86210247511886,192.6056026962,498.20204306280004,81.60449426167922,110.61942555472082,121.15129314180001,313.3752129582001,9.7573245283019024E-8,1.3226595471698096E-7,1.4487110000000002E-7,3.7471030000000003E-7,0.007666977990566036,0.010393014609433962,0.0113825178,0.029442510399999997,0,0,0,0,0,0,0,0,2.081010198,0.6590504364887242,0.8933794805736036,0.9784364616966961,2.5308663787590238,5.205602660291139,5.911411165308864,6.3689312844,17.48594511,0,105.5,null,"",""]
["59074_G_EG9B","WECC_Northern California (not including BANC)","California",6,"Santa Clara",85,"59074","EG9B","SC 1 Data Center, Phase 2",13469,2014,9999,"Combustion Turbine","","","","","","Fossil","G",2030,"Oil","",0,0,0,0,0,0,0,0,0,0,0,0,0,0,0,0,0,0,0,0,0,0,0,0,0,0,0,0,0,0,0,0,0,0,0,0,0,0,0,0,0.04536799487096771,0,0,0,0,0,0,0,0,0,2.2999999999999985,null,"",""]
["59382_G_SVEP1","WECC_Pacific Northwest","Oregon",41,"Lake",37,"59382","SVEP1","Paisley Geothermal Generating Plant",9771,2015,9999,"Geothermal","","","","","","Non-Fossil","G",2030,"Geothermal","",0.0330509936690856,0.044802458084760556,0.056186689292307676,0.13404014104615383,0,0,0,0,0,0,0,0,0,0,0,0,3.382559999999999,4.585247999999999,5.7503519999999995,13.718159999999997,0,0,0,0,6.0324673780841789E-5,8.1773446680696748E-5,1.025519455846154E-4,2.4465006604615391E-4,0,0,0,0,0,0,0,0,0,0,0,0,0.18133706556923077,3.923769599999999E-3,0.005318887679999999,0.006670408319999999,0.015913065599999995,0,0,0,0,0,1.7999999999999998,null,"",""]
["59664_G_UNIT2","SPP North- (Kansas, Missouri)","Missouri",29,"Howell",91,"59664","UNIT2","City of West Plains Power Station",18556,2000,9999,"Combustion Turbine","","","","","","Fossil","G",2030,"Oil","",0,0,0,0,0,0,0,0,0,0,0,0,0,0,0,0,0,0,0,0,0,0,0,0,0,0,0,0,0,0,0,0,0,0,0,0,0,0,0,0,0.41422951831578947,0,0,0,0,0,0,0,0,0,21,null,"",""]
["59926_G_AI1","MISO_Lower Michigan","Michigan",26,"Otsego",137,"59926","AI1","Alpine Power Plant",11159,2016,9999,"Combustion Turbine","","","","DLNB","","Fossil","G",2030,"NaturalGas","",0,0,0.7450589251268533,0.7450589251268533,0,0,0,0,0,0,0,0,0,0,0,0,0,0,66.76753516299999,66.76753516299999,0,0,43.615749454223106,43.615749454223106,0,0,5.2138646808510644E-8,5.2138646808510644E-8,0,0,0.01828002083972555,0.01828002083972555,0,0,0,0,0,0,0,0,3.9963285905,0,0,0.30779833710142995,0.30779833710142995,0,0,2.001351511748085,2.001351511748085,0,202.6,null,"",""]
["60102_G_4","MISO_Lower Michigan","Michigan",26,"Muskegon",121,"60102","4","Lorin Industries",8700,1990,9999,"Combustion Turbine","","","","","","Fossil","G",2030,"NaturalGas","",1.9765827487405545E-3,5.1453900125944584E-4,6.7326437499999996E-3,0.0092237655,0,0,0,0,0,0,0,0,0,0,0,0,0.22719335625000003,0.059142397500000006,0.7738681945000001,1.06020394825,0.15272274114294707,0.039756396107052915,0.52020566925,0.7126848065,1.8252544080604537E-10,4.751455919395467e-11,6.2162125e-10,8.5166125e-10,1.3839271095717875E-3,3.6026039042821271E-4,0.00471398,6.4581675000000005E-3,0,0,0,0,0,0,0,0,0.032560629,1.0723526415000002E-3,2.7915211620000005E-4,0.003652657878040001,0.005004162635740002,0.0067508554622797,1.6312120377203019E-3,0.018085030499999998,0.026467098,0,0.8,null,"",""]
["6042_G_C","FRCC","Florida",12,"Manatee",81,"6042","C","Manatee",7050,2005,9999,"Combined Cycle","","","SCR","DLNB","","Fossil","G",2030,"NaturalGas","",2.4666806280173263,3.343722629090153,4.623672601868409,10.43407585897589,0,0,0,0,0,0,0,0,0,0,0,0,349.8837770151545,474.2868977316538,655.8400853696478,1480.010760116456,144.39948396381232,195.7415227065016,270.6697941433756,610.8108008136895,1.7266583136069576E-7,2.3405812695560989E-7,3.2365475480179811E-7,7.3037871311810381E-7,6.5120389070174485E-3,0.008827430518401434,0.012206495562729871,0.027545964988148753,0,0,0,0,0,0,0,0,6.301686585100122,0.7995476270688889,1.0838312278044944,1.4987130539957765,3.3820919088691594,8.498833441411952,10.469878206012647,16.463110122407848,35.431821769832446,0,199,"SCR","",""]
["6052_G_5A","SERC_Southeastern","Georgia",13,"Heard",149,"6052","5A","Wansley",25000,1980,9999,"Combustion Turbine","","","","H2O","","Fossil","G",2030,"Oil","",0,0,0,0,0,0,0,0,0,0,0,0,0,0,0,0,0,0,0,0,0,0,0,0,0,0,0,0,0,0,0,0,0,0,0,0,0,0,0,0,0.966535543,0,0,0,0,0,0,0,0,0,49,null,"",""]
["6060_G_4","WECC_Imperial Irrigation District (IID)","California",6,"Riverside",65,"6060","4","Coachella",20519,1976,9999,"Combustion Turbine","","","","","","Fossil","G",2030,"Oil","",0,0,0,0,0,0,0,0,0,0,0,0,0,0,0,0,0,0,0,0,0,0,0,0,0,0,0,0,0,0,0,0,0,0,0,0,0,0,0,0,0.41028447524692535,0,0,0,0,0,0,0,0,0,20.800000000000004,null,"",""]
["609_G_3A","FRCC","Florida",12,"Brevard",9,"609","3A","Cape Canaveral",7050,2013,9999,"Combined Cycle","","","SCR","DLNB + H2O","","Fossil","G",2030,"NaturalGas","",3.3517107616401933,4.543430143556706,6.282618453699225,14.177759358896125,0,0,0,0,0,0,0,0,0,0,0,0,475.41996617655843,644.4581763726679,891.1515537706417,2011.0296963198682,196.20914799674802,265.97240061781434,367.7844842991094,829.9660329136717,2.3461877718297519E-7,3.180387868480326E-7,4.3977258604651162E-7,9.9243015007751952E-7,0.0083960286523914,0.011381283284352782,0.015737959353798448,0.03551527129054263,0,0,0,0,0,0,0,0,8.541413000285269,1.0863634434618656,1.4726260011371946,2.0363353234540726,4.595324768053133,11.548163627877612,14.226407367608894,22.36997477363597,48.14454576912248,0,270.4,"SCR","",""]
["61080_G_IC1","FRCC","Florida",12,"Leon",73,"61080","IC1","Sub 12",10745,2018,9999,"Combustion Turbine","","","","","","Fossil","G",2030,"NaturalGas","",1.89192400677E-3,0.007117237930230002,0.028370901408000006,0.037380063345000006,0,0,0,0,0,0,0,0,0,0,0,0,0.17607482619299997,0.6623767271070001,2.6403817191330003,3.478833272433001,0.11075323139810983,0.41664310859289017,1.6608325779810003,2.1882289179720003,1.3244269500000002E-10,4.982368050000001e-10,1.985736e-09,2.6164155e-09,1.0036183770329899E-3,3.7755167516955314E-3,0.015050054009133553,0.019829189137862073,0,0,0,0,0,0,0,0,0.18344450098800003,8.3107317963095994E-4,3.1264181519450405E-3,0.01246260171430776,0.016420093045883762,0.006518536229717698,0.022285525047282307,0.10101780927900003,0.12982187055600003,0,9.3,null,"",""]
["61186_G_COGEN","ISONE_MA, VT, NH, RI (Rest of ISO New England)","Massachusetts",25,"Suffolk",25,"61186","COGEN","Boston Medical Center CHP Plant",10155,2017,9999,"Combustion Turbine","","","","","","Fossil","G",2030,"NaturalGas","",1.83e-05,0,0,1.83e-05,0,0,0,0,0,0,0,0,0,0,0,0,0.001803122,0,0,0.001803122,0.001376117,0,0,0.001376117,1.645E-12,0,0,1.645E-12,2.32e-05,0,0,2.32e-05,0,0,0,0,0,0,0,0,0.03945043,8.51073584e-06,0,0,8.51073584e-06,1.20402E-4,0,0,1.20402E-4,0,2,null,"",""]
["6124_G_CT1","SERC_Southeastern","Georgia",13,"Effingham",103,"6124","CT1","McIntosh",15980,1995,9999,"Combustion Turbine","","","","H2O","","Fossil","G",2030,"NaturalGas","",0.016825959553685266,0,6.5420805321986437E-4,0.017480167606905128,0,0,0,0,0,0,0,0,0,0,0,0,1.0529386425,0,0.040939180375,1.0938778228750001,0.9849916696003816,0,0.0382973423678303,1.0232890119682119,1.1774355284050468E-9,0,4.580999163062098e-11,1.2232455200356678E-9,6.4316388943523916E-3,0,2.5006774585164122E-4,0.006681706640204033,0,0,0,0,0,0,0,0,1.62141268625,6.8651599491E-3,0,0.000266923456045,7.132083405145E-3,0.05548695413439502,0,0.002049160171298505,0.05753611430569353,0,82.2,null,"",""]
["61392_G_K2","MISO_Wisconsin- Upper Michigan (WUMS)","Michigan",26,"Marquette",103,"61392","K2","F.D. Kuester Generating Station",10745,2019,9999,"Combustion Turbine","","","","","","Fossil","G",2030,"NaturalGas","",0,0,0.09983325860000002,0.09983325860000002,0,0,0,0,0,0,0,0,0,0,0,0,0,0,9.2911362254,9.2911362254,0,0,5.844238966,5.844238966,0,0,6.9855e-09,6.9855e-09,0,0,0.05295904790000001,0.05295904790000001,0,0,0,0,0,0,0,0,0.3609714373,0,0,0.043854162983888,0.043854162983888,0,0,0.27305916830000004,0.27305916830000004,0,18.299999999999997,null,"",""]
["61676_G_CTG2","SERC_VACAR","North Carolina",37,"Wake",183,"61676","CTG2","NCSU Cates Cogeneration Plant",11605,2012,9999,"Combustion Turbine","","","","","","Fossil","G",2030,"NaturalGas","",0.000990282,0,0.0089305185,0.0099208005,0,0,0,0,0,0,0,0,0,0,0,0,0.0853323345,0,0.7695406200000001,0.8548729545000001,0.06396052349999999,0,0.5768062165,0.64076674,7.6475E-11,0,6.90325e-10,7.668e-10,1.3057150000000002E-4,0,0.0011771635,1.307735E-3,0,0,0,0,0,0,0,0,0.092708511,0.00047956771989,0,0.004324818284400001,0.004804386004290001,3.6023695000000004E-3,0,0.027604347,0.031206716500000002,0,4.7,null,"",""]
["61845_G_MM29","WECC_Southern California Edison","California",6,"Kern",29,"61845","MM29","Bolthouse Farms Fuel Cell",7648,2020,9999,"Fuel Cell","","","","","","Non-Fossil","G",2030,"NaturalGas","",1.4630009348290598E-3,4.1800026709401705E-5,0,1.5048009615384614E-3,0,0,0,0,0,0,0,0,0,0,0,0,0.19128846153846155,0.005465384615384616,0,0.19675384615384617,0.10638125200320514,3.039464342948718E-3,0,0.10942071634615386,1.2711805555555556E-10,3.6319444444444487E-12,0,1.3075000000000001E-10,0,0,0,0,0,0,0,0,0,0,0,0,0,0.008620537446884327,2.4630106991098112E-4,0,0.008866838516795308,0.005401054093791818,1.2950295749023384E-4,0,0.005530557051282052,0,0.8974358974358975,null,"",""]
["62174_G_CM800","NY_Zone J (NYC)","New York",36,"Kings",47,"62174","CM800","Maimonides Medical Center",13469,2002,9999,"Combustion Turbine","","","","","","Fossil","G",2030,"Oil","",0,0,6.8247388954379744E-5,6.8247388954379744E-5,0,0,0,0,0,0,0,0,0,0,0,0,0,0,0.005066996838012961,0.005066996838012961,0,0,0.005507085866379602,0.005507085866379602,0,0,1.6379366872692614E-8,1.6379366872692614E-8,0,0,5.6295901967815143E-5,5.6295901967815143E-5,0,0,0,0,0,0,0,0,0.01543934768034558,0,0,2.3916225075421177E-5,2.3916225075421177E-5,0,0,1.4513967521230663E-3,1.4513967521230663E-3,0,0.7827213822894171,null,"",""]
["62322_G_MG8","NY_Zone F (Capital)","New York",36,"Saratoga",91,"62322","MG8","Mechanicville Hydroelectric Station",0,2011,9999,"Hydro","","","","","","Non-Fossil","G",2030,"Hydro","",0,0,0,0,0,0,0,0,0,0,0,0,0,0,0,0,1.667970983088705,2.243899181819672,2.580757273638743,6.49262743854712,0,0,0,0,0,0,0,0,0,0,0,0,0,0,0,0,0,0,0,0,0.02371235142670157,0.0023184796664933,3.1190198627293443E-3,3.5872526103578523E-3,0.009024752139580497,0,0,0,0,0,1.5,null,"",""]
["62456_G_RGP00","NY_Zone G-I (Downstate NY)","New York",36,"Westchester",119,"62456","RGP00","Regeneron Tarrytown",9500,2018,9999,"Fuel Cell","","","","","","Non-Fossil","G",2030,"NaturalGas","",0,0,0,0,0,0,0,0,0,0,0,0,0,0,0,0,0,0,0,0,0,0,0,0,0,0,0,0,0,0,0,0,0,0,0,0,0,0,0,0,0,0,0,0,0,0,0,0,0,0,1.5,null,"",""]
["62676_G_G205","MISO_Wisconsin- Upper Michigan (WUMS)","Wisconsin",55,"Dane",25,"62676","G205","Epic Verona",13469,2013,9999,"Combustion Turbine","","","","","","Fossil","G",2030,"Oil","",0,0,0,0,0,0,0,0,0,0,0,0,0,0,0,0,0,0,0,0,0,0,0,0,0,0,0,0,0,0,0,0,0,0,0,0,0,0,0,0,0.04536799483889982,0,0,0,0,0,0,0,0,0,2.3000000000000003,null,"",""]
["62873_G_7475","SERC_VACAR","North Carolina",37,"Pitt",147,"62873","7475","Carolina Poultry Power Farmville",7611,2019,9999,"Biomass","","","","","","Non-Fossil","G",2030,"","Biomass Retirement",0,0,0,0,0,0,0,0,0,0,0,0,0,0,0,0,0,0,0,0,0,0,0,0,0,0,0,0,0,0,0,0,0,0,0,0,0,0,0,0,0,0,0,0,0,0,0,0,0,0,0.8,null,"",""]
["63097_G_EP-06","SERC_Delta_AECI","Missouri",29,"Marion",127,"63097","EP-06","Hannibal - Oakwood Substation",13469,2018,9999,"Combustion Turbine","","","","","","Fossil","G",2030,"Oil","",0,0,0,0,0,0,0,0,0,0,0,0,0,0,0,0,0,0,0,0,0,0,0,0,0,0,0,0,0,0,0,0,0,0,0,0,0,0,0,0,0.0355053872850679,0,0,0,0,0,0,0,0,0,1.8000000000000012,null,"",""]
["6463_G_GT1","MISO_Iowa-MidAmerican","Iowa",19,"Story",169,"6463","GT1","Ames GT",15553,1972,9999,"Combustion Turbine","","","","","","Fossil","G",2030,"Oil","",0,0,0,0,0,0,0,0,0,0,0,0,0,0,0,0,0,0,0,0,0,0,0,0,0,0,0,0,0,0,0,0,0,0,0,0,0,0,0,0,0.30574083487244896,0,0,0,0,0,0,0,0,0,15.5,null,"",""]
["6518_G_KB3","WECC_Northern Nevada","California",6,"Placer",61,"6518","KB3","Kings Beach",11940,2008,9999,"Combustion Turbine","","","","","","Fossil","G",2030,"Oil","",0,0,0,0,0,0,0,0,0,0,0,0,0,0,0,0,0,0,0,0,0,0,0,0,0,0,0,0,0,0,0,0,0,0,0,0,0,0,0,0,0.03945043033333333,0,0,0,0,0,0,0,0,0,2,null,"",""]
["6567_G_25","ISONE_MA, VT, NH, RI (Rest of ISO New England)","Rhode Island",44,"Washington",9,"6567","25","Block Island",10947,2006,9999,"Combustion Turbine","","","SCR","","","Fossil","G",2030,"Oil","",0,0,0,0,0,0,0,0,0,0,0,0,0,0,0,0,0,0,0,0,0,0,0,0,0,0,0,0,0,0,0,0,0,0,0,0,0,0,0,0,0.03931982960869566,0,0,0,0,0,0,0,0,0,1.8,"SCR","",""]
["665_G_15","FRCC","Florida",12,"Miami Dade",86,"665","15","G W Ivey",16413,1972,9999,"Combustion Turbine","","","","","","Fossil","G",2030,"NaturalGas","",3.4625721157640612E-4,0,1.9125108995017302E-4,5.3750830152657922E-4,0,0,0,0,0,0,0,0,0,0,0,0,0.02109652266257669,0,0.011652414680981596,0.032748937343558285,0.020269898008215412,0,0.01119583833417406,0.03146573634238947,2.423799542433653e-11,0,1.3388869909798654E-11,3.7626865334135185E-11,7.4552125437120722E-4,0,4.117798632906907E-4,0.001157301117661898,0,0,0,0,0,0,0,0,0.03550538727607362,9.9575586967361984E-5,0,5.4999397294233082E-5,1.5457498426159507E-4,1.1930131828688086E-3,0,6.8097111924084793E-4,1.8739843021096565E-3,0,1.8,null,"",""]
["676_G_5CT","FRCC","Florida",12,"Polk",105,"676","5CT","C D McIntosh Jr",7296,2001,9999,"Combined Cycle","","","SCR","","","Fossil","G",2030,"NaturalGas","",2.141279335855052,2.90866686170412,5.169733619940828,10.2196798175,0,0,0,0,0,0,0,0,0,0,0,0,293.4867510425195,398.6659623582942,708.5709456550002,1400.723659055814,125.35049229886468,170.27335805415314,302.6362061010059,598.2600564540237,1.4986960444422846E-7,2.0357958194630406E-7,3.6184690828402373E-7,7.1529609467455615E-7,0.01693751528148399,0.023007549082421336,0.04089259289940828,0.0808376572633136,0,0,0,0,0,0,0,0,7.647472962573965,0.6732470498710186,0.9145240188468563,1.6254338469862712,3.2132049157041465,7.377678414808351,9.107629776641357,18.40742224087278,34.89273043232249,0,215,"SCR","",""]
["696_G_10","FRCC","Florida",12,"Monroe",87,"696","10","Marathon Generating Plant",12283,1998,9999,"Combustion Turbine","","","","","","Fossil","G",2030,"Oil","",0,0,0,0,0,0,0,0,0,0,0,0,0,0,0,0,0,0,0,0,0,0,0,0,0,0,0,0,0,0,0,0,0,0,0,0,0,0,0,0,0.06903825304418985,0,0,0,0,0,0,0,0,0,3.5,null,"",""]
["7028_G_K2","WECC_Utah","Utah",49,"Utah",49,"7028","K2","Whitehead",11421,1986,9999,"Combustion Turbine","","","","","","Fossil","G",2030,"NaturalGas","",0,0.032539112422292946,0.09784712465295269,0.13038623707524563,0,0,0,0,0,0,0,0,0,0,0,0,0,2.8490598318162847,8.567299235824636,11.416359067640922,0,1.9048396360182154,5.727970673114956,7.632810309133171,0,2.2761833993897456E-9,6.8505320316212852E-9,9.12671543101103e-09,0,0.017261185663814918,0.05190545316950272,0.06916663883331764,0,0,0,0,0,0,0,0,0.26286491098121095,0,0.013447562406172862,0.040437652393092285,0.05388521479926515,0,0.09045182967099731,0.23465486264855925,0.3251066923195566,0,6.000000000000001,null,"",""]
["7138_G_2","PJM_EMAAC","New Jersey",34,"Ocean",29,"7138","2","Forked River",14423,1989,9999,"Combustion Turbine","","","","DLNB + H2O","","Fossil","G",2030,"NaturalGas","",0,0,1.2674819030861289E-3,1.2674819030861289E-3,0,0,0,0,0,0,0,0,0,0,0,0,0,0,0.08787921223880597,0.08787921223880597,0,0,0.07419838891950581,0.07419838891950581,0,0,8.872114430394934e-11,8.872114430394934e-11,0,0,1.9288565350270676E-4,1.9288565350270676E-4,0,0,0,0,0,0,0,0,1.4476219923507463,0,0,4.886084200477613E-4,4.886084200477613E-4,0,0,2.887865974868608E-3,2.887865974868608E-3,0,32.5,null,"",""]
["7158_G_GT1","PJM West","Ohio",39,"Butler",17,"7158","GT1","Woodsdale",19620,1993,9999,"Combustion Turbine","","","","H2O","","Fossil","G",2030,"NaturalGas","",0,0,0,0,0,0,0,0,0,0,0,0,0,0,0,0,0,0,0,0,0,0,0,0,0,0,0,0,0,0,0,0,0,0,0,0,0,0,0,0,1.5385667821260505,0,0,0,0,0,0,0,0,0,78,null,"",""]
["7231_G_2","WECC_Northern California (not including BANC)","California",6,"Santa Clara",85,"7231","2","Gianera",15362,1986,9999,"Combustion Turbine","","","","","","Fossil","G",2030,"Oil","",0,0,0,0,0,0,0,0,0,0,0,0,0,0,0,0,0,0,0,0,0,0,0,0,0,0,0,0,0,0,0,0,0,0,0,0,0,0,0,0,1.1403910707522935,0,0,0,0,0,0,0,0,0,24.8,null,"",""]
["7302_G_2GT","FRCC","Florida",12,"Polk",105,"7302","2GT","Hines Energy Complex",7166,2003,9999,"Combined Cycle","","","SCR","DLNB + H2O","","Fossil","G",2030,"NaturalGas","",2.1670851714932517,2.9376043435797268,4.062095521617357,9.166785036690335,0,0,0,0,0,0,0,0,0,0,0,0,302.41210876604,409.93641410507644,566.8567571675583,1279.2052800386746,126.86116592665758,171.9673582561353,237.7950718437239,536.6235960265168,1.517060955118898E-7,2.0564604058278479E-7,2.8434534516765289E-7,6.4169748126232748E-7,0.008408290439335211,0.011397904817765472,0.015760930613195143,0.035567125870295827,0,0,0,0,0,0,0,0,6.676007141696253,0.6910300012550008,0.9367295572567779,1.2953020539265245,2.9230616124383033,7.466591222687395,9.198238941206096,14.46355130689152,31.12838147078501,0,172,"SCR","",""]
["7337_G_1","ISONE_MA, VT, NH, RI (Rest of ISO New England)","Vermont",50,"Rutland",21,"7337","1","Florence",19558,1992,9999,"Combustion Turbine","","","","","","Fossil","G",2030,"Oil","",0,0,0,0,0,0,0,0,0,0,0,0,0,0,0,0,0,0,0,0,0,0,0,0,0,0,0,0,0,0,0,0,0,0,0,0,0,0,0,0,0.059175645493230185,0,0,0,0,0,0,0,0,0,3.0000000000000004,null,"",""]
["7397_G_6","PJM_AP","Pennsylvania",42,"Franklin",55,"7397","6","Falling Spring",10745,1967,9999,"Combustion Turbine","","","","","","Fossil","G",2030,"NaturalGas","",3.9460164850542035E-3,2.0960097426685705E-3,0.029588332366336637,0.035630358594059414,0,0,0,0,0,0,0,0,0,0,0,0,0.36724212,0.19506838462376241,2.753683798475248,3.31599430309901,0.2309998105672394,0.12270041327434476,1.7321009795544557,2.08580120339604,2.7610362642361364E-10,1.4665825476450522E-10,2.0737049504950497E-9,2.4964668316831685E-9,2.410818763095339E-3,1.2805571477957506E-3,0.01807699177227723,0.021768367683168317,0,0,0,0,0,0,0,0,0.04142295181188119,1.7333828064000003E-3,9.207227754241586E-4,0.01299738752880317,0.01565149311062733,0.011211494737498124,0.004806475658541483,0.058516820475247526,0.07453479087128713,0,2.1,null,"",""]
["7432_G_1A","SPP North- (Kansas, Missouri)","Kansas",20,"Sumner",191,"7432","1A","Oxford (KS)",12283,1999,9999,"Combustion Turbine","","","","","","Fossil","G",2030,"Oil","",0,0,0,0,0,0,0,0,0,0,0,0,0,0,0,0,0,0,0,0,0,0,0,0,0,0,0,0,0,0,0,0,0,0,0,0,0,0,0,0,0.031560344253258855,0,0,0,0,0,0,0,0,0,1.6000000000000005,null,"",""]
["7538_G_3","SERC_VACAR","North Carolina",37,"Wayne",191,"7538","3","Wayne County",11501,2000,9999,"Combustion Turbine","","","","DLNB + H2O","","Fossil","G",2030,"NaturalGas","",0.03228310493969508,0,0.19099126280296347,0.22327436774265855,0,0,0,0,0,0,0,0,0,0,0,0,2.8069824150058342,0,16.606491867756127,19.41347428276196,1.8898529517611717,0,11.180628535437878,13.070481487199048,2.2607232175719365E-9,0,1.3367535275330493E-8,1.562825849290243E-8,6.7342549350978963E-4,0,3.9840777189153525E-3,0.004657503212425142,0,0,0,0,0,0,0,0,3.412462222252042,0.012940188933176895,0,0.07655592751035575,0.08949611644353264,0.11743695453412174,0,0.5903564117182908,0.7077933662524125,0,173,null,"",""]
["7646_G_2","WECC_Northern California (not including BANC)","California",6,"Solano",95,"7646","2","Monticello Dam",0,1983,9999,"Hydro","","","","","","Non-Fossil","G",2030,"Hydro","",0,0,0,0,0,0,0,0,0,0,0,0,0,0,0,0,2.4741474819351623,3.9455817541535243,7.47683162850186,13.896560864590548,0,0,0,0,0,0,0,0,0,0,0,0,0,0,0,0,0,0,0,0,0.07904117140843267,3.4390649998898757E-3,0.005484358638273392,0.010392795963617587,0.019316219601780857,0,0,0,0,0,5.000000000000001,null,"",""]
["7763_G_2","MISO_Indiana (including parts of Kentucky)","Indiana",18,"Henry",65,"7763","2","Henry County",11037,2001,9999,"Combustion Turbine","","","","H2O","","Fossil","G",2030,"NaturalGas","",0.04791596585610953,0.041083971810557125,0.16682673299999998,0.25582667066666664,0,0,0,0,0,0,0,0,0,0,0,0,4.341394017333332,3.722385769333332,15.115224538,23.179004324666664,2.8050006361881645,2.405055705478502,9.766036963999998,14.976093305666666,3.3516972399963125E-9,2.8738027600036876E-9,1.1686499999999998E-8,1.7912e-08,1.9717419653897247E-3,1.690605414634151E-3,0.006864920062475128,0.010527267442499004,0,0,0,0,0,0,0,0,0.8481842516666667,0.020491379761813328,0.017569660831253327,0.07134385981936,0.10940490041242666,0.1548502121437051,0.12047728352296155,0.44712019,0.7224476856666666,0,43,null,"",""]
["7777_G_2","PJM West","Ohio",39,"Tuscarawas",157,"7777","2","Dover Peaking",10745,1999,9999,"Combustion Turbine","","","","","","Fossil","G",2030,"Oil","",0,0,0,0,0,0,0,0,0,0,0,0,0,0,0,0,0,0,0,0,0,0,0,0,0,0,0,0,0,0,0,0,0,0,0,0,0,0,0,0,0.07663383035357149,0,0,0,0,0,0,0,0,0,1.8000000000000014,null,"",""]
["7797_G_LOM2","PJM_Dominion","Virginia",51,"Prince William",153,"7797","LOM2","Dominion/Lo Mar",10745,1997,9999,"Combustion Turbine","","","","","","Fossil","G",2030,"Oil","",0,0,0,0,0,0,0,0,0,0,0,0,0,0,0,0,0,0,0,0,0,0,0,0,0,0,0,0,0,0,0,0,0,0,0,0,0,0,0,0,0.07261517716346154,0,0,0,0,0,0,0,0,0,1.6673076923076922,null,"",""]
["7818_G_1","MISO_Illinois","Illinois",17,"Scott",171,"7818","1","Alsey",13410,1999,9999,"Combustion Turbine","","","","H2O","","Fossil","G",2030,"NaturalGas","",0,0,0.03952374333320906,0.03952374333320906,0,0,0,0,0,0,0,0,0,0,0,0,0,0,2.9473335675000003,2.9473335675000003,0,0,2.3137199235464747,2.3137199235464747,0,0,2.7673968159278176E-9,2.7673968159278176E-9,0,0,4.5507639270325655E-3,4.5507639270325655E-3,0,0,0,0,0,0,0,0,0.5917564545,0,0,0.016387174635300004,0.016387174635300004,0,0,0.10350634170314307,0.10350634170314307,0,30,null,"",""]
["7846_G_003","FRCC","Florida",12,"Duval",31,"7846","003","Brandy Branch",7052,2001,9999,"Combined Cycle","","","SCR","DLNB + H2O","","Fossil","G",2030,"NaturalGas","",2.3533105469203286,3.1900431858253326,4.4111659115922786,9.954519644337939,0,0,0,0,0,0,0,0,0,0,0,0,333.70824542217736,452.3600660167293,625.5198399465795,1411.588151385486,137.76279940232214,186.74512807870306,258.22965244528234,582.7375799263076,1.6474729813726847E-7,2.2332411525274207E-7,3.087717564647539E-7,6.968431698547645E-7,0.00804834007353679,0.010909972099683191,0.015086154166843788,0.03404446634006377,0,0,0,0,0,0,0,0,6.648158640290472,0.7625435707380886,1.0336701736671847,1.429350754330156,3.2255644987354293,8.108222096352462,9.988676493230257,15.706455975334753,33.80335456491747,0,189.8,"SCR","",""]
["7851_G_5","MISO_Iowa-MidAmerican","Iowa",19,"Black Hawk",13,"7851","5","Waterloo Lundquist",18773,2000,9999,"Combustion Turbine","","","","","","Fossil","G",2030,"Oil","",0,0,0,0,0,0,0,0,0,0,0,0,0,0,0,0,0,0,0,0,0,0,0,0,0,0,0,0,0,0,0,0,0,0,0,0,0,0,0,0,0.03945043032115172,0,0,0,0,0,0,0,0,0,2,null,"",""]
["7872_G_2","PJM West","Ohio",39,"Van Wert",161,"7872","2","Robert P Mone Plant",10745,2002,9999,"Combustion Turbine","","","","DLNB + H2O","","Fossil","G",2030,"NaturalGas","",0.1636513233630137,0.030601466970319634,0.9368464833333332,1.1310992736666665,0,0,0,0,0,0,0,0,0,0,0,0,15.230462824404112,2.8479727232625565,87.18906312333333,105.267498671,9.580148450479454,1.7914098728538803,54.84299312466667,66.21455144800001,1.1457393835616438E-8,2.1424394977168948E-9,6.5562333333333331E-8,7.9162166666666676E-8,7.1433801598971055E-3,1.3357540136392947E-3,0.04089334880711192,0.04937248298064832,0,0,0,0,0,0,0,0,2.860156197666667,0.07021243362050296,0.013129154254240384,0.40194158099856664,0.48528316887330997,0.508651365111531,0.08183956722180227,2.2091577056666667,2.799648638,0,145,null,"",""]
["7914_G_HR01","NY_Zone J (NYC)","New York",36,"Bronx",5,"7914","HR01","Harlem River Yard",11043,2001,9999,"Combustion Turbine","","","SCR","","","Fossil","G",2030,"NaturalGas","",0,0,0.041699495992490614,0.041699495992490614,0,0,0,0,0,0,0,0,0,0,0,0,0,0,3.776102162403003,3.776102162403003,0,0,2.4410885068460577,2.4410885068460577,0,0,2.9185926157697124E-9,2.9185926157697124E-9,0,0,2.1723722871541193E-4,2.1723722871541193E-4,0,0,0,0,0,0,0,0,0.8715895565106382,0,0,0.019522448179623526,0.019522448179623526,0,0,0.10156953188485607,0.10156953188485607,0,39.9,"SCR","",""]
["7925_G_4","MISO_Minnesota and Western Wisconsin","Minnesota",27,"Martin",91,"7925","4","Lakefield Junction",12649,2001,9999,"Combustion Turbine","","","","DLNB + H2O","","Fossil","G",2030,"Oil","",0,0,0,0,0,0,0,0,0,0,0,0,0,0,0,0,0,0,0,0,0,0,0,0,0,0,0,0,0,0,0,0,0,0,0,0,0,0,0,0,1.6371928578624273,0,0,0,0,0,0,0,0,0,83,null,"",""]
["7935_G_2","MISO_Missouri","Missouri",29,"Grundy",79,"7935","2","Trenton South",11747,2000,9999,"Combustion Turbine","","","","","","Fossil","G",2030,"Oil","",0,0,0,0,0,0,0,0,0,0,0,0,0,0,0,0,0,0,0,0,0,0,0,0,0,0,0,0,0,0,0,0,0,0,0,0,0,0,0,0,0.03550538727708097,0,0,0,0,0,0,0,0,0,1.8000000000000007,null,"",""]
["7973_G_7","SPP North- (Kansas, Missouri)","Kansas",20,"Coffey",31,"7973","7","Sharpe",12283,2002,9999,"Combustion Turbine","","","","","","Fossil","G",2030,"Oil","",0,0,0,0,0,0,0,0,0,0,0,0,0,0,0,0,0,0,0,0,0,0,0,0,0,0,0,0,0,0,0,0,0,0,0,0,0,0,0,0,0.03945043031657357,0,0,0,0,0,0,0,0,0,2.0000000000000004,null,"",""]
["7990_G_3","MISO_Illinois","Illinois",17,"Effingham",49,"7990","3","Altamont",10745,2002,9999,"Combustion Turbine","","","","","","Fossil","G",2030,"Oil","",0,0,0,0,0,0,0,0,0,0,0,0,0,0,0,0,0,0,0,0,0,0,0,0,0,0,0,0,0,0,0,0,0,0,0,0,0,0,0,0,0.03550538728317373,0,0,0,0,0,0,0,0,0,1.7999999999999996,null,"",""]
["7997_G_WD18","FRCC","Florida",12,"Polk",105,"7997","WD18","Winston",25000,2001,9999,"Combustion Turbine","","","","","","Fossil","G",2030,"Oil","",0,0,0,0,0,0,0,0,0,0,0,0,0,0,0,0,0,0,0,0,0,0,0,0,0,0,0,0,0,0,0,0,0,0,0,0,0,0,0,0,0.049313037888707036,0,0,0,0,0,0,0,0,0,2.5,null,"",""]
["8012_G_21","PJM_EMAAC","Pennsylvania",42,"Bucks",17,"8012","21","Croydon CT Generating Station",12412,1974,9999,"Combustion Turbine","","","","","","Fossil","G",2030,"Oil","",0,0,0,0,0,0,0,0,0,0,0,0,0,0,0,0,0,0,0,0,0,0,0,0,0,0,0,0,0,0,0,0,0,0,0,0,0,0,0,0,0.9665355426445013,0,0,0,0,0,0,0,0,0,49,null,"",""]
["8063_G_CT3","ERCOT_Rest","Texas",48,"Hood",221,"8063","CT3","DeCordova Steam Electric Station",13339,1990,9999,"Combustion Turbine","","","","H2O","","Fossil","G",2030,"Oil","",0,0,0,0,0,0,0,0,0,0,0,0,0,0,0,0,0,0,0,0,0,0,0,0,0,0,0,0,0,0,0,0,0,0,0,0,0,0,0,0,2.865842210992908,0,0,0,0,0,0,0,0,0,70,null,"",""]
["810_G_3","WECC_Idaho","Idaho",16,"Gooding",47,"810","3","Bliss",0,1950,9999,"Hydro","","","","","","Non-Fossil","G",2030,"Hydro","",0,0,0,0,0,0,0,0,0,0,0,0,0,0,0,0,23.024733984163014,33.87579942648572,57.87751425691878,114.77804766756752,0,0,0,0,0,0,0,0,0,0,0,0,0,0,0,0,0,0,0,0,0.4552771473647181,0.03200438023798658,0.047087361202815134,0.08044974481711678,0.1595414862579185,0,0,0,0,0,28.8,null,"",""]
["815_G_1","WECC_Idaho","Idaho",16,"Gooding",47,"815","1","Lower Malad",0,1948,9999,"Hydro","","","","","","Non-Fossil","G",2030,"Hydro","",0,0,0,0,0,0,0,0,0,0,0,0,0,0,0,0,12.231889929086602,17.996518445320536,30.7474294489881,60.97583782339524,0,0,0,0,0,0,0,0,0,0,0,0,0,0,0,0,0,0,0,0,0.24186598453750646,0.01700232700143037,0.025015160638995535,0.042738926934093285,0.08475641457451918,0,0,0,0,0,15.3,null,"",""]
["844_G_4","WECC_Idaho","Idaho",16,"Bonneville",19,"844","4","Upper Power Plant",0,1982,9999,"Hydro","","","","","","Non-Fossil","G",2030,"Hydro","",0,0,0,0,0,0,0,0,0,0,0,0,0,0,0,0,5.824646774200854,8.025153454886903,13.001700901986412,26.851501131074173,0,0,0,0,0,0,0,0,0,0,0,0,0,0,0,0,0,0,0,0,0.1264658742807576,8.096259016139187E-3,0.011154963302292795,0.018072364253761113,0.03732358657219309,0,0,0,0,0,8.000000000000002,null,"",""]
["8902_G_A2","WECC_Arizona","Arizona",4,"Mohave",15,"8902","A2","Hoover Dam (AZ)",0,1942,9999,"Hydro","","","","","","Non-Fossil","G",2030,"Hydro","",0,0,0,0,0,0,0,0,0,0,0,0,0,0,0,0,76.83016267347872,104.29308975963008,146.5806363606847,327.7038887937935,0,0,0,0,0,0,0,0,0,0,0,0,0,0,0,0,0,0,0,0,2.0550704568010305,0.10679392611613542,0.1449673947658858,0.20374708454135174,0.4555084054233729,0,0,0,0,0,130,null,"",""]
["934_G_6","MISO_Illinois","Illinois",17,"Clinton",27,"934","6","Breese",12948,1997,9999,"Combustion Turbine","","","","","","Fossil","G",2030,"Oil","",0,0,0,0,0,0,0,0,0,0,0,0,0,0,0,0,0,0,0,0,0,0,0,0,0,0,0,0,0,0,0,0,0,0,0,0,0,0,0,0,0.10626241788659792,0,0,0,0,0,0,0,0,0,2.4999999999999996,null,"",""]
["948_G_6","MISO_Illinois","Illinois",17,"Hamilton",65,"948","6","McLeansboro",10745,1979,9999,"Combustion Turbine","","","","","","Fossil","G",2030,"Oil","",0,0,0,0,0,0,0,0,0,0,0,0,0,0,0,0,0,0,0,0,0,0,0,0,0,0,0,0,0,0,0,0,0,0,0,0,0,0,0,0,0.04339547334610123,0,0,0,0,0,0,0,0,0,2.1999999999999997,null,"",""]
["958_G_10","MISO_Illinois","Illinois",17,"Champaign",19,"958","10","Rantoul",10745,2000,9999,"Combustion Turbine","","","","","","Fossil","G",2030,"Oil","",0,0,0,0,0,0,0,0,0,0,0,0,0,0,0,0,0,0,0,0,0,0,0,0,0,0,0,0,0,0,0,0,0,0,0,0,0,0,0,0,0.03550538728317373,0,0,0,0,0,0,0,0,0,1.7999999999999996,null,"",""]
["961_G_16","PJM_ComEd","Illinois",17,"Ogle",141,"961","16","South Main Street",14448,2016,9999,"Combustion Turbine","","","","","","Fossil","G",2030,"Oil","",0,0,0,0,0,0,0,0,0,0,0,0,0,0,0,0,0,0,0,0,0,0,0,0,0,0,0,0,0,0,0,0,0,0,0,0,0,0,0,0,0.03550538725848565,0,0,0,0,0,0,0,0,0,1.8000000000000003,null,"",""]
["971_G_5","MISO_Illinois","Illinois",17,"Monroe",133,"971","5","Waterloo",20565,1950,9999,"Combustion Turbine","","","","","","Fossil","G",2030,"Oil","",0,0,0,0,0,0,0,0,0,0,0,0,0,0,0,0,0,0,0,0,0,0,0,0,0,0,0,0,0,0,0,0,0,0,0,0,0,0,0,0,0.017001986861855667,0,0,0,0,0,0,0,0,0,0.3999999999999999,null,"",""]
["10025_B_44","NY_Zone B (Genesee)","New York",36,"Monroe",55,"10025","44","RED-Rochester, LLC",8300,1948,9999,"O/G Steam","tangential","dry","","FU + LA","","Fossil","B",2030,"NaturalGas","",0.34199773683962276,0.46359693216037745,0.6206425259999999,1.4262371950000001,0,0,0,0,0,0,0,0,0,0,0,0,41.20454664042453,55.85505211257547,74.77620774399999,171.835806497,26.40541371367926,35.79400525632074,47.919389063,110.118808033,3.1574165094339623E-8,4.280053490566035E-8,5.7294699999999995E-8,1.3166939999999995E-7,0.012144947264150899,0.0164631507358491,0.022040083,0.050648181,0,0,0,0,0,0,0,0,0.489414556,0.0362419129503345,0.049127926443786656,0.06577023733481491,0.15114007672893606,0.9751865110830531,1.0982045959169469,1.277982806,3.3513739129999998,0,23.8,null,"",""]
["1012_B_3","MISO_Indiana (including parts of Kentucky)","Indiana",18,"Warrick",173,"1012","3","F B Culley",10808,1973,9999,"Coal Steam","wall","dry","Baghouse + Wet Scrubber + SCR + Mercury Control + DSI","LNB","Wet Scrubber","Fossil","B",2030,"Coal","",4.670385396962984,5.247091509037019,6.687456398,16.604933304000003,4.670385396962984,5.247091509037019,6.687456398,16.604933304000003,0,0,0,0,0,0,0,0,432.12300123296455,485.4821899930351,618.7505920279999,1536.3557832539996,481.204461954011,540.6243022409891,689.029616345,1710.85838054,8.0280814391387107E-4,9.0194008358612939E-4,0.001149529215,2.8542774425000007E-3,0.24673646101886054,0.27720384498113954,0.267498256,0.7914385620000001,0.5172338455111836,0.5811026474888163,0.7406195640000001,1.8389560569999999,2.335212263992352E-3,2.6235677360076474E-3,3.3437809999999997E-3,8.302561E-3,15.00624595,2.9672895983908902,3.3336949166326217,4.248818485672481,10.549803000695992,8.272325207358525,9.293804186641475,11.845021220000001,29.411150614,0,270,"Scrubber / SCR / Mercury Control / DSI","Wet Scrubber",""]
["10186_G_AB4","ISONE_Maine","Maine",23,"Somerset",25,"10186","AB4","Anson Abenaki Hydros",0,1983,9999,"Hydro","","","","","","Non-Fossil","G",2030,"Hydro","",0,0,0,0,0,0,0,0,0,0,0,0,0,0,0,0,3.4313374069689653,4.483279857885131,5.045301798669042,12.959919063523138,0,0,0,0,0,0,0,0,0,0,0,0,0,0,0,0,0,0,0,0,0.03477811542111509,4.769558995686863E-3,0.006231759002460339,0.007012969500149969,0.01801428749829717,0,0,0,0,0,2.2000000000000015,null,"",""]
["10387_G_2A","WECC_San Diego Gas and Electric","California",6,"San Diego",73,"10387","2A","Sycamore Energy 1",22752,2011,9999,"Landfill Gas","","","","","","Non-Fossil","G",2030,"LF Gas","",0.030400643792863724,0.005544238608637654,3.8332570471262257E-3,0.039778139448627604,0,0,0,0,0,0,0,0,0,0,0,0,1.336174568652361,0.24368137339055804,0.16848000000000005,1.7483359420429192,1.751958700757292,0.319508926707577,0.22090676529426034,2.29237439275913,0,0,0,0,0.001119961569580818,2.0425008814181693E-4,1.4122123731875378E-4,0.001465432895041389,0,0,0,0,0,0,0,0,0.23931259545064387,9.26904006994172E-3,1.6904171559960005E-3,1.1687453927212742E-3,0.012128202618658995,0,0,0,0,0,0.8034334763948501,null,"",""]
["10477_B_R2","MISO_Wisconsin- Upper Michigan (WUMS)","Wisconsin",55,"Wood",141,"10477","R2","Wisconsin Rapids Pulp Mill",5149,1975,9999,"Non-Fossil Waste","","","ESPC","","","Non-Fossil","B",2030,"Non-Fossil","",0.03384938943867782,0.04816808039465554,0.057130947166666675,0.13914841700000005,0,0,0,0,0,0,0,0,0,0,0,0,6.573973482666668,9.354841800000004,11.095542295,27.02435757766667,0,0,0,0,0,0,0,0,0,0,0,0,0,0,0,0,0,0,0,0,2.79970018,0.04560363971829584,0.06489451717347086,0.076969752712638,0.1874679096044047,0,0,0,0,0,10.8,null,"",""]
["10519_G_4","ISONE_MA, VT, NH, RI (Rest of ISO New England)","New Hampshire",33,"Strafford",17,"10519","4","Milton Hydro",0,1987,9999,"Hydro","","","","","","Non-Fossil","G",2030,"Hydro","",0,0,0,0,0,0,0,0,0,0,0,0,0,0,0,0,0.16835033803557453,0.2718950786552338,0.26261380591674677,0.7028592226075552,0,0,0,0,0,0,0,0,0,0,0,0,0,0,0,0,0,0,0,0,0.004742470284889315,2.3400696986944857E-4,0.000377934159330775,3.6503319022427797E-4,9.7697431942450163E-4,0,0,0,0,0,0.29999999999999993,null,"",""]
["10629_B_BLR3","PJM_SWMAAC","Maryland",24,"Baltimore City",510,"10629","BLR3","Wheelabrator Baltimore Refuse",12756,1985,9999,"Municipal Solid Waste","","","ESPH + Dry Scrubber + SNCR + Mercury Control","","Dry Scrubber","Non-Fossil","B",2030,"MSW","",0.3238243291612167,0.45589264750545005,0.6437253200000002,1.4234422966666669,0,0,0,0,0,0,0,0,0,0,0,0,25.38604024925136,35.739467534415304,50.464512357000004,111.59002014066667,25.868050072094597,36.41805995157207,51.42269214466666,113.70880216833332,1.6179494212356293E-3,0.002277812933597705,0.003216296349,0.007112058703833334,0.08725892840248464,0.12284655693084864,0.1734606596666666,0.38356614499999986,0.009851801046366584,0.01386975362030008,0.019584267666666662,0.043305822333333334,0,0,0,0,5.375210863333333,0.17933404107156947,0.2524735278036072,0.35649533534296907,0.7883029042181458,0,0,0,0,0,20.4,"Scrubber / SNCR / Mercury Control","Dry Scrubber",""]
["1067_G_2","MISO_Iowa","Iowa",19,"Jackson",97,"1067","2","Iowa Hydro LLC",0,1924,9999,"Hydro","","","","","","Non-Fossil","G",2030,"Hydro","",0,0,0,0,0,0,0,0,0,0,0,0,0,0,0,0,0.7014032610000001,1.1165044035000002,1.6946472780000001,3.5125549425000004,0,0,0,0,0,0,0,0,0,0,0,0,0,0,0,0,0,0,0,0,0.0094849405,9.749505327900002E-4,1.5519411208650003E-3,2.3555597164200003E-3,0.004882451370075001,0,0,0,0,0,0.6,null,"",""]
["10864_B_3","MISO_Iowa","Iowa",19,"Linn",113,"10864","3","Archer Daniels Midland Cedar Rapids",8300,1989,9999,"Coal Steam","FBC","dry","Baghouse + Reagent Injection + SNCR + DSI","","Reagent Injection","Fossil","B",2030,"Coal","",0.5877932234345964,0.7770412545654037,0.7515777341538461,2.116412212153846,0,0,0,0,0.5877932234345964,0.7770412545654037,0.7515777341538461,2.116412212153846,0,0,0,0,69.62977694543959,92.04803164732967,89.03163203307693,250.70944062584618,83.59734736887752,110.20410062635325,106.63608706446156,300.4375350596923,2.4327445509228794E-4,2.8855937744617374E-4,2.8374619830769229E-4,0.000815580030846154,0.025623818569587703,0.0338737558281568,0.03276370519074302,0.09226127958848752,0.03362769735671754,0.024794743566359398,0.026744828769230768,0.0851672696923077,2.7989592499557222E-4,3.7001222885058163E-4,3.5790046153846155E-4,1.0078086153846155E-3,2.1879450061538464,0.5940773681023799,0.7853486651680531,0.7596129121239998,2.139038945394433,1.0578998826706956,1.3640540536369965,1.3241952860000001,3.746149222307692,0,40,"SNCR / DSI","",""]
["1355_G_SOLAR","SERC_Central_Kentucky","Kentucky",21,"Mercer",167,"1355","SOLAR","E W Brown",0,2016,9999,"Solar PV","","","","","","Non-Fossil","G",2030,"Solar","",0,0,0,0,0,0,0,0,0,0,0,0,0,0,0,0,2.3181132157935176,5.292374889718295,8.80713304094488,16.417621146456693,0,0,0,0,0,0,0,0,0,0,0,0,0,0,0,0,0,0,0,0,0.3159841322834646,0,0,0,0,0,0,0,0,0,10,null,"",""]
["1365_G_1","SERC_Central_Kentucky","Kentucky",21,"Jefferson",111,"1365","1","Ohio Falls",0,1928,9999,"Hydro","","","","","","Non-Fossil","G",2030,"Hydro","",0,0,0,0,0,0,0,0,0,0,0,0,0,0,0,0,9.48045980044478,11.262462718430221,13.284033911500003,34.026956430375,0,0,0,0,0,0,0,0,0,0,0,0,0,0,0,0,0,0,0,0,0.19918375200000005,0.0131778391226182,0.01565482317861795,0.0184648071369851,0.047297469438221246,0,0,0,0,0,12.600000000000003,null,"",""]
["141_G_PV-3","WECC_Arizona","Arizona",4,"Maricopa",13,"141","PV-3","Agua Fria",0,2001,9999,"Solar PV","","","","","","Non-Fossil","G",2030,"Solar","",0,0,0,0,0,0,0,0,0,0,0,0,0,0,0,0,0.08654356266162072,0.16280756498588667,0.24659130440463498,0.4959424320521423,0,0,0,0,0,0,0,0,0,0,0,0,0,0,0,0,0,0,0,0,6.31968265182701E-3,0,0,0,0,0,0,0,0,0,0.20000000000000012,null,"",""]
["1482_G_3","ISONE_Maine","Maine",23,"York",31,"1482","3","Bonny Eagle",0,1910,9999,"Hydro","","","","","","Non-Fossil","G",2030,"Hydro","",0,0,0,0,0,0,0,0,0,0,0,0,0,0,0,0,1.7991148188962462,2.292162733373896,2.630144277743529,6.7214218300136706,0,0,0,0,0,0,0,0,0,0,0,0,0,0,0,0,0,0,0,0,0.023712351425415515,2.5007695982657827E-3,3.1861061993897154E-3,3.6559005460635053E-3,0.009342776343719003,0,0,0,0,0,1.4999999999999993,null,"",""]
["154_G_N3","WECC_Southern Nevada","Nevada",32,"Clark",3,"154","N3","Hoover Dam (NV)",0,1937,9999,"Hydro","","","","","","Non-Fossil","G",2030,"Hydro","",0,0,0,0,0,0,0,0,0,0,0,0,0,0,0,0,53.48659514953394,92.77811331586918,122.93144705130845,269.19615551671154,0,0,0,0,0,0,0,0,0,0,0,0,0,0,0,0,0,0,0,0,2.0550704563209545,0.07434636725785217,0.12896157750905815,0.17087471140131877,0.3741826561682291,0,0,0,0,0,130,null,"",""]
["1638_G_RB4","ISONE_MA, VT, NH, RI (Rest of ISO New England)","Massachusetts",25,"Hampden",13,"1638","RB4","Redbridge",0,1926,9999,"Hydro","","","","","","Non-Fossil","G",2030,"Hydro","",0,0,0,0,0,0,0,0,0,0,0,0,0,0,0,0,1.3561280207983335,1.8951721666360368,1.7369675867253043,4.988267774159674,0,0,0,0,0,0,0,0,0,0,0,0,0,0,0,0,0,0,0,0,0.02845482172124492,1.8850179489096836E-3,2.6342893116240913E-3,0.002414384945548173,0.006933692206081948,0,0,0,0,0,1.7999999999999998,null,"",""]
["1713_G_1","MISO_Lower Michigan","Michigan",26,"Mason",105,"1713","1","Ludington",0,1973,9999,"Pumped Storage","","","","","","Non-Fossil","G",2030,"Pumps","",0,0,0,0,0,0,0,0,0,0,0,0,0,0,0,0,14.296513429574851,4.358902084405483,94.96052338510228,113.61593889908262,0,0,0,0,0,0,0,0,0,0,0,0,0,0,0,0,0,0,0,0,6.747267886166958,2.172622437352195E-4,6.62416645670385e-05,1.4431026472677248E-3,1.7266065555699827E-3,0,0,0,0,0,369,null,"",""]
["1751_G_68","MISO_Wisconsin- Upper Michigan (WUMS)","Michigan",26,"Chippewa",33,"1751","68","Edison Sault",0,1916,9999,"Hydro","","","","","","Non-Fossil","G",2030,"Hydro","",0,0,0,0,0,0,0,0,0,0,0,0,0,0,0,0,0.4935125010255508,0.8137577939283875,0.7181363709420509,2.0254066658959893,0,0,0,0,0,0,0,0,0,0,0,0,0,0,0,0,0,0,0,0,0.006323293711738487,0.000685982376425519,1.1311233335604622E-3,9.9820955560944963E-4,2.8153152655954307E-3,0,0,0,0,0,0.4000000000000002,null,"",""]
["1751_G_74","MISO_Wisconsin- Upper Michigan (WUMS)","Michigan",26,"Chippewa",33,"1751","74","Edison Sault",0,1916,9999,"Hydro","","","","","","Non-Fossil","G",2030,"Hydro","",0,0,0,0,0,0,0,0,0,0,0,0,0,0,0,0,0.4935125010255508,0.8137577939283875,0.7181363709420509,2.0254066658959893,0,0,0,0,0,0,0,0,0,0,0,0,0,0,0,0,0,0,0,0,0.006323293711738487,0.000685982376425519,1.1311233335604622E-3,9.9820955560944963E-4,2.8153152655954307E-3,0,0,0,0,0,0.4000000000000002,null,"",""]
["1776_G_1","MISO_Wisconsin- Upper Michigan (WUMS)","Michigan",26,"Menominee",109,"1776","1","Chalk Hill",0,1927,9999,"Hydro","","","","","","Non-Fossil","G",2030,"Hydro","",0,0,0,0,0,0,0,0,0,0,0,0,0,0,0,0,3.207831256666081,5.289425660534519,4.667886411123331,13.16514332832393,0,0,0,0,0,0,0,0,0,0,0,0,0,0,0,0,0,0,0,0,0.04110140912630017,0.004458885446765875,0.007352301668143004,0.006488362111461424,0.018299549226370303,0,0,0,0,0,2.6000000000000014,null,"",""]
["1899_G_4","MISO_Minnesota and Western Wisconsin","Minnesota",27,"Carlton",17,"1899","4","Scanlon",0,1923,9999,"Hydro","","","","","","Non-Fossil","G",2030,"Hydro","",0,0,0,0,0,0,0,0,0,0,0,0,0,0,0,0,0.4258986103872511,0.7212550439893584,0.9960669427181298,2.1432205970947393,0,0,0,0,0,0,0,0,0,0,0,0,0,0,0,0,0,0,0,0,0.006323293712280708,5.9199906843827844E-4,1.0025445111452069E-3,1.3845330503781995E-3,2.979076629961685E-3,0,0,0,0,0,0.40000000000000047,null,"",""]
["1902_G_3","MISO_Minnesota and Western Wisconsin","Minnesota",27,"Lake",75,"1902","3","Winton",0,1923,9999,"Hydro","","","","","","Non-Fossil","G",2030,"Hydro","",0,0,0,0,0,0,0,0,0,0,0,0,0,0,0,0,1.2944748911531785,2.1402813703295784,2.688915708534482,6.12367197001724,0,0,0,0,0,0,0,0,0,0,0,0,0,0,0,0,0,0,0,0,0.0316164685689655,1.7993200987029177E-3,0.002974991104758114,3.7375928348629297E-3,8.511904038323961E-3,0,0,0,0,0,1.9999999999999991,null,"",""]
["2001_B_2","MISO_Minnesota and Western Wisconsin","Minnesota",27,"Brown",15,"2001","2","New Ulm",8300,1947,9999,"O/G Steam","","","","","","Fossil","B",2030,"NaturalGas","",3.4294095483870966E-3,1.4924282293906808E-3,0.018771522844444447,0.023693360622222222,0,0,0,0,0,0,0,0,0,0,0,0,0.4131818784,0.17981063226666671,2.261629263288889,2.854621773955556,0.2997728093109679,0.13045668553347656,1.6408632448888891,2.0710927397333334,3.5842683870967766E-10,1.5598205017921136E-10,1.9621333333333334E-9,2.4765422222222221E-9,0.000590508730460254,2.569806512188143E-4,0.003232254115313407,0.004079743496992475,0,0,0,0,0,0,0,0,0.05695531715555555,3.6341867319412361E-4,1.5815442259373868E-4,0.001989240935019316,0.002510814030807178,0.012804665276113037,0.005123122101664742,0.05466257955555557,0.07259036693333336,0,1.6,null,"",""]
["2098_B_8","SPP North- (Kansas, Missouri)","Missouri",29,"Buchanan",21,"2098","8","Lake Road (MO)",10957,2006,9999,"O/G Steam","wall","","","FR + LNB","","Fossil","B",2030,"NaturalGas","",0.000680344,0,0.009797139,0.010477483,0,0,0,0,0,0,0,0,0,0,0,0,0.062088883,0,0.8941443499999999,0.956233233,0.076949877,0,1.108158104,1.1851079809999998,9.204499999999999e-11,0,1.3255499999999998E-9,1.4175949999999998E-9,6.605e-05,0,0.000950515,0.001016565,0,0,0,0,0,0,0,0,0.040598803,5.78706274367776e-05,0,8.3339709225481885E-4,8.9126771969159641E-4,0.002188196,0,0.025418844000000003,0.027607040000000003,0,1.9,null,"",""]
["2203_G_3","WECC_Montana","Montana",30,"Flathead",29,"2203","3","Hungry Horse",0,1953,9999,"Hydro","","","","","","Non-Fossil","G",2030,"Hydro","",0,0,0,0,0,0,0,0,0,0,0,0,0,0,0,0,83.89511048117829,116.2516487581514,189.32288739923607,389.46964663856573,0,0,0,0,0,0,0,0,0,0,0,0,0,0,0,0,0,0,0,0,1.6914810684101795,0.11661420356883782,0.16158979177383045,0.2631588134849381,0.5413628088276063,0,0,0,0,0,106.99999999999999,null,"",""]
["2352_G_2","ISONE_MA, VT, NH, RI (Rest of ISO New England)","Vermont",50,"Windham",25,"2352","2","Vernon Dam",0,1909,9999,"Hydro","","","","","","Non-Fossil","G",2030,"Hydro","",0,0,0,0,0,0,0,0,0,0,0,0,0,0,0,0,2.5416788909850836,3.6210919743435377,3.5785393647349824,9.741310230063604,0,0,0,0,0,0,0,0,0,0,0,0,0,0,0,0,0,0,0,0,0.03793976228268551,0.003532933658469264,0.00503331784433752,0.004974169716981632,0.013540421219788417,0,0,0,0,0,2.4,null,"",""]
["2353_G_GEN3","ISONE_MA, VT, NH, RI (Rest of ISO New England)","Vermont",50,"Windsor",27,"2353","GEN3","Wilder",0,1987,9999,"Hydro","","","","","","Non-Fossil","G",2030,"Hydro","",0,0,0,0,0,0,0,0,0,0,0,0,0,0,0,0,2.860545670750283,4.074734810000182,4.058198938089385,10.99347941883985,0,0,0,0,0,0,0,0,0,0,0,0,0,0,0,0,0,0,0,0,0.044263055992551203,3.9761584823428935E-3,0.005663881385900253,0.005640896523944244,0.015280936392187392,0,0,0,0,0,2.7999999999999994,null,"",""]
["2550_G_3","NY_Zone D (North)","New York",36,"Franklin",33,"2550","3","Chasm",0,1926,9999,"Hydro","","","","","","Non-Fossil","G",2030,"Hydro","",0,0,0,0,0,0,0,0,0,0,0,0,0,0,0,0,1.1289455999999998,1.2703580794285707,1.5931539848571432,3.992457664285714,0,0,0,0,0,0,0,0,0,0,0,0,0,0,0,0,0,0,0,0,0.009484940571428572,1.5692343839999996E-3,1.7657977304057137E-3,2.214484038951429E-3,0.005549516153357142,0,0,0,0,0,0.6,null,"",""]
["2555_G_2","NY_Zone C&E","New York",36,"Lewis",49,"2555","2","Eagle",0,1915,9999,"Hydro","","","","","","Non-Fossil","G",2030,"Hydro","",0,0,0,0,0,0,0,0,0,0,0,0,0,0,0,0,1.3156140984907145,1.7808933589377813,2.198853620153805,5.295361077582301,0,0,0,0,0,0,0,0,0,0,0,0,0,0,0,0,0,0,0,0,0.01896988113879378,1.8287035969020932E-3,0.002475441768923516,3.0564065320137918E-3,0.007360551897839401,0,0,0,0,0,1.1999999999999995,null,"",""]
["2582_G_1","NY_Zone C&E","New York",36,"Oswego",75,"2582","1","Lighthouse Hill",0,1930,9999,"Hydro","","","","","","Non-Fossil","G",2030,"Hydro","",0,0,0,0,0,0,0,0,0,0,0,0,0,0,0,0,4.385380328302382,5.936311196459272,7.329512067179352,17.651203591941005,0,0,0,0,0,0,0,0,0,0,0,0,0,0,0,0,0,0,0,0,0.0632329371293126,0.006095678656340311,0.008251472563078389,0.010188021773379309,0.02453517299279801,0,0,0,0,0,3.999999999999999,null,"",""]
["2634_G_SWI3","NY_Zone G-I (Downstate NY)","New York",36,"Sullivan",105,"2634","SWI3","Swinging Bridge 2",0,2019,9999,"Hydro","","","","","","Non-Fossil","G",2030,"Hydro","",0,0,0,0,0,0,0,0,0,0,0,0,0,0,0,0,0.5500283791874195,0.7448513087699701,0.9196876892197069,2.214567377177097,0,0,0,0,0,0,0,0,0,0,0,0,0,0,0,0,0,0,0,0,0.01896988114513981,7.6453944707051337E-4,1.0353433191902588E-3,1.2783658880153935E-3,0.003078248654276166,0,0,0,0,0,1.1999999999999997,null,"",""]
["2693_G_10","NY_Zone A (West)","New York",36,"Niagara",63,"2693","10","Robert Moses Niagara",0,1961,9999,"Hydro","","","","","","Non-Fossil","G",2030,"Hydro","",0,0,0,0,0,0,0,0,0,0,0,0,0,0,0,0,289.45187244848586,379.31831051743717,455.52028642861546,1124.2904693945384,0,0,0,0,0,0,0,0,0,0,0,0,0,0,0,0,0,0,0,0,2.9608822815384617,0.4023381027033953,0.5272524516192376,0.6331731981357754,1.5627637524584084,0,0,0,0,0,187.3,null,"",""]
["2712_B_3A","SERC_VACAR","North Carolina",37,"Person",145,"2712","3A","Roxboro",10296,1973,9999,"Coal Steam","wall","dry","ESPC + Wet Scrubber + SCR","LNB + OFA","Wet Scrubber","Fossil","B",2030,"Coal","",4.810825892030937,3.8680221284690637,8.950059001,17.628907021499998,4.810825892030937,3.8680221284690637,8.950059001,17.628907021499998,0,0,0,0,0,0,0,0,467.2519319649834,375.68202486901674,869.275349807,1712.2093066410002,500.0601848682494,402.3258570787506,931.2499405395,1833.6359824864999,0.00102826328633145,8.2609662391854965E-4,1.9106731462499998E-3,0.0037650330565,0.3486164996852763,0.28029622468062576,0.6485660261001821,1.2774787504660843,0.23107152403802447,0.16618546996197556,0.36054338649999995,0.7578003805,2.4053949250578376E-3,1.9339965749421617E-3,0.004475012,0.008814403499999998,16.847080495,2.3758407224556506,1.9102342704605335,4.420013345719293,8.706088338635478,12.441128268057792,10.002972571442207,23.1454711865,45.589572026,0,347,"Scrubber / SCR","Wet Scrubber",""]
["2758_G_2","PJM_Dominion","North Carolina",37,"Halifax",83,"2758","2","Roanoke Rapids",0,1955,9999,"Hydro","","","","","","Non-Fossil","G",2030,"Hydro","",0,0,0,0,0,0,0,0,0,0,0,0,0,0,0,0,13.770290806096616,15.794191285019176,16.058787022736844,45.62326911385263,0,0,0,0,0,0,0,0,0,0,0,0,0,0,0,0,0,0,0,0,0.3793976228210526,0.0191407042204743,0.02195392588617666,0.022321713961604213,0.06341634406825516,0,0,0,0,0,24,null,"",""]
["2876_B_3","PJM West","Ohio",39,"Gallia",53,"2876","3","Kyger Creek",10579,1955,9999,"Coal Steam","wall","wet","ESPC + Wet Scrubber + SCR","OFA","Wet Scrubber","Fossil","B",2030,"Coal","",3.456949778108752,0,4.270921594077508,7.727871372186259,3.456949778108752,0,4.270921594077508,7.727871372186259,0,0,0,0,0,0,0,0,327.1126029385448,0,404.13438701199163,731.2469899505365,359.1237176073402,0,443.682824121453,802.8065417287933,6.9392604927532957E-4,0,8.5731755946695206E-4,1.5512436087422817E-3,0.41189556617927625,0,0.16729199901672911,0.5791875651960053,0.20702965333989196,0,0.25577676119054654,0.4628064145304385,1.7284697980138608E-3,0,0.002135474190689109,3.8639439887029696E-3,12.08843660906445,1.703739929440711,0,2.1049017550135,3.8086416844542113,6.9578862465011655,0,8.596186963886367,15.554073210387534,0,192,"Scrubber / SCR","Wet Scrubber",""]
["2987_G_2","SPP West (Oklahoma, Arkansas, Louisiana)","Oklahoma",40,"Muskogee",101,"2987","2","Webbers Falls",0,1973,9999,"Hydro","","","","","","Non-Fossil","G",2030,"Hydro","",0,0,0,0,0,0,0,0,0,0,0,0,0,0,0,0,12.306414218015405,20.679433715608347,31.465396444994102,64.45124437861786,0,0,0,0,0,0,0,0,0,0,0,0,0,0,0,0,0,0,0,0,0.3952058570584762,0.017105915763041355,0.02874441286469558,0.04373690105854187,0.0895872296862788,0,0,0,0,0,25.00000000000001,null,"",""]
["3008_B_2","SPP West (Oklahoma, Arkansas, Louisiana)","Oklahoma",40,"Woodward",153,"3008","2","Mooreland",11362,1968,9999,"O/G Steam","wall","dry","","","","Fossil","B",2030,"NaturalGas","",0,0,0,0,0,0,0,0,0,0,0,0,0,0,0,0,0,0,0,0,0,0,0,0,0,0,0,0,0,0,0,0,0,0,0,0,0,0,0,0,4.223987874037268,0,0,0,0,0,0,0,0,0,132,null,"",""]
["3257_G_3","SERC_VACAR","South Carolina",45,"Chester",23,"3257","3","Fishing Creek",0,1916,9999,"Hydro","","","","","","Non-Fossil","G",2030,"Hydro","",0,0,0,0,0,0,0,0,0,0,0,0,0,0,0,0,7.968773779840548,9.15051543236129,9.733789492354742,26.85307870455658,0,0,0,0,0,0,0,0,0,0,0,0,0,0,0,0,0,0,0,0,0.15808234284403672,0.011076595553978382,0.012719216450982158,0.013529967394373088,0.037325779399333625,0,0,0,0,0,10,null,"",""]
["3267_G_2","SERC_VACAR","South Carolina",45,"Greenville",45,"3267","2","Saluda Dam",0,1996,9999,"Hydro","","","","","","Non-Fossil","G",2030,"Hydro","",0,0,0,0,0,0,0,0,0,0,0,0,0,0,0,0,0.26825567436477804,0.2842589641529919,0.2966258626912891,0.8491405012090592,0,0,0,0,0,0,0,0,0,0,0,0,0,0,0,0,0,0,0,0,0.00948494057142857,3.7287538736704149E-4,3.951199601726587E-4,4.1230994914089118E-4,1.1803052966805913E-3,0,0,0,0,0,0.5999999999999999,null,"",""]
["3293_G_3","SERC_VACAR","South Carolina",45,"Lexington",63,"3293","3","Saluda Lexington",0,1930,9999,"Hydro","","","","","","Non-Fossil","G",2030,"Hydro","",0,0,0,0,0,0,0,0,0,0,0,0,0,0,0,0,15.648247671278721,16.581772908924524,17.303175323658532,49.53319590386178,0,0,0,0,0,0,0,0,0,0,0,0,0,0,0,0,0,0,0,0,0.5532881999999999,0.02175106426307742,0.02304866434340509,0.02405141369988532,0.06885114230636784,0,0,0,0,0,34.99999999999999,null,"",""]
["3398_G_4","SERC_Central_TVA","Tennessee",47,"Hamilton",65,"3398","4","Chickamauga",0,1952,9999,"Hydro","","","","","","Non-Fossil","G",2030,"Hydro","",0,0,0,0,0,0,0,0,0,0,0,0,0,0,0,0,39.803412723945044,42.41024550500505,47.00751931898507,129.22117754793516,0,0,0,0,0,0,0,0,0,0,0,0,0,0,0,0,0,0,0,0,0.559611493680436,0.0553267436862836,0.05895024125195702,0.06534045185338924,0.17961743679162986,0,0,0,0,0,35.39999999999999,null,"",""]
["3407_B_8","SERC_Central_TVA","Tennessee",47,"Roane",145,"3407","8","Kingston",11110,1955,9999,"Coal Steam","tangential","dry","ESPC + Cyclone + Wet Scrubber + SCR","LNC2","Wet Scrubber","Fossil","B",2030,"","Coal Retirement",0,0,0,0,0,0,0,0,0,0,0,0,0,0,0,0,0,0,0,0,0,0,0,0,0,0,0,0,0,0,0,0,0,0,0,0,0,0,0,0,0,0,0,0,0,0,0,0,0,0,174,"Scrubber / SCR","Wet Scrubber",""]
["3423_G_3","SERC_Central_TVA","Tennessee",47,"Smith",159,"3423","3","Cordell Hull",0,1974,9999,"Hydro","","","","","","Non-Fossil","G",2030,"Hydro","",0,0,0,0,0,0,0,0,0,0,0,0,0,0,0,0,42.72682721779411,45.52512229350825,50.46004898648115,138.7119984977835,0,0,0,0,0,0,0,0,0,0,0,0,0,0,0,0,0,0,0,0,0.6007129028208069,0.0593902898327338,0.06327991998797647,0.07013946809120879,0.19280967791191905,0,0,0,0,0,37.999999999999986,null,"",""]
["3658_G_2","WECC_Utah","Utah",49,"Wasatch",51,"3658","2","Snake Creek",0,1910,9999,"Hydro","","","","","","Non-Fossil","G",2030,"Hydro","",0,0,0,0,0,0,0,0,0,0,0,0,0,0,0,0,0.43199252247612596,0.6052709589975581,0.9412754257017545,1.9785389071754387,0,0,0,0,0,0,0,0,0,0,0,0,0,0,0,0,0,0,0,0,0.007904117140350877,6.0046960624181539E-4,8.4132663300660665E-4,1.3083728417254388E-3,2.7501690809738607E-3,0,0,0,0,0,0.5,null,"",""]
["3711_G_1","ISONE_MA, VT, NH, RI (Rest of ISO New England)","Vermont",50,"Chittenden",7,"3711","1","Clark Falls",0,1937,9999,"Hydro","","","","","","Non-Fossil","G",2030,"Hydro","",0,0,0,0,0,0,0,0,0,0,0,0,0,0,0,0,3.064870361518161,4.365787296428766,4.348070290810056,11.778727948756982,0,0,0,0,0,0,0,0,0,0,0,0,0,0,0,0,0,0,0,0,0.047424702849162004,0.004260169802510244,0.006068444342035984,6.043817704225977E-3,0.016372431848772205,0,0,0,0,0,2.9999999999999996,null,"",""]
["3745_G_GEN2","ISONE_MA, VT, NH, RI (Rest of ISO New England)","Vermont",50,"Windham",25,"3745","GEN2","Bellows Falls",0,1928,9999,"Hydro","","","","","","Non-Fossil","G",2030,"Hydro","",0,0,0,0,0,0,0,0,0,0,0,0,0,0,0,0,16.039488225278372,22.847620184643876,22.75490118857262,61.64200959849487,0,0,0,0,0,0,0,0,0,0,0,0,0,0,0,0,0,0,0,0,0.2481892782439478,0.022294888633136938,0.031758192056654984,0.031629312652115944,0.08568239334190786,0,0,0,0,0,15.699999999999996,null,"",""]
["3779_G_3","PJM West","Virginia",51,"Campbell",31,"3779","3","Reusens",0,1903,9999,"Hydro","","","","","","Non-Fossil","G",2030,"Hydro","",0,0,0,0,0,0,0,0,0,0,0,0,0,0,0,0,0.6792287458203533,0.8165829467289721,1.2793134456905504,2.7751251382398756,0,0,0,0,0,0,0,0,0,0,0,0,0,0,0,0,0,0,0,0,0.039520585695742474,9.4412795669029112E-4,1.1350502959532713E-3,1.7782456895098647E-3,0.003857423942153427,0,0,0,0,0,2.5,null,"",""]
["3860_G_2","WECC_Pacific Northwest","Washington",53,"King",33,"3860","2","Snoqualmie",0,1898,9999,"Hydro","","","","","","Non-Fossil","G",2030,"Hydro","",0,0,0,0,0,0,0,0,0,0,0,0,0,0,0,0,1.222519496934272,1.691931942200867,2.1335714268951005,5.048022866030239,0,0,0,0,0,0,0,0,0,0,0,0,0,0,0,0,0,0,0,0,0.023712351425987134,0.001699302100738636,2.3517853996592023E-3,0.002965664283384188,0.007016751783782025,0,0,0,0,0,1.5,null,"",""]
["3883_G_C-10","WECC_Pacific Northwest","Washington",53,"Chelan",7,"3883","C-10","Rocky Reach",0,1974,9999,"Hydro","","","","","","Non-Fossil","G",2030,"Hydro","",0,0,0,0,0,0,0,0,0,0,0,0,0,0,0,0,124.01173986137636,152.14408901387029,221.3460094707684,497.50183834601506,0,0,0,0,0,0,0,0,0,0,0,0,0,0,0,0,0,0,0,0,2.0534896330373025,0.1723763184073135,0.21148028372927957,0.30767095316436843,0.6915275553009614,0,0,0,0,0,129.90000000000003,null,"",""]
["3888_G_7A","WECC_Pacific Northwest","Washington",53,"Grant",25,"3888","7A","Wanapum",0,2011,9999,"Hydro","","","","","","Non-Fossil","G",2030,"Hydro","",0,0,0,0,0,0,0,0,0,0,0,0,0,0,0,0,116.46984028225725,142.89129216561437,207.88462792493144,467.2457603728031,0,0,0,0,0,0,0,0,0,0,0,0,0,0,0,0,0,0,0,0,1.9286045820913886,0.16189307799233757,0.19861889611020397,0.2889596328156547,0.6494716069181963,0,0,0,0,0,122,null,"",""]
["3925_G_1","WECC_Pacific Northwest","Washington",53,"Walla Walla",71,"3925","1","Ice Harbor",0,1962,9999,"Hydro","","","","","","Non-Fossil","G",2030,"Hydro","",0,0,0,0,0,0,0,0,0,0,0,0,0,0,0,0,58.68093585284505,81.2127332256416,102.41142849096481,242.30509756945148,0,0,0,0,0,0,0,0,0,0,0,0,0,0,0,0,0,0,0,0,1.1381928684473825,0.08156650083545451,0.11288569918364168,0.142351885602441,0.3368040856215372,0,0,0,0,0,72,null,"",""]
["3971_G_1","MISO_Wisconsin- Upper Michigan (WUMS)","Wisconsin",55,"Wood",141,"3971","1","Biron",0,1921,9999,"Hydro","","","","","","Non-Fossil","G",2030,"Hydro","",0,0,0,0,0,0,0,0,0,0,0,0,0,0,0,0,1.551768702039646,2.345953151718118,3.1948663937639745,7.092588247521738,0,0,0,0,0,0,0,0,0,0,0,0,0,0,0,0,0,0,0,0,0.020550704571428567,2.1569584958351126E-3,3.2608748808881844E-3,0.004440864287331913,0.00985869766405521,0,0,0,0,0,1.2999999999999998,null,"",""]
["3989_G_1","MISO_Minnesota and Western Wisconsin","Wisconsin",55,"Ashland",3,"3989","1","White River (WI)",0,1907,9999,"Hydro","","","","","","Non-Fossil","G",2030,"Hydro","",0,0,0,0,0,0,0,0,0,0,0,0,0,0,0,0,0.25466458494947886,0.38365483103160236,0.5231750581243243,1.1614944741054054,0,0,0,0,0,0,0,0,0,0,0,0,0,0,0,0,0,0,0,0,0.003161646856756757,3.5398377307977586E-4,5.3328021513392664E-4,7.2721333079280991E-4,1.6144773190065124E-3,0,0,0,0,0,0.2,null,"",""]
["4041_B_6","MISO_Wisconsin- Upper Michigan (WUMS)","Wisconsin",55,"Milwaukee",79,"4041","6","South Oak Creek",10316,1961,9999,"Coal Steam","wall","dry","ESPC + Wet Scrubber + SCR","STC","Wet Scrubber","Fossil","B",2030,"Coal","",4.0450233967227565,2.966238133277245,4.282797807000001,11.294059337000002,0,0,0,0,4.0450233967227565,2.966238133277245,4.282797807000001,11.294059337000002,0,0,0,0,392.1116126174999,287.53762432850044,415.16070249200004,1094.8099394380004,434.23259310776274,318.42517337023725,459.75763683200006,1212.41540331,1.1348818504864752E-3,0.000832215167013525,1.2015924325E-3,3.1686894500000005E-3,0.135043105419357,0.09902785958064306,0.142981233,0.37705219800000006,0.052819789132338146,0.03873304486766184,0.055924627,0.14747746099999998,2.022542411353555E-3,1.4831415886464448E-3,0.002141304,0.005646988,14.18408893,2.000412414508893,1.4669135389933454,2.1180005808483036,5.585326534350542,8.382319766366772,6.146801661633235,8.875048964000001,23.404170392000008,0,245,"Scrubber / SCR","Wet Scrubber",""]
["4056_G_6","MISO_Wisconsin- Upper Michigan (WUMS)","Wisconsin",55,"Sauk",111,"4056","6","Prairie Du Sac",0,1938,9999,"Hydro","","","","","","Non-Fossil","G",2030,"Hydro","",0,0,0,0,0,0,0,0,0,0,0,0,0,0,0,0,4.177838813183663,6.316027716164164,8.601563367826085,19.09542989717391,0,0,0,0,0,0,0,0,0,0,0,0,0,0,0,0,0,0,0,0,0.055328819999999994,0.005807195950325305,0.00877927852546819,0.011956173081278226,0.026542647557071718,0,0,0,0,0,3.4999999999999996,null,"",""]
["4077_G_1","MISO_Wisconsin- Upper Michigan (WUMS)","Wisconsin",55,"Marathon",73,"4077","1","Wausau",0,1921,9999,"Hydro","","","","","","Non-Fossil","G",2030,"Hydro","",0,0,0,0,0,0,0,0,0,0,0,0,0,0,0,0,1.2168077606306884,1.8168919608993659,2.460499218852458,5.494198940382512,0,0,0,0,0,0,0,0,0,0,0,0,0,0,0,0,0,0,0,0,0.015808234285714283,0.001691362787276657,2.5254798256501183E-3,3.420093914204917E-3,0.007636936527131693,0,0,0,0,0,0.9999999999999998,null,"",""]
["446_G_2","WECC_Northern California (not including BANC)","California",6,"Merced",47,"446","2","ONeill",0,1968,9999,"Pumped Storage","","","","","","Non-Fossil","G",2030,"Pumps","",0,0,0,0,0,0,0,0,0,0,0,0,0,0,0,0,0.6834370835289221,0.9264369352645065,1.1618430416622372,2.771717060455666,0,0,0,0,0,0,0,0,0,0,0,0,0,0,0,0,0,0,0,0,0.0438846691761295,1.0386103923225104E-5,1.407894087088142E-5,1.7656376664362432E-5,4.2121421458468953E-5,0,0,0,0,0,2.4,null,"",""]
["476_G_A","WECC_Colorado","Colorado",8,"Garfield",45,"476","A","Shoshone (CO)",0,1909,9999,"Hydro","","","","","","Non-Fossil","G",2030,"Hydro","",0,0,0,0,0,0,0,0,0,0,0,0,0,0,0,0,7.274128071891384,7.7851885624017205,13.251535438655173,28.31085207294828,0,0,0,0,0,0,0,0,0,0,0,0,0,0,0,0,0,0,0,0,0.11856175712068966,0.010111038019929025,0.010821412101738363,0.018419634259730706,0.039352084381398096,0,0,0,0,0,7.5,null,"",""]
["50010_G_GEN1","PJM West","West Virginia",54,"Fayette",19,"50010","GEN1","Glen Ferris Hydro",0,1912,9999,"Hydro","","","","","","Non-Fossil","G",2030,"Hydro","",0,0,0,0,0,0,0,0,0,0,0,0,0,0,0,0,0.542734965248217,0.6521600059330814,0.6504412228550649,1.8453361940363633,0,0,0,0,0,0,0,0,0,0,0,0,0,0,0,0,0,0,0,0,0.006323293714285714,7.544016016950224E-4,9.065024082469819E-4,9.0411329976853954E-4,0.002565017309710544,0,0,0,0,0,0.4,null,"",""]
["50079_G_GEN2","NY_Zone C&E","New York",36,"Otsego",77,"50079","GEN2","Goodyear Lake Plant",0,1980,9999,"Hydro","","","","","","Non-Fossil","G",2030,"Hydro","",0,0,0,0,0,0,0,0,0,0,0,0,0,0,0,0,0.6578070492453573,0.8904466794688907,1.0994268100769025,2.6476805387911506,0,0,0,0,0,0,0,0,0,0,0,0,0,0,0,0,0,0,0,0,0.00948494056939689,9.1435179845104659E-4,0.001237720884461758,1.5282032660068959E-3,3.6802759489197004E-3,0,0,0,0,0,0.5999999999999998,null,"",""]
["50252_G_HG7","MISO_Minnesota and Western Wisconsin","Minnesota",27,"Benton",9,"50252","HG7","Sartell Dam",0,1985,9999,"Hydro","","","","","","Non-Fossil","G",2030,"Hydro","",0,0,0,0,0,0,0,0,0,0,0,0,0,0,0,0,0.5177899564612714,0.8561125481318315,1.075566283413793,2.4494687880068957,0,0,0,0,0,0,0,0,0,0,0,0,0,0,0,0,0,0,0,0,0.012646587427586202,0.000719728039481167,1.1899964419032458E-3,0.001495037133945172,0.003404761615329585,0,0,0,0,0,0.7999999999999997,null,"",""]
["50328_G_1","MISO_Minnesota and Western Wisconsin","Minnesota",27,"Dakota",37,"50328","1","Byllesby",0,1988,9999,"Hydro","","","","","","Non-Fossil","G",2030,"Hydro","",0,0,0,0,0,0,0,0,0,0,0,0,0,0,0,0,0.5177899564612714,0.8561125481318315,1.075566283413793,2.4494687880068957,0,0,0,0,0,0,0,0,0,0,0,0,0,0,0,0,0,0,0,0,0.012646587427586202,0.000719728039481167,1.1899964419032458E-3,0.001495037133945172,0.003404761615329585,0,0,0,0,0,0.7999999999999997,null,"",""]
["50404_G_TG2","ERCOT_Rest","Texas",48,"Calhoun",57,"50404","TG2","BP Chemicals Green Lake Plant",11084,1989,9999,"Non-Fossil Waste","","","","","","Non-Fossil","G",2030,"Non-Fossil","",0.05872405021212962,0.07928694546821596,0.0931686343412527,0.2311796300215983,0,0,0,0,0,0,0,0,0,0,0,0,5.29809185313175,7.153279079481642,8.405686943844493,20.857057876457887,0,0,0,0,0,0,0,0,0,0,0,0,0,0,0,0,0,0,0,0,3.888472470842333,0.036752851635576025,0.04962228138054136,0.058310232005434344,0.14468536502155172,0,0,0,0,0,15,null,"",""]
["505_G_2","WECC_Wyoming","Wyoming",56,"Fremont",13,"505","2","Boysen",0,1952,9999,"Hydro","","","","","","Non-Fossil","G",2030,"Hydro","",0,0,0,0,0,0,0,0,0,0,0,0,0,0,0,0,3.4678665708395453,6.273730183471725,16.46117393883099,26.20277069314226,0,0,0,0,0,0,0,0,0,0,0,0,0,0,0,0,0,0,0,0,0.13595081482253524,4.8203345334669676E-3,8.720484955025698E-3,0.022881031774975077,0.03642185126346774,0,0,0,0,0,8.600000000000001,null,"",""]
["50569_G_GEN2","ERCOT_Rest","Texas",48,"Denton",121,"50569","GEN2","DFW Gas Recovery",17030,1988,9999,"Landfill Gas","","","","","","Non-Fossil","G",2030,"LF Gas","",0.08650068863163349,0.10629403753256447,0.11252573097040339,0.3053204571346014,0,0,0,0,0,0,0,0,0,0,0,0,5.079312308305488,6.241575895861683,6.607500347395134,17.928388551562307,4.984948183807233,6.125619087311173,6.484745347459654,17.59531261857806,0,0,0,0,0.01041554684951605,0.012798863746152531,0.013549220948567144,0.036763631544235724,0,0,0,0,0,0,0,0,0.9335183513829786,0.03523517841004557,0.0432977983832412,0.04583621550582993,0.12436919229911671,0,0,0,0,0,2.829483282674772,null,"",""]
["50576_G_GEN6","MISO_Wisconsin- Upper Michigan (WUMS)","Wisconsin",55,"Milwaukee",79,"50576","GEN6","Metro Gas Recovery",13500,2000,9999,"Landfill Gas","","","","","","Non-Fossil","G",2030,"LF Gas","",0.015146949317145685,0.021626318190366117,0.025692047590431272,0.06246531509794308,0,0,0,0,0,0,0,0,0,0,0,0,1.1219962464901245,1.6019494966900911,1.9031146361554792,4.627060379335695,0.8729035428623162,1.246303091941397,1.480607010294498,3.5998136450982114,0,0,0,0,1.8238441537957962E-3,2.6040249540532304E-3,3.0935796880750444E-3,7.5214487959240715E-3,0,0,0,0,0,0,0,0,0.24072131505300384,0.007783285516001258,0.011112720166362201,0.013201902082307308,0.032097907764670766,0,0,0,0,0,0.7095406360424037,null,"",""]
["50721_G_GEN2","MISO_Illinois","Illinois",17,"Tazewell",179,"50721","GEN2","Tazewell Gas Recovery",13500,1989,9999,"Landfill Gas","","","","","","Non-Fossil","G",2030,"LF Gas","",0.01852209687782525,0.025149534485811125,0.03197279936363637,0.07564443072727274,0,0,0,0,0,0,0,0,0,0,0,0,1.372007175818182,1.8629284800000006,2.3683555077272738,5.603291163545456,1.0674099206866778,1.4493425224951404,1.8425604539999996,4.359312897181818,0,0,0,0,2.2302499793765526E-3,3.028261278314614E-3,0.003849844824032233,0.0091083560817234,0,0,0,0,0,0,0,0,0.2694093022727273,0.009517610787737546,0.012923130804660728,0.016429276994196915,0.038870018586595195,0,0,0,0,0,0.8000000000000002,null,"",""]
["50813_B_CB1","PJM_Dominion","Virginia",51,"Hopewell City",670,"50813","CB1","Hopewell Mill",12696,1980,9999,"Non-Fossil Waste","","","ESPC","LNB","","Non-Fossil","B",2030,"Non-Fossil","",0.2640734233981742,0.35236976516902296,0.45638159002262874,1.072824778589826,0,0,0,0,0,0,0,0,0,0,0,0,20.79973405609525,27.754392360314593,35.94688013112118,84.50100654753102,0,0,0,0,0,0,0,0,0.08871858022377294,0.11838277732493788,0.15332677652592513,0.3604281340746359,0,0,0,0,0,0,0,0,4.225447879802955,0.14428770980465955,0.1925321593001907,0.24936342910702664,0.5861832982118769,0,0,0,0,0,20.4,null,"",""]
["50877_B_B1","ISONE_MA, VT, NH, RI (Rest of ISO New England)","Massachusetts",25,"Essex",9,"50877","B1","Wheelabrator North Andover",19292,1985,9999,"Municipal Solid Waste","","","Baghouse + Dry Scrubber + SNCR + Mercury Control","","Dry Scrubber","Non-Fossil","B",2030,"MSW","",0.5134223144020381,0.7326842821272902,0.9260032105459431,2.172109807075272,0,0,0,0,0,0,0,0,0,0,0,0,26.61322385122819,37.97865863161753,47.99933705851063,112.59121954135635,23.591755353399094,33.66684277320396,42.549847523498954,99.80844565010202,1.4755757319796538E-3,0.002105734627387813,0.002661333226978585,6.2426435863460515E-3,0.08959223329680363,0.12785346350538124,0.16158763184062716,0.37903332864281203,0.014791826972960134,0.021108819821469355,0.02667838548721265,0.06257903228164215,0,0,0,0,3.888472472074468,0.1846158758403543,0.263457872135784,0.3329712965385186,0.7810450445146568,0,0,0,0,0,15,"Scrubber / SNCR / Mercury Control","Dry Scrubber",""]
["50898_G_GEN2","PJM_PENELEC","Pennsylvania",42,"Armstrong",5,"50898","GEN2","Allegheny Hydro No 9",0,1990,9999,"Hydro","","","","","","Non-Fossil","G",2030,"Hydro","",0,0,0,0,0,0,0,0,0,0,0,0,0,0,0,0,13.883183024231439,18.822971980754016,20.091893008937635,52.79804801392308,0,0,0,0,0,0,0,0,0,0,0,0,0,0,0,0,0,0,0,0,0.14069328511642412,0.019297624403681695,0.026163931053248064,0.027927731282423374,0.07338928673935313,0,0,0,0,0,8.9,null,"",""]
["52162_G_WGNS","WECC_Southern California Edison","California",6,"Kern",29,"52162","WGNS","85 A",0,1985,9999,"Onshore Wind","","","","","","Non-Fossil","G",2030,"Wind","",0,0,0,0,0,0,0,0,0,0,0,0,0,0,0,0,4.707296680154846,9.701420009452912,17.40449475957888,31.81321144918664,0,0,0,0,0,0,0,0,0,0,0,0,0,0,0,0,0,0,0,0,0.49384776502455724,0,0,0,0,0,0,0,0,0,14.005916058937343,null,"",""]
["54103_G_JHG3","MISO_Wisconsin- Upper Michigan (WUMS)","Wisconsin",55,"Wood",141,"54103","JHG3","Port Edwards Mill",0,1939,9999,"Hydro","","","","","","Non-Fossil","G",2030,"Hydro","",0,0,0,0,0,0,0,0,0,0,0,0,0,0,0,0,0.7300846563784131,1.0901351765396194,1.4762995313114748,3.296519364229508,0,0,0,0,0,0,0,0,0,0,0,0,0,0,0,0,0,0,0,0,0.009484940571428568,1.0148176723659942E-3,1.515287895390071E-3,0.00205205634852295,0.004582161916279016,0,0,0,0,0,0.5999999999999999,null,"",""]
["54134_G_MIH6","ISONE_Maine","Maine",23,"Penobscot",19,"54134","MIH6","Great Lakes Hydro America - ME",0,1921,9999,"Hydro","","","","","","Non-Fossil","G",2030,"Hydro","",0,0,0,0,0,0,0,0,0,0,0,0,0,0,0,0,5.877108408394406,7.487731595688061,8.591804640628862,21.956644644711325,0,0,0,0,0,0,0,0,0,0,0,0,0,0,0,0,0,0,0,0,0.07746034798969069,8.169180687668226E-3,0.010407946918006403,0.011942608450474117,0.030519736056148744,0,0,0,0,0,4.899999999999999,null,"",""]
["54536_G_0202","MISO_Lower Michigan","Michigan",26,"Wayne",163,"54536","0202","Sumpter Energy Associates",14103,1998,9999,"Landfill Gas","","","","","","Non-Fossil","G",2030,"LF Gas","",0.017044303415279755,0.024648717198384715,0.03186293788559275,0.07355595849925722,0,0,0,0,0,0,0,0,0,0,0,0,1.2085587051276971,1.7477641071346541,2.2593021253311765,5.215624937593528,0.9822461616680742,1.420480923641066,1.83622924667527,4.238956331984411,0,0,0,0,0.002052304571320565,2.9679520336444495E-3,3.8366163487987648E-3,0.00885687295376378,0,0,0,0,0,0,0,0,0.26864298519838087,0.008383769102867889,0.012124235801146969,0.015672773918246653,0.03618077882226151,0,0,0,0,0,0.8000000000000008,null,"",""]
["54567_G_4","WECC_Northern California (not including BANC)","California",6,"Yolo",113,"54567","4","MM Yolo Power",13500,1993,9999,"Landfill Gas","","","","","","Non-Fossil","G",2030,"LF Gas","",0.012779510980509098,1.7341703491903983E-3,0.004887843053530532,0.01940152438323003,0,0,0,0,0,0,0,0,0,0,0,0,0.946630443245592,0.12845706293622752,0.3620624475524479,1.4371499537342673,0.7364704384815274,0.09993850307870203,0.28168150666590197,1.1180904482261314,0,0,0,0,9.3788808796378361E-4,0.000127270731680288,3.5871880951602724E-4,1.4238776291600988E-3,0,0,0,0,0,0,0,0,0.195408460839161,0.006566773321183413,0.000891106365558065,2.5116264093916806E-3,0.009969506096133158,0,0,0,0,0,0.575524475524476,null,"",""]
["54639_G_XP1","ISONE_MA, VT, NH, RI (Rest of ISO New England)","New Hampshire",33,"Coos",7,"54639","XP1","Berlin Gorham",0,1921,9999,"Hydro","","","","","","Non-Fossil","G",2030,"Hydro","",0,0,0,0,0,0,0,0,0,0,0,0,0,0,0,0,0.7154864421320541,1.1026963297706116,1.0499528436570105,2.868135615559676,0,0,0,0,0,0,0,0,0,0,0,0,0,0,0,0,0,0,0,0,0.009484940572421786,9.9452615456356044E-4,1.5327478983811445E-3,0.001459434452683239,0.003986708505627944,0,0,0,0,0,0.6000000000000001,null,"",""]
["54756_G_3-3","MISO_Lower Michigan","Michigan",26,"Ottawa",139,"54756","3-3","Coopersville",13500,1994,9999,"Landfill Gas","","","","","","Non-Fossil","G",2030,"LF Gas","",0.01631554251622185,0.023594815441976436,0.030500578703502954,0.07041093666170124,0,0,0,0,0,0,0,0,0,0,0,0,1.2085587051276971,1.7477641071346541,2.2593021253311765,5.215624937593528,0.9402483998098987,1.3597456193118054,1.7577178494019816,4.057711868523686,0,0,0,0,1.9645544715895646E-3,2.841051723335466E-3,0.003672574679769079,0.00847818087469411,0,0,0,0,0,0,0,0,0.26864298519838087,0.008383769102867889,0.012124235801146969,0.015672773918246653,0.03618077882226151,0,0,0,0,0,0.8000000000000008,null,"",""]
["54781_G_SU1","PJM_Dominion","Virginia",51,"Suffolk City",800,"54781","SU1","Suffolk Energy Partners LP",15307,1994,9999,"Landfill Gas","","","","","","Non-Fossil","G",2030,"","Landfill Gas Retirement",0,0,0,0,0,0,0,0,0,0,0,0,0,0,0,0,0,0,0,0,0,0,0,0,0,0,0,0,0,0,0,0,0,0,0,0,0,0,0,0,-1.4983660130719027E-15,0,0,0,0,0,0,0,0,0,0.6999999999999977,null,"",""]
["54894_G_YN1","SERC_VACAR","North Carolina",37,"Stanly",167,"54894","YN1","Narrows (NC)",0,1917,9999,"Hydro","","","","","","Non-Fossil","G",2030,"Hydro","",0,0,0,0,0,0,0,0,0,0,0,0,0,0,0,0,28.831983890097987,32.44903726293378,35.486443533397505,96.76746468642926,0,0,0,0,0,0,0,0,0,0,0,0,0,0,0,0,0,0,0,0,0.4742470284889317,0.0400764576072362,0.04510416179547795,0.04932615651142254,0.13450677591413668,0,0,0,0,0,30,null,"",""]
["54945_B_13","ISONE_Connecticut","Connecticut",9,"Hartford",3,"54945","13","CT Resource Rec Authority Facility",20769,1988,9999,"Municipal Solid Waste","","","Baghouse + Dry Scrubber + SNCR","","Dry Scrubber","Non-Fossil","B",2030,"MSW","",0.6923903760780991,0.9766859519219012,1.2606478456666665,2.929724173666667,0,0,0,0,0,0,0,0,0,0,0,0,33.33768479986172,47.02614238813827,60.698533651999995,141.06236084,31.81533775883007,44.87871945983659,57.92676849766666,134.62082571633331,0.003731118636528554,0.005263116419804778,0.006793316077333333,0.015787551133666665,0.08308684498003141,0.11720231401996861,0.15127774133333335,0.3515669003333334,0.030292076180939896,0.04273000648572677,0.05515333633333334,0.128175419,0,0,0,0,5.598193459999999,0.2364784608152481,0.333576546685443,0.4305606672430654,1.0006156747437567,0,0,0,0,0,19.5,"Scrubber / SNCR","Dry Scrubber",""]
["54989_G_GEN5","MISO_Lower Michigan","Michigan",26,"Macomb",99,"54989","GEN5","Pine Tree Acres",13500,1998,9999,"Landfill Gas","","","","","","Non-Fossil","G",2030,"LF Gas","",0.01631554251622185,0.023594815441976436,0.030500578703502954,0.07041093666170124,0,0,0,0,0,0,0,0,0,0,0,0,1.2085587051276971,1.7477641071346541,2.2593021253311765,5.215624937593528,0.9402483998098987,1.3597456193118054,1.7577178494019816,4.057711868523686,0,0,0,0,1.9645544715895646E-3,2.841051723335466E-3,0.003672574679769079,0.00847818087469411,0,0,0,0,0,0,0,0,0.26864298519838087,0.008383769102867889,0.012124235801146969,0.015672773918246653,0.03618077882226151,0,0,0,0,0,0.8000000000000008,null,"",""]
["55155_G_UNT1","NY_Zone F (Capital)","New York",36,"Albany",1,"55155","UNT1","MM Albany Energy",13500,1998,9999,"Landfill Gas","","","","","","Non-Fossil","G",2030,"LF Gas","",0.0128690975046898,0.018462654056600518,0.02431224272903226,0.055643994290322574,0,0,0,0,0,0,0,0,0,0,0,0,0.9532664819419359,1.3676040043548388,1.8009068693806456,4.121777355677421,0.7416332201442273,1.0639842906944825,1.401090236651613,3.2067077474903227,0,0,0,0,1.5495659211901087E-3,0.002223085148776341,2.9274376332307206E-3,6.7000887031971705E-3,0,0,0,0,0,0,0,0,0.2333083483161291,0.00661280750715368,0.009487065996895064,0.012492887026998545,0.02859276053104729,0,0,0,0,0,0.9000000000000001,null,"",""]
["55488_G_BB1","SERC_VACAR","North Carolina",37,"Catawba",35,"55488","BB1","Blackburn Landfill Co-Generation",4988,1999,9999,"Landfill Gas","","","","","","Non-Fossil","G",2030,"LF Gas","",0.00834803326432542,0.010115045951296392,0.014249342703680107,0.032712421919301925,0,0,0,0,0,0,0,0,0,0,0,0,1.6736234710937499,2.0278762409375,2.8567226521875,6.55822236421875,1.4234860077474583,1.7247926455832716,2.429760812381011,5.57803946571174,0,0,0,0,2.7315472901179483E-3,3.3097288286757574E-3,4.6624985027499816E-3,0.010703774621543687,0,0,0,0,0,0,0,0,0.259231498125,0.011609922370554374,0.01406737306270556,0.019817078810699378,0.045494374243959315,0,0,0,0,0,1,null,"",""]
["55753_G_P-24","WECC_Northern California (not including BANC)","California",6,"Sonoma",97,"55753","P-24","Sonoma Central Landfill Phase II",14103,1996,9999,"Landfill Gas","","","","","","Non-Fossil","G",2030,"LF Gas","",0.015575383993911588,2.1135682844743865E-3,5.957194494908489E-3,0.023646146773294466,0,0,0,0,0,0,0,0,0,0,0,0,1.1044021837865237,0.14986657342559875,0.42240618881118913,1.6766749460233117,0.8975938044115414,0.12180282669669805,0.34330716073536427,1.3627037918436036,0,0,0,0,2.4484497819513857E-3,3.3225285535711744E-4,0.000936470995007768,3.7171736323162712E-3,0,0,0,0,0,0,0,0,0.22797653764568782,0.007661235541380646,1.0396240931510755E-3,2.9302308109569603E-3,0.01163109044548868,0,0,0,0,0,0.671445221445222,null,"",""]
["55803_G_EW","PJM_PENELEC","Pennsylvania",42,"Somerset",111,"55803","EW","Somerset Windpower LLC",0,2001,9999,"Onshore Wind","","","","","","Non-Fossil","G",2030,"Wind","",0,0,0,0,0,0,0,0,0,0,0,0,0,0,0,0,7.791597369964244,9.515655060120412,6.328763067212326,23.63601549729698,0,0,0,0,0,0,0,0,0,0,0,0,0,0,0,0,0,0,0,0,0.3173394634019097,0,0,0,0,0,0,0,0,0,9,null,"",""]
["55989_G_V-47","WECC_Pacific Northwest","Oregon",41,"Umatilla",59,"55989","V-47","FPL Energy Vansycle LLC (OR)",0,2001,9999,"Onshore Wind","","","","","","Non-Fossil","G",2030,"Wind","",0,0,0,0,0,0,0,0,0,0,0,0,0,0,0,0,49.24068328990924,85.87446771876103,140.68029153614117,275.7954425448114,0,0,0,0,0,0,0,0,0,0,0,0,0,0,0,0,0,0,0,0,4.329920679076704,0,0,0,0,0,0,0,0,0,122.8,null,"",""]
["56203_G_1","MISO_Minnesota and Western Wisconsin","Minnesota",27,"Pipestone",117,"56203","1","Westridge Windfarm LLC",0,2003,9999,"Onshore Wind","","","","","","Non-Fossil","G",2030,"Wind","",0,0,0,0,0,0,0,0,0,0,0,0,0,0,0,0,1.7138358970644392,2.3283785098807535,1.9402671156053346,5.982481522550527,0,0,0,0,0,0,0,0,0,0,0,0,0,0,0,0,0,0,0,0,0.07025399667322782,0,0,0,0,0,0,0,0,0,1.9924593163483135,null,"",""]
["56226_G_4","PJM_ATSI","Ohio",39,"Wood",173,"56226","4","Bowling Green Wind",0,2004,9999,"Onshore Wind","","","","","","Non-Fossil","G",2030,"Wind","",0,0,0,0,0,0,0,0,0,0,0,0,0,0,0,0,1.0630808887149341,1.3888738122982238,0.8993483899342106,3.3513030909473684,0,0,0,0,0,0,0,0,0,0,0,0,0,0,0,0,0,0,0,0,0.08440029663157896,0,0,0,0,0,0,0,0,0,1.8,null,"",""]
["56279_G_5","PJM West","Kentucky",21,"Laurel",125,"56279","5","Laurel Ridge LFGTE",13500,2006,9999,"Landfill Gas","","","","","","Non-Fossil","G",2030,"LF Gas","",0.013646577510627648,0.020667738240784782,0.025979714169491526,0.060294029920903956,0,0,0,0,0,0,0,0,0,0,0,0,1.01085759340113,1.530943573423728,1.9244232700564967,4.466224436881355,0.7864386153879295,1.1910610871205447,1.49718494639548,3.4746846489039545,0,0,0,0,1.5091079165287019E-3,2.2855435636972895E-3,2.872965423728815E-3,0.006667616903954806,0,0,0,0,0,0,0,0,0.27297509455367225,0.00701231692180009,0.010620152231453102,0.0133497200292268,0.030982189182479993,0,0,0,0,0,0.7999999999999997,null,"",""]
["56377_G_1","WECC_Montana","Montana",30,"Wheatland",107,"56377","1","Judith Gap Wind Energy Center",0,2005,9999,"Onshore Wind","","","","","","Non-Fossil","G",2030,"Wind","",0,0,0,0,0,0,0,0,0,0,0,0,0,0,0,0,124.94368608094231,152.88735483260444,127.73916858325121,405.570209496798,0,0,0,0,0,0,0,0,0,0,0,0,0,0,0,0,0,0,0,0,6.350548938916256,0,0,0,0,0,0,0,0,0,135,null,"",""]
["56414_G_WND2","MISO_Minnesota and Western Wisconsin","Minnesota",27,"Redwood",127,"56414","WND2","Redwood Falls Wind",0,2005,9999,"Onshore Wind","","","","","","Non-Fossil","G",2030,"Wind","",0,0,0,0,0,0,0,0,0,0,0,0,0,0,0,0,1.4567605125047733,1.9791217333986406,1.6492270482645344,5.085109294167948,0,0,0,0,0,0,0,0,0,0,0,0,0,0,0,0,0,0,0,0,0.05971589717224365,0,0,0,0,0,0,0,0,0,1.6935904188960667,null,"",""]
["56440_G_PSWP","WECC_Idaho","Idaho",16,"Twin Falls",83,"56440","PSWP","Pilgrim Stage Wind Park",0,2011,9999,"Onshore Wind","","","","","","Non-Fossil","G",2030,"Wind","",0,0,0,0,0,0,0,0,0,0,0,0,0,0,0,0,7.218925657190914,10.598543612224274,9.890860921051113,27.708330190466302,0,0,0,0,0,0,0,0,0,0,0,0,0,0,0,0,0,0,0,0,0.4950645070331822,0,0,0,0,0,0,0,0,0,10.5,null,"",""]
["56520_G_GEN6","MISO_Wisconsin- Upper Michigan (WUMS)","Wisconsin",55,"Jefferson",55,"56520","GEN6","Deertrack Park Gas Recovery",13500,2007,9999,"Landfill Gas","","","","","","Non-Fossil","G",2030,"LF Gas","",0.015146949317145685,0.021626318190366117,0.025692047590431272,0.06246531509794308,0,0,0,0,0,0,0,0,0,0,0,0,1.1219962464901245,1.6019494966900911,1.9031146361554792,4.627060379335695,0.8729035428623162,1.246303091941397,1.480607010294498,3.5998136450982114,0,0,0,0,1.6750253778548968E-3,0.002391546379403509,0.002841155301102722,0.006907727058361127,0,0,0,0,0,0,0,0,0.24072131505300384,0.007783285516001258,0.011112720166362201,0.013201902082307308,0.032097907764670766,0,0,0,0,0,0.7095406360424037,null,"",""]
["56525_G_GEN2","MISO_Minnesota and Western Wisconsin","Wisconsin",55,"Rusk",107,"56525","GEN2","Timberline Trail Gas Recovery",13500,2006,9999,"Landfill Gas","","","","","","Non-Fossil","G",2030,"LF Gas","",0.015640589706073228,0.02227271790176991,0.02671493882352941,0.06462824643137255,0,0,0,0,0,0,0,0,0,0,0,0,1.158562036705882,1.649830722509804,1.9788843570196082,4.787277116235295,0.9013514166027257,1.2835542782992349,1.53955520972549,3.724460904627451,0,0,0,0,1.7296122894034116E-3,2.4630252007926657E-3,2.954273725490196E-3,0.007146911215686273,0,0,0,0,0,0,0,0,0.26885043200000003,0.008036942323016216,0.011444872125494651,0.013727516470767233,0.0332093309192781,0,0,0,0,0,0.8,null,"",""]
["56580_G_1","MISO_Minnesota and Western Wisconsin","Minnesota",27,"Faribault",43,"56580","1","Blue Breezes LLC",0,2006,9999,"Onshore Wind","","","","","","Non-Fossil","G",2030,"Wind","",0,0,0,0,0,0,0,0,0,0,0,0,0,0,0,0,1.1139933330918854,1.51344603142249,1.2611736251434675,3.888612989657843,0,0,0,0,0,0,0,0,0,0,0,0,0,0,0,0,0,0,0,0,0.04566509783759808,0,0,0,0,0,0,0,0,0,1.2950985556264039,null,"",""]
["56583_G_1","MISO_Minnesota and Western Wisconsin","Minnesota",27,"Lincoln",81,"56583","1","Salty Dog I LLC",0,2006,9999,"Onshore Wind","","","","","","Non-Fossil","G",2030,"Wind","",0,0,0,0,0,0,0,0,0,0,0,0,0,0,0,0,1.1139933330918854,1.51344603142249,1.2611736251434675,3.888612989657843,0,0,0,0,0,0,0,0,0,0,0,0,0,0,0,0,0,0,0,0,0.04566509783759808,0,0,0,0,0,0,0,0,0,1.2950985556264039,null,"",""]
["56680_G_13","PJM_EMAAC","Maryland",24,"Wicomico",45,"56680","13","Wicomico",13500,2007,9999,"Landfill Gas","","","","","","Non-Fossil","G",2030,"LF Gas","",1.4957670998397197E-3,1.991013400160281E-3,2.7324406666666664E-3,6.219221166666667E-3,0,0,0,0,0,0,0,0,0,0,0,0,0.11079759744444448,0.14748252000000003,0.20240301516666673,0.4606831326111112,0.08619958905998726,0.11474014699556834,0.15746782533333337,0.3584075613888889,0,0,0,0,1.654118311391145E-4,2.2017944663866302E-4,3.0217049999999973E-4,6.8776177777777725E-4,0,0,0,0,0,0,0,0,0.10204060805555558,7.6860269193839478E-4,1.0230859197348223E-3,1.4040692749818116E-3,3.1957578866550285E-3,0,0,0,0,0,0.3000000000000001,null,"",""]
["56681_G_14","PJM_Dominion","Virginia",51,"Amelia",7,"56681","14","Amelia",13500,2001,9999,"Landfill Gas","","","","","","Non-Fossil","G",2030,"LF Gas","Landfill Gas Retirement",0,0,0,0,0,0,0,0,0,0,0,0,0,0,0,0,0,0,0,0,0,0,0,0,0,0,0,0,0,0,0,0,0,0,0,0,0,0,0,0,-6.421568627451012e-16,0,0,0,0,0,0,0,0,0,0.299999999999999,null,"",""]
["56681_G_9","PJM_Dominion","Virginia",51,"Amelia",7,"56681","9","Amelia",13500,2001,9999,"Landfill Gas","","","","","","Non-Fossil","G",2030,"","Landfill Gas Retirement",0,0,0,0,0,0,0,0,0,0,0,0,0,0,0,0,0,0,0,0,0,0,0,0,0,0,0,0,0,0,0,0,0,0,0,0,0,0,0,0,-6.421568627451012e-16,0,0,0,0,0,0,0,0,0,0.299999999999999,null,"",""]
["56683_G_38","PJM_Dominion","Virginia",51,"Charles City",36,"56683","38","Charles City",13500,2003,9999,"Landfill Gas","","","","","","Non-Fossil","G",2030,"","Landfill Gas Retirement",0,0,0,0,0,0,0,0,0,0,0,0,0,0,0,0,0,0,0,0,0,0,0,0,0,0,0,0,0,0,0,0,0,0,0,0,0,0,0,0,-6.421568627451012e-16,0,0,0,0,0,0,0,0,0,0.299999999999999,null,"",""]
["56684_G_21","PJM_Dominion","Virginia",51,"Chesterfield",41,"56684","21","Chesterfield Landfill Gas",13500,2004,9999,"Landfill Gas","","","","","","Non-Fossil","G",2030,"","Landfill Gas Retirement",0,0,0,0,0,0,0,0,0,0,0,0,0,0,0,0,0,0,0,0,0,0,0,0,0,0,0,0,0,0,0,0,0,0,0,0,0,0,0,0,-6.421568627451012e-16,0,0,0,0,0,0,0,0,0,0.299999999999999,null,"",""]
["56686_G_25","PJM_Dominion","Virginia",51,"King and Queen",97,"56686","25","King & Queen",13500,2008,9999,"Landfill Gas","","","","","","Non-Fossil","G",2030,"","Landfill Gas Retirement",0,0,0,0,0,0,0,0,0,0,0,0,0,0,0,0,0,0,0,0,0,0,0,0,0,0,0,0,0,0,0,0,0,0,0,0,0,0,0,0,-6.421568627451012e-16,0,0,0,0,0,0,0,0,0,0.299999999999999,null,"",""]
["56687_G_34","PJM_AP","Pennsylvania",42,"Franklin",55,"56687","34","Mountain View",13500,2003,9999,"Landfill Gas","","","","","","Non-Fossil","G",2030,"LF Gas","",2.9761829100069456E-3,0.003987257480618056,0.00512938794140625,0.01209282833203125,0,0,0,0,0,0,0,0,0,0,0,0,0.22045799324999976,0.29535240585937467,0.3799546623632809,0.8957650614726553,0.17151444483654577,0.22978166123767296,0.29560149769921873,0.6968976037734375,0,0,0,0,3.2912124848711541E-4,4.4093095073163472E-4,5.6723349609375038E-4,1.3372856953125004E-3,0,0,0,0,0,0,0,0,0.10236566046093741,1.5293166185868614E-3,2.0488589955916852E-3,2.6357446645302166E-3,0.006213920278708764,0,0,0,0,0,0.29999999999999977,null,"",""]
["56688_G_18","SERC_VACAR","North Carolina",37,"Craven",49,"56688","18","New Bern",13500,2011,9999,"Landfill Gas","","","","","","Non-Fossil","G",2030,"LF Gas","",0.006696015336224818,8.113348281996351E-3,0.011429487698874558,0.02623885131709573,0,0,0,0,0,0,0,0,0,0,0,0,0.49600113583636396,0.6009887614109094,0.8466287182981822,1.9436186155454556,0.3858846676570909,0.4675641479563148,0.658669946480419,1.5121187620938246,0,0,0,0,7.4047885110462572E-4,0.000897214613885801,1.2639298922364863E-3,0.002901623357226913,0,0,0,0,0,0,0,0,0.07682678945454549,3.4407587980369693E-3,4.1690577277793475E-3,0.005873061573222446,0.013482878099038764,0,0,0,0,0,0.2963636363636365,null,"",""]
["56693_G_35","PJM_Dominion","Virginia",51,"Virginia Beach City",810,"56693","35","Virginia Beach",13500,2001,9999,"Landfill Gas","","","","","","Non-Fossil","G",2030,"","Landfill Gas Retirement",0,0,0,0,0,0,0,0,0,0,0,0,0,0,0,0,0,0,0,0,0,0,0,0,0,0,0,0,0,0,0,0,0,0,0,0,0,0,0,0,-6.421568627451012e-16,0,0,0,0,0,0,0,0,0,0.299999999999999,null,"",""]
["56767_G_1","MISO_Missouri","Missouri",29,"Atchison",5,"56767","1","Farmers City Wind LLC",0,2009,9999,"Onshore Wind","","","","","","Non-Fossil","G",2030,"Wind","",0,0,0,0,0,0,0,0,0,0,0,0,0,0,0,0,85.17011806472273,127.79339557527724,104.38070858399999,317.34422222399996,0,0,0,0,0,0,0,0,0,0,0,0,0,0,0,0,0,0,0,0,6.783946247,0,0,0,0,0,0,0,0,0,146,null,"",""]
["56810_G_AWF","MISO_Iowa-MidAmerican","Iowa",19,"Adair",1,"56810","AWF","Adair Wind Farm",0,2008,9999,"Onshore Wind","","","","","","Non-Fossil","G",2030,"Wind","",0,0,0,0,0,0,0,0,0,0,0,0,0,0,0,0,147.5035369644732,207.7054552803317,168.16344041940567,523.3724326642106,0,0,0,0,0,0,0,0,0,0,0,0,0,0,0,0,0,0,0,0,6.163437577738682,0,0,0,0,0,0,0,0,0,174.8,null,"",""]
["56838_G_1","SPP SPS (Texas Panhandle)","Texas",48,"Moore",341,"56838","1","Brisket Wind (8) LLC",0,2008,9999,"Onshore Wind","","","","","","Non-Fossil","G",2030,"Wind","",0,0,0,0,0,0,0,0,0,0,0,0,0,0,0,0,8.435392865424378,12.517050054015433,13.824345073999355,34.77678799343917,0,0,0,0,0,0,0,0,0,0,0,0,0,0,0,0,0,0,0,0,0.3525994038534631,0,0,0,0,0,0,0,0,0,10,null,"",""]
["56868_G_3","PJM_ATSI","Ohio",39,"Mahoning",99,"56868","3","Carbon Limestone",13797,2001,9999,"Landfill Gas","","","","","","Non-Fossil","G",2030,"LF Gas","",0.029442804843820287,0.035148399332558845,0.04852256124790179,0.11311376542428092,0,0,0,0,0,0,0,0,0,0,0,0,2.1340004947097118,2.5475392701819315,3.5168921674829736,8.198431932374618,1.6967593993978158,2.0255671040058707,2.796306681428856,6.5186331848325425,0,0,0,0,3.2559325071226494E-3,0.003886885660767007,0.005365866958789663,0.012508685126679318,0,0,0,0,0,0,0,0,0.36292409739938103,0.014803556779777332,0.01767227436373247,0.024396673299164624,0.05687250444267442,0,0,0,0,0,1.4000000000000006,null,"",""]
["56880_G_CS8","SPP_WAUE","Montana",30,"Roosevelt",85,"56880","CS8","OREG 2 Inc",9273,2008,9999,"Non-Fossil Waste","","","","","","Non-Fossil","G",2030,"Non-Fossil","",0.09013356398266271,0.11922491819750806,0.1440960757040573,0.3534545578842281,0,0,0,0,0,0,0,0,0,0,0,0,9.72000000010763,12.85721049614237,15.539315802249998,38.1165262985,0,0,0,0,0,0,0,0,0,0,0,0,0,0,0,0,0,0,0,0,1.29615749125,0.06742761881158925,0.08919044118360611,0.10779619984520736,0.2644142598404027,0,0,0,0,0,5,null,"",""]
["56895_G_4","WECC_Northern California (not including BANC)","California",6,"San Mateo",81,"56895","4","Ameresco Ox Mountain",13500,2008,9999,"Landfill Gas","","","","","","Non-Fossil","G",2030,"LF Gas","",0.038338532941527295,0.005202511047571195,0.014663529160591595,0.05820457314969009,0,0,0,0,0,0,0,0,0,0,0,0,2.8398913297367754,0.38537118880868254,1.0861873426573436,4.311449861202802,2.209411315444582,0.2998155092361061,0.8450445199977058,3.3542713446783936,0,0,0,0,2.0365423858551383E-3,2.7635732116869735E-4,7.7892668598547631E-4,0.003091826393009312,0,0,0,0,0,0,0,0,0.586225382517483,0.019700319963550234,0.002673319096674194,0.007534879228175041,0.029908518288399466,0,0,0,0,0,1.726573426573428,null,"",""]
["56941_G_2","PJM_ComEd","Illinois",17,"LaSalle",99,"56941","2","Grand Ridge Wind Energy Center",0,2009,9999,"Onshore Wind","","","","","","Non-Fossil","G",2030,"Wind","",0,0,0,0,0,0,0,0,0,0,0,0,0,0,0,0,41.621589268185836,55.418266952616186,37.01333513781883,134.05319135862084,0,0,0,0,0,0,0,0,0,0,0,0,0,0,0,0,0,0,0,0,2.4111336870732556,0,0,0,0,0,0,0,0,0,51,null,"",""]
["56983_G_1","ERCOT_Rest","Texas",48,"San Patricio",409,"56983","1","EC&R Papalote Creek I LLC",0,2009,9999,"Onshore Wind","","","","","","Non-Fossil","G",2030,"Wind","",0,0,0,0,0,0,0,0,0,0,0,0,0,0,0,0,136.9488437349573,194.19461743785874,227.2258184592355,558.3692796320515,0,0,0,0,0,0,0,0,0,0,0,0,0,0,0,0,0,0,0,0,8.275938332806513,0,0,0,0,0,0,0,0,0,179.99999999999997,null,"",""]
["57012_G_1","WECC_Southern California Edison","California",6,"San Bernardino",71,"57012","1","SunEdison Walmart Apple Valley DC",0,2009,9999,"Solar PV","","","","","","Non-Fossil","G",2030,"Solar","",0,0,0,0,0,0,0,0,0,0,0,0,0,0,0,0,0.3621474945449038,0.7122391160143063,1.2030176954117155,2.2774043059709257,0,0,0,0,0,0,0,0,0,0,0,0,0,0,0,0,0,0,0,0,0.04468317894579998,0,0,0,0,0,0,0,0,0,0.9000000000000001,null,"",""]
["57018_G_GEN2","PJM_Dominion","Virginia",51,"Middlesex",119,"57018","GEN2","Waste Management Middle Peninsula LFGTE",13500,2009,9999,"Landfill Gas","","","","","","Non-Fossil","G",2030,"","Landfill Gas Retirement",0,0,0,0,0,0,0,0,0,0,0,0,0,0,0,0,0,0,0,0,0,0,0,0,0,0,0,0,0,0,0,0,0,0,0,0,0,0,0,0,-1.7124183006536034E-15,0,0,0,0,0,0,0,0,0,0.7999999999999975,null,"",""]
["57033_G_1","MISO_MT, SD, ND","North Dakota",38,"Cavalier",19,"57033","1","Langdon Wind Energy Center",0,2007,9999,"Onshore Wind","","","","","","Non-Fossil","G",2030,"Wind","",0,0,0,0,0,0,0,0,0,0,0,0,0,0,0,0,35.83151931402187,51.245411922905525,49.200674252927215,136.2776054898546,0,0,0,0,0,0,0,0,0,0,0,0,0,0,0,0,0,0,0,0,1.9124855937843102,0,0,0,0,0,0,0,0,0,40.5,null,"",""]
["57120_G_1","SPP_WAUE","North Dakota",38,"Burleigh",15,"57120","1","Wilton Wind II LLC",0,2009,9999,"Onshore Wind","","","","","","Non-Fossil","G",2030,"Wind","",0,0,0,0,0,0,0,0,0,0,0,0,0,0,0,0,49.53475704639496,70.09253754132594,67.32610282161627,186.95339740933719,0,0,0,0,0,0,0,0,0,0,0,0,0,0,0,0,0,0,0,0,2.3369505320930233,0,0,0,0,0,0,0,0,0,49.5,null,"",""]
["57153_G_1","ERCOT_West","Texas",48,"Tom Green",451,"57153","1","Langford Wind Power",0,2009,9999,"Onshore Wind","","","","","","Non-Fossil","G",2030,"Wind","",0,0,0,0,0,0,0,0,0,0,0,0,0,0,0,0,106.19292684915862,156.1644031683364,158.435601449708,420.79293146720306,0,0,0,0,0,0,0,0,0,0,0,0,0,0,0,0,0,0,0,0,5.253029032958072,0,0,0,0,0,0,0,0,0,148.9800883791888,null,"",""]
["57186_G_GEN4","NY_Zone A (West)","New York",36,"Chautauqua",13,"57186","GEN4","Chautauqua LFGTE Facility",13500,2010,9999,"Landfill Gas","","","","","","Non-Fossil","G",2030,"LF Gas","",0.03085902638962347,0.044435025434626185,0.05900882971433124,0.1343028815385809,0,0,0,0,0,0,0,0,0,0,0,0,2.2858538070388734,3.2914833661039813,4.371024424114285,9.94836159725714,1.7783748321497397,2.5607460812647194,3.4006198481948324,7.739740761609292,0,0,0,0,3.412544042584344E-3,0.004913845285151508,0.006525495708573002,0.014851885036308854,0,0,0,0,0,0,0,0,0.4147703970285713,0.015856962876371467,0.022833012935379433,0.03032178690144657,0.06901176271319748,0,0,0,0,0,1.5999999999999996,null,"",""]
["57222_G_S008C","WECC_Southern California Edison","California",6,"San Bernardino",71,"57222","S008C","Solar Photovoltaic Project #08",0,2011,9999,"Solar PV","","","","","","Non-Fossil","G",2030,"Solar","",0,0,0,0,0,0,0,0,0,0,0,0,0,0,0,0,0.20119305252494651,0.3956883977857258,0.6683431641176197,1.265224614428292,0,0,0,0,0,0,0,0,0,0,0,0,0,0,0,0,0,0,0,0,0.024823988303222206,0,0,0,0,0,0,0,0,0,0.5000000000000001,null,"",""]
["57229_G_S015E","WECC_Southern California Edison","California",6,"San Bernardino",71,"57229","S015E","Solar Photovoltaic Project #15",0,2013,9999,"Solar PV","","","","","","Non-Fossil","G",2030,"Solar","",0,0,0,0,0,0,0,0,0,0,0,0,0,0,0,0,0.20119305252494651,0.3956883977857258,0.6683431641176197,1.265224614428292,0,0,0,0,0,0,0,0,0,0,0,0,0,0,0,0,0,0,0,0,0.024823988303222206,0,0,0,0,0,0,0,0,0,0.5000000000000001,null,"",""]
["57247_G_S028F","WECC_Southern California Edison","California",6,"San Bernardino",71,"57247","S028F","Solar Photovoltaic Project #28",0,2015,9999,"Solar PV","","","","","","Non-Fossil","G",2030,"Solar","",0,0,0,0,0,0,0,0,0,0,0,0,0,0,0,0,0.20119305252494651,0.3956883977857258,0.6683431641176197,1.265224614428292,0,0,0,0,0,0,0,0,0,0,0,0,0,0,0,0,0,0,0,0,0.024823988303222206,0,0,0,0,0,0,0,0,0,0.5000000000000001,null,"",""]
["57293_G_AW04","WECC_Southern California Edison","California",6,"Kern",29,"57293","AW04","Alta Wind Energy Center IV",0,2011,9999,"Onshore Wind","","","","","","Non-Fossil","G",2030,"Wind","",0,0,0,0,0,0,0,0,0,0,0,0,0,0,0,0,34.05278449473718,70.18048517476575,125.90485570759192,230.13812537709484,0,0,0,0,0,0,0,0,0,0,0,0,0,0,0,0,0,0,0,0,3.572515746986159,0,0,0,0,0,0,0,0,0,101.31939276678078,null,"",""]
["57308_G_1","WECC_LADWP","California",6,"Los Angeles",37,"57308","1","Maclay Solar Project",0,2017,9999,"Solar PV","","","","","","Non-Fossil","G",2030,"Solar","",0,0,0,0,0,0,0,0,0,0,0,0,0,0,0,0,0.8559812956694919,1.7406131963403118,2.9466922139754907,5.543286705985294,0,0,0,0,0,0,0,0,0,0,0,0,0,0,0,0,0,0,0,0,0.10983141321078434,0,0,0,0,0,0,0,0,0,2.2000000000000006,null,"",""]
["57343_G_2","WECC_Idaho","Idaho",16,"Gooding",47,"57343","2","Cargill B6 Biofactory",7222,2009,9999,"Non-Fossil Waste","","","","","","Non-Fossil","G",2030,"Non-Fossil","",0.008052751444804163,0.011077134815273768,0.013929590126204264,0.03305947638628219,0,0,0,0,0,0,0,0,0,0,0,0,1.1150308589062505,1.533804592375,1.9287729532499998,4.57760840453125,0,0,0,0,0,0,0,0,0,0,0,0,0,0,0,0,0,0,0,0,0.2851546479375,0.00773496663751615,0.010639999113681199,0.013379893772058032,0.03175485952325538,0,0,0,0,0,1.1,null,"",""]
["57369_G_QST","WECC_New Mexico","New Mexico",35,"Taos",55,"57369","QST","Questa Solar Facility",0,2011,9999,"Solar PV","","","","","","Non-Fossil","G",2030,"Solar","",0,0,0,0,0,0,0,0,0,0,0,0,0,0,0,0,0.41344631684825395,0.7623461671517456,1.171234847,2.3470273309999996,0,0,0,0,0,0,0,0,0,0,0,0,0,0,0,0,0,0,0,0,0.039126748,0,0,0,0,0,0,0,0,0,1,null,"",""]
["57411_G_GEN4","PJM_ATSI","Ohio",39,"Mahoning",99,"57411","GEN4","Mahoning",13500,2013,9999,"Landfill Gas","","","","","","Non-Fossil","G",2030,"LF Gas","",0.01646228954085563,0.01965244581076815,0.027130311013643722,0.06324504636526751,0,0,0,0,0,0,0,0,0,0,0,0,1.2194288541198355,1.4557367258182468,2.009652667133128,4.6848182470712105,0.9487052834206409,1.1325507989968526,1.563492692999081,3.6447487754165744,0,0,0,0,1.8204822516760693E-3,2.173265675575626E-3,0.003000205176846331,6.993953104098026E-3,0,0,0,0,0,0,0,0,0.20738519851393203,0.008459175302729906,0.010098442493561413,0.013940956170951214,0.03249857396724253,0,0,0,0,0,0.8000000000000004,null,"",""]
["57438_G_1","FRCC","Florida",12,"Alachua",1,"57438","1","Solar Park Gainesville, LLC",0,2011,9999,"Solar PV","","","","","","Non-Fossil","G",2030,"Solar","",0,0,0,0,0,0,0,0,0,0,0,0,0,0,0,0,0.6430074947957809,1.055128552884068,1.319215750370959,3.0173517980508073,0,0,0,0,0,0,0,0,0,0,0,0,0,0,0,0,0,0,0,0,0.074600938703211,0,0,0,0,0,0,0,0,0,1.5999999999999999,null,"",""]
["57473_G_DSMA","ISONE_MA, VT, NH, RI (Rest of ISO New England)","Massachusetts",25,"Bristol",5,"57473","DSMA","Dartmouth Solar",0,2011,9999,"Solar PV","","","","","","Non-Fossil","G",2030,"Solar","",0,0,0,0,0,0,0,0,0,0,0,0,0,0,0,0,0.3347956204685172,0.6714093549980875,1.232559881762649,2.2387648572292536,0,0,0,0,0,0,0,0,0,0,0,0,0,0,0,0,0,0,0,0,0.07754152337128777,0,0,0,0,0,0,0,0,0,1.600000000000001,null,"",""]
["57554_G_AFA1","WECC_Colorado","Colorado",8,"El Paso",41,"57554","AFA1","AFA Solar Farm",0,2011,9999,"Solar PV","","","","","","Non-Fossil","G",2030,"Solar","",0,0,0,0,0,0,0,0,0,0,0,0,0,0,0,0,1.961100385334758,3.809308066579857,6.088011419024614,11.85841987093923,0,0,0,0,0,0,0,0,0,0,0,0,0,0,0,0,0,0,0,0,0.2633095276307692,0,0,0,0,0,0,0,0,0,5.5,null,"",""]
["57579_G_2","WECC_Northern California (not including BANC)","California",6,"Stanislaus",99,"57579","2","Robert O Schulz Solar Farm",0,2009,9999,"Solar PV","","","","","","Non-Fossil","G",2030,"Solar","",0,0,0,0,0,0,0,0,0,0,0,0,0,0,0,0,0.14863299091711052,0.2972019039577525,0.5013502546699938,0.9471851495448568,0,0,0,0,0,0,0,0,0,0,0,0,0,0,0,0,0,0,0,0,0.01994982001217285,0,0,0,0,0,0,0,0,0,0.39999999999999997,null,"",""]
["57638_G_1","PJM West","Indiana",18,"Randolph",135,"57638","1","Randolph Eastern School Wind Turbine",0,2010,9999,"Onshore Wind","","","","","","Non-Fossil","G",2030,"Wind","",0,0,0,0,0,0,0,0,0,0,0,0,0,0,0,0,0.7856258470669044,1.038246502514124,0.6237917378860702,2.4476640874670985,0,0,0,0,0,0,0,0,0,0,0,0,0,0,0,0,0,0,0,0,0.046167137872719186,0,0,0,0,0,0,0,0,0,1,null,"",""]
["57695_G_TPZ3","WECC_Northern California (not including BANC)","California",6,"San Luis Obispo",79,"57695","TPZ3","Topaz Solar Farm",0,2014,9999,"Solar PV","","","","","","Non-Fossil","G",2030,"Solar","",0,0,0,0,0,0,0,0,0,0,0,0,0,0,0,0,37.93857093159245,75.86078598521631,127.9696525045159,241.76900942132465,0,0,0,0,0,0,0,0,0,0,0,0,0,0,0,0,0,0,0,0,5.092191558107119,0,0,0,0,0,0,0,0,0,102.09999999999998,null,"",""]
["57707_G_8","WECC_Arizona","Arizona",4,"Maricopa",13,"57707","8","Mesquite Solar 1",0,2012,9999,"Solar PV","","","","","","Non-Fossil","G",2030,"Solar","",0,0,0,0,0,0,0,0,0,0,0,0,0,0,0,0,5.192613759697242,9.7684538991532,14.795478264278097,29.756545923128538,0,0,0,0,0,0,0,0,0,0,0,0,0,0,0,0,0,0,0,0,0.3791809591096206,0,0,0,0,0,0,0,0,0,12.000000000000007,null,"",""]
["57745_G_PV1","PJM_EMAAC","New Jersey",34,"Cumberland",11,"57745","PV1","The City of Vineland at West Vineland",0,2011,9999,"Solar PV","","","","","","Non-Fossil","G",2030,"Solar","",0,0,0,0,0,0,0,0,0,0,0,0,0,0,0,0,0.7799592392768158,1.6852644270548025,2.7945206324201783,5.259744298751797,0,0,0,0,0,0,0,0,0,0,0,0,0,0,0,0,0,0,0,0,0.18322629177716615,0,0,0,0,0,0,0,0,0,3.7000000000000006,null,"",""]
["57782_G_KAM3","WECC_BANC","California",6,"Sacramento",67,"57782","KAM3","RE Kammerer 3",0,2012,9999,"Solar PV","","","","","","Non-Fossil","G",2030,"Solar","",0,0,0,0,0,0,0,0,0,0,0,0,0,0,0,0,1.6339165061179406,3.4850320408186786,5.742194837429577,10.861143384366198,0,0,0,0,0,0,0,0,0,0,0,0,0,0,0,0,0,0,0,0,0.24714703214788733,0,0,0,0,0,0,0,0,0,5,null,"",""]
["57861_G_UNT1","WECC_Idaho","Idaho",16,"Ada",1,"57861","UNT1","Hidden Hollow Energy",13500,2007,9999,"Landfill Gas","","","","","","Non-Fossil","G",2030,"LF Gas","",0.03193578503093885,0.04348057095942975,0.05537132051960035,0.13078767650996895,0,0,0,0,0,0,0,0,0,0,0,0,2.3656135528448274,3.22078282551724,4.101579293534482,9.68797567189655,1.8404272363821894,2.5057416615767645,3.190993827101806,7.537162725060759,0,0,0,0,0.003531619137753958,0.00480829941622002,0.006123225641943729,0.014463144195917706,0,0,0,0,0,0,0,0,0.5042693943103448,0.01641025605915473,0.02234256343945318,0.028452646617992582,0.0672054661166005,0,0,0,0,0,1.4999999999999998,null,"",""]
["57885_G_LFG1","SERC_VACAR","South Carolina",45,"Spartanburg",83,"57885","LFG1","Wellford Renewable Energy Plant",13500,2011,9999,"Landfill Gas","","","","","","Non-Fossil","G",2030,"LF Gas","",0.02399539915776531,0.031069543222881073,0.0369719076284499,0.09203685000909628,0,0,0,0,0,0,0,0,0,0,0,0,1.7774369752017347,2.3014476468546623,2.7386598265336213,6.817544448590019,1.3828308584859017,1.7905067069391793,2.1306540663200306,5.303991631745111,0,0,0,0,0.002653531202260977,3.4358254196922046E-3,0.004088538479727551,0.010177895101680733,0,0,0,0,0,0,0,0,0.4147703972234272,0.012330076422242738,0.01596513730917972,0.018998077246509974,0.04729329097793243,0,0,0,0,0,1.5999999999999994,null,"",""]
["57982_G_PV-1","WECC_Northern California (not including BANC)","California",6,"San Luis Obispo",79,"57982","PV-1","Meridian Vineyards",0,2010,9999,"Solar PV","","","","","","Non-Fossil","G",2030,"Solar","",0,0,0,0,0,0,0,0,0,0,0,0,0,0,0,0,0.18579123864638813,0.3715023799471906,0.6266878183374922,1.1839814369310708,0,0,0,0,0,0,0,0,0,0,0,0,0,0,0,0,0,0,0,0,0.024937275015216063,0,0,0,0,0,0,0,0,0,0.49999999999999994,null,"",""]
["57999_G_1","PJM_PENELEC","Pennsylvania",42,"Cambria",21,"57999","1","Patton Wind Farm",0,2012,9999,"Onshore Wind","","","","","","Non-Fossil","G",2030,"Wind","",0,0,0,0,0,0,0,0,0,0,0,0,0,0,0,0,25.971991233214144,31.718850200401373,21.09587689070775,78.78671832432326,0,0,0,0,0,0,0,0,0,0,0,0,0,0,0,0,0,0,0,0,1.0577982113396989,0,0,0,0,0,0,0,0,0,30,null,"",""]
["58017_G_PV05","WECC_Southern Nevada","Nevada",32,"Clark",3,"58017","PV05","Copper Mountain Solar 2",0,2015,9999,"Solar PV","","","","","","Non-Fossil","G",2030,"Solar","",0,0,0,0,0,0,0,0,0,0,0,0,0,0,0,0,12.447020894966904,24.384515699467002,37.552039689656546,74.38357628409045,0,0,0,0,0,0,0,0,0,0,0,0,0,0,0,0,0,0,0,0,1.456265625449281,0,0,0,0,0,0,0,0,0,29.718450479233226,null,"",""]
["58106_G_MCPC","WECC_Idaho","Idaho",16,"Bonneville",19,"58106","MCPC","Meadow Creek Project Company",0,2012,9999,"Onshore Wind","","","","","","Non-Fossil","G",2030,"Wind","",0,0,0,0,0,0,0,0,0,0,0,0,0,0,0,0,79.61443724787694,116.88679526624486,109.08206615787797,305.5832986719998,0,0,0,0,0,0,0,0,0,0,0,0,0,0,0,0,0,0,0,0,5.459854277565952,0,0,0,0,0,0,0,0,0,115.8,null,"",""]
["58155_G_GEN1","WECC_Arizona","Arizona",4,"Coconino",5,"58155","GEN1","Perrin Ranch Wind LLC",0,2012,9999,"Onshore Wind","","","","","","Non-Fossil","G",2030,"Wind","",0,0,0,0,0,0,0,0,0,0,0,0,0,0,0,0,45.520049771070106,72.9801883923837,75.24688676595883,193.74712492941268,0,0,0,0,0,0,0,0,0,0,0,0,0,0,0,0,0,0,0,0,4.629142433640104,0,0,0,0,0,0,0,0,0,99.2,null,"",""]
["58200_B_BLR2","MISO_Louisiana","Louisiana",22,"Ascension",5,"58200","BLR2","Burnside Alumina Plant",8300,1957,9999,"O/G Steam","","","","LA","","Fossil","B",2030,"NaturalGas","",0.05715683646226416,0.07747926720440251,0.10431148533333334,0.23894758900000002,0,0,0,0,0,0,0,0,0,0,0,0,6.886365120000001,9.334850496000001,12.567648887999997,28.788864504000003,5.054819661226413,6.852088874106918,9.225069770000001,21.131978305333334,6.0459056603773569E-9,8.1955610062893091E-9,1.1037833333333333E-8,2.52793e-08,0.006271481320754717,0.008501341345911947,0.011445452333333335,0.026218275,0,0,0,0,0,0,0,0,0.142388293,0.006056978308758033,0.008210570596316434,0.01105401403791713,0.0253215629429916,0.1803231849805303,0.22167133135280298,0.28746980466666666,0.689464321,0,4,null,"",""]
["58240_G_PV_KC","WECC_New Mexico","New Mexico",35,"Taos",55,"58240","PV_KC","Kit Carson",0,2012,9999,"Solar PV","","","","","","Non-Fossil","G",2030,"Solar","",0,0,0,0,0,0,0,0,0,0,0,0,0,0,0,0,0.537480211234237,0.9910500160646467,1.522605301685347,3.0511355289842306,0,0,0,0,0,0,0,0,0,0,0,0,0,0,0,0,0,0,0,0,0.06121788694565744,0,0,0,0,0,0,0,0,0,1.2999999999999998,null,"",""]
["58329_G_PV1","PJM_EMAAC","Maryland",24,"Somerset",39,"58329","PV1","UMMS at Pocomoke",0,2013,9999,"Solar PV","","","","","","Non-Fossil","G",2030,"Solar","",0,0,0,0,0,0,0,0,0,0,0,0,0,0,0,0,0.8092094478282947,1.6323387205265447,2.5016767707258065,4.943224939080645,0,0,0,0,0,0,0,0,0,0,0,0,0,0,0,0,0,0,0,0,0.11139924598387098,0,0,0,0,0,0,0,0,0,2.8000000000000003,null,"",""]
["58361_G_WS","PJM_EMAAC","New Jersey",34,"Middlesex",23,"58361","WS","Williams-Sonoma Solar Facility",0,2011,9999,"Solar PV","","","","","","Non-Fossil","G",2030,"Solar","",0,0,0,0,0,0,0,0,0,0,0,0,0,0,0,0,0.6323993831974182,1.3664306165309208,2.2658275398001444,4.264657539528484,0,0,0,0,0,0,0,0,0,0,0,0,0,0,0,0,0,0,0,0,0.14856185819770226,0,0,0,0,0,0,0,0,0,3.0000000000000004,null,"",""]
["58389_G_AVS2","WECC_Southern California Edison","California",6,"Kern",29,"58389","AVS2","Solar Star 2",0,2014,9999,"Solar PV","","","","","","Non-Fossil","G",2030,"Solar","",0,0,0,0,0,0,0,0,0,0,0,0,0,0,0,0,7.645335995947969,15.036159115857581,25.39704023646955,48.078535348275096,0,0,0,0,0,0,0,0,0,0,0,0,0,0,0,0,0,0,0,0,0.943311555522444,0,0,0,0,0,0,0,0,0,19.000000000000004,null,"",""]
["58449_G_2","WECC_LADWP","California",6,"Los Angeles",37,"58449","2","Rutan",0,2014,9999,"Solar PV","","","","","","Non-Fossil","G",2030,"Solar","",0,0,0,0,0,0,0,0,0,0,0,0,0,0,0,0,0.5836236106837445,1.1867817247774852,2.0091083277105617,3.7795136631717914,0,0,0,0,0,0,0,0,0,0,0,0,0,0,0,0,0,0,0,0,0.0748850544618984,0,0,0,0,0,0,0,0,0,1.5000000000000002,null,"",""]
["58477_G_1","WECC_Southern Nevada","Nevada",32,"Clark",3,"58477","1","Las Vegas WPCF Solar Plant",0,2013,9999,"Solar PV","","","","","","Non-Fossil","G",2030,"Solar","",0,0,0,0,0,0,0,0,0,0,0,0,0,0,0,0,1.3691722984463595,2.68229672694137,4.1307243658622195,8.18219339124995,0,0,0,0,0,0,0,0,0,0,0,0,0,0,0,0,0,0,0,0,0.16018921879942088,0,0,0,0,0,0,0,0,0,3.2690295527156543,null,"",""]
["585_G_2","WECC_Imperial Irrigation District (IID)","California",6,"Imperial",25,"585","2","Drop 1",0,1984,9999,"Hydro","","","","","","Non-Fossil","G",2030,"Hydro","",0,0,0,0,0,0,0,0,0,0,0,0,0,0,0,0,0.7400396129822366,1.181866271292963,2.3840321199168,4.305938004192,0,0,0,0,0,0,0,0,0,0,0,0,0,0,0,0,0,0,0,0,0.0189698811456,1.0286550620453104E-3,1.6427941170972188E-3,3.313804646684352E-3,0.005985253825826881,0,0,0,0,0,1.2,null,"",""]
["58552_G_1","MISO_Indiana (including parts of Kentucky)","Indiana",18,"Marion",97,"58552","1","Indy Solar I, LLC",0,2013,9999,"Solar PV","","","","","","Non-Fossil","G",2030,"Solar","",0,0,0,0,0,0,0,0,0,0,0,0,0,0,0,0,2.006571293433036,4.8313417703323385,8.527109711778621,15.365022775543997,0,0,0,0,0,0,0,0,0,0,0,0,0,0,0,0,0,0,0,0,0.3920080109744561,0,0,0,0,0,0,0,0,0,10.000000000000002,null,"",""]
["58601_G_MFSP1","WECC_Utah","Utah",49,"Beaver",1,"58601","MFSP1","Milford Flat Solar Plant",0,2015,9999,"Solar PV","","","","","","Non-Fossil","G",2030,"Solar","",0,0,0,0,0,0,0,0,0,0,0,0,0,0,0,0,1.1982862280572508,2.4730840578030904,4.069102423426635,7.740472709286975,0,0,0,0,0,0,0,0,0,0,0,0,0,0,0,0,0,0,0,0,0.09479523977607542,0,0,0,0,0,0,0,0,0,3,null,"",""]
["58625_G_SRPV3","WECC_Northern California (not including BANC)","California",6,"Alameda",1,"58625","SRPV3","Santa Rita Jail",0,2017,9999,"Solar PV","","","","","","Non-Fossil","G",2030,"Solar","",0,0,0,0,0,0,0,0,0,0,0,0,0,0,0,0,0.18579123864638813,0.3715023799471906,0.6266878183374922,1.1839814369310708,0,0,0,0,0,0,0,0,0,0,0,0,0,0,0,0,0,0,0,0,0.024937275015216063,0,0,0,0,0,0,0,0,0,0.49999999999999994,null,"",""]
["58687_G_GEN3","WECC_Pacific Northwest","Oregon",41,"Morrow",49,"58687","GEN3","Finley Buttes Landfill Gas",13500,2007,9999,"Landfill Gas","","","","","","Non-Fossil","G",2030,"LF Gas","",0.03829154020501658,0.05151742187544719,0.06429551673594736,0.15410447881641112,0,0,0,0,0,0,0,0,0,0,0,0,2.8364103847131754,3.816105322972216,4.762630869752809,11.4151465774382,2.2067031698817443,2.9688975044621237,3.705286333822139,8.880887008166006,0,0,0,0,0.004234468787341905,0.00569705250214322,0.007110119781043002,0.017041641070528128,0,0,0,0,0,0,0,0,0.41477039703370777,0.019676172655509815,0.026472314306522395,0.03303835996115677,0.07918684692318897,0,0,0,0,0,1.5999999999999994,null,"",""]
["58718_G_PV1","WECC_Southern California Edison","California",6,"Kern",29,"58718","PV1","Orion Solar I",0,2014,9999,"Solar PV","","","","","","Non-Fossil","G",2030,"Solar","",0,0,0,0,0,0,0,0,0,0,0,0,0,0,0,0,4.828633260598718,9.496521546857418,16.04023593882287,30.365390746279008,0,0,0,0,0,0,0,0,0,0,0,0,0,0,0,0,0,0,0,0,0.595775719277333,0,0,0,0,0,0,0,0,0,12.000000000000002,null,"",""]
["58757_G_UF2","WECC_Northern California (not including BANC)","California",6,"Los Angeles",37,"58757","UF2","Summer North Solar",0,2014,9999,"Solar PV","","","","","","Non-Fossil","G",2030,"Solar","",0,0,0,0,0,0,0,0,0,0,0,0,0,0,0,0,0.7431649545855525,1.4860095197887624,2.506751273349969,4.735925747724283,0,0,0,0,0,0,0,0,0,0,0,0,0,0,0,0,0,0,0,0,0.09974910006086425,0,0,0,0,0,0,0,0,0,1.9999999999999998,null,"",""]
["58791_G_PV1","SERC_VACAR","North Carolina",37,"Duplin",61,"58791","PV1","Kirkwall Holdings",0,2016,9999,"Solar PV","","","","","","Non-Fossil","G",2030,"Solar","",0,0,0,0,0,0,0,0,0,0,0,0,0,0,0,0,1.4535424438560667,2.889843905076478,4.622885687638516,8.96627203657106,0,0,0,0,0,0,0,0,0,0,0,0,0,0,0,0,0,0,0,0,0.23389164233152004,0,0,0,0,0,0,0,0,0,4.990547104505389,null,"",""]
["58851_G_1","SERC_VACAR","North Carolina",37,"Scotland",165,"58851","1","Oakboro Farm",0,2014,9999,"Solar PV","","","","","","Non-Fossil","G",2030,"Solar","",0,0,0,0,0,0,0,0,0,0,0,0,0,0,0,0,1.4535424438560667,2.889843905076478,4.622885687638516,8.96627203657106,0,0,0,0,0,0,0,0,0,0,0,0,0,0,0,0,0,0,0,0,0.23389164233152004,0,0,0,0,0,0,0,0,0,4.990547104505389,null,"",""]
["58884_G_LGWF","MISO_Iowa","Iowa",19,"Webster",187,"58884","LGWF","Lundgren Wind Project",0,2014,9999,"Onshore Wind","","","","","","Non-Fossil","G",2030,"Wind","",0,0,0,0,0,0,0,0,0,0,0,0,0,0,0,0,219.2449972161209,304.7199585453465,244.48397273575353,768.4489284972209,0,0,0,0,0,0,0,0,0,0,0,0,0,0,0,0,0,0,0,0,8.850245031663894,0,0,0,0,0,0,0,0,0,251,null,"",""]
["58912_G_1","WECC_LADWP","California",6,"Los Angeles",37,"58912","1","Santa Fe Springs Rooftop Solar BLDG M",0,2015,9999,"Solar PV","","","","","","Non-Fossil","G",2030,"Solar","",0,0,0,0,0,0,0,0,0,0,0,0,0,0,0,0,0.7003483328204934,1.4241380697329822,2.4109299932526738,4.535416395806149,0,0,0,0,0,0,0,0,0,0,0,0,0,0,0,0,0,0,0,0,0.08986206535427808,0,0,0,0,0,0,0,0,0,1.8000000000000003,null,"",""]
["58990_G_1","WECC_Southern California Edison","California",6,"Kern",29,"58990","1","RE Columbia Two, LLC",0,2014,9999,"Solar PV","","","","","","Non-Fossil","G",2030,"Solar","",0,0,0,0,0,0,0,0,0,0,0,0,0,0,0,0,6.035791575748396,11.870651933571773,20.050294923528593,37.95673843284876,0,0,0,0,0,0,0,0,0,0,0,0,0,0,0,0,0,0,0,0,0.7447196490966662,0,0,0,0,0,0,0,0,0,15.000000000000004,null,"",""]
["59023_G_GEN 1","ISONE_MA, VT, NH, RI (Rest of ISO New England)","Massachusetts",25,"Essex",9,"59023","GEN 1","Ipswich Wind Independence",0,2012,9999,"Onshore Wind","","","","","","Non-Fossil","G",2030,"Wind","",0,0,0,0,0,0,0,0,0,0,0,0,0,0,0,0,1.5259135789517635,2.0878433011428434,1.5881139576158936,5.2018708377105,0,0,0,0,0,0,0,0,0,0,0,0,0,0,0,0,0,0,0,0,0.0945706404541154,0,0,0,0,0,0,0,0,0,1.9999999999999998,null,"",""]
["59040_G_GEN11","ISONE_MA, VT, NH, RI (Rest of ISO New England)","Vermont",50,"Windham",25,"59040","GEN11","Ball Mountain Hydro",0,2016,9999,"Hydro","","","","","","Non-Fossil","G",2030,"Hydro","",0,0,0,0,0,0,0,0,0,0,0,0,0,0,0,0,0.21180657424875693,0.3017576645286282,0.2982116137279152,0.8117758525053004,0,0,0,0,0,0,0,0,0,0,0,0,0,0,0,0,0,0,0,0,3.1616468568904594E-3,0.000294411138205772,4.1944315369479336E-4,4.145141430818027E-4,0.001128368434982368,0,0,0,0,0,0.2,null,"",""]
["59124_G_1","SERC_Central_TVA","North Carolina",37,"Vance",181,"59124","1","Martin Creek Farm LLC",0,2014,9999,"Solar PV","","","","","","Non-Fossil","G",2030,"Solar","",0,0,0,0,0,0,0,0,0,0,0,0,0,0,0,0,0.7971634847009859,1.5571421209240146,2.5297852975,4.884090903125,0,0,0,0,0,0,0,0,0,0,0,0,0,0,0,0,0,0,0,0,0.11650820625000001,0,0,0,0,0,0,0,0,0,3,null,"",""]
["59155_G_SHAW1","PJM_Dominion","North Carolina",37,"Currituck",53,"59155","SHAW1","Shawboro PV1",0,2015,9999,"Solar PV","","","","","","Non-Fossil","G",2030,"Solar","",0,0,0,0,0,0,0,0,0,0,0,0,0,0,0,0,5.6270276920884434,11.532104667219478,19.14218118673503,36.30131354604295,0,0,0,0,0,0,0,0,0,0,0,0,0,0,0,0,0,0,0,0,0.7841378521841293,0,0,0,0,0,0,0,0,0,20.000000000000007,null,"",""]
["59185_G_PV1","PJM_EMAAC","New Jersey",34,"Burlington",5,"59185","PV1","Jacobstown",0,2014,9999,"Solar PV","","","","","","Non-Fossil","G",2030,"Solar","",0,0,0,0,0,0,0,0,0,0,0,0,0,0,0,0,1.0539989719956968,2.2773843608848683,3.776379233000241,7.107762565880806,0,0,0,0,0,0,0,0,0,0,0,0,0,0,0,0,0,0,0,0,0.24760309699617045,0,0,0,0,0,0,0,0,0,5.000000000000001,null,"",""]
["59225_G_WT1","MISO_Iowa-MidAmerican","Iowa",19,"Story",169,"59225","WT1","Optimum Wind 7 LLC",0,2017,9999,"Onshore Wind","","","","","","Non-Fossil","G",2030,"Wind","",0,0,0,0,0,0,0,0,0,0,0,0,0,0,0,0,2.531525233944048,3.5647389350171346,2.88610023603099,8.982364404992174,0,0,0,0,0,0,0,0,0,0,0,0,0,0,0,0,0,0,0,0,0.10577982112823825,0,0,0,0,0,0,0,0,0,3,null,"",""]
["59313_G_COV5","ISONE_MA, VT, NH, RI (Rest of ISO New England)","Rhode Island",44,"Kent",3,"59313","COV5","WED Coventry 5",0,2017,9999,"Onshore Wind","","","","","","Non-Fossil","G",2030,"Wind","",0,0,0,0,0,0,0,0,0,0,0,0,0,0,0,0,0.827544813197308,1.1807718966488452,0.9392805979615385,2.947597307807692,0,0,0,0,0,0,0,0,0,0,0,0,0,0,0,0,0,0,0,0,0.05288991057692308,0,0,0,0,0,0,0,0,0,1.5,null,"",""]
["59357_G_KAPLN","WECC_Pacific Northwest","Oregon",41,"Lane",39,"59357","KAPLN","Dorena Hydro-Electric Facility",0,2014,9999,"Hydro","","","","","","Non-Fossil","G",2030,"Hydro","",0,0,0,0,0,0,0,0,0,0,0,0,0,0,0,0,5.890493178453486,7.372937412244184,8.878520708651163,22.141951299348833,0,0,0,0,0,0,0,0,0,0,0,0,0,0,0,0,0,0,0,0,0.09643022924418605,0.008187785518050345,0.010248383003019416,0.012341143785025117,0.030777312306094876,0,0,0,0,0,6.1,null,"",""]
["59436_G_5","MISO_Lower Michigan","Michigan",26,"Shiawassee",155,"59436","5","Lennon Generating",13500,2007,9999,"Landfill Gas","","","","","","Non-Fossil","G",2030,"LF Gas","",0.01631554251622185,0.023594815441976436,0.030500578703502954,0.07041093666170124,0,0,0,0,0,0,0,0,0,0,0,0,1.2085587051276971,1.7477641071346541,2.2593021253311765,5.215624937593528,0.9402483998098987,1.3597456193118054,1.7577178494019816,4.057711868523686,0,0,0,0,1.8042542665952328E-3,0.002609232661947118,0.003372906494163804,0.007786393422706155,0,0,0,0,0,0,0,0,0.26864298519838087,0.008383769102867889,0.012124235801146969,0.015672773918246653,0.03618077882226151,0,0,0,0,0,0.8000000000000008,null,"",""]
["59469_G_ALAMO","WECC_Southern California Edison","California",6,"San Bernardino",71,"59469","ALAMO","Alamo Solar",0,2015,9999,"Solar PV","","","","","","Non-Fossil","G",2030,"Solar","",0,0,0,0,0,0,0,0,0,0,0,0,0,0,0,0,8.047722100997861,15.82753591142903,26.73372656470479,50.60898457713168,0,0,0,0,0,0,0,0,0,0,0,0,0,0,0,0,0,0,0,0,0.9929595321288882,0,0,0,0,0,0,0,0,0,20.000000000000004,null,"",""]
["59497_G_PV1","SERC_VACAR","North Carolina",37,"Craven",49,"59497","PV1","Andrew Solar",0,2015,9999,"Solar PV","","","","","","Non-Fossil","G",2030,"Solar","",0,0,0,0,0,0,0,0,0,0,0,0,0,0,0,0,1.4535424438560667,2.889843905076478,4.622885687638516,8.96627203657106,0,0,0,0,0,0,0,0,0,0,0,0,0,0,0,0,0,0,0,0,0.23389164233152004,0,0,0,0,0,0,0,0,0,4.990547104505389,null,"",""]
["59521_G_LTLRV","SERC_VACAR","North Carolina",37,"Randolph",151,"59521","LTLRV","Little River PV 1",0,2015,9999,"Solar PV","","","","","","Non-Fossil","G",2030,"Solar","",0,0,0,0,0,0,0,0,0,0,0,0,0,0,0,0,1.4535424438560667,2.889843905076478,4.622885687638516,8.96627203657106,0,0,0,0,0,0,0,0,0,0,0,0,0,0,0,0,0,0,0,0,0.23389164233152004,0,0,0,0,0,0,0,0,0,4.990547104505389,null,"",""]
["59620_G_SMS1","WECC_Utah","Utah",49,"Beaver",1,"59620","SMS1","South Milford Solar Plant",0,2015,9999,"Solar PV","","","","","","Non-Fossil","G",2030,"Solar","",0,0,0,0,0,0,0,0,0,0,0,0,0,0,0,0,1.158343353788676,2.3906479225429873,3.9334656759790807,7.482456952310743,0,0,0,0,0,0,0,0,0,0,0,0,0,0,0,0,0,0,0,0,0.09163539845020624,0,0,0,0,0,0,0,0,0,2.9000000000000004,null,"",""]
["59643_G_5MWPV","PJM_Dominion","North Carolina",37,"Northampton",131,"59643","5MWPV","Seaboard Solar LLC",0,2016,9999,"Solar PV","","","","","","Non-Fossil","G",2030,"Solar","",0,0,0,0,0,0,0,0,0,0,0,0,0,0,0,0,1.4067569230221109,2.8830261668048696,4.7855452966837575,9.075328386510737,0,0,0,0,0,0,0,0,0,0,0,0,0,0,0,0,0,0,0,0,0.19603446304603234,0,0,0,0,0,0,0,0,0,5.000000000000002,null,"",""]
["59684_G_LWP01","SPP_WAUE","North Dakota",38,"Williams",105,"59684","LWP01","Lindahl Wind Project, LLC",0,2017,9999,"Onshore Wind","","","","","","Non-Fossil","G",2030,"Wind","",0,0,0,0,0,0,0,0,0,0,0,0,0,0,0,0,150.10532438301502,212.4016289131089,204.01849339883722,566.5254466949611,0,0,0,0,0,0,0,0,0,0,0,0,0,0,0,0,0,0,0,0,7.081668279069769,0,0,0,0,0,0,0,0,0,150,null,"",""]
["59724_G_SCIWT","ISONE_MA, VT, NH, RI (Rest of ISO New England)","Massachusetts",25,"Plymouth",23,"59724","SCIWT","Scituate Wind",0,2012,9999,"Onshore Wind","","","","","","Non-Fossil","G",2030,"Wind","",0,0,0,0,0,0,0,0,0,0,0,0,0,0,0,0,1.1444351842138225,1.5658824758571326,1.1910854682119203,3.901403128282875,0,0,0,0,0,0,0,0,0,0,0,0,0,0,0,0,0,0,0,0,0.07092798034058655,0,0,0,0,0,0,0,0,0,1.4999999999999998,null,"",""]
["59770_G_SPEND","PJM West","Indiana",18,"Madison",95,"59770","SPEND","IMPA Pendleton Solar Park",0,2015,9999,"Solar PV","","","","","","Non-Fossil","G",2030,"Solar","",0,0,0,0,0,0,0,0,0,0,0,0,0,0,0,0,0.3465403233242089,0.9065238337145155,1.6897533951252848,2.9428175521640094,0,0,0,0,0,0,0,0,0,0,0,0,0,0,0,0,0,0,0,0,0.06319682651480636,0,0,0,0,0,0,0,0,0,1.9999999999999998,null,"",""]
["59792_G_6","PJM_ComEd","Illinois",17,"Ogle",141,"59792","6","Orchard Hills Renewable Energy Station",13500,2016,9999,"Landfill Gas","","","","","","Non-Fossil","G",2030,"LF Gas","",0.04295976734864733,0.058122928070253085,0.07416260326903755,0.17524529868793798,0,0,0,0,0,0,0,0,0,0,0,0,3.1822049915495505,4.305402083013325,5.493526171173651,12.981133245736526,2.475728434679517,3.349566224661792,4.273916666137825,10.099211325479134,0,0,0,0,4.7507058317341E-3,0.006427523945832225,8.201271434315387E-3,0.019379501211881714,0,0,0,0,0,0,0,0,0.7719656570958083,0.022074949089317245,0.029866564864282946,0.038108579073794856,0.09005009302739506,0,0,0,0,0,2.3,null,"",""]
["59845_G_E8","PJM West","Virginia",51,"Pulaski",155,"59845","E8","New River",13500,2013,9999,"Landfill Gas","","","","","","Non-Fossil","G",2030,"","Landfill Gas Retirement",0,0,0,0,0,0,0,0,0,0,0,0,0,0,0,0,0,0,0,0,0,0,0,0,0,0,0,0,0,0,0,0,0,0,0,0,0,0,0,0,0,0,0,0,0,0,0,0,0,0,0.3000000000000001,null,"",""]
["59900_G_C3CA","WECC_Northern California (not including BANC)","California",6,"Kings",31,"59900","C3CA","Corcoran Solar 3",0,2016,9999,"Solar PV","","","","","","Non-Fossil","G",2030,"Solar","",0,0,0,0,0,0,0,0,0,0,0,0,0,0,0,0,7.4316495458555245,14.860095197887624,25.06751273349969,47.359257477242835,0,0,0,0,0,0,0,0,0,0,0,0,0,0,0,0,0,0,0,0,0.9974910006086425,0,0,0,0,0,0,0,0,0,19.999999999999996,null,"",""]
["59939_G_TQ","WECC_Northern California (not including BANC)","California",6,"Fresno",19,"59939","TQ","RE Tranquillity",0,2016,9999,"Solar PV","","","","","","Non-Fossil","G",2030,"Solar","",0,0,0,0,0,0,0,0,0,0,0,0,0,0,0,0,74.31649545855527,148.60095197887622,250.6751273349969,473.59257477242835,0,0,0,0,0,0,0,0,0,0,0,0,0,0,0,0,0,0,0,0,9.974910006086425,0,0,0,0,0,0,0,0,0,199.99999999999997,null,"",""]
["59957_G_GIVB","PJM_ComEd","Illinois",17,"LaSalle",99,"59957","GIVB","Grand Ridge Battery Projects",0,2013,9999,"Energy Storage","","","","","","Non-Fossil","G",2030,"EnerStor","",0,0,0,0,0,0,0,0,0,0,0,0,0,0,0,0,5.9753175800711725E-3,0.03615,0.35015360675711743,0.3922789243371886,0,0,0,0,0,0,0,0,0,0,0,0,0,0,0,0,0,0,0,0,0.055164470858540926,4.7026518137440817E-5,2.8450515104642081E-4,2.7557539358197152E-3,3.0872856050035767E-3,0,0,0,0,0,1.5000000000000002,null,"",""]
["60045_G_GEN1","NY_Zone K (LI)","New York",36,"Suffolk",103,"60045","GEN1","Shoreham Solar Commons",0,2018,9999,"Solar PV","","","","","","Non-Fossil","G",2030,"Solar","",0,0,0,0,0,0,0,0,0,0,0,0,0,0,0,0,6.376437147097816,12.77698076505603,20.45003285831636,39.603450770470204,0,0,0,0,0,0,0,0,0,0,0,0,0,0,0,0,0,0,0,0,0.9985635459133261,0,0,0,0,0,0,0,0,0,24.9,null,"",""]
["60067_G_SPRMA","ISONE_MA, VT, NH, RI (Rest of ISO New England)","Massachusetts",25,"Bristol",5,"60067","SPRMA","BWC Swan Pond River CSG",0,2015,9999,"Solar PV","","","","","","Non-Fossil","G",2030,"Solar","",0,0,0,0,0,0,0,0,0,0,0,0,0,0,0,0,0.3347956204685172,0.6714093549980875,1.232559881762649,2.2387648572292536,0,0,0,0,0,0,0,0,0,0,0,0,0,0,0,0,0,0,0,0,0.07754152337128777,0,0,0,0,0,0,0,0,0,1.600000000000001,null,"",""]
["60092_G_BLCK4","WECC_Southern California Edison","California",6,"Riverside",65,"60092","BLCK4","Blythe Solar II, LLC",0,2016,9999,"Solar PV","","","","","","Non-Fossil","G",2030,"Solar","",0,0,0,0,0,0,0,0,0,0,0,0,0,0,0,0,13.359218687656451,26.273709612972198,44.37798609740995,84.0109143980386,0,0,0,0,0,0,0,0,0,0,0,0,0,0,0,0,0,0,0,0,1.6483128233339548,0,0,0,0,0,0,0,0,0,33.20000000000001,null,"",""]
["60144_G_FLS1","SERC_VACAR","North Carolina",37,"Robeson",155,"60144","FLS1","Baltimore Church Solar, LLC",0,2017,9999,"Solar PV","","","","","","Non-Fossil","G",2030,"Solar","",0,0,0,0,0,0,0,0,0,0,0,0,0,0,0,0,1.5698258393645523,3.121031417482596,4.992716542649597,9.683573799496745,0,0,0,0,0,0,0,0,0,0,0,0,0,0,0,0,0,0,0,0,0.25260297371804163,0,0,0,0,0,0,0,0,0,5.38979087286582,null,"",""]
["60209_G_HXNAI","PJM_Dominion","North Carolina",37,"Halifax",83,"60209","HXNAI","HXNAir Solar One",0,2017,9999,"Solar PV","","","","","","Non-Fossil","G",2030,"Solar","",0,0,0,0,0,0,0,0,0,0,0,0,0,0,0,0,1.4067569230221109,2.8830261668048696,4.7855452966837575,9.075328386510737,0,0,0,0,0,0,0,0,0,0,0,0,0,0,0,0,0,0,0,0,0.19603446304603234,0,0,0,0,0,0,0,0,0,5.000000000000002,null,"",""]
["60231_G_BA1","WECC_San Diego Gas and Electric","California",6,"San Diego",73,"60231","BA1","Genentech-Oceanside Hybrid",0,2016,9999,"Energy Storage","","","","","","Non-Fossil","G",2030,"EnerStor","",0,0,0,0,0,0,0,0,0,0,0,0,0,0,0,0,0.547252767,0.741830504,0.9303297830000002,2.2194130540000003,0,0,0,0,0,0,0,0,0,0,0,0,0,0,0,0,0,0,0,0,0.073552628,0.00430694968564058,0.00583830151013451,0.007321815088116162,0.01746706628389125,0,0,0,0,0,2,null,"",""]
["60315_G_MSF3","WECC_Imperial Irrigation District (IID)","California",6,"Imperial",25,"60315","MSF3","Midway Solar Farm III",0,2018,9999,"Solar PV","","","","","","Non-Fossil","G",2030,"Solar","",0,0,0,0,0,0,0,0,0,0,0,0,0,0,0,0,8.560094969393873,16.471190019244492,26.996639244960214,52.02792423359858,0,0,0,0,0,0,0,0,0,0,0,0,0,0,0,0,0,0,0,0,0.791933508178603,0,0,0,0,0,0,0,0,0,19.999999999999996,null,"",""]
["60351_G_BSPV1","WECC_Colorado","Colorado",8,"Larimer",69,"60351","BSPV1","Bison Solar LLC",0,2016,9999,"Solar PV","","","","","","Non-Fossil","G",2030,"Solar","",0,0,0,0,0,0,0,0,0,0,0,0,0,0,0,0,10.696911192735044,20.778043999526492,33.207335012861535,64.68229020512308,0,0,0,0,0,0,0,0,0,0,0,0,0,0,0,0,0,0,0,0,1.436233787076923,0,0,0,0,0,0,0,0,0,30,null,"",""]
["60391_G_SJAPV","ISONE_MA, VT, NH, RI (Rest of ISO New England)","Massachusetts",25,"Worcester",27,"60391","SJAPV","SJA Solar LLC-Solterra Monastery CSG",0,2016,9999,"Solar PV","","","","","","Non-Fossil","G",2030,"Solar","",0,0,0,0,0,0,0,0,0,0,0,0,0,0,0,0,4.205869982135749,8.434580022163473,15.484033514643277,28.1244835189425,0,0,0,0,0,0,0,0,0,0,0,0,0,0,0,0,0,0,0,0,0.9741153873518025,0,0,0,0,0,0,0,0,0,20.100000000000012,null,"",""]
["60417_G_MSFPV","PJM_Dominion","North Carolina",37,"Martin",117,"60417","MSFPV","Modlin Solar Farm",0,2016,9999,"Solar PV","","","","","","Non-Fossil","G",2030,"Solar","",0,0,0,0,0,0,0,0,0,0,0,0,0,0,0,0,1.3786217845616688,2.825365643468772,4.689834390750082,8.893821818780523,0,0,0,0,0,0,0,0,0,0,0,0,0,0,0,0,0,0,0,0,0.19211377378511169,0,0,0,0,0,0,0,0,0,4.900000000000002,null,"",""]
["60478_G_BW","NY_Zone F (Capital)","New York",36,"Albany",1,"60478","BW","Bethlehem - West",0,2016,9999,"Solar PV","","","","","","Non-Fossil","G",2030,"Solar","",0,0,0,0,0,0,0,0,0,0,0,0,0,0,0,0,0.21992157895933034,0.42997615133917694,0.7424049012935324,1.3923026315920397,0,0,0,0,0,0,0,0,0,0,0,0,0,0,0,0,0,0,0,0,0.0315984132504146,0,0,0,0,0,0,0,0,0,1,null,"",""]
["60530_G_PV1","MISO_Minnesota and Western Wisconsin","Minnesota",27,"Stearns",145,"60530","PV1","Paynesville Solar",0,2016,9999,"Solar PV","","","","","","Non-Fossil","G",2030,"Solar","",0,0,0,0,0,0,0,0,0,0,0,0,0,0,0,0,2.1682629554462185,5.0340008823339835,9.555409894455899,16.7576737322361,0,0,0,0,0,0,0,0,0,0,0,0,0,0,0,0,0,0,0,0,0.31495765457498726,0,0,0,0,0,0,0,0,0,9.967514889009228,null,"",""]
["60561_G_1","SERC_Southeastern","Georgia",13,"Polk",233,"60561","1","Cedartown Battery Energy Storage Project",0,2015,9999,"Energy Storage","","","","","","Non-Fossil","G",2030,"EnerStor","",0,0,0,0,0,0,0,0,0,0,0,0,0,0,0,0,0.15809599999999996,0.257954591,0.176412,0.592462591,0,0,0,0,0,0,0,0,0,0,0,0,0,0,0,0,0,0,0,0,0.036776314,1.2442358605763498E-3,0.00203013581951792,0.00138838513710653,0.0046627568172008,0,0,0,0,0,1,null,"",""]
["60619_G_GEN1","WECC_Colorado","Colorado",8,"Elbert",39,"60619","GEN1","Rush Creek Wind",0,2018,9999,"Onshore Wind","","","","","","Non-Fossil","G",2030,"Wind","",0,0,0,0,0,0,0,0,0,0,0,0,0,0,0,0,512.0224658458759,664.9064701556146,640.2222659129833,1817.151201914474,0,0,0,0,0,0,0,0,0,0,0,0,0,0,0,0,0,0,0,0,21.12331179115996,0,0,0,0,0,0,0,0,0,599.0739508768195,null,"",""]
["60673_G_NIXA","SPP North- (Kansas, Missouri)","Missouri",29,"Christian",43,"60673","NIXA","Nixa Solar, LLC",0,2017,9999,"Solar PV","","","","","","Non-Fossil","G",2030,"Solar","",0,0,0,0,0,0,0,0,0,0,0,0,0,0,0,0,2.1048585693215793,4.088153288113604,6.835318124104167,13.028329981539349,0,0,0,0,0,0,0,0,0,0,0,0,0,0,0,0,0,0,0,0,0.24962746478472222,0,0,0,0,0,0,0,0,0,7.900000000000001,null,"",""]
["60701_G_00603","FRCC","Florida",12,"Osceola",97,"60701","00603","JED Solid Waste Mgmt Renewable Energy",13500,2017,9999,"Landfill Gas","","","","","","Non-Fossil","G",2030,"LF Gas","",0.028197541874004854,0.03646059291002051,0.04125094552170806,0.10590908030573343,0,0,0,0,0,0,0,0,0,0,0,0,2.088706805581394,2.7007846601302314,3.0556255941519375,7.845117059863563,1.6249961406244964,2.1011875087694984,2.3772507392752926,6.103434388669288,0,0,0,0,1.2688893435251415E-3,0.001640726628188256,1.8562925591563107E-3,4.7659085308697086E-3,0,0,0,0,0,0,0,0,0.4524477320620154,0.014489354557032407,0.018735337299735828,0.021196868085507324,0.05442155994227556,0,0,0,0,0,1.3652713178294569,null,"",""]
["60734_G_PV1","PJM_EMAAC","New Jersey",34,"Burlington",5,"60734","PV1","Bordentown Solar",0,2015,9999,"Solar PV","","","","","","Non-Fossil","G",2030,"Solar","",0,0,0,0,0,0,0,0,0,0,0,0,0,0,0,0,1.4123586224742337,3.0516950435857235,5.060348172220323,9.52440183828028,0,0,0,0,0,0,0,0,0,0,0,0,0,0,0,0,0,0,0,0,0.3317881499748684,0,0,0,0,0,0,0,0,0,6.700000000000001,null,"",""]
["60739_G_PV1","PJM_EMAAC","New Jersey",34,"Warren",41,"60739","PV1","DSM Solar",0,2014,9999,"Solar PV","","","","","","Non-Fossil","G",2030,"Solar","",0,0,0,0,0,0,0,0,0,0,0,0,0,0,0,0,0.8431991775965575,1.8219074887078948,3.021103386400193,5.686210052704646,0,0,0,0,0,0,0,0,0,0,0,0,0,0,0,0,0,0,0,0,0.19808247759693637,0,0,0,0,0,0,0,0,0,4.000000000000001,null,"",""]
["60801_G_PUEB2","WECC_Colorado","Colorado",8,"Pueblo",101,"60801","PUEB2","BHE Pueblo 2 Community Solar Array",0,2018,9999,"Solar PV","","","","","","Non-Fossil","G",2030,"Solar","",0,0,0,0,0,0,0,0,0,0,0,0,0,0,0,0,0.5348455596367523,1.0389021999763246,1.6603667506430768,3.234114510256154,0,0,0,0,0,0,0,0,0,0,0,0,0,0,0,0,0,0,0,0,0.07181168935384616,0,0,0,0,0,0,0,0,0,1.5000000000000002,null,"",""]
["60861_G_PV1","WECC_BANC","California",6,"Sacramento",67,"60861","PV1","Dept of General Services -FTB",0,2017,9999,"Solar PV","","","","","","Non-Fossil","G",2030,"Solar","",0,0,0,0,0,0,0,0,0,0,0,0,0,0,0,0,0.882314913303688,1.8819173020420867,3.1007852122119717,5.865017427557747,0,0,0,0,0,0,0,0,0,0,0,0,0,0,0,0,0,0,0,0,0.13345939735985918,0,0,0,0,0,0,0,0,0,2.7,null,"",""]
["6087_G_5","SERC_Southeastern","Georgia",13,"Hancock",141,"6087","5","Wallace Dam",0,1980,9999,"Pumped Storage","","","","","","Non-Fossil","G",2030,"Pumps","",0,0,0,0,0,0,0,0,0,0,0,0,0,0,0,0,14.934697126069468,11.346831934165637,45.14413516054924,71.42566422078434,0,0,0,0,0,0,0,0,0,0,0,0,0,0,0,0,0,0,0,0,0.9746053614321769,2.2696063785758111E-4,1.7243632004733994E-4,6.8604951443455658E-4,1.0854464723394778E-3,0,0,0,0,0,53.3,null,"",""]
["60924_G_GEN1","SPP West (Oklahoma, Arkansas, Louisiana)","Arkansas",5,"Washington",143,"60924","GEN1","Ozarks Natural Energy Community Solar",0,2016,9999,"Solar PV","","","","","","Non-Fossil","G",2030,"Solar","",0,0,0,0,0,0,0,0,0,0,0,0,0,0,0,0,0.320822257995362,0.7053654837189237,1.1422961290714284,2.1684838707857144,0,0,0,0,0,0,0,0,0,0,0,0,0,0,0,0,0,0,0,0,0.03159841325,0,0,0,0,0,0,0,0,0,1,null,"",""]
["60944_G_NVCS1","MISO_Minnesota and Western Wisconsin","Minnesota",27,"Pope",121,"60944","NVCS1","Vega Community Solar",0,2017,9999,"Solar PV","","","","","","Non-Fossil","G",2030,"Solar","",0,0,0,0,0,0,0,0,0,0,0,0,0,0,0,0,0.19514366599015964,0.45306007941005866,0.859986890501031,1.5081906359012494,0,0,0,0,0,0,0,0,0,0,0,0,0,0,0,0,0,0,0,0,0.02834618891174886,0,0,0,0,0,0,0,0,0,0.8970763400108307,null,"",""]
["61006_G_SCAIR","WECC_BANC","California",6,"Sacramento",67,"61006","SCAIR","SCDA Solar 1",0,2017,9999,"Solar PV","","","","","","Non-Fossil","G",2030,"Solar","",0,0,0,0,0,0,0,0,0,0,0,0,0,0,0,0,2.287483108565117,4.87904485714615,8.039072772401406,15.205600738112674,0,0,0,0,0,0,0,0,0,0,0,0,0,0,0,0,0,0,0,0,0.34600584500704223,0,0,0,0,0,0,0,0,0,6.999999999999999,null,"",""]
["6105_G_2","PJM_EMAAC","Pennsylvania",42,"Montgomery",91,"6105","2","Limerick",10456,1990,9999,"Nuclear","","","","","","Non-Fossil","G",2030,"Nuclear","",23.222902414245286,31.47993438375472,41.90872362200001,96.61156042000002,0,0,0,0,0,0,0,0,0,0,0,0,2221.0120900816987,3010.7052776663027,4008.1028712280004,9239.820238976,0,0,0,0,0,0,0,0,0,0,0,0,0,0,0,0,0,0,0,0,208.0997264,0.18688823241948596,0.2533373817241918,0.3372639276951036,0.7774895418387814,16.103118268018882,21.828671429981114,29.060154537,66.99194423499999,0,1122.1,null,"",""]
["61070_G_SWE","MISO_Iowa","Iowa",19,"Howard",89,"61070","SWE","Saratoga Wind Farm",0,2019,9999,"Onshore Wind","","","","","","Non-Fossil","G",2030,"Wind","",0,0,0,0,0,0,0,0,0,0,0,0,0,0,0,0,57.650078949258884,80.12556678881622,64.28662231298698,202.0622680510621,0,0,0,0,0,0,0,0,0,0,0,0,0,0,0,0,0,0,0,0,2.3271560641028564,0,0,0,0,0,0,0,0,0,66,null,"",""]
["61174_G_ETCS2","MISO_Minnesota and Western Wisconsin","Minnesota",27,"Chippewa",23,"61174","ETCS2","Taurus Community Solar",0,2018,9999,"Solar PV","","","","","","Non-Fossil","G",2030,"Solar","",0,0,0,0,0,0,0,0,0,0,0,0,0,0,0,0,0.19514366599015964,0.45306007941005866,0.859986890501031,1.5081906359012494,0,0,0,0,0,0,0,0,0,0,0,0,0,0,0,0,0,0,0,0,0.02834618891174886,0,0,0,0,0,0,0,0,0,0.8970763400108307,null,"",""]
["61176_G_FACS2","MISO_Minnesota and Western Wisconsin","Minnesota",27,"Lyon",83,"61176","FACS2","Antares Community Solar",0,2018,9999,"Solar PV","","","","","","Non-Fossil","G",2030,"Solar","",0,0,0,0,0,0,0,0,0,0,0,0,0,0,0,0,0.19514366599015964,0.45306007941005866,0.859986890501031,1.5081906359012494,0,0,0,0,0,0,0,0,0,0,0,0,0,0,0,0,0,0,0,0,0.02834618891174886,0,0,0,0,0,0,0,0,0,0.8970763400108307,null,"",""]
["61208_G_PV1","SERC_Southeastern","Mississippi",28,"Harrison",47,"61208","PV1","Gulfport Naval Base CSG PV System",0,2017,9999,"Solar PV","","","","","","Non-Fossil","G",2030,"Solar","",0,0,0,0,0,0,0,0,0,0,0,0,0,0,0,0,1.1071820186830617,2.13914386914241,3.061655420745283,6.307981308570754,0,0,0,0,0,0,0,0,0,0,0,0,0,0,0,0,0,0,0,0,0.11059444639150944,0,0,0,0,0,0,0,0,0,3.5,null,"",""]
["6126_G_1","SERC_VACAR","South Carolina",45,"Fairfield",39,"6126","1","Fairfield Pumped Storage",0,1978,9999,"Pumped Storage","","","","","","Non-Fossil","G",2030,"Pumps","",0,0,0,0,0,0,0,0,0,0,0,0,0,0,0,0,22.083214078064785,19.0509825496207,44.24358811231451,85.37778474,0,0,0,0,0,0,0,0,0,0,0,0,0,0,0,0,0,0,0,0,1.3165400753225807,3.3559571451598306E-4,2.8951528877864207E-4,6.7236401878889172E-4,1.2974750220835168E-3,0,0,0,0,0,72,null,"",""]
["6132_G_6","SERC_Southeastern","Georgia",13,"Elbert",105,"6132","6","Richard B Russell",0,2002,9999,"Pumped Storage","","","","","","Non-Fossil","G",2030,"Pumps","",0,0,0,0,0,0,0,0,0,0,0,0,0,0,0,0,22.976457117029952,17.45666451410098,69.45251563161422,109.88563726274513,0,0,0,0,0,0,0,0,0,0,0,0,0,0,0,0,0,0,0,0,1.4993928637418106,3.4917021208858638E-4,2.6528664622667682E-4,1.0554607914377795E-3,1.6699176497530427E-3,0,0,0,0,0,82,null,"",""]
["61354_G_STONY","PJM_EMAAC","New Jersey",34,"Mercer",21,"61354","STONY","Princeton Solar Project",0,2017,9999,"Solar PV","","","","","","Non-Fossil","G",2030,"Solar","",0,0,0,0,0,0,0,0,0,0,0,0,0,0,0,0,0.5269994859978484,1.1386921804424341,1.8881896165001204,3.553881282940403,0,0,0,0,0,0,0,0,0,0,0,0,0,0,0,0,0,0,0,0,0.12380154849808522,0,0,0,0,0,0,0,0,0,2.5000000000000004,null,"",""]
["61370_G_GEN1","ERCOT_Rest","Texas",48,"Bosque",35,"61370","GEN1","Walnut Springs Solar",0,2016,9999,"Solar PV","","","","","","Non-Fossil","G",2030,"Solar","",0,0,0,0,0,0,0,0,0,0,0,0,0,0,0,0,1.6448652827326375,2.967256550922052,4.837512132131902,9.449633965786592,0,0,0,0,0,0,0,0,0,0,0,0,0,0,0,0,0,0,0,0,0.2321136494303243,0,0,0,0,0,0,0,0,0,5,null,"",""]
["61417_G_GCWF","ERCOT_West","Texas",48,"Borden",33,"61417","GCWF","Gopher Creek Wind Farm",0,2019,9999,"Onshore Wind","","","","","","Non-Fossil","G",2030,"Wind","",0,0,0,0,0,0,0,0,0,0,0,0,0,0,0,0,111.85654961444709,164.49317133731432,166.88550019369245,443.2352211454539,0,0,0,0,0,0,0,0,0,0,0,0,0,0,0,0,0,0,0,0,5.533190581382503,0,0,0,0,0,0,0,0,0,156.92569309274555,null,"",""]
["61453_G_42281","MISO_Minnesota and Western Wisconsin","Minnesota",27,"Hennepin",53,"61453","42281","B.R. Corcoran CSG",0,2017,9999,"Solar PV","","","","","","Non-Fossil","G",2030,"Solar","",0,0,0,0,0,0,0,0,0,0,0,0,0,0,0,0,0.21682629554462185,0.5034000882333984,0.9555409894455901,1.6757673732236102,0,0,0,0,0,0,0,0,0,0,0,0,0,0,0,0,0,0,0,0,0.03149576545749873,0,0,0,0,0,0,0,0,0,0.996751488900923,null,"",""]
["61459_G_PV1","SERC_Southeastern","Georgia",13,"Emanuel",107,"61459","PV1","Georgia Power at Swainsboro",0,2017,9999,"Solar PV","","","","","","Non-Fossil","G",2030,"Solar","",0,0,0,0,0,0,0,0,0,0,0,0,0,0,0,0,1.0496831080307758,1.8807772567334262,2.9157699211686157,5.846230285932818,0,0,0,0,0,0,0,0,0,0,0,0,0,0,0,0,0,0,0,0,0.11223236185796538,0,0,0,0,0,0,0,0,0,2.899999999999998,null,"",""]
["61510_G_MONE","NY_Zone B (Genesee)","New York",36,"Monroe",55,"61510","MONE","Monroe County Sites C, D, & E",0,2017,9999,"Solar PV","","","","","","Non-Fossil","G",2030,"Solar","",0,0,0,0,0,0,0,0,0,0,0,0,0,0,0,0,0.4155027000145194,0.8206665000286774,1.4886307999999997,2.7248000000431967,0,0,0,0,0,0,0,0,0,0,0,0,0,0,0,0,0,0,0,0,0.06319682652267819,0,0,0,0,0,0,0,0,0,2,null,"",""]
["61557_G_FB2","WECC_New Mexico","New Mexico",35,"Bernalillo",1,"61557","FB2","Facebook 2 Solar Energy Center",0,2018,9999,"Solar PV","","","","","","Non-Fossil","G",2030,"Solar","",0,0,0,0,0,0,0,0,0,0,0,0,0,0,0,0,4.134463163340284,7.6234616620357425,11.712348474502669,23.470273299878695,0,0,0,0,0,0,0,0,0,0,0,0,0,0,0,0,0,0,0,0,0.4709068226589033,0,0,0,0,0,0,0,0,0,9.999999999999998,null,"",""]
["61572_G_38610","MISO_Minnesota and Western Wisconsin","Minnesota",27,"Carver",19,"61572","38610","Lake Waconia Community Solar Garden",0,2018,9999,"Solar PV","","","","","","Non-Fossil","G",2030,"Solar","",0,0,0,0,0,0,0,0,0,0,0,0,0,0,0,0,0.21682629554462185,0.5034000882333984,0.9555409894455901,1.6757673732236102,0,0,0,0,0,0,0,0,0,0,0,0,0,0,0,0,0,0,0,0,0.03149576545749873,0,0,0,0,0,0,0,0,0,0.996751488900923,null,"",""]
["6163_G_13","WECC_Pacific Northwest","Washington",53,"Grant",25,"6163","13","Grand Coulee",0,1950,9999,"Hydro","","","","","","Non-Fossil","G",2030,"Hydro","",0,0,0,0,0,0,0,0,0,0,0,0,0,0,0,0,119.33385283042375,146.40501252296983,212.9965449102852,478.73541026367883,0,0,0,0,0,0,0,0,0,0,0,0,0,0,0,0,0,0,0,0,1.9760292850628391,0.16587405543428935,0.20350296740692791,0.29606519742529674,0.665442220266514,0,0,0,0,0,125.00000000000001,null,"",""]
["6163_G_PG7","WECC_Pacific Northwest","Washington",53,"Grant",25,"6163","PG7","Grand Coulee",0,1973,9999,"Pumped Storage","","","","","","Non-Fossil","G",2030,"Pumps","",0,0,0,0,0,0,0,0,0,0,0,0,0,0,0,0,8.535644440373606,20.82166570134614,35.473723886305734,64.83103402802548,0,0,0,0,0,0,0,0,0,0,0,0,0,0,0,0,0,0,0,0,0.9142639412420381,1.2971507157859291E-4,3.1642412892229433E-4,5.390895397782041E-4,9.8522874027909138E-4,0,0,0,0,0,50,null,"",""]
["61661_G_VISTA","WECC_San Diego Gas and Electric","California",6,"San Diego",73,"61661","VISTA","Vista Energy Storage System",0,2018,9999,"Energy Storage","","","","","","Non-Fossil","G",2030,"EnerStor","",0,0,0,0,0,0,0,0,0,0,0,0,0,0,0,0,15.930727997554587,21.594987152139733,27.08223762515284,64.60795277484716,0,0,0,0,0,0,0,0,0,0,0,0,0,0,0,0,0,0,0,0,1.4710525561572052,0.1253768789826753,0.1699553272908723,0.2131406945012219,0.5084729007747695,0,0,0,0,0,40,null,"",""]
["61675_G_STG","SERC_VACAR","North Carolina",37,"Wake",183,"61675","STG","NCSU CCUP Cogeneration Plant",8300,2019,9999,"O/G Steam","","","","","","Fossil","G",2030,"NaturalGas","",0.010882227182787314,0.014560353817212688,0.026077879999999998,0.051520461000000004,0,0,0,0,0,0,0,0,0,0,0,0,1.3111192849999997,1.7542696330000003,3.1419137520000002,6.207302670000001,1.677435131383251,2.2443980086167485,4.019738375999999,7.941571515999999,2.0058520930837232E-9,2.683817906916276E-9,4.80353e-09,9.4931999999999986E-9,3.3042737753510116E-3,0.004421098224648988,0.007918228000000001,0.0156436,0,0,0,0,0,0,0,0,0.017992698,1.1532094117947798E-3,1.5429871825898603E-3,2.7635048552076403E-3,0.005459701449592281,0.039586725965133907,0.04604694603486609,0.080607117,0.166240789,0,1,null,"",""]
["61727_G_10238","ISONE_MA, VT, NH, RI (Rest of ISO New England)","Massachusetts",25,"Plymouth",23,"61727","10238","Onyx - Brockton Thatcher Landfill Solar CSG",0,2017,9999,"Solar PV","","","","","","Non-Fossil","G",2030,"Solar","",0,0,0,0,0,0,0,0,0,0,0,0,0,0,0,0,0.7742148723334461,1.5526341334330773,2.850294726576126,5.17714373234265,0,0,0,0,0,0,0,0,0,0,0,0,0,0,0,0,0,0,0,0,0.17931477279610294,0,0,0,0,0,0,0,0,0,3.7000000000000024,null,"",""]
["61766_G_1","FRCC","Florida",12,"Miami Dade",86,"61766","1","Miami Dade Solar Energy Center",0,2019,9999,"Solar PV","","","","","","Non-Fossil","G",2030,"Solar","",0,0,0,0,0,0,0,0,0,0,0,0,0,0,0,0,29.940036476428546,49.129423243664405,61.425983376647764,140.4954430967407,0,0,0,0,0,0,0,0,0,0,0,0,0,0,0,0,0,0,0,0,3.473606208368261,0,0,0,0,0,0,0,0,0,74.49999999999999,null,"",""]
["61780_G_ENG1","FRCC","Florida",12,"Seminole",117,"61780","ENG1","Seminole Energy",13500,2007,9999,"Landfill Gas","","","","","","Non-Fossil","G",2030,"LF Gas","",0.032225762141719835,0.04166924904002345,0.04714393773909494,0.12103894892083822,0,0,0,0,0,0,0,0,0,0,0,0,2.3870934920930225,3.086611040148836,3.4921435361736437,8.965848068415502,1.8571384464279963,2.401357152879427,2.7168579877431918,6.975353587050615,0,0,0,0,3.5636857918407063E-3,0.004607993756906625,0.005213412384871129,0.01338509193361846,0,0,0,0,0,0,0,0,0.517083122356589,0.016559262350894183,0.021411814056840946,0.024224992097722664,0.062196068505457794,0,0,0,0,0,1.5603100775193797,null,"",""]
["61864_G_DIXSL","PJM_EMAAC","New Jersey",34,"Burlington",5,"61864","DIXSL","Dix Solar, L.L.C",0,2017,9999,"Solar PV","","","","","","Non-Fossil","G",2030,"Solar","",0,0,0,0,0,0,0,0,0,0,0,0,0,0,0,0,2.740397327188812,5.921199338300657,9.818586005800626,18.4801826712901,0,0,0,0,0,0,0,0,0,0,0,0,0,0,0,0,0,0,0,0,0.6437680521900432,0,0,0,0,0,0,0,0,0,13.000000000000002,null,"",""]
["61891_G_EDGRD","PJM_EMAAC","New Jersey",34,"Warren",41,"61891","EDGRD","Stryker 22, L.L.C.",0,2018,9999,"Energy Storage","","","","","","Non-Fossil","G",2030,"EnerStor","",0,0,0,0,0,0,0,0,0,0,0,0,0,0,0,0,0.0381744,0,1.2759322164827587,1.3141066164827586,0,0,0,0,0,0,0,0,0,0,0,0,0,0,0,0,0,0,0,0,0.728171015541872,3.0043743950502094E-4,0,0.01004175070471429,0.010342188144219312,0,0,0,0,0,19.8,null,"",""]
["61928_G_GEN1","ISONE_MA, VT, NH, RI (Rest of ISO New England)","Vermont",50,"Franklin",11,"61928","GEN1","Saint Albans Solar",0,2018,9999,"Solar PV","","","","","","Non-Fossil","G",2030,"Solar","",0,0,0,0,0,0,0,0,0,0,0,0,0,0,0,0,1.0610973981840615,2.2463548890963123,3.706919170306712,7.014371457587086,0,0,0,0,0,0,0,0,0,0,0,0,0,0,0,0,0,0,0,0,0.19403223252166527,0,0,0,0,0,0,0,0,0,4.9,null,"",""]
["61990_G_WIND","MISO_Illinois","Illinois",17,"Champaign",19,"61990","WIND","TAC-Distributed Energy Resource Hybrid",0,2017,9999,"Onshore Wind","","","","","","Non-Fossil","G",2030,"Wind","",0,0,0,0,0,0,0,0,0,0,0,0,0,0,0,0,0.09754743210397523,0.1267090441197941,0.08694892108724449,0.3112053973110138,0,0,0,0,0,0,0,0,0,0,0,0,0,0,0,0,0,0,0,0,0.004675885119420109,0,0,0,0,0,0,0,0,0,0.1,null,"",""]
["62000_G_USSRP","MISO_Minnesota and Western Wisconsin","Minnesota",27,"Chisago",25,"62000","USSRP","USS Rockpoint Solar CSG",0,2018,9999,"Solar PV","","","","","","Non-Fossil","G",2030,"Solar","",0,0,0,0,0,0,0,0,0,0,0,0,0,0,0,0,0.21682629554462185,0.5034000882333984,0.9555409894455901,1.6757673732236102,0,0,0,0,0,0,0,0,0,0,0,0,0,0,0,0,0,0,0,0,0.03149576545749873,0,0,0,0,0,0,0,0,0,0.996751488900923,null,"",""]
["62046_G_USSNC","MISO_Minnesota and Western Wisconsin","Minnesota",27,"Chisago",25,"62046","USSNC","USS Nillie Corn Solar CSG",0,2018,9999,"Solar PV","","","","","","Non-Fossil","G",2030,"Solar","",0,0,0,0,0,0,0,0,0,0,0,0,0,0,0,0,0.21682629554462185,0.5034000882333984,0.9555409894455901,1.6757673732236102,0,0,0,0,0,0,0,0,0,0,0,0,0,0,0,0,0,0,0,0,0.03149576545749873,0,0,0,0,0,0,0,0,0,0.996751488900923,null,"",""]
["62111_G_SHUN2","ISONE_MA, VT, NH, RI (Rest of ISO New England)","Rhode Island",44,"Providence",7,"62111","SHUN2","WED Shun II, LLC",0,2019,9999,"Onshore Wind","","","","","","Non-Fossil","G",2030,"Wind","",0,0,0,0,0,0,0,0,0,0,0,0,0,0,0,0,1.655089626394616,2.3615437932976904,1.878561195923077,5.895194615615384,0,0,0,0,0,0,0,0,0,0,0,0,0,0,0,0,0,0,0,0,0.10577982115384615,0,0,0,0,0,0,0,0,0,3,null,"",""]
["62141_G_RMBLR","ERCOT_West","Texas",48,"Tom Green",451,"62141","RMBLR","Rambler",0,2020,9999,"Solar PV","","","","","","Non-Fossil","G",2030,"Solar","",0,0,0,0,0,0,0,0,0,0,0,0,0,0,0,0,91.11448093720747,150.85633379515656,226.52377918879932,468.49459392116336,0,0,0,0,0,0,0,0,0,0,0,0,0,0,0,0,0,0,0,0,6.319682653640805,0,0,0,0,0,0,0,0,0,200,null,"",""]
["62194_G_SO360","MISO_Minnesota and Western Wisconsin","Minnesota",27,"Waseca",161,"62194","SO360","Bolduan CSG",0,2018,9999,"Solar PV","","","","","","Non-Fossil","G",2030,"Solar","",0,0,0,0,0,0,0,0,0,0,0,0,0,0,0,0,0.21682629554462185,0.5034000882333984,0.9555409894455901,1.6757673732236102,0,0,0,0,0,0,0,0,0,0,0,0,0,0,0,0,0,0,0,0,0.03149576545749873,0,0,0,0,0,0,0,0,0,0.996751488900923,null,"",""]
["62225_G_PV1","PJM_EMAAC","New Jersey",34,"Hunterdon",19,"62225","PV1","Hunterdon Health System Solar Project",0,2019,9999,"Solar PV","","","","","","Non-Fossil","G",2030,"Solar","",0,0,0,0,0,0,0,0,0,0,0,0,0,0,0,0,0.3161996915987091,0.6832153082654604,1.1329137699000722,2.132328769764242,0,0,0,0,0,0,0,0,0,0,0,0,0,0,0,0,0,0,0,0,0.07428092909885113,0,0,0,0,0,0,0,0,0,1.5000000000000002,null,"",""]
["62360_G_USDVL","MISO_Minnesota and Western Wisconsin","Minnesota",27,"Carver",19,"62360","USDVL","USS DVL Solar CSG",0,2019,9999,"Solar PV","","","","","","Non-Fossil","G",2030,"Solar","",0,0,0,0,0,0,0,0,0,0,0,0,0,0,0,0,0.21682629554462185,0.5034000882333984,0.9555409894455901,1.6757673732236102,0,0,0,0,0,0,0,0,0,0,0,0,0,0,0,0,0,0,0,0,0.03149576545749873,0,0,0,0,0,0,0,0,0,0.996751488900923,null,"",""]
["62392_G_1","SERC_Southeastern","Georgia",13,"Effingham",103,"62392","1","Guyton Community Solar",0,2019,9999,"Solar PV","","","","","","Non-Fossil","G",2030,"Solar","",0,0,0,0,0,0,0,0,0,0,0,0,0,0,0,0,1.3030548927278596,2.3347579738759774,3.619576453864488,7.2573893204683255,0,0,0,0,0,0,0,0,0,0,0,0,0,0,0,0,0,0,0,0,0.1393229319616122,0,0,0,0,0,0,0,0,0,3.5999999999999974,null,"",""]
["62448_G_LAP","ERCOT_West","Texas",48,"Andrews",3,"62448","LAP","Lapetus",0,2019,9999,"Solar PV","","","","","","Non-Fossil","G",2030,"Solar","",0,0,0,0,0,0,0,0,0,0,0,0,0,0,0,0,45.55724046860374,75.42816689757828,113.26188959439966,234.24729696058168,0,0,0,0,0,0,0,0,0,0,0,0,0,0,0,0,0,0,0,0,3.1598413268204024,0,0,0,0,0,0,0,0,0,100,null,"",""]
["62583_G_5823","ISONE_MA, VT, NH, RI (Rest of ISO New England)","Massachusetts",25,"Berkshire",3,"62583","5823","Tanglewood Circle Solar 1 LLC",0,2018,9999,"Solar PV","","","","","","Non-Fossil","G",2030,"Solar","",0,0,0,0,0,0,0,0,0,0,0,0,0,0,0,0,1.0462363139641164,2.098154234369023,3.851749630508278,6.996140178841417,0,0,0,0,0,0,0,0,0,0,0,0,0,0,0,0,0,0,0,0,0.24231726053527422,0,0,0,0,0,0,0,0,0,5.000000000000003,null,"",""]
["62628_G_10115","PJM_EMAAC","Maryland",24,"Harford",25,"62628","10115","APG Old Bayside",0,2018,9999,"Solar PV","","","","","","Non-Fossil","G",2030,"Solar","",0,0,0,0,0,0,0,0,0,0,0,0,0,0,0,0,0.49130573618146456,0.991062794605402,1.5188751822263824,3.0012437130132485,0,0,0,0,0,0,0,0,0,0,0,0,0,0,0,0,0,0,0,0,0.06763525649020738,0,0,0,0,0,0,0,0,0,1.7000000000000002,null,"",""]
["62644_G_MMES","ISONE_MA, VT, NH, RI (Rest of ISO New England)","Massachusetts",25,"Middlesex",17,"62644","MMES","Minuteman Energy Storage",0,2019,9999,"Energy Storage","","","","","","Non-Fossil","G",2030,"EnerStor","",0,0,0,0,0,0,0,0,0,0,0,0,0,0,0,0,0.007939414673913042,0.039697058423913044,0,0.047636473097826086,0,0,0,0,0,0,0,0,0,0,0,0,0,0,0,0,0,0,0,0,0.18388156956521742,6.2484214966024982E-5,3.1242095720591847E-4,0,3.7490517217194345E-4,0,0,0,0,0,5,null,"",""]
["62744_G_A1","MISO_Minnesota and Western Wisconsin","Wisconsin",55,"Trempealeau",121,"62744","A1","Arcadia Solar",0,2019,9999,"Solar PV","","","","","","Non-Fossil","G",2030,"Solar","",0,0,0,0,0,0,0,0,0,0,0,0,0,0,0,0,0.9581796296088578,2.73807453697768,4.878745832932692,8.57499999951923,0,0,0,0,0,0,0,0,0,0,0,0,0,0,0,0,0,0,0,0,0.15799206634615384,0,0,0,0,0,0,0,0,0,5,null,"",""]
["62795_G_1","MISO_Iowa-MidAmerican","Iowa",19,"Ida",93,"62795","1","Ida Grove II",0,2019,9999,"Onshore Wind","","","","","","Non-Fossil","G",2030,"Wind","",0,0,0,0,0,0,0,0,0,0,0,0,0,0,0,0,169.61219067425122,238.83750864614797,193.36871581407632,601.8184151344755,0,0,0,0,0,0,0,0,0,0,0,0,0,0,0,0,0,0,0,0,7.087248015591961,0,0,0,0,0,0,0,0,0,200.99999999999997,null,"",""]
["62835_G_ESS-2","ISONE_MA, VT, NH, RI (Rest of ISO New England)","Massachusetts",25,"Bristol",5,"62835","ESS-2","Acushnet Ball Plant 2",0,2019,9999,"Energy Storage","","","","","","Non-Fossil","G",2030,"EnerStor","",0,0,0,0,0,0,0,0,0,0,0,0,0,0,0,0,7.9394146739130388E-4,0.003969705842391305,0,0.004763647309782609,0,0,0,0,0,0,0,0,0,0,0,0,0,0,0,0,0,0,0,0,0.01838815695652174,6.2484214966024965E-6,3.124209572059185E-5,0,3.7490517217194348E-5,0,0,0,0,0,0.5,null,"",""]
["62957_G_IRNMT","PJM_EMAAC","New Jersey",34,"Middlesex",23,"62957","IRNMT","DG Iron Mountain",0,2019,9999,"Solar PV","","","","","","Non-Fossil","G",2030,"Solar","",0,0,0,0,0,0,0,0,0,0,0,0,0,0,0,0,1.1383188897553524,2.459575109755658,4.07848957164026,7.676383571151272,0,0,0,0,0,0,0,0,0,0,0,0,0,0,0,0,0,0,0,0,0.2674113447558641,0,0,0,0,0,0,0,0,0,5.400000000000001,null,"",""]
["62991_G_PAWT3","PJM_AP","Pennsylvania",42,"Franklin",55,"62991","PAWT3","Whitetail Solar 3",0,2020,9999,"Solar PV","","","","","","Non-Fossil","G",2030,"Solar","",0,0,0,0,0,0,0,0,0,0,0,0,0,0,0,0,4.809657922852772,10.112732477874504,16.344055607636363,31.266446008363637,0,0,0,0,0,0,0,0,0,0,0,0,0,0,0,0,0,0,0,0,0.6319682650909091,0,0,0,0,0,0,0,0,0,20,null,"",""]
["63037_G_FS11","MISO_Minnesota and Western Wisconsin","Minnesota",27,"Goodhue",49,"63037","FS11","FastSun 11 CSG",0,2020,9999,"Solar PV","","","","","","Non-Fossil","G",2030,"Solar","",0,0,0,0,0,0,0,0,0,0,0,0,0,0,0,0,0.21682629554462185,0.5034000882333984,0.9555409894455901,1.6757673732236102,0,0,0,0,0,0,0,0,0,0,0,0,0,0,0,0,0,0,0,0,0.03149576545749873,0,0,0,0,0,0,0,0,0,0.996751488900923,null,"",""]
["63085_G_15124","PJM_SWMAAC","Maryland",24,"Baltimore",5,"63085","15124","White CSG",0,2019,9999,"Solar PV","","","","","","Non-Fossil","G",2030,"Solar","",0,0,0,0,0,0,0,0,0,0,0,0,0,0,0,0,0.5057455914092075,1.020486803541978,1.587501329372385,3.1137337243235703,0,0,0,0,0,0,0,0,0,0,0,0,0,0,0,0,0,0,0,0,0.09514668842398884,0,0,0,0,0,0,0,0,0,2,null,"",""]
["63182_G_LIND2","MISO_Minnesota and Western Wisconsin","Minnesota",27,"Scott",139,"63182","LIND2","Linden 02 CSG",0,2020,9999,"Solar PV","","","","","","Non-Fossil","G",2030,"Solar","",0,0,0,0,0,0,0,0,0,0,0,0,0,0,0,0,0.21682629554462185,0.5034000882333984,0.9555409894455901,1.6757673732236102,0,0,0,0,0,0,0,0,0,0,0,0,0,0,0,0,0,0,0,0,0.03149576545749873,0,0,0,0,0,0,0,0,0,0.996751488900923,null,"",""]
["6405_G_1","WECC_Utah","Utah",49,"Daggett",9,"6405","1","Flaming Gorge",0,1963,9999,"Hydro","","","","","","Non-Fossil","G",2030,"Hydro","",0,0,0,0,0,0,0,0,0,0,0,0,0,0,0,0,35.574695393983234,50.729314610309586,78.93549120983442,165.23950121412724,0,0,0,0,0,0,0,0,0,0,0,0,0,0,0,0,0,0,0,0,0.7998966547311547,0.0494488265976367,0.07051374730833034,0.10972033278166986,0.2296829066876369,0,0,0,0,0,50.6,null,"",""]
["6424_G_A-1","WECC_Pacific Northwest","Washington",53,"Chelan",7,"6424","A-1","Chelan",0,1927,9999,"Hydro","","","","","","Non-Fossil","G",2030,"Hydro","",0,0,0,0,0,0,0,0,0,0,0,0,0,0,0,0,29.976663831002448,36.77693914577002,53.50473208146364,120.25833505823611,0,0,0,0,0,0,0,0,0,0,0,0,0,0,0,0,0,0,0,0,0.49637855640778517,0.041667562725093484,0.05111994541262029,0.07437157759323453,0.1671590857309483,0,0,0,0,0,31.400000000000002,null,"",""]
["6486_G_3","NY_Zone D (North)","New York",36,"Clinton",19,"6486","3","Mill C",0,1984,9999,"Hydro","","","","","","Non-Fossil","G",2030,"Hydro","",0,0,0,0,0,0,0,0,0,0,0,0,0,0,0,0,4.040648264160352,5.456912114619716,6.7155554454261175,16.213115824206188,0,0,0,0,0,0,0,0,0,0,0,0,0,0,0,0,0,0,0,0,0.06007129025773196,5.6165010871828906E-3,0.007585107839321434,0.009334622069142316,0.02253623099564664,0,0,0,0,0,3.8000000000000003,null,"",""]
["6546_G_2","PJM_AP","West Virginia",54,"Jefferson",37,"6546","2","Millville Hydro Station",0,1939,9999,"Hydro","","","","","","Non-Fossil","G",2030,"Hydro","",0,0,0,0,0,0,0,0,0,0,0,0,0,0,0,0,0.9765659479285083,1.292646102684068,1.434686191350913,3.7038982419634894,0,0,0,0,0,0,0,0,0,0,0,0,0,0,0,0,0,0,0,0,0.012646587423935093,1.3574266676206267E-3,1.7967780827308536E-3,1.9942138059777744E-3,0.005148418556329255,0,0,0,0,0,0.8000000000000002,null,"",""]
["6636_G_3","PJM_AP","Pennsylvania",42,"FAYETTE",51,"6636","3","Lake Lynn Hydro Station",0,1926,9999,"Hydro","","","","","","Non-Fossil","G",2030,"Hydro","",0,0,0,0,0,0,0,0,0,0,0,0,0,0,0,0,7.707620584384115,11.284830230365886,10.142140877500001,29.13459169225,0,0,0,0,0,0,0,0,0,0,0,0,0,0,0,0,0,0,0,0,0.20550704575,0.010713592612293904,0.015685914020208573,0.014097575819724992,0.04049708245222747,0,0,0,0,0,13,null,"",""]
["712_G_1","SERC_Southeastern","Georgia",13,"Jasper",159,"712","1","Lloyd Shoals",0,1911,9999,"Hydro","","","","","","Non-Fossil","G",2030,"Hydro","",0,0,0,0,0,0,0,0,0,0,0,0,0,0,0,0,1.6465322245431504,1.7890238508206866,2.187879568534196,5.623435643898032,0,0,0,0,0,0,0,0,0,0,0,0,0,0,0,0,0,0,0,0,0.060071290271085966,2.2886797921149787E-3,2.4867431526407547E-3,3.041152600262532E-3,0.007816575545018266,0,0,0,0,0,3.8,null,"",""]
["717_G_5","SERC_Southeastern","Georgia",13,"Fulton",121,"717","5","Morgan Falls",0,1903,9999,"Hydro","","","","","","Non-Fossil","G",2030,"Hydro","",0,0,0,0,0,0,0,0,0,0,0,0,0,0,0,0,0.6499469307407173,0.7061936253239551,0.8636366717898141,2.2197772278544865,0,0,0,0,0,0,0,0,0,0,0,0,0,0,0,0,0,0,0,0,0.02371235142279709,0.000903426233729597,9.816091392002976E-4,1.2004549737878415E-3,0.003085490346717736,0,0,0,0,0,1.5,null,"",""]
["723_G_5","SERC_Southeastern","Georgia",13,"Habersham",137,"723","5","Tallulah Falls",0,1913,9999,"Hydro","","","","","","Non-Fossil","G",2030,"Hydro","",0,0,0,0,0,0,0,0,0,0,0,0,0,0,0,0,5.286235036691167,5.743708152634836,7.024244930557154,18.054188119883158,0,0,0,0,0,0,0,0,0,0,0,0,0,0,0,0,0,0,0,0,0.19286045823874967,0.007347866701000722,0.007983754332162422,0.009763700453474444,0.025095321486637588,0,0,0,0,0,12.2,null,"",""]
["736_G_8","SERC_VACAR","Georgia",13,"Columbia",73,"736","8","Stevens Creek",0,1926,9999,"Hydro","","","","","","Non-Fossil","G",2030,"Hydro","",0,0,0,0,0,0,0,0,0,0,0,0,0,0,0,0,2.1575191811983534,2.396744675051646,2.90950735875,7.4637712149999995,0,0,0,0,0,0,0,0,0,0,0,0,0,0,0,0,0,0,0,0,0.023712351375,0.002998951661865702,0.003331475098321788,0.004044215228662497,0.010374641988849988,0,0,0,0,0,1.5,null,"",""]
["7657_G_5","PJM_ATSI","Ohio",39,"Defiance",39,"7657","5","Auglaize Hydro",0,1988,9999,"Hydro","","","","","","Non-Fossil","G",2030,"Hydro","",0,0,0,0,0,0,0,0,0,0,0,0,0,0,0,0,0.32070979395555566,0.4987504369777779,0.7137192490666668,1.5331794800000003,0,0,0,0,0,0,0,0,0,0,0,0,0,0,0,0,0,0,0,0,0.01264658737777778,4.4578661359822235E-4,6.9326310739911126E-4,9.9206975620266683E-4,2.1311194772000003E-3,0,0,0,0,0,0.8000000000000002,null,"",""]
["788_G_1","ISONE_MA, VT, NH, RI (Rest of ISO New England)","Vermont",50,"Caledonia",5,"788","1","East Barnet",0,1984,9999,"Hydro","","","","","","Non-Fossil","G",2030,"Hydro","",0,0,0,0,0,0,0,0,0,0,0,0,0,0,0,0,1.9410845622948352,2.7649986210715523,2.7537778508463684,7.459861034212755,0,0,0,0,0,0,0,0,0,0,0,0,0,0,0,0,0,0,0,0,0.0300356451378026,0.002698107541589821,3.8433480832894577E-3,3.8277512126764514E-3,0.01036920683755573,0,0,0,0,0,1.8999999999999997,null,"",""]
["7958_G_HG3","SERC_VACAR","South Carolina",45,"Horry",51,"7958","HG3","Horry Land Fill Gas Site",13500,2003,9999,"Landfill Gas","","","","","","Non-Fossil","G",2030,"LF Gas","",0.01649683692096365,0.021360310965730735,0.025418186494559306,0.06327533438125368,0,0,0,0,0,0,0,0,0,0,0,0,1.2219879204511928,1.5822452572125807,1.8828286307418647,4.687061808405638,0.9506962152090572,1.2309733610206857,1.4648246705950208,3.6464942468247634,0,0,0,0,1.8243027015544216E-3,2.3621299760383904E-3,0.002810870204812691,0.006997302882405503,0,0,0,0,0,0,0,0,0.2851546480911062,0.008476927540291883,0.010976031900061063,0.01306117810697561,0.032514137547328556,0,0,0,0,0,1.0999999999999996,null,"",""]
["983_B_3","MISO_Indiana (including parts of Kentucky)","Indiana",18,"Jefferson",77,"983","3","Clifty Creek",10846,1955,9999,"Coal Steam","wall","wet","ESPC + Wet Scrubber + SCR","OFA","Wet Scrubber","Fossil","B",2030,"Coal","",3.6186596005736806,3.8447811499987523,4.269923213057676,11.733363963630108,3.6186596005736806,3.8447811499987523,4.269923213057676,11.733363963630108,0,0,0,0,0,0,0,0,333.92744856791927,354.7937914684141,394.0256121113333,1082.7468521476667,372.8418531623336,396.1398659166187,439.94358668920546,1208.9253057681578,6.2202348435531343E-4,0.000660892272687573,7.3397136175067925E-4,2.0168871187935655E-3,0.2364251252557369,0.2511987767031867,0.16445386968728068,0.6520777716462043,0.16030310680126525,0.17032007189016368,0.18915345270390269,0.5197766313953317,1.809268020975042E-3,1.9223249352433105E-3,2.1349835958997163E-3,0.005866576552118068,12.085573586666666,1.73444932958492,1.842830999345414,2.046604619346785,5.6238849482771185,7.0682298092692095,7.509906908687751,8.340325388569346,22.918462106526306,0,196,"Scrubber / SCR","Wet Scrubber",""]
["","SERC_Central_TVA","Alabama",1,"",0,"","","New",0,0,0,"Landfill Gas","","","","","","Non-Fossil","",2030,"LF Gas","",0.017638666132075476,0.02391019186792453,0.029985658,0.071534516,0,0,0,0,0,0,0,0,0,0,0,0,2.0719648799999995,2.808663504,3.522340296,8.402968679999999,1.0164970129245268,1.3779181730754726,1.728044921,4.122460106999999,0,0,0,0,7.9367773584905661E-4,1.0758742641509438E-3,1.349318E-3,3.2188700000000004E-3,0,0,0,0,0,0,0,0,0.021337837,0.012784023309599997,0.01732945381968,0.02173283962632,0.051846316755599996,0,0,0,0,0.140965349,1.065826,null,"",""]
["","WECC_LADWP","California",6,"",0,"","","New",0,0,0,"Hydro","","","","","","Non-Fossil","",2030,"Hydro","",0,0,0,0,0,0,0,0,0,0,0,0,0,0,0,0,32.94383828355119,58.00953584344883,78.044622432,168.997996559,0,0,0,0,0,0,0,0,0,0,0,0,0,0,0,0,0,0,0,0,1.406989278,0,0,0,0,0,0,0,0,5.556610029,27.440244,null,"",""]
["","ISONE_Connecticut","Connecticut",9,"",0,"","","New",0,0,0,"Onshore Wind","","","","","","Non-Fossil","",2030,"Wind","",0,0,0,0,0,0,0,0,0,0,0,0,0,0,0,0,216.19014145713197,318.57442054486796,238.98922302199998,773.7537850239999,0,0,0,0,0,0,0,0,0,0,0,0,0,0,0,0,0,0,0,0,7.349367406,0,0,0,0,0,0,0,0,41.4492806,218.081,null,"",""]
["","FRCC","Florida",12,"",0,"","","New",0,0,0,"Combustion Turbine","","","","","","Fossil","",2030,"NaturalGas","",6.790948558333329E-3,0.03296094544166667,0.095935695,0.135687589,0,0,0,0,0,0,0,0,0,0,0,0,0.6856081499999997,3.327707850000001,9.685582499999999,13.698898499999999,0.3975421383833342,1.9295337936166659,5.616075565,7.943151497000001,4.752241666666666e-10,2.3065758333333331E-9,6.7099999999999994E-9,9.491799999999999E-9,3.7347583333333345E-5,1.8127241666666665E-4,5.2758599999999992E-4,7.4620599999999991E-4,0,0,0,0,0,0,0,0,0.128945,0.003071524511999999,0.014908131168000003,0.04339140959999999,0.06137106528,0.023397898310625942,0.10320745268937406,0.341589909,0.46819526,1.317699729,18.5,null,"",""]
["","PJM_ComEd","Illinois",17,"",0,"","","New",0,0,0,"Onshore Wind","","","","","","Non-Fossil","",2030,"Wind","",0,0,0,0,0,0,0,0,0,0,0,0,0,0,0,0,16.80860154825054,23.329916662749465,21.198999418,61.337517629000004,0,0,0,0,0,0,0,0,0,0,0,0,0,0,0,0,0,0,0,0,0.453269011,0,0,0,0,0,0,0,0,1.571793434,13.45005,null,"",""]
["","MISO_Amite South (including DSG)","Louisiana",22,"",0,"","","New",0,0,0,"Solar","","","","","","Non-Fossil","",2030,"Solar-DER","",0,0,0,0,0,0,0,0,0,0,0,0,0,0,0,0,31.529456523922455,63.66686726107755,88.04262858300001,183.238952368,0,0,0,0,0,0,0,0,0,0,0,0,0,0,0,0,0,0,0,0,0,0,0,0,0,0,0,0,0,0,113.5856454,null,"",""]
["","ISONE_Maine","Maine",23,"",0,"","","New",0,0,0,"Solar","","","","","","Non-Fossil","",2030,"Solar-DER","",0,0,0,0,0,0,0,0,0,0,0,0,0,0,0,0,162.88817135878463,293.9709436962154,544.566487814,1001.4256028689999,0,0,0,0,0,0,0,0,0,0,0,0,0,0,0,0,0,0,0,0,0,0,0,0,0,0,0,0,0,0,832.8233816,null,"",""]
["","MISO_Wisconsin- Upper Michigan (WUMS)","Michigan",26,"",0,"","","New",0,0,0,"Landfill Gas","","","","","","Non-Fossil","",2030,"LF Gas","",0.0174043371226415,0.02359254587735849,0.029587354,0.070584237,0,0,0,0,0,0,0,0,0,0,0,0,2.04444,2.7713519999999994,3.4755479999999994,8.291339999999998,1.002993425660379,1.359613310339621,1.7050888250000003,4.067695561000001,0,0,0,0,7.8311759433962271E-4,1.0615594056603771E-3,1.3314280000000002E-3,3.1761050000000002E-3,0,0,0,0,0,0,0,0,0.021054373,0.0126141948,0.017099241839999998,0.021444131159999998,0.0511575678,0,0,0,0,0.173280478,1.051667,null,"",""]
["","MISO_Minnesota and Western Wisconsin","Minnesota",27,"",0,"","","New",0,0,0,"Solar PV","","","","","","Non-Fossil","",2030,"Solar","",0,0,0,0,0,0,0,0,0,0,0,0,0,0,0,0,40.565548179374346,88.67125170262561,169.37997809400005,298.616777976,0,0,0,0,0,0,0,0,0,0,0,0,0,0,0,0,0,0,0,0,1.15280431,0,0,0,0,0,0,0,0,12.46021383,140.6,null,"",""]
["","SPP Nebraska","Nebraska",31,"",0,"","","New",0,0,0,"New Battery Storage","","","","","","Non-Fossil","",2030,"EnerStor","",0,0,0,0,0,0,0,0,0,0,0,0,0,0,0,0,0.43727040000000006,0.5047504,0.8567999999999999,1.7988208,0,0,0,0,0,0,0,0,0,0,0,0,0,0,0,0,0,0,0,0,0.021836393,0,0,0,0,0,0,0,0,0.306652767,1.4,null,"",""]
["","WECC_Northern Nevada","Nevada",32,"",0,"","","New",0,0,0,"Geothermal","","","","","","Non-Fossil","",2030,"Geothermal","",1.1664000000000003,1.56006,1.7982,4.524660000000001,0,0,0,0,0,0,0,0,0,0,0,0,38.88,52.00199999999999,59.94,150.822,0,0,0,0,0.0021555072,0.00288299088,3.3230736000000004E-3,0.00836157168,0,0,0,0,0,0,0,0,0,0,0,0,2.048636,0,0,0,0,0,0,0,0,5.483440965,20,null,"",""]
["","NY_Zone G-I (Downstate NY)","New York",36,"",0,"","","New",0,0,0,"Landfill Gas","","","","","","Non-Fossil","",2030,"LF Gas","",0.11396401938679246,0.15448455961320756,0.19373874799999996,0.462187327,0,0,0,0,0,0,0,0,0,0,0,0,13.38705144,18.146891951999997,22.757987448,54.29193084,6.567629564292458,8.902786742707544,11.164970256999998,26.635386564,0,0,0,0,0.005128389764150944,0.006951817235849057,8.718202999999999E-3,0.02079841,0,0,0,0,0,0,0,0,0.137864587,0.0825981073848,0.11196632334383998,0.14041678255416,0.3349812132828,0,0,0,0,1.234431061,6.886343,null,"",""]
["","PJM_Dominion","North Carolina",37,"",0,"","","New",0,0,0,"Landfill Gas","","","","","","Non-Fossil","",2030,"LF Gas","",0.002773872594339623,3.7601384056603774E-3,0.004715384,0.011249395,0,0,0,0,0,0,0,0,0,0,0,0,0.32582736,0.44167708799999994,0.553906512,1.32141096,0.15984949627358486,0.21668487272641512,0.271744142,0.648278511,0,0,0,0,1.2480495283018867E-4,1.691800471698113E-4,2.12103E-4,0.000506088,0,0,0,0,0,0,0,0,0.003355492,0.0020103548112,2.7251476329599998E-3,0.00341760317904,0.0081531056232,0,0,0,0,0.021684121,0.167607,null,"",""]
["","MISO_MT, SD, ND","North Dakota",38,"",0,"","","New",0,0,0,"Onshore Wind","","","","","","Non-Fossil","",2030,"Wind","",0,0,0,0,0,0,0,0,0,0,0,0,0,0,0,0,294.02078493083593,354.0106518821641,362.960243828,1010.991680641,0,0,0,0,0,0,0,0,0,0,0,0,0,0,0,0,0,0,0,0,7.000488051,0,0,0,0,0,0,0,0,20.27809137,207.72855,null,"",""]
["","PJM_EMAAC","Pennsylvania",42,"",0,"","","New",0,0,0,"Landfill Gas","","","","","","Non-Fossil","",2030,"LF Gas","",0.11331558254716978,0.15360556745283016,0.192636403,0.45955755299999995,0,0,0,0,0,0,0,0,0,0,0,0,13.3108812,18.04363896,22.62849804,53.983018200000004,6.530260775094337,8.852131272905664,11.101443317000001,26.483835365000004,0,0,0,0,0.005099197924528301,6.912246075471697E-3,0.008668682000000002,0.020680126,0,0,0,0,0,0,0,0,0.137080163,0.082128137004,0.1113292523832,0.1396178329068,0.333075222294,0,0,0,0,0.939936385,6.847161,null,"",""]
["","SERC_VACAR","South Carolina",45,"",0,"","","New",0,0,0,"Landfill Gas","","","","","","Non-Fossil","",2030,"LF Gas","",0.046566971745283,0.06312411725471696,0.079163836,0.18885492499999995,0,0,0,0,0,0,0,0,0,0,0,0,5.470098479999998,7.415022383999998,9.299167416000001,22.184288279999997,2.68360666514151,3.637777923858489,4.562131334,10.883515923,0,0,0,0,2.095550660377359E-3,2.8406353396226423E-3,0.003562465,0.008498651000000001,0,0,0,0,0,0,0,0,0.056333017,0.033750507621599986,0.045750688109279986,0.057375862956720015,0.13687705868759997,0,0,0,0,0.364039572,2.813837,null,"",""]
["","PJM West","Tennessee",47,"",0,"","","New",0,0,0,"Landfill Gas","","","","","","Non-Fossil","",2030,"LF Gas","",6.3764787735849063E-4,8.6436712264150979E-4,0.001084009,0.002586024,0,0,0,0,0,0,0,0,0,0,0,0,0.07490452669811322,0.1015372473018868,0.12733761600000001,0.30377939000000004,0.03674780702830189,0.049813693971698096,0.062471285,0.14903278599999997,0,0,0,0,2.8689877358490569E-5,3.8890722641509446E-5,4.8776e-05,1.1635660000000001E-4,0,0,0,0,0,0,0,0,0.000771391,4.6216092972735861E-4,6.2648481585264159E-4,7.8567309072000017E-4,1.8743188363000004E-3,0,0,0,0,0.005405929,0.038531,null,"",""]
["","ERCOT_West","Texas",48,"",0,"","","New",0,0,0,"Onshore Wind","","","","","","Non-Fossil","",2030,"Wind","",0,0,0,0,0,0,0,0,0,0,0,0,0,0,0,0,1170.7678221416375,1513.0473237853632,1668.8619467209999,4352.677092648,0,0,0,0,0,0,0,0,0,0,0,0,0,0,0,0,0,0,0,0,30.18845312,0,0,0,0,0,0,0,0,82.76145026,895.7952,null,"",""]
["","ERCOT_West","Texas",48,"",0,"","","New",0,0,0,"Onshore Wind","","","","","","Non-Fossil","",2030,"Wind","",0,0,0,0,0,0,0,0,0,0,0,0,0,0,0,0,364.4485953191629,470.99686323483695,519.5004345039999,1354.945893058,0,0,0,0,0,0,0,0,0,0,0,0,0,0,0,0,0,0,0,0,9.397370791,0,0,0,0,0,0,0,0,25.80066018,278.852302,null,"",""]
["","ERCOT_West","Texas",48,"",0,"","","New",0,0,0,"Onshore Wind","","","","","","Non-Fossil","",2030,"Wind","",0,0,0,0,0,0,0,0,0,0,0,0,0,0,0,0,977.254024579715,1376.8797897602853,1595.630789013,3949.764603353,0,0,0,0,0,0,0,0,0,0,0,0,0,0,0,0,0,0,0,0,26.83813864,0,0,0,0,0,0,0,0,75.63510873,796.37985,null,"",""]
["","ERCOT_Rest","Texas",48,"",0,"","","New",0,0,0,"Solar","","","","","","Non-Fossil","",2030,"Solar-DER","",0,0,0,0,0,0,0,0,0,0,0,0,0,0,0,0,451.97649349554626,846.9155607904538,1389.177955222,2688.070009508,0,0,0,0,0,0,0,0,0,0,0,0,0,0,0,0,0,0,0,0,0,0,0,0,0,0,0,0,0,0,1654.703527,null,"",""]
["","ERCOT_West","Texas",48,"",0,"","","New",0,0,0,"Solar","","","","","","Non-Fossil","",2030,"Solar-DER","",0,0,0,0,0,0,0,0,0,0,0,0,0,0,0,0,41.15292467854778,77.89244759945224,117.77861832800001,236.82399060600002,0,0,0,0,0,0,0,0,0,0,0,0,0,0,0,0,0,0,0,0,0,0,0,0,0,0,0,0,0,0,145.7824726,null,"",""]
["","MISO_WOTAB (including Western)","Texas",48,"",0,"","","New",0,0,0,"Solar","","","","","","Non-Fossil","",2030,"Solar-DER","",0,0,0,0,0,0,0,0,0,0,0,0,0,0,0,0,20.83420256842367,44.255262190576325,70.825636,135.91510075899998,0,0,0,0,0,0,0,0,0,0,0,0,0,0,0,0,0,0,0,0,0,0,0,0,0,0,0,0,0,0,84.25066961,null,"",""]
["","SPP SPS (Texas Panhandle)","Texas",48,"",0,"","","New",0,0,0,"Solar","","","","","","Non-Fossil","",2030,"Solar-DER","",0,0,0,0,0,0,0,0,0,0,0,0,0,0,0,0,35.052052203097304,65.98953505490269,101.633541681,202.675128939,0,0,0,0,0,0,0,0,0,0,0,0,0,0,0,0,0,0,0,0,0,0,0,0,0,0,0,0,0,0,124.748727,null,"",""]
["","SPP West (Oklahoma, Arkansas, Louisiana)","Texas",48,"",0,"","","New",0,0,0,"Solar","","","","","","Non-Fossil","",2030,"Solar-DER","",0,0,0,0,0,0,0,0,0,0,0,0,0,0,0,0,11.082934006481892,23.933236504518113,38.77243277100001,73.78860328200003,0,0,0,0,0,0,0,0,0,0,0,0,0,0,0,0,0,0,0,0,0,0,0,0,0,0,0,0,0,0,45.41768088,null,"",""]
["","WECC_New Mexico","Texas",48,"",0,"","","New",0,0,0,"Solar","","","","","","Non-Fossil","",2030,"Solar-DER","",0,0,0,0,0,0,0,0,0,0,0,0,0,0,0,0,57.02831968256655,105.56940916843345,151.744488206,314.34221705699997,0,0,0,0,0,0,0,0,0,0,0,0,0,0,0,0,0,0,0,0,0,0,0,0,0,0,0,0,0,0,199.7292117,null,"",""]
["","ERCOT_Rest","Texas",48,"",0,"","","New",0,0,0,"Solar PV","","","","","","Non-Fossil","",2030,"Solar","",0,0,0,0,0,0,0,0,0,0,0,0,0,0,0,0,1318.0317196438764,2532.1424388741234,4174.718293225001,8024.8924517430005,0,0,0,0,0,0,0,0,0,0,0,0,0,0,0,0,0,0,0,0,24.29134143,0,0,0,0,0,0,0,0,241.9887331,2962.656,null,"",""]
["","ERCOT_Rest","Texas",48,"",0,"","","New",0,0,0,"Solar PV","","","","","","Non-Fossil","",2030,"Solar","",0,0,0,0,0,0,0,0,0,0,0,0,0,0,0,0,554.475756074715,1065.2335390402848,1756.240041472,3375.949336587,0,0,0,0,0,0,0,0,0,0,0,0,0,0,0,0,0,0,0,0,10.21899527,0,0,0,0,0,0,0,0,102.1514792,1246.344,null,"",""]
["","ERCOT_West","Texas",48,"",0,"","","New",0,0,0,"Solar PV","","","","","","Non-Fossil","",2030,"Solar","",0,0,0,0,0,0,0,0,0,0,0,0,0,0,0,0,431.5724995178515,753.6657177571486,1122.768151067,2308.0063683420003,0,0,0,0,0,0,0,0,0,0,0,0,0,0,0,0,0,0,0,0,6.237894633,0,0,0,0,0,0,0,0,63.57021017,760.7952,null,"",""]
["","ERCOT_West","Texas",48,"",0,"","","New",0,0,0,"Solar PV","","","","","","Non-Fossil","",2030,"Solar","",0,0,0,0,0,0,0,0,0,0,0,0,0,0,0,0,469.16447126178286,819.3135067102171,1220.566478528,2509.0444565,0,0,0,0,0,0,0,0,0,0,0,0,0,0,0,0,0,0,0,0,6.781244265,0,0,0,0,0,0,0,0,69.47648555,827.064,null,"",""]
["","ERCOT_West","Texas",48,"",0,"","","New",0,0,0,"Solar PV","","","","","","Non-Fossil","",2030,"Solar","",0,0,0,0,0,0,0,0,0,0,0,0,0,0,0,0,451.5202602896094,788.5009851953906,1174.663743404,2414.684988889,0,0,0,0,0,0,0,0,0,0,0,0,0,0,0,0,0,0,0,0,6.526217059,0,0,0,0,0,0,0,0,67.0268409,795.96,null,"",""]
["","ERCOT_West","Texas",48,"",0,"","","New",0,0,0,"Solar PV","","","","","","Non-Fossil","",2030,"Solar","",0,0,0,0,0,0,0,0,0,0,0,0,0,0,0,0,457.6467224342673,799.1997773907326,1190.6021930860002,2447.448692911,0,0,0,0,0,0,0,0,0,0,0,0,0,0,0,0,0,0,0,0,6.614768172,0,0,0,0,0,0,0,0,68.05923118,806.76,null,"",""]
["","ERCOT_West","Texas",48,"",0,"","","New",0,0,0,"Solar PV","","","","","","Non-Fossil","",2030,"Solar","",0,0,0,0,0,0,0,0,0,0,0,0,0,0,0,0,435.6713296262957,760.8236060357041,1133.4315641300002,2329.926499792,0,0,0,0,0,0,0,0,0,0,0,0,0,0,0,0,0,0,0,0,6.297138608,0,0,0,0,0,0,0,0,64.96447453,768.0208,null,"",""]
["","SPP SPS (Texas Panhandle)","Texas",48,"",0,"","","New",0,0,0,"Solar PV","","","","","","Non-Fossil","",2030,"Solar","",0,0,0,0,0,0,0,0,0,0,0,0,0,0,0,0,357.12921513747426,667.5467222395256,1010.240346383,2034.9162837599997,0,0,0,0,0,0,0,0,0,0,0,0,0,0,0,0,0,0,0,0,5.329465159,0,0,0,0,0,0,0,0,54.73386181,650,null,"",""]
["","SPP SPS (Texas Panhandle)","Texas",48,"",0,"","","New",0,0,0,"Solar PV","","","","","","Non-Fossil","",2030,"Solar","",0,0,0,0,0,0,0,0,0,0,0,0,0,0,0,0,17.152635851582197,31.717872336417813,47.67049367999999,96.541001868,0,0,0,0,0,0,0,0,0,0,0,0,0,0,0,0,0,0,0,0,0.247129759,0,0,0,0,0,0,0,0,2.025435885,30.1408,null,"",""]
["","ERCOT_Panhandle","Texas",48,"",0,"","","New",0,0,0,"Solar PV","","","","","","Non-Fossil","",2030,"Solar","",0,0,0,0,0,0,0,0,0,0,0,0,0,0,0,0,90.10596140143366,168.41730797256633,247.57863131799996,506.10190069199996,0,0,0,0,0,0,0,0,0,0,0,0,0,0,0,0,0,0,0,0,1.365812373,0,0,0,0,0,0,0,0,11.13207481,166.5792,null,"",""]
["","ERCOT_Panhandle","Texas",48,"",0,"","","New",0,0,0,"Solar PV","","","","","","Non-Fossil","",2030,"Solar","",0,0,0,0,0,0,0,0,0,0,0,0,0,0,0,0,90.10596140143366,168.41730797256633,247.57863131799996,506.10190069199996,0,0,0,0,0,0,0,0,0,0,0,0,0,0,0,0,0,0,0,0,1.365812373,0,0,0,0,0,0,0,0,11.13207481,166.5792,null,"",""]
["","ERCOT_Panhandle","Texas",48,"",0,"","","New",0,0,0,"Solar PV","","","","","","Non-Fossil","",2030,"Solar","",0,0,0,0,0,0,0,0,0,0,0,0,0,0,0,0,90.10596140143366,168.41730797256633,247.57863131799996,506.10190069199996,0,0,0,0,0,0,0,0,0,0,0,0,0,0,0,0,0,0,0,0,1.365812373,0,0,0,0,0,0,0,0,11.13207481,166.5792,null,"",""]
["","ERCOT_Panhandle","Texas",48,"",0,"","","New",0,0,0,"Solar PV","","","","","","Non-Fossil","",2030,"Solar","",0,0,0,0,0,0,0,0,0,0,0,0,0,0,0,0,90.10596140143366,168.41730797256633,247.57863131799996,506.10190069199996,0,0,0,0,0,0,0,0,0,0,0,0,0,0,0,0,0,0,0,0,1.365812373,0,0,0,0,0,0,0,0,11.13207481,166.5792,null,"",""]
["","ERCOT_Panhandle","Texas",48,"",0,"","","New",0,0,0,"Solar PV","","","","","","Non-Fossil","",2030,"Solar","",0,0,0,0,0,0,0,0,0,0,0,0,0,0,0,0,281.861542104401,526.8282076335989,774.4536957089999,1583.143445447,0,0,0,0,0,0,0,0,0,0,0,0,0,0,0,0,0,0,0,0,4.27241412,0,0,0,0,0,0,0,0,34.89829669,521.0784,null,"",""]
["","ERCOT_Panhandle","Texas",48,"",0,"","","New",0,0,0,"Solar PV","","","","","","Non-Fossil","",2030,"Solar","",0,0,0,0,0,0,0,0,0,0,0,0,0,0,0,0,105.63437913735311,199.75241127064686,295.250536272,600.6373266799999,0,0,0,0,0,0,0,0,0,0,0,0,0,0,0,0,0,0,0,0,1.608796628,0,0,0,0,0,0,0,0,13.33596077,196.2144,null,"",""]
["","ERCOT_Panhandle","Texas",48,"",0,"","","New",0,0,0,"Solar PV","","","","","","Non-Fossil","",2030,"Solar","",0,0,0,0,0,0,0,0,0,0,0,0,0,0,0,0,108.21593265447325,204.63407521452677,302.46603815,615.3160460189999,0,0,0,0,0,0,0,0,0,0,0,0,0,0,0,0,0,0,0,0,1.648113323,0,0,0,0,0,0,0,0,13.9840507,201.0096,null,"",""]
["","ERCOT_Panhandle","Texas",48,"",0,"","","New",0,0,0,"Solar PV","","","","","","Non-Fossil","",2030,"Solar","",0,0,0,0,0,0,0,0,0,0,0,0,0,0,0,0,90.7730034701307,171.64985934986933,253.71264709000002,516.1355099100001,0,0,0,0,0,0,0,0,0,0,0,0,0,0,0,0,0,0,0,0,1.382459983,0,0,0,0,0,0,0,0,11.81341997,168.6096,null,"",""]
["","ERCOT_Panhandle","Texas",48,"",0,"","","New",0,0,0,"Solar PV","","","","","","Non-Fossil","",2030,"Solar","",0,0,0,0,0,0,0,0,0,0,0,0,0,0,0,0,80.3770176739119,151.99126669008808,224.655626022,457.023910386,0,0,0,0,0,0,0,0,0,0,0,0,0,0,0,0,0,0,0,0,1.224130592,0,0,0,0,0,0,0,0,10.46736895,149.2992,null,"",""]
["","ERCOT_Panhandle","Texas",48,"",0,"","","New",0,0,0,"Solar PV","","","","","","Non-Fossil","",2030,"Solar","",0,0,0,0,0,0,0,0,0,0,0,0,0,0,0,0,241.13105301896826,455.9738000650317,673.9668779560001,1371.07173104,0,0,0,0,0,0,0,0,0,0,0,0,0,0,0,0,0,0,0,0,3.672391775,0,0,0,0,0,0,0,0,31.40210686,447.8976,null,"",""]
["","WECC_Utah","Utah",49,"",0,"","","New",0,0,0,"Combustion Turbine","","","","","","Fossil","",2030,"NaturalGas","",0.02456738715200002,0.19478428384799998,0.20407195900000002,0.42342363000000005,0,0,0,0,0,0,0,0,0,0,0,0,2.4803016000000007,19.6652484,20.6029236,42.7484736,1.4381748551519973,11.402672065848003,11.946372437,24.787219358,1.7170047999999996E-9,1.3613395200000001E-8,1.4301499999999999E-8,2.9631899999999998E-8,1.3512508799999991E-4,1.0713489120000002E-3,1.122428E-3,0.002328902,0,0,0,0,0,0,0,0,0.09758,0.011111751168000002,0.088100312832,0.092301097728,0.191513161728,0.08258023651654034,0.5414589924834597,0.489400967,1.113440196,1.09524018,14,null,"",""]
["","WECC_Utah","Utah",49,"",0,"","","New",0,0,0,"Landfill Gas","","","","","","Non-Fossil","",2030,"LF Gas","",0.0618683351943794,0.06043619780562061,0.082290663,0.204595196,0,0,0,0,0,0,0,0,0,0,0,0,7.267514400000001,7.099284900000001,9.666467070000001,24.033266370000003,3.5654111472224828,3.482878481777519,4.7423269569999995,11.790616586000002,0,0,0,0,2.7840179297423883E-3,2.7195730702576112E-3,0.003703021,0.009206612,0,0,0,0,0,0,0,0,0.074843449,0.044840563848000003,0.043802587833000006,0.059642101821900016,0.14828525350290003,0,0,0,0,0.519803833,3.738434,null,"",""]
["","WECC_Utah","Utah",49,"",0,"","","New",0,0,0,"Onshore Wind","","","","","","Non-Fossil","",2030,"Wind","",0,0,0,0,0,0,0,0,0,0,0,0,0,0,0,0,675.4560583386863,952.6350354163135,975.6416918,2603.7327855549997,0,0,0,0,0,0,0,0,0,0,0,0,0,0,0,0,0,0,0,0,20.20002012,0,0,0,0,0,0,0,0,63.11072754,599.40405,null,"",""]
["","WECC_Utah","Utah",49,"",0,"","","New",0,0,0,"Onshore Wind","","","","","","Non-Fossil","",2030,"Wind","",0,0,0,0,0,0,0,0,0,0,0,0,0,0,0,0,671.4763711544105,947.0222506985893,969.893355304,2588.391977157,0,0,0,0,0,0,0,0,0,0,0,0,0,0,0,0,0,0,0,0,20.08100459,0,0,0,0,0,0,0,0,64.65460375,595.87245,null,"",""]
["","WECC_Utah","Utah",49,"",0,"","","New",0,0,0,"Onshore Wind","","","","","","Non-Fossil","",2030,"Wind","",0,0,0,0,0,0,0,0,0,0,0,0,0,0,0,0,92.62009342884103,120.424187629159,108.33044184900001,321.37472290700003,0,0,0,0,0,0,0,0,0,0,0,0,0,0,0,0,0,0,0,0,2.195099517,0,0,0,0,0,0,0,0,7.153173519,65.13615,null,"",""]
["","WECC_Utah","Utah",49,"",0,"","","New",0,0,0,"Onshore Wind","","","","","","Non-Fossil","",2030,"Wind","",0,0,0,0,0,0,0,0,0,0,0,0,0,0,0,0,253.68097991243252,357.78106702856763,366.42167521400006,977.8837221550002,0,0,0,0,0,0,0,0,0,0,0,0,0,0,0,0,0,0,0,0,7.586520005,0,0,0,0,0,0,0,0,27.87374393,225.118133,null,"",""]
["","WECC_Utah","Utah",49,"",0,"","","New",0,0,0,"Solar","","","","","","Non-Fossil","",2030,"Solar-DER","",0,0,0,0,0,0,0,0,0,0,0,0,0,0,0,0,234.12728417743762,433.56883291756236,752.6041730090001,1420.300290104,0,0,0,0,0,0,0,0,0,0,0,0,0,0,0,0,0,0,0,0,0,0,0,0,0,0,0,0,0,0,878.0548303,null,"",""]
["","WECC_Utah","Utah",49,"",0,"","","New",0,0,0,"Solar PV","","","","","","Non-Fossil","",2030,"Solar","",0,0,0,0,0,0,0,0,0,0,0,0,0,0,0,0,190.57007369759577,369.9044904664042,666.591820461,1227.066384625,0,0,0,0,0,0,0,0,0,0,0,0,0,0,0,0,0,0,0,0,3.606818036,0,0,0,0,0,0,0,0,39.72318836,439.9,null,"",""]
["","ISONE_MA, VT, NH, RI (Rest of ISO New England)","Vermont",50,"",0,"","","New",0,0,0,"Combustion Turbine","","","","","","Fossil","",2030,"NaturalGas","",0.007081032,0,0.037285288,0.04436632,0,0,0,0,0,0,0,0,0,0,0,0,0.77608854,0,4.0865067,4.86259524,0.414523603,0,2.182680709,2.597204312,4.9555e-10,0,2.6119999999999997E-9,3.1075499999999997E-9,3.8950000000000005E-5,0,2.0503999999999997E-4,2.4398999999999997E-4,0,0,0,0,0,0,0,0,0.774171,0.0036320943672,0,0.019124851356,0.0227569457232,0.046561405,0,0.085422205,0.13198361,5.93908436,47.7,null,"",""]
["","ISONE_MA, VT, NH, RI (Rest of ISO New England)","Vermont",50,"",0,"","","New",0,0,0,"Landfill Gas","","","","","","Non-Fossil","",2030,"LF Gas","",0.017856169061946894,0.024180228938053088,0.030355516,0.07239191399999997,0,0,0,0,0,0,0,0,0,0,0,0,2.09751768,2.8403885250000007,3.5657800560000004,8.503686261000002,1.0290331064070783,1.3934823315929212,1.7493562800000002,4.171871718,0,0,0,0,0.000803511929203542,0.001088089070796458,1.366068E-3,3.2576690000000004E-3,0,0,0,0,0,0,0,0,0.021600979,0.0129416840856,0.017525197199250005,0.022000862945520002,0.05246774423037001,0,0,0,0,0.158090107,1.07897,null,"",""]
["","ISONE_MA, VT, NH, RI (Rest of ISO New England)","Vermont",50,"",0,"","","New",0,0,0,"Landfill Gas","","","","","","Non-Fossil","",2030,"LF Gas","",0.027141420318584075,0.03675400668141593,0.04614035600000001,0.11003578300000001,0,0,0,0,0,0,0,0,0,0,0,0,3.1882269600000006,4.317390675000001,5.419985831999999,12.925603467000002,1.564130363469026,2.1180932005309736,2.659021619,6.341245183,0,0,0,0,1.2213939823008872E-3,1.6539710176991127E-3,2.0762840000000003E-3,0.004951649000000001,0,0,0,0,0,0,0,0,0.032833481,0.019671360343200002,0.026638300464750006,0.03344131258343999,0.07975097339139,0,0,0,0,0.280727506,1.640034,null,"",""]
["","ISONE_MA, VT, NH, RI (Rest of ISO New England)","Vermont",50,"",0,"","","New",0,0,0,"Onshore Wind","","","","","","Non-Fossil","",2030,"Wind","",0,0,0,0,0,0,0,0,0,0,0,0,0,0,0,0,1830.2078981304048,2666.476037944595,2354.8865141839997,6851.570450259,0,0,0,0,0,0,0,0,0,0,0,0,0,0,0,0,0,0,0,0,46.23384853,0,0,0,0,0,0,0,0,149.3046799,1371.91725,null,"",""]
["","ISONE_MA, VT, NH, RI (Rest of ISO New England)","Vermont",50,"",0,"","","New",0,0,0,"Onshore Wind","","","","","","Non-Fossil","",2030,"Wind","",0,0,0,0,0,0,0,0,0,0,0,0,0,0,0,0,476.4080798689214,672.7067273260787,609.8951440420001,1759.0099512370002,0,0,0,0,0,0,0,0,0,0,0,0,0,0,0,0,0,0,0,0,11.2588419,0,0,0,0,0,0,0,0,37.96764885,334.08855,null,"",""]
["","ISONE_MA, VT, NH, RI (Rest of ISO New England)","Vermont",50,"",0,"","","New",0,0,0,"Onshore Wind","","","","","","Non-Fossil","",2030,"Wind","",0,0,0,0,0,0,0,0,0,0,0,0,0,0,0,0,41.316149958881596,56.103092433118405,52.49477010600002,149.91401249800003,0,0,0,0,0,0,0,0,0,0,0,0,0,0,0,0,0,0,0,0,0.954035045,0,0,0,0,0,0,0,0,3.173354916,28.3095,null,"",""]
["","ISONE_MA, VT, NH, RI (Rest of ISO New England)","Vermont",50,"",0,"","","New",0,0,0,"Solar","","","","","","Non-Fossil","",2030,"Solar-DER","",0,0,0,0,0,0,0,0,0,0,0,0,0,0,0,0,66.97817265629226,149.40089739670776,295.704766485,512.083836538,0,0,0,0,0,0,0,0,0,0,0,0,0,0,0,0,0,0,0,0,0,0,0,0,0,0,0,0,0,0,425.8682733,null,"",""]
["","ISONE_MA, VT, NH, RI (Rest of ISO New England)","Vermont",50,"",0,"","","New",0,0,0,"Solar PV","","","","","","Non-Fossil","",2030,"Solar","",0,0,0,0,0,0,0,0,0,0,0,0,0,0,0,0,2.244917086104153,4.855305694895848,9.615052025000002,16.715274806000004,0,0,0,0,0,0,0,0,0,0,0,0,0,0,0,0,0,0,0,0,0.071332841,0,0,0,0,0,0,0,0,0.828680302,8.7,null,"",""]
["","PJM_EMAAC","Virginia",51,"",0,"","","New",0,0,0,"Landfill Gas","","","","","","Non-Fossil","",2030,"LF Gas","",1.040045094339623E-3,1.4098389056603777E-3,1.7679990000000001E-3,0.004217883,0,0,0,0,0,0,0,0,0,0,0,0,0.12216317476415092,0.16559897023584905,0.20767730399999995,0.4954394489999999,0.05993262806603772,0.08124200693396227,0.10188550900000001,0.243060144,0,0,0,0,4.67797924528302e-05,6.3412607547169808E-5,7.9542000000000019E-5,1.8973440000000002E-4,0,0,0,0,0,0,0,0,0.001258097,7.5374678829481106E-4,1.0217456463551885E-3,1.2813689656799997E-3,3.0568614003299993E-3,0,0,0,0,0.008626565,0.062842,null,"",""]
["","PJM_EMAAC","Virginia",51,"",0,"","","New",0,0,0,"Landfill Gas","","","","","","Non-Fossil","",2030,"LF Gas","",1.5599912264150947E-3,2.1146547735849063E-3,2.6519210000000002E-3,0.006326567000000002,0,0,0,0,0,0,0,0,0,0,0,0,0.18324571415094337,0.24839974584905655,0.311517792,0.743163252,0.08989951839622642,0.12186379160377359,0.15282928499999998,0.36459259499999996,0,0,0,0,7.0204669811320741E-5,9.5166330188679272E-5,1.19249E-4,0.00028462,0,0,0,0,0,0,0,0,0.001887125,1.1306260563113204E-3,0.001532626431888679,0.00192206477664,0.004585317264839999,0,0,0,0,0.016102776,0.094262,null,"",""]
["","SERC_Central_TVA","Virginia",51,"",0,"","","New",0,0,0,"Landfill Gas","","","","","","Non-Fossil","",2030,"LF Gas","",0.001064681320754717,1.4432346792452831E-3,0.001810095,0.004318011,0,0,0,0,0,0,0,0,0,0,0,0,0.12507263830188683,0.16954290969811323,0.21262348799999997,0.5072390360000001,0.061360093018867926,0.08317701498113204,0.10431214900000002,0.248849257,0,0,0,0,4.7916764150943389E-5,6.49538358490566e-05,8.14054e-05,1.9427599999999998E-4,0,0,0,0,0,0,0,0,0.001288047,7.7169817832264172E-4,1.0460797528373587E-3,1.3118869209599998E-3,3.1296648521200003E-3,0,0,0,0,0.008509296,0.064338,null,"",""]
["","SERC_Central_TVA","Virginia",51,"",0,"","","New",0,0,0,"Landfill Gas","","","","","","Non-Fossil","",2030,"LF Gas","",1.5084624056603772E-3,2.0448045943396225E-3,0.002564341,0.006117608,0,0,0,0,0,0,0,0,0,0,0,0,0.17718694683962266,0.24018675016037738,0.30121783199999996,0.718591529,0.08692713721698109,0.1178345637830189,0.147776176,0.352537877,0,0,0,0,6.7883943396226414E-5,9.2020456603773579E-5,1.1544380000000001E-4,0.0002753482,0,0,0,0,0,0,0,0,0.001824723,1.0932434620004718E-3,1.4819522484895286E-3,1.8585140234399996E-3,0.00443370973393,0,0,0,0,0.01495318,0.091145,null,"",""]
["","PJM_Dominion","Virginia",51,"",0,"","","New",0,0,0,"Landfill Gas","","","","","","Non-Fossil","",2030,"LF Gas","",0.057251924575471694,0.07760816442452832,0.097328315,0.23218840400000001,0,0,0,0,0,0,0,0,0,0,0,0,6.725237759999999,9.116433407999997,11.432904192000002,27.27457536,3.2993725729245247,4.472482821075474,5.608933372000001,13.380788765999998,0,0,0,0,0.002576347216981133,0.003492381783018868,0.004379727999999999,0.010448457000000001,0,0,0,0,0,0,0,0,0.06925887,0.04149471697919999,0.05624839412735997,0.07054101886464001,0.16828412997119996,0,0,0,0,0.447570018,3.459484,null,"",""]
["","PJM_Dominion","Virginia",51,"",0,"","","New",0,0,0,"Landfill Gas","","","","","","Non-Fossil","",2030,"LF Gas","",0.08587790745283018,0.1164122745471698,0.145992469,0.348282651,0,0,0,0,0,0,0,0,0,0,0,0,10.087856640000002,13.674650112000002,17.149356288,40.91186304,4.949058858113203,6.708724229886798,8.413400059,20.071183147,0,0,0,0,0.003864411933962265,0.005238425066037736,6.5696999999999995E-3,0.015672537,0,0,0,0,0,0,0,0,0.103888305,0.062242075468800014,0.08437259119104001,0.10581152829696,0.2524261949568,0,0,0,0,0.832481278,5.189226,null,"",""]
["","PJM West","Virginia",51,"",0,"","","New",0,0,0,"Landfill Gas","","","","","","Non-Fossil","",2030,"LF Gas","",0.03909322952830189,0.052993044471698135,0.06645848,0.158544754,0,0,0,0,0,0,0,0,0,0,0,0,4.592179440000001,6.224954352000001,7.8067050479999995,18.62383884,2.252903382594338,3.0539356964056616,3.829935748,9.136774827,0,0,0,0,1.7591230188679246E-3,2.3845889811320753E-3,2.99081E-3,0.007134522,0,0,0,0,0,0,0,0,0.047291905,0.028333747144800008,0.03840796835184001,0.048167370146159995,0.1149090856428,0,0,0,0,0.331423133,2.362233,null,"",""]
["","PJM West","Virginia",51,"",0,"","","New",0,0,0,"Landfill Gas","","","","","","Non-Fossil","",2030,"LF Gas","",0.05887248028301886,0.07980491771698112,0.100083204,0.238760602,0,0,0,0,0,0,0,0,0,0,0,0,6.915596399999998,9.37447512,11.75651388,28.046585399999998,3.392761696132072,4.599076965867929,5.767694886,13.759533548,0,0,0,0,2.6492561320754725E-3,0.003591213867924529,0.004503675,0.010744145000000002,0,0,0,0,0,0,0,0,0.071219248,0.042669229787999995,0.0578405114904,0.0725376906396,0.17304743191799998,0,0,0,0,0.619668755,3.557405,null,"",""]
["","SERC_Central_Kentucky","Virginia",51,"",0,"","","New",0,0,0,"Landfill Gas","","","","","","Non-Fossil","",2030,"LF Gas","",5.424558962264149E-5,7.3532910377358487E-5,9.228900000000001E-5,2.2006749999999999E-4,0,0,0,0,0,0,0,0,0,0,0,0,6.3742406603773585E-3,0.008640637339622642,0.010836102,0.025850980000000003,0.003127123443396226,4.2389895566037755E-3,0.005316149000000002,0.012682262000000003,0,0,0,0,2.4418613207547167E-6,3.3100786792452827E-6,4.15294e-06,9.90488e-06,0,0,0,0,0,0,0,0,6.56e-05,3.9329064874528305E-5,5.3312732385471707E-5,6.6858749339999992E-5,0.0001595005466,0,0,0,0,4.33678E-4,0.003279,null,"",""]
["","SERC_Central_Kentucky","Virginia",51,"",0,"","","New",0,0,0,"Landfill Gas","","","","","","Non-Fossil","",2030,"LF Gas","",7.6891669811320767E-5,1.0423093018867925E-4,1.305852E-4,0.0003117078,0,0,0,0,0,0,0,0,0,0,0,0,0.009030940896226415,0.012241942103773584,0.015352544,0.036625427,0.004430581981132073,6.005900018867927E-3,0.007531858,0.01796834,0,0,0,0,3.4604278301886786E-6,4.6908021698113226E-6,5.88632e-06,1.4037550000000003E-5,0,0,0,0,0,0,0,0,9.3e-05,5.5720905329716984E-5,7.5532782780283011E-5,9.472519648e-05,0.00022597888459,0,0,0,0,0.000762055,0.004645,null,"",""]
["","PJM_AP","Virginia",51,"",0,"","","New",0,0,0,"Landfill Gas","","","","","","Non-Fossil","",2030,"LF Gas","",0.006887755188679245,0.009336734811320753,0.011709188000000002,0.027933678,0,0,0,0,0,0,0,0,0,0,0,0,0.8090863199999998,1.0967614559999999,1.375446744,3.2812945199999994,0.3969342509433964,0.5380664290566037,0.6747882270000001,1.6097889070000002,0,0,0,0,3.1000669811320742E-4,4.202313018867925E-4,0.000526959,1.2571969999999998E-3,0,0,0,0,0,0,0,0,0.008332264,0.004992062594399999,0.006767018183519998,0.00848650641048,0.0202455871884,0,0,0,0,0.058392764,0.416197,null,"",""]
["","PJM_AP","Virginia",51,"",0,"","","New",0,0,0,"Landfill Gas","","","","","","Non-Fossil","",2030,"LF Gas","",0.010388060660377358,0.014081593339622639,0.017659794000000003,0.042129448,0,0,0,0,0,0,0,0,0,0,0,0,1.2202617600000003,1.654132608,2.074444992,4.948839360000001,0.5986551430188678,0.8115103049811319,1.0177137440000001,2.427879192,0,0,0,0,4.6739165094339624E-4,6.3357534905660376E-4,0.000794672,1.895639E-3,0,0,0,0,0,0,0,0,0.012566674,0.007529015059200002,0.01020599819136,0.01279932560064,0.0305343388512,0,0,0,0,0.109340881,0.627706,null,"",""]
["","PJM_Dominion","Virginia",51,"",0,"","","New",0,0,0,"Offshore Wind","","","","","","Non-Fossil","",2030,"Wind","",0,0,0,0,0,0,0,0,0,0,0,0,0,0,0,0,13.513580098295105,20.140719122704905,15.108884173,48.76318339400001,0,0,0,0,0,0,0,0,0,0,0,0,0,0,0,0,0,0,0,0,0.694545234,0,0,0,0,0,0,0,0,2.74061347,12,null,"",""]
["","PJM_Dominion","Virginia",51,"",0,"","","New",0,0,0,"Onshore Wind","","","","","","Non-Fossil","",2030,"Wind","",0,0,0,0,0,0,0,0,0,0,0,0,0,0,0,0,177.33978073487586,247.89693779412417,188.47034472200002,613.707063251,0,0,0,0,0,0,0,0,0,0,0,0,0,0,0,0,0,0,0,0,4.41763266,0,0,0,0,0,0,0,0,13.03672544,131.08635,null,"",""]
["","PJM_Dominion","Virginia",51,"",0,"","","New",0,0,0,"Onshore Wind","","","","","","Non-Fossil","",2030,"Wind","",0,0,0,0,0,0,0,0,0,0,0,0,0,0,0,0,51.02910287022665,68.01779367777334,54.721642669000005,173.768539217,0,0,0,0,0,0,0,0,0,0,0,0,0,0,0,0,0,0,0,0,1.209945733,0,0,0,0,0,0,0,0,3.815134787,35.90325,null,"",""]
["","PJM West","Virginia",51,"",0,"","","New",0,0,0,"Onshore Wind","","","","","","Non-Fossil","",2030,"Wind","",0,0,0,0,0,0,0,0,0,0,0,0,0,0,0,0,2272.8877500791077,3148.0818141588916,2134.037100083,7555.006664320999,0,0,0,0,0,0,0,0,0,0,0,0,0,0,0,0,0,0,0,0,54.60970298,0,0,0,0,0,0,0,0,158.4211527,1620.45765,null,"",""]
["","PJM West","Virginia",51,"",0,"","","New",0,0,0,"Onshore Wind","","","","","","Non-Fossil","",2030,"Wind","",0,0,0,0,0,0,0,0,0,0,0,0,0,0,0,0,408.39227869884905,531.7026685101508,412.105581069,1352.2005282779999,0,0,0,0,0,0,0,0,0,0,0,0,0,0,0,0,0,0,0,0,9.302046414,0,0,0,0,0,0,0,0,27.24266445,276.0237,null,"",""]
["","PJM_AP","Virginia",51,"",0,"","","New",0,0,0,"Onshore Wind","","","","","","Non-Fossil","",2030,"Wind","",0,0,0,0,0,0,0,0,0,0,0,0,0,0,0,0,184.99181857846287,262.80039558553705,203.05809682900002,650.850310993,0,0,0,0,0,0,0,0,0,0,0,0,0,0,0,0,0,0,0,0,4.849200444,0,0,0,0,0,0,0,0,14.57355854,143.89245,null,"",""]
["","PJM_AP","Virginia",51,"",0,"","","New",0,0,0,"Onshore Wind","","","","","","Non-Fossil","",2030,"Wind","",0,0,0,0,0,0,0,0,0,0,0,0,0,0,0,0,20.755664508085562,26.913415097914427,22.301222243,69.970301849,0,0,0,0,0,0,0,0,0,0,0,0,0,0,0,0,0,0,0,0,0.470466209,0,0,0,0,0,0,0,0,1.432666997,13.96035,null,"",""]
["","PJM_AP","Virginia",51,"",0,"","","New",0,0,0,"Solar","","","","","","Non-Fossil","",2030,"Solar-DER","",0,0,0,0,0,0,0,0,0,0,0,0,0,0,0,0,5.325751595270715,9.700346276729285,17.640047668,32.66614554,0,0,0,0,0,0,0,0,0,0,0,0,0,0,0,0,0,0,0,0,0,0,0,0,0,0,0,0,0,0,25.33399297,null,"",""]
["","PJM_Dominion","Virginia",51,"",0,"","","New",0,0,0,"Solar","","","","","","Non-Fossil","",2030,"Solar-DER","",0,0,0,0,0,0,0,0,0,0,0,0,0,0,0,0,183.22630007932548,349.99808237967443,587.2844035240001,1120.508785983,0,0,0,0,0,0,0,0,0,0,0,0,0,0,0,0,0,0,0,0,0,0,0,0,0,0,0,0,0,0,766.9828826,null,"",""]
["","PJM West","Virginia",51,"",0,"","","New",0,0,0,"Solar","","","","","","Non-Fossil","",2030,"Solar-DER","",0,0,0,0,0,0,0,0,0,0,0,0,0,0,0,0,30.128366601018996,56.593647483981,93.86746010300001,180.589474188,0,0,0,0,0,0,0,0,0,0,0,0,0,0,0,0,0,0,0,0,0,0,0,0,0,0,0,0,0,0,140.0548609,null,"",""]
["","SERC_Central_TVA","Virginia",51,"",0,"","","New",0,0,0,"Solar","","","","","","Non-Fossil","",2030,"Solar-DER","",0,0,0,0,0,0,0,0,0,0,0,0,0,0,0,0,0.23029133432586096,0.45432877167413904,0.7619509749999999,1.4465710809999999,0,0,0,0,0,0,0,0,0,0,0,0,0,0,0,0,0,0,0,0,0,0,0,0,0,0,0,0,0,0,1.069118357,null,"",""]
["","PJM_Dominion","Virginia",51,"",0,"","","New",0,0,0,"Solar PV","","","","","","Non-Fossil","",2030,"Solar","",0,0,0,0,0,0,0,0,0,0,0,0,0,0,0,0,934.6936895192364,1719.8289080317634,2941.1111123930004,5595.633709944001,0,0,0,0,0,0,0,0,0,0,0,0,0,0,0,0,0,0,0,0,20.33841973,0,0,0,0,0,0,0,0,195.1954219,2480.544,null,"",""]
["","PJM_Dominion","Virginia",51,"",0,"","","New",0,0,0,"Solar PV","","","","","","Non-Fossil","",2030,"Solar","",0,0,0,0,0,0,0,0,0,0,0,0,0,0,0,0,137.57934595848027,253.14489546751972,432.907751283,823.631992709,0,0,0,0,0,0,0,0,0,0,0,0,0,0,0,0,0,0,0,0,2.993650771,0,0,0,0,0,0,0,0,28.89256368,365.116,null,"",""]
["","PJM_Dominion","Virginia",51,"",0,"","","New",0,0,0,"Solar PV","","","","","","Non-Fossil","",2030,"Solar","",0,0,0,0,0,0,0,0,0,0,0,0,0,0,0,0,959.5003759207971,1804.992972016203,2950.9326440830005,5715.42599202,0,0,0,0,0,0,0,0,0,0,0,0,0,0,0,0,0,0,0,0,20.24172191,0,0,0,0,0,0,0,0,206.0886803,2468.7504,null,"",""]
["","PJM_Dominion","Virginia",51,"",0,"","","New",0,0,0,"Solar PV","","","","","","Non-Fossil","",2030,"Solar","",0,0,0,0,0,0,0,0,0,0,0,0,0,0,0,0,828.6200209334825,1519.7878086375176,2601.1009329569997,4949.508762527999,0,0,0,0,0,0,0,0,0,0,0,0,0,0,0,0,0,0,0,0,17.31289056,0,0,0,0,0,0,0,0,145.9612261,2111.54,null,"",""]
["","PJM_Dominion","Virginia",51,"",0,"","","New",0,0,0,"Solar PV","","","","","","Non-Fossil","",2030,"Solar","",0,0,0,0,0,0,0,0,0,0,0,0,0,0,0,0,741.0779643174212,1359.2252503755788,2326.2997942869997,4426.60300898,0,0,0,0,0,0,0,0,0,0,0,0,0,0,0,0,0,0,0,0,15.48381811,0,0,0,0,0,0,0,0,130.9258266,1888.46,null,"",""]
["","PJM West","Virginia",51,"",0,"","","New",0,0,0,"Solar PV","","","","","","Non-Fossil","",2030,"Solar","",0,0,0,0,0,0,0,0,0,0,0,0,0,0,0,0,30.167401944983226,58.11579101901677,94.659297005,182.942489969,0,0,0,0,0,0,0,0,0,0,0,0,0,0,0,0,0,0,0,0,0.655934173,0,0,0,0,0,0,0,0,6.803377436,80,null,"",""]
["","PJM_AP","Virginia",51,"",0,"","","New",0,0,0,"Solar PV","","","","","","Non-Fossil","",2030,"Solar","",0,0,0,0,0,0,0,0,0,0,0,0,0,0,0,0,5.3927911547495775,9.732278223250422,17.657079391,32.782148769,0,0,0,0,0,0,0,0,0,0,0,0,0,0,0,0,0,0,0,0,0.128727082,0,0,0,0,0,0,0,0,1.362863037,15.7,null,"",""]
["","WECC_Pacific Northwest","Washington",53,"",0,"","","New",0,0,0,"Hydro","","","","","","Non-Fossil","",2030,"Hydro","",0,0,0,0,0,0,0,0,0,0,0,0,0,0,0,0,127.20814098576133,149.1991866312387,158.30365666400002,434.71098428100004,0,0,0,0,0,0,0,0,0,0,0,0,0,0,0,0,0,0,0,0,2.363467855,0,0,0,0,0,0,0,0,14.86335918,70.162097,null,"",""]
["","WECC_Pacific Northwest","Washington",53,"",0,"","","New",0,0,0,"Hydro","","","","","","Non-Fossil","",2030,"Hydro","",0,0,0,0,0,0,0,0,0,0,0,0,0,0,0,0,72.5525920307933,107.8213264012067,137.66334000799998,318.03725843999996,0,0,0,0,0,0,0,0,0,0,0,0,0,0,0,0,0,0,0,0,0.799506925,0,0,0,0,0,0,0,0,16.91105936,51.837903,null,"",""]
["","WECC_Pacific Northwest","Washington",53,"",0,"","","New",0,0,0,"Landfill Gas","","","","","","Non-Fossil","",2030,"LF Gas","",0.17268438957098836,0.1646097954290116,0.21801404199999996,0.5553082269999999,0,0,0,0,0,0,0,0,0,0,0,0,20.2847868,19.336285195000002,25.609543334999998,65.23061533,9.95162871251007,9.486297925489927,12.563931249,32.001857887,0,0,0,0,0.007770793268547052,0.007407436731452948,0.009810586,0.024988815999999997,0,0,0,0,0,0,0,0,0.208899911,0.125157134556,0.11930487965315002,0.15801088237694996,0.40247289658609997,0,0,0,0,1.450854771,10.434561,null,"",""]
["","WECC_Pacific Northwest","Washington",53,"",0,"","","New",0,0,0,"Landfill Gas","","","","","","Non-Fossil","",2030,"LF Gas","",0.25902659485186064,0.24691470314813935,0.327021074,0.832962372,0,0,0,0,0,0,0,0,0,0,0,0,30.427181279999996,29.004428821999998,38.414316368,97.84592647,14.927443600701576,14.229447395298422,18.845897546000003,48.002788542000005,0,0,0,0,0.01165624929130124,0.011111211708698755,0.014716011999999999,0.037483472999999996,0,0,0,0,0,0,0,0,0.313349877,0.18773570849759996,0.17895732583173998,0.23701633199056,0.6037093663199,0,0,0,0,2.533416094,15.651842,null,"",""]
["","WECC_Pacific Northwest","Washington",53,"",0,"","","New",0,0,0,"New Battery Storage","","","","","","Non-Fossil","",2030,"EnerStor","",0,0,0,0,0,0,0,0,0,0,0,0,0,0,0,0,0.359999926,0.4880001,0.6119998,1.459999826,0,0,0,0,0,0,0,0,0,0,0,0,0,0,0,0,0,0,0,0,0.015597424,0,0,0,0,0,0,0,0,0.238723792,1,null,"",""]
["","WECC_Pacific Northwest","Washington",53,"",0,"","","New",0,0,0,"Onshore Wind","","","","","","Non-Fossil","",2030,"Wind","",0,0,0,0,0,0,0,0,0,0,0,0,0,0,0,0,330.58059089354924,469.99005049445066,429.62899644199996,1230.1996378299998,0,0,0,0,0,0,0,0,0,0,0,0,0,0,0,0,0,0,0,0,9.691069415,0,0,0,0,0,0,0,0,33.36198578,287.56735,null,"",""]
["","WECC_Pacific Northwest","Washington",53,"",0,"","","New",0,0,0,"Onshore Wind","","","","","","Non-Fossil","",2030,"Wind","",0,0,0,0,0,0,0,0,0,0,0,0,0,0,0,0,145.9431586779084,212.02184092609156,153.395787743,511.3607873469999,0,0,0,0,0,0,0,0,0,0,0,0,0,0,0,0,0,0,0,0,3.91195314,0,0,0,0,0,0,0,0,14.34040235,116.0811,null,"",""]
["","WECC_Pacific Northwest","Washington",53,"",0,"","","New",0,0,0,"Onshore Wind","","","","","","Non-Fossil","",2030,"Wind","",0,0,0,0,0,0,0,0,0,0,0,0,0,0,0,0,4.738952914402634,6.334321719597367,9.625704568,20.698979202,0,0,0,0,0,0,0,0,0,0,0,0,0,0,0,0,0,0,0,0,0.129797901,0,0,0,0,0,0,0,0,0.431760165,3.85155,null,"",""]
["","WECC_Pacific Northwest","Washington",53,"",0,"","","New",0,0,0,"Solar","","","","","","Non-Fossil","",2030,"Solar-DER","",0,0,0,0,0,0,0,0,0,0,0,0,0,0,0,0,685.7492582564109,1993.2812598925889,4861.604984141999,7540.635502290999,0,0,0,0,0,0,0,0,0,0,0,0,0,0,0,0,0,0,0,0,0,0,0,0,0,0,0,0,0,0,6153.192677,null,"",""]
["","WECC_Pacific Northwest","Washington",53,"",0,"","","New",0,0,0,"Solar PV","","","","","","Non-Fossil","",2030,"Solar","",0,0,0,0,0,0,0,0,0,0,0,0,0,0,0,0,5.8201090738952175,17.541653871104785,41.911354489,65.273117434,0,0,0,0,0,0,0,0,0,0,0,0,0,0,0,0,0,0,0,0,0.231216796,0,0,0,0,0,0,0,0,2.651852351,28.2,null,"",""]
["","WECC_BANC","California",6,"",0,"","","New",0,0,0,"Combined Cycle","","","","","","Fossil","",2030,"NaturalGas","",4.583997250047171,6.213862938952829,8.576929031,19.37478922,0,0,0,0,0,0,0,0,0,0,0,0,643.4583451038679,872.243534474132,1203.948488308,2719.650367886,26.83471990415095,36.37595364784906,50.209342541999995,113.420016094,3.20875683962264e-07,4.34964816037736e-07,6.0030500000000013E-7,1.3561455000000001E-6,0.025211986981132105,0.034176249018867906,0.047173087999999995,0.10656132400000001,0,0,0,0,0,0,0,0,9.806205161,0,0,0,0,16.962595722894676,20.617009033105326,27.198907452999997,64.778512209,85.20437534,356.848805,null,"",""]
["","WECC_Northern California (not including BANC)","California",6,"",0,"","","New",0,0,0,"Fuel Cell","","","","","","Non-Fossil","",2030,"NaturalGas","",0.23826827801886796,0.32298588798113215,0.32546784900000003,0.8867220150000001,0,0,0,0,0,0,0,0,0,0,0,0,36.83232,49.928256,50.311926,137.072502,13.948224999198096,18.9075938878019,19.052887898,51.908706785,1.6673879716981132E-8,2.2602370283018869E-8,2.2819499999999998E-8,6.209575e-08,{"$nulls":4},0,0,0,0,0,0,0,0,0.90111,0.0217310688,0.02945767104,0.02968403634,0.08087277618,0.8803263599302293,1.0243312510697709,0.998656856,2.9033144670000004,17.13373624,29.4,null,"",""]
["","WECC_LADWP","California",6,"",0,"","","New",0,0,0,"Fuel Cell","","","","","","Non-Fossil","",2030,"NaturalGas","",0.030796603726415094,0.0417465072735849,0.043179370999999994,0.11572248199999999,0,0,0,0,0,0,0,0,0,0,0,0,4.76064,6.453312,6.674814,17.888766,1.8028318024528303,2.4438386655471693,2.527720424,6.7743908919999996,2.1562811320754716E-9,2.9229588679245283E-9,3.0184000000000002E-9,8.09764e-09,{"$nulls":4},0,0,0,0,0,0,0,0,0.11647,0.0028087776,0.00380745408,0.00393814026,0.010554371940000001,0.1143154180570514,0.13434452294294857,0.134681876,0.383341817,2.214564547,3.8,null,"",""]
["","WECC_San Diego Gas and Electric","California",6,"",0,"","","New",0,0,0,"Fuel Cell","","","","","","Non-Fossil","",2030,"NaturalGas","",0.04862617981132075,0.06591548818867923,0.067164874,0.18170654199999997,0,0,0,0,0,0,0,0,0,0,0,0,7.5168,10.189439999999998,10.38258,28.08882,2.8465765301886794,3.858692629811321,3.931833835,10.637102995,3.4024245283018863E-9,4.6121754716981128E-9,4.69438e-09,1.2708979999999998E-8,{"$nulls":4},0,0,0,0,0,0,0,0,0.1839,0.004434912,0.006011769599999999,0.0061257222,0.0165724038,0.18158493031890524,0.20620536268109477,0.206696758,0.594487051,3.496680864,6,null,"",""]
["","WECC_Idaho","Idaho",16,"",0,"","","New",0,0,0,"Combustion Turbine","","","","","","Fossil","",2030,"NaturalGas","",2.986084383243769,9.149721731756228,10.194035661000001,22.329841776,0,0,0,0,0,0,0,0,0,0,0,0,301.47242643335017,923.7477772366499,1029.180783514,2254.400987184,174.80537982951375,535.6247102824863,596.75884763,1307.188937742,2.0900771640827429E-7,6.4042478359172573E-7,7.135755E-7,1.563008e-06,0.016423489295948578,0.05032354670405142,0.056067150999999996,0.12281418699999999,0,0,0,0,0,0,0,0,4.834958647,1.3505964704214086,4.138390042020191,4.6107299101427195,10.099716422584319,10.056362946051312,25.40216822594869,23.828236722,59.286767894,45.70525133,693.681298,null,"",""]
["","WECC_Northern Nevada","California",6,"",0,"","","New",0,0,0,"Combustion Turbine","","","","","","Fossil","",2030,"NaturalGas","",5.170501135046527E-3,0.01423316214258355,0.01514965266236232,0.0345533159399924,0,0,0,0,0,0,0,0,0,0,0,0,0.5220092010224213,1.4369674049023793,1.5294954731447017,3.4884720790695023,0.3026811365112647,0.833209312007535,0.886860666631219,2.0227511151500184,3.6195843951207236E-10,9.963856546770655e-10,1.0606513482719331E-9,2.4189954424610707E-9,2.8437803833471586E-5,7.8282522790151644E-5,8.3323076338777058E-5,1.9004340296240027E-4,0,0,0,0,0,0,0,0,6.9864430839346745E-3,2.3386012205804476E-3,0.006437613973962659,0.006852139719688262,0.015628354914231368,0.017935836627835725,0.041130458556364796,0.03986411178503608,0.09893040696923659,0.0699593097607292,1.002359122673756,null,"",""]
["","WECC_Northern Nevada","Nevada",32,"",0,"","","New",0,0,0,"Combustion Turbine","","","","","","Fossil","",2030,"NaturalGas","",1.356222447722704,3.733358429999665,3.973753893337637,9.063334771060006,0,0,0,0,0,0,0,0,0,0,0,0,136.92301342818115,376.9165503058941,401.1866626058553,915.0262263399305,79.39326210690473,218.55080253957647,232.62355285736876,530.5676175038499,9.494169868401658E-8,2.6135195722179431E-7,2.7820884865172807E-7,6.34502504557539E-7,0.007459235945519598,0.020533505727856775,0.021855642923661222,0.049848384597037596,0,0,0,0,0,0,0,0,1.8325440209160653,0.6134151001582516,1.6885861453704054,1.7973162484742315,4.0993174940028885,4.704569947481312,10.788519279334487,10.456356521214964,25.94944574803076,18.35032695023927,262.91879787732626,null,"",""]
["","WECC_Pacific Northwest","California",6,"",0,"","","New",0,0,0,"Combustion Turbine","","","","","","Fossil","",2030,"NaturalGas","",4.0510894514775677E-5,4.0366513692447674E-4,4.3413534633470645E-4,8.7831137777395882E-4,0,0,0,0,0,0,0,0,0,0,0,0,0.004089943918760448,0.040753673592117436,0.043829918626785896,0.08867353613766378,2.37150776509127E-3,0.023630557117514973,0.025414283043052675,0.05141634792565892,2.8333948606153137E-12,2.823296641732334e-11,3.0430136041877084E-11,6.149649731981573E-11,2.2282854927737568E-7,2.220343883592285E-6,2.3877944598349548E-6,4.830966892704616E-6,0,0,0,0,0,0,0,0,2.0263165608982276E-4,1.8322948756046808E-5,1.825764576926861E-4,1.9635803544800081E-4,3.972574418967337E-4,1.356129782648847E-4,0.001136288934762193,1.0272951988638027E-3,2.29919711189088E-3,1.9871600755795183E-3,0.0290719734747677,null,"",""]
["","WECC_Pacific Northwest","Idaho",16,"",0,"","","New",0,0,0,"Combustion Turbine","","","","","","Fossil","",2030,"NaturalGas","",4.998891511823261E-4,0.004981075463181279,5.357066349111283E-3,0.010838030963474887,0,0,0,0,0,0,0,0,0,0,0,0,0.050468364582440306,0.5028849533819774,0.5408446562626033,1.094197974227021,0.029263510912635682,0.2915921576387696,0.31360266245578206,0.6344583310071873,3.49630233743852e-11,3.483841516401785e-10,3.754963956865587e-10,7.588435707011224e-10,2.7496202118378067E-6,2.7398205657912345E-5,2.9464482579850193E-5,5.9612308449600345E-5,0,0,0,0,0,0,0,0,2.5003981713725295E-3,2.2609827332933257E-4,2.2529245911512585E-3,2.4229840600564624E-3,0.004902006924537053,1.673412977079897E-3,0.014021376666688191,0.012676435095413715,0.0283712247391818,0.02452080546092462,0.35873718212260514,null,"",""]
["","WECC_Pacific Northwest","Oregon",41,"",0,"","","New",0,0,0,"Combustion Turbine","","","","","","Fossil","",2030,"NaturalGas","",0.00654623067341395,0.06522899908218632,0.07015273680399448,0.14192796655959472,0,0,0,0,0,0,0,0,0,0,0,0,0.6609016328624202,6.585461795362587,7.0825579431047485,14.328921371329754,0.3832163436533733,3.8185056065872773,4.10674119127573,8.30846314151638,4.5785353714389887E-10,4.5622174720219513E-9,4.917262191799766E-9,9.9373332009656162E-9,3.6007279070568421E-5,3.5878949133047406E-4,3.8584814090141342E-4,0.000780644911302456,0,0,0,0,0,0,0,0,0.03274362559474104,0.002960839315223642,0.029502868843224388,0.03172985958510927,0.0641935677435573,0.021913952991258034,0.183615039057903,0.1660025388726063,0.3715315309217673,0.32110888677112803,4.697794180471325,null,"",""]
["","WECC_Pacific Northwest","Washington",53,"",0,"","","New",0,0,0,"Combustion Turbine","","","","","","Fossil","",2030,"NaturalGas","",0.012111027600469934,0.12067863899812682,0.12978793050055945,0.2625775970991562,0,0,0,0,0,0,0,0,0,0,0,0,1.222718586636379,12.18360817766331,13.103274084005852,26.50960084830554,0.7089795557901954,7.064527527535136,7.597785412225429,15.37129249555076,8.470640742683615e-10,8.4404513802732774E-9,9.0973112764717924E-9,1.8384826731013431E-8,6.6616221211473646E-5,6.637880100848634E-4,7.1384858205890075E-4,1.4442528133552378E-3,0,0,0,0,0,0,0,0,0.06057821257779656,0.005477779268130978,0.05458256463593162,0.05870266789634621,0.11876301180040881,0.04054248967889129,0.3397018707151521,0.3071173978331159,0.6873617582271593,0.5940760086923673,8.691278663931296,null,"",""]
["","WECC_Southern California Edison","California",6,"",0,"","","New",0,0,0,"Combustion Turbine","","","","","","Fossil","",2030,"NaturalGas","",0.03421849759272533,9.587359578407275,6.130459972,15.752038048,0,0,0,0,0,0,0,0,0,0,0,0,3.454669116142327,967.9313053158577,618.9257923370001,1590.311766769,2.0031508491562136,561.2440297418437,358.877126828,922.1243074189999,2.3953056241267879E-9,6.7111819437587315E-7,4.2915049999999996E-7,1.102664e-06,1.8820158945964671E-4,0.05273043641054036,0.033717529,0.08663616700000001,0,0,0,0,0,0,0,0,4.706019746,0.015476917640317623,4.336332247815042,2.7727875496697605,7.12459671512512,0.1263289211179739,29.703667166882028,18.495441425,48.325437513,47.19897852,675.182173,null,"",""]
["","WECC_Southern California Edison","California",6,"",0,"","","New",0,0,0,"Fuel Cell","","","","","","Non-Fossil","",2030,"NaturalGas","",0.02269221962264151,0.030760564377358492,0.031595759,0.085048543,0,0,0,0,0,0,0,0,0,0,0,0,3.50784,4.755072,4.884180000000001,13.147092,1.3284023811792454,1.8007232278207546,1.849615815,4.978741424,1.5875724056603772E-9,2.1520425943396225E-9,2.2102e-09,5.9498149999999993E-9,{"$nulls":4},0,0,0,0,0,0,0,0,0.08582,0.0020696256,2.80549248E-3,2.8816662000000002E-3,0.00775678428,0.08377583742751687,0.09530272157248312,0.09532360299999999,0.274402162,1.631784403,2.8,null,"",""]
["","WECC_Utah","Utah",49,"",0,"","","New",0,0,0,"Combustion Turbine","","","","","","Fossil","",2030,"NaturalGas","",1.193916040486875,5.656960144513126,5.915413822,12.766290007,0,0,0,0,0,0,0,0,0,0,0,0,120.53670273016166,571.1216703458383,597.214923916,1288.873296992,69.89184499687417,331.1584467971258,346.288325123,747.338616917,8.3568662377550712E-8,3.9596133762244929E-7,4.1407249999999996E-7,8.936025e-07,0.006566529506026961,0.03111323949397304,0.032534796,0.070214565,0,0,0,0,0,0,0,0,2.754692363,0.5400044282311243,2.5586250831493556,2.6755228591436797,5.77415237052416,4.013201226811514,15.725149158188483,14.186217774000001,33.924568158999996,25.86426388,395.221286,null,"",""]
["","PJM West","West Virginia",54,"",0,"","","New",0,0,0,"Landfill Gas","","","","","","Non-Fossil","",2030,"LF Gas","",0.03597836900943395,0.048770677990566044,0.061163239,0.145912286,0,0,0,0,0,0,0,0,0,0,0,0,4.22628624,5.728965792,7.184686608,17.13993864,2.073397758962262,2.810605851037738,3.524776192,8.408779802,0,0,0,0,1.6189751886792453E-3,2.194610811320755E-3,0.002752354,0.00656594,0,0,0,0,0,0,0,0,0.0435238,0.0260761861008,0.03534771893664,0.04432951637136,0.10575342140880001,0,0,0,0,0.305016141,2.174016,null,"",""]
["","PJM West","West Virginia",54,"",0,"","","New",0,0,0,"Landfill Gas","","","","","","Non-Fossil","",2030,"LF Gas","",0.054181687500000006,0.0734462875,0.092108813,0.21973678800000002,0,0,0,0,0,0,0,0,0,0,0,0,6.364578239999998,8.627539392,10.819783008,25.811900639999998,3.1224345707547183,4.232633529245282,5.308138769999999,12.66320687,0,0,0,0,0.002438219716981132,3.305142283018868E-3,0.004144814,0.009888176,0,0,0,0,0,0,0,0,0.065544679,0.03926944774079998,0.05323191804864,0.06675806115936,0.1592594269488,0,0,0,0,0.570295121,3.27396,null,"",""]
["","PJM_AP","West Virginia",54,"",0,"","","New",0,0,0,"Landfill Gas","","","","","","Non-Fossil","",2030,"LF Gas","",0.019098389716981138,0.025888928283018874,0.03246728100000001,0.07745459900000001,0,0,0,0,0,0,0,0,0,0,0,0,2.24343648,3.041102784,3.8138420159999997,9.09838128,1.1006202387735844,1.4919518792264157,1.8710544050000002,4.463626523,0,0,0,0,8.5934419811320743E-4,1.164888801886792E-3,1.4608680000000001E-3,3.4851009999999996E-3,0,0,0,0,0,0,0,0,0.023103701,0.0138420030816,0.01876360417728,0.023531405238719997,0.05613701249759999,0,0,0,0,0.16191145,1.154031,null,"",""]
["","PJM_AP","West Virginia",54,"",0,"","","New",0,0,0,"Landfill Gas","","","","","","Non-Fossil","",2030,"LF Gas","",0.028804123443396223,0.03904558955660377,0.048966997,0.11681670999999999,0,0,0,0,0,0,0,0,0,0,0,0,3.383544959999999,4.586583167999999,5.752026431999999,13.722154559999996,1.6599525308490595,2.2501578751509403,2.821919302,6.732029708,0,0,0,0,1.2961163207547168E-3,1.7569576792452826E-3,2.2034560000000003E-3,0.00525653,0,0,0,0,0,0,0,0,0.03484493,0.020876472403199998,0.028299218146559994,0.035490003085439994,0.08466569363519999,0,0,0,0,0.303180882,1.740506,null,"",""]
["","PJM West","West Virginia",54,"",0,"","","New",0,0,0,"Onshore Wind","","","","","","Non-Fossil","",2030,"Wind","",0,0,0,0,0,0,0,0,0,0,0,0,0,0,0,0,572.9858908369939,784.7908100880064,515.470022963,1873.2467238880004,0,0,0,0,0,0,0,0,0,0,0,0,0,0,0,0,0,0,0,0,13.9809127,0,0,0,0,0,0,0,0,39.67247485,414.86175,null,"",""]
["","PJM West","West Virginia",54,"",0,"","","New",0,0,0,"Onshore Wind","","","","","","Non-Fossil","",2030,"Wind","",0,0,0,0,0,0,0,0,0,0,0,0,0,0,0,0,7.559833226678839,9.779000675321159,7.103647327000001,24.442481229,0,0,0,0,0,0,0,0,0,0,0,0,0,0,0,0,0,0,0,0,0.167467954,0,0,0,0,0,0,0,0,0.495703215,4.96935,null,"",""]
["","PJM_AP","West Virginia",54,"",0,"","","New",0,0,0,"Onshore Wind","","","","","","Non-Fossil","",2030,"Wind","",0,0,0,0,0,0,0,0,0,0,0,0,0,0,0,0,1408.6475897540736,1880.931373742926,1329.280595313,4618.85955881,0,0,0,0,0,0,0,0,0,0,0,0,0,0,0,0,0,0,0,0,33.67279656,0,0,0,0,0,0,0,0,102.0739064,999.18765,null,"",""]
["","PJM_AP","West Virginia",54,"",0,"","","New",0,0,0,"Onshore Wind","","","","","","Non-Fossil","",2030,"Wind","",0,0,0,0,0,0,0,0,0,0,0,0,0,0,0,0,721.781895974325,914.9101773006745,751.6771573069999,2388.3692305819995,0,0,0,0,0,0,0,0,0,0,0,0,0,0,0,0,0,0,0,0,15.59622097,0,0,0,0,0,0,0,0,48.33427916,462.7935,null,"",""]
["","PJM_AP","West Virginia",54,"",0,"","","New",0,0,0,"Onshore Wind","","","","","","Non-Fossil","",2030,"Wind","",0,0,0,0,0,0,0,0,0,0,0,0,0,0,0,0,199.96147627347767,258.0277899185222,221.203012935,679.1922791269999,0,0,0,0,0,0,0,0,0,0,0,0,0,0,0,0,0,0,0,0,4.400844919,0,0,0,0,0,0,0,0,13.10863261,130.5882,null,"",""]
["","PJM_AP","West Virginia",54,"",0,"","","New",0,0,0,"Onshore Wind","","","","","","Non-Fossil","",2030,"Wind","",0,0,0,0,0,0,0,0,0,0,0,0,0,0,0,0,221.99732862958206,296.42739840941795,209.489401977,727.9141290160001,0,0,0,0,0,0,0,0,0,0,0,0,0,0,0,0,0,0,0,0,5.306700511,0,0,0,0,0,0,0,0,16.85773038,157.46805,null,"",""]
["","PJM_AP","West Virginia",54,"",0,"","","New",0,0,0,"Solar","","","","","","Non-Fossil","",2030,"Solar-DER","",0,0,0,0,0,0,0,0,0,0,0,0,0,0,0,0,18.69015129427273,34.46730194072727,62.08232757800001,115.23978081300001,0,0,0,0,0,0,0,0,0,0,0,0,0,0,0,0,0,0,0,0,0,0,0,0,0,0,0,0,0,0,89.37337874,null,"",""]
["","PJM West","West Virginia",54,"",0,"","","New",0,0,0,"Solar","","","","","","Non-Fossil","",2030,"Solar-DER","",0,0,0,0,0,0,0,0,0,0,0,0,0,0,0,0,22.25716708683815,43.59730994916184,82.13073616300002,147.98521319900001,0,0,0,0,0,0,0,0,0,0,0,0,0,0,0,0,0,0,0,0,0,0,0,0,0,0,0,0,0,0,114.768862,null,"",""]
["","MISO_Wisconsin- Upper Michigan (WUMS)","Wisconsin",55,"",0,"","","New",0,0,0,"Hydro","","","","","","Non-Fossil","",2030,"Hydro","",0,0,0,0,0,0,0,0,0,0,0,0,0,0,0,0,15.180913445999998,28.91156901,37.11105423,81.203536686,0,0,0,0,0,0,0,0,0,0,0,0,0,0,0,0,0,0,0,0,0.357832871,0,0,0,0,0,0,0,0,2.397423889,13.097884,null,"",""]
["","MISO_Wisconsin- Upper Michigan (WUMS)","Wisconsin",55,"",0,"","","New",0,0,0,"Landfill Gas","","","","","","Non-Fossil","",2030,"LF Gas","",0.18125042179245285,0.24569501620754716,0.30812570400000006,0.735071142,0,0,0,0,0,0,0,0,0,0,0,0,21.291016320000004,28.861155456000006,36.194727744000005,86.34689952000002,10.445280564481088,14.159158098518908,17.75697696,42.361415623,0,0,0,0,0.008156258490566023,0.01105626150943398,0.013865724000000001,0.03307824400000001,0,0,0,0,0,0,0,0,0.219262423,0.13136557069440002,0.17807332916352003,0.22332147018048004,0.5327603700384,0,0,0,0,1.536597856,10.952169,null,"",""]
["","MISO_Wisconsin- Upper Michigan (WUMS)","Wisconsin",55,"",0,"","","New",0,0,0,"Landfill Gas","","","","","","Non-Fossil","",2030,"LF Gas","",0.28794394698113207,0.39032401701886793,0.4895047080000001,1.1677726720000001,0,0,0,0,0,0,0,0,0,0,0,0,33.82402752,45.850348416,57.50084678399999,137.17522272,16.593921679669787,22.49398272133021,28.209666856999995,67.29757125799999,0,0,0,0,0.012957527547169796,0.017564648452830206,0.022027735999999996,0.052549912,0,0,0,0,0,0,0,0,0.348331804,0.2086942497984,0.28289664972672,0.35478022465727993,0.8463711241823999,0,0,0,0,2.909773578,17.399191,null,"",""]
["","MISO_Minnesota and Western Wisconsin","Wisconsin",55,"",0,"","","New",0,0,0,"Landfill Gas","","","","","","Non-Fossil","",2030,"LF Gas","",3.7349639150943397E-3,0.00506295108490566,0.00634964,0.015147555,0,0,0,0,0,0,0,0,0,0,0,0,0.4387392000000001,0.59473536,0.74585664,1.7793312000000001,0.21524353514150912,0.291774569858491,0.365914044,0.8729321490000002,0,0,0,0,1.6813562264150943E-4,2.2791717735849056E-4,0.000285638,0.0006816908,0,0,0,0,0,0,0,0,4.518294E-3,2.7070208640000005E-3,0.0036695171712,0.0046019354688,0.010978473504,0,0,0,0,0.03089499,0.225689,null,"",""]
["","MISO_Minnesota and Western Wisconsin","Wisconsin",55,"",0,"","","New",0,0,0,"Landfill Gas","","","","","","Non-Fossil","",2030,"LF Gas","",0.034548682075471696,0.0468326579245283,0.058732666999999995,0.14011400699999998,0,0,0,0,0,0,0,0,0,0,0,0,4.0583376,5.50130208,6.89917392,16.4588136,1.991002883349053,2.6989150196509466,3.384704899,8.074622802,0,0,0,0,0.001554756367924528,2.1075586320754712E-3,2.6430250000000007E-3,6.3053399999999996E-3,0,0,0,0,0,0,0,0,0.041794192,0.025039942992,0.0339430338336,0.0425679030864,0.101550879912,0,0,0,0,0.335425022,2.087622,null,"",""]
["","MISO_Wisconsin- Upper Michigan (WUMS)","Wisconsin",55,"",0,"","","New",0,0,0,"Onshore Wind","","","","","","Non-Fossil","",2030,"Wind","",0,0,0,0,0,0,0,0,0,0,0,0,0,0,0,0,858.3595617834428,1053.830270406557,1088.8457526030002,3001.035584793,0,0,0,0,0,0,0,0,0,0,0,0,0,0,0,0,0,0,0,0,22.23013421,0,0,0,0,0,0,0,0,78.41919407,659.644515,null,"",""]
["","MISO_Minnesota and Western Wisconsin","Wisconsin",55,"",0,"","","New",0,0,0,"Solar","","","","","","Non-Fossil","",2030,"Solar-DER","",0,0,0,0,0,0,0,0,0,0,0,0,0,0,0,0,9.404619097658902,21.508859151341095,40.887726441,71.80120468999999,0,0,0,0,0,0,0,0,0,0,0,0,0,0,0,0,0,0,0,0,0,0,0,0,0,0,0,0,0,0,53.47379813,null,"",""]
["","MISO_Wisconsin- Upper Michigan (WUMS)","Wisconsin",55,"",0,"","","New",0,0,0,"Solar","","","","","","Non-Fossil","",2030,"Solar-DER","",0,0,0,0,0,0,0,0,0,0,0,0,0,0,0,0,57.42791184476728,123.5504198902327,245.969491837,426.94782357199995,0,0,0,0,0,0,0,0,0,0,0,0,0,0,0,0,0,0,0,0,0,0,0,0,0,0,0,0,0,0,317.9685053,null,"",""]
["","MISO_Wisconsin- Upper Michigan (WUMS)","Wisconsin",55,"",0,"","","New",0,0,0,"Solar PV","","","","","","Non-Fossil","",2030,"Solar","",0,0,0,0,0,0,0,0,0,0,0,0,0,0,0,0,48.019507231410216,106.07225337658977,208.05054807499997,362.14230868299995,0,0,0,0,0,0,0,0,0,0,0,0,0,0,0,0,0,0,0,0,1.390580448,0,0,0,0,0,0,0,0,15.16694633,169.6,null,"",""]
["","WECC_Wyoming","Wyoming",56,"",0,"","","New",0,0,0,"New Battery Storage","","","","","","Non-Fossil","",2030,"EnerStor","",0,0,0,0,0,0,0,0,0,0,0,0,0,0,0,0,4.1399999119999995,5.612000125000001,7.037999877,16.789999914,0,0,0,0,0,0,0,0,0,0,0,0,0,0,0,0,0,0,0,0,0.179370374,0,0,0,0,0,0,0,0,2.587827438,11.5,null,"",""]
["","WECC_Wyoming","Wyoming",56,"",0,"","","New",0,0,0,"Onshore Wind","","","","","","Non-Fossil","",2030,"Wind","",0,0,0,0,0,0,0,0,0,0,0,0,0,0,0,0,622.6887022652032,784.8859979037969,634.980132095,2042.5548322640002,0,0,0,0,0,0,0,0,0,0,0,0,0,0,0,0,0,0,0,0,13.0164365,0,0,0,0,0,0,0,0,41.25896665,386.242425,null,"",""]
["","WECC_Wyoming","Wyoming",56,"",0,"","","New",0,0,0,"Onshore Wind","","","","","","Non-Fossil","",2030,"Wind","",0,0,0,0,0,0,0,0,0,0,0,0,0,0,0,0,282.332634916404,355.874341530596,287.905679306,926.112655753,0,0,0,0,0,0,0,0,0,0,0,0,0,0,0,0,0,0,0,0,5.901768897,0,0,0,0,0,0,0,0,18.78992,175.125775,null,"",""]
["","WECC_Wyoming","Wyoming",56,"",0,"","","New",0,0,0,"Onshore Wind","","","","","","Non-Fossil","",2030,"Wind","",0,0,0,0,0,0,0,0,0,0,0,0,0,0,0,0,464.55118533277493,604.577996014225,497.409187078,1566.538368425,0,0,0,0,0,0,0,0,0,0,0,0,0,0,0,0,0,0,0,0,9.506229022,0,0,0,0,0,0,0,0,29.3570836,282.0825,null,"",""]
["","WECC_Wyoming","Wyoming",56,"",0,"","","New",0,0,0,"Onshore Wind","","","","","","Non-Fossil","",2030,"Wind","",0,0,0,0,0,0,0,0,0,0,0,0,0,0,0,0,817.0898422665218,1063.3802151364778,874.8831280780001,2755.353185481,0,0,0,0,0,0,0,0,0,0,0,0,0,0,0,0,0,0,0,0,16.72031719,0,0,0,0,0,0,0,0,51.65480589,496.1493,null,"",""]
["","WECC_Wyoming","Wyoming",56,"",0,"","","New",0,0,0,"Solar","","","","","","Non-Fossil","",2030,"Solar-DER","",0,0,0,0,0,0,0,0,0,0,0,0,0,0,0,0,119.48572743622319,228.54416924977684,383.104711132,731.134607818,0,0,0,0,0,0,0,0,0,0,0,0,0,0,0,0,0,0,0,0,0,0,0,0,0,0,0,0,0,0,454.2700815,null,"",""]