{"text_format":"3","workbook":"xlsx","n_sheets":5,"sheets":["NEEDS_Active","NEEDS_retireby2028","NEEDS_hardwired MW","Key to Emission Control","NEEDS_dropped MW"],"not_rendered":{"external_links":23,"defined_names":479,"comments":1},"read":"whole","date_system":"1900"}

{"sheet":"NEEDS_Active","index":0,"n_rows":23641,"n_cols":55,"rows_kept":2250,"cut":true,"bounds":{"rows_first":1000,"rows_last":250,"rows_between":1000,"halvings":1}}
["Plant Name","UniqueID_Final","ORIS Plant Code","Boiler/Generator/Committed Unit","Unit ID","CAMD Database UnitID","PlantType","Combustion Turbine/IC Engine","Region Name","State Name","State Code","County","County Code","FIPS5","Capacity (MW)","Heat Rate (Btu/kWh)","On Line Year","Retirement Year","Firing","Bottom","Cogen?","Modeled Fuels","Wet/DryScrubber","Scrubber_Online_Year","Scrubber Efficiency","NOx Comb Control","NOx Post-Comb Control","SCR_Online_Year","SNCR_Online_Year","PM Control","FlueGasConditioning_Flag","Mercury_Controls","ACI_Online_Year","Mercury_Controls Efficiency","SO2 Permit Rate (lbs/mmBtu)","Mode 1 NOx Rate (lbs/mmBtu)","Mode 2 NOx Rate (lbs/mmBtu)","Mode 3 NOx Rate  (lbs/mmBtu)","Mode 4 NOx Rate  (lbs/mmBtu)","Hg EMF for BIT","Hg EMF for SUB","Hg EMF for LIG","HCL Removal","DSI Unit","DSI Online Year","CCS","CCS Removal","C2G","C2G Online Year","BART Affected Unit","Owner Name","Owner Percent","Holding Company","Holding Company Percent","Regulatory Status"]
["Labadie","2103_B_2",2103,"B","2",1329,"Coal Steam",null,"MIS_MO","Missouri",29,"Franklin",71,"29071",593,10397,1971,2042,"tangential","dry","N","Subbituminous",{"$nulls":3},"LNC3",{"$nulls":3},"ESPC","Yes","ACI",2016,0.9,4.8,0.09289,0.09289,0.09289,0.09289,0.1,0.1,0.1,0,{"$nulls":7},"Ameren Missouri",100,"Ameren Corp",100,"Regulated"]
["Labadie","2103_B_3",2103,"B","3",1330,"Coal Steam",null,"MIS_MO","Missouri",29,"Franklin",71,"29071",593,10427,1972,2036,"tangential","dry","N","Subbituminous",{"$nulls":3},"LNC3",{"$nulls":3},"ESPC","Yes","ACI",2016,0.9,4.8,0.09557,0.09557,0.09557,0.09557,0.1,0.1,0.1,0,{"$nulls":7},"Ameren Missouri",100,"Ameren Corp",100,"Regulated"]
["Labadie","2103_B_4",2103,"B","4",1331,"Coal Steam",null,"MIS_MO","Missouri",29,"Franklin",71,"29071",593,10397,1973,2036,"tangential","dry","N","Subbituminous",{"$nulls":3},"LNC3",{"$nulls":3},"ESPC","Yes","ACI",2016,0.9,4.8,0.09053,0.09053,0.09053,0.09053,0.1,0.1,0.1,0,{"$nulls":7},"Ameren Missouri",100,"Ameren Corp",100,"Regulated"]
["Sioux","2107_B_1",2107,"B","1",1336,"Coal Steam",null,"MIS_MO","Missouri",29,"St Charles",183,"29183",487,11127,1967,2030,"cyclone","wet","N","Bituminous, Subbituminous","Wet Scrubber",2010,0.983,"OFA + other","SNCR",null,2007,"ESPC","Yes","ACI",2010,0.9,4.8,0.22534,0.22534,0.22534,0.22534,0.05,0.1,0.1,0.99,{"$nulls":7},"Ameren Missouri",100,"Ameren Corp",100,"Regulated"]
["Sioux","2107_B_2",2107,"B","2",1337,"Coal Steam",null,"MIS_MO","Missouri",29,"St Charles",183,"29183",487,11339,1968,2030,"cyclone","wet","N","Bituminous, Subbituminous","Wet Scrubber",2010,0.983,"OFA + other","SNCR",null,2007,"ESPC","Yes","ACI",2010,0.9,4.8,0.22072,0.22072,0.22072,0.22072,0.05,0.1,0.1,0.99,{"$nulls":7},"Ameren Missouri",100,"Ameren Corp",100,"Regulated"]
["Columbia (MO)","2123_B_8",2123,"B","8",1341,"O/G Steam",null,"MIS_MO","Missouri",29,"Boone",19,"29019",35,13380,1970,9999,"wall","dry","N","Natural Gas",{"$nulls":3},"FR + LNB",{"$nulls":8},8,0.01916,0.01916,0.01916,0.01916,{"$nulls":11},"Columbia Water & Light",100,"Columbia Water & Light",100,"Regulated"]
["New Madrid","2167_B_1",2167,"B","1",1357,"Coal Steam",null,"S_D_AECI","Missouri",29,"New Madrid",143,"29143",575,9859,1972,9999,"cyclone","wet","N","Subbituminous",{"$nulls":3},"LNB + OFA","SCR",2002,null,"ESPC","No","ACI",2016,0.9,10,0.686,0.11674,0.686,0.11674,0.1,0.1,0.1,0,{"$nulls":7},"Associated Electric Coop Inc",100,"Associated Electric Coop Inc",100,"Regulated"]
["New Madrid","2167_B_2",2167,"B","2",1358,"Coal Steam",null,"S_D_AECI","Missouri",29,"New Madrid",143,"29143",571,9814,1977,9999,"cyclone","wet","N","Subbituminous",{"$nulls":3},"LNB + OFA","SCR",2000,null,"ESPC","No","ACI",2016,0.9,10,0.62441,0.15614,0.62441,0.15614,0.1,0.1,0.1,0,{"$nulls":7},"Associated Electric Coop Inc",100,"Associated Electric Coop Inc",100,"Regulated"]
["Thomas Hill","2168_B_MB1",2168,"B","MB1",1359,"Coal Steam",null,"S_D_AECI","Missouri",29,"Randolph",175,"29175",165,9907,1966,9999,"cyclone","wet","N","Subbituminous",{"$nulls":3},"LNB + OFA","SCR",2009,null,"ESPC","No","ACI",2016,0.9,8,0.52294,0.12123,0.52294,0.12123,0.1,0.1,0.1,0,{"$nulls":7},"Associated Electric Coop Inc",100,"Associated Electric Coop Inc",100,"Regulated"]
["Thomas Hill","2168_B_MB2",2168,"B","MB2",1360,"Coal Steam",null,"S_D_AECI","Missouri",29,"Randolph",175,"29175",269,9930,1969,9999,"cyclone","wet","N","Subbituminous",{"$nulls":3},"LNB + OFA","SCR",2009,null,"ESPC","No","ACI",2016,0.9,8,0.54685,0.10895,0.54685,0.10895,0.1,0.1,0.1,0,{"$nulls":7},"Associated Electric Coop Inc",100,"Associated Electric Coop Inc",100,"Regulated"]
["Thomas Hill","2168_B_MB3",2168,"B","MB3",1361,"Coal Steam",null,"S_D_AECI","Missouri",29,"Randolph",175,"29175",701,9903,1982,9999,"wall","dry","N","Subbituminous",{"$nulls":3},"LNB + OFA","SCR",2009,null,"ESPC","No","ACI",2016,0.9,1.2,0.23309,0.13305,0.23309,0.13305,0.1,0.1,0.1,0,{"$nulls":7},"Associated Electric Coop Inc",100,"Associated Electric Coop Inc",100,"Regulated"]
["Canaday","2226_B_1",2226,"B","1",1367,"O/G Steam",null,"SPP_NEBR","Nebraska",31,"Gosper",73,"31073",99,9741,1958,9999,"tangential",null,"N","Natural Gas",{"$nulls":12},2.5,0.25,0.25,0.25,0.25,{"$nulls":11},"Nebraska Public Power District",100,"Nebraska Public Power District",100,"Regulated"]
["Lon Wright","2240_B_6",2240,"B","6",null,"Coal Steam",null,"SPP_NEBR","Nebraska",31,"Dodge",53,"31053",15.5,12282,1958,9999,"wall","dry","N","Subbituminous",{"$nulls":7},"B","NA",{"$nulls":3},1.2,0.65382,0.65382,0.65382,0.65382,0.11,0.1,1,0,{"$nulls":7},"Fremont Dept of Public Utilities",100,"Fremont Dept of Public Utilities",100,"Regulated"]
["Lon Wright","2240_B_7",2240,"B","7",null,"Coal Steam",null,"SPP_NEBR","Nebraska",31,"Dodge",53,"31053",21,12341,1963,9999,"wall","dry","N","Subbituminous",{"$nulls":7},"B","NA",{"$nulls":3},1.2,0.6638,0.6638,0.6638,0.6638,0.11,0.1,1,0,{"$nulls":7},"Fremont Dept of Public Utilities",100,"Fremont Dept of Public Utilities",100,"Regulated"]
["Lon Wright","2240_B_8",2240,"B","8",1371,"Coal Steam",null,"SPP_NEBR","Nebraska",31,"Dodge",53,"31053",82,12240,1976,9999,"wall","dry","N","Subbituminous","Wet Scrubber",2015,0.98,"LNB",{"$nulls":3},"ESPH + B","No","ACI",2016,0.9,0.651,0.20001,0.20001,0.1987,0.1987,0.1,0.1,0.1,0.99,{"$nulls":7},"Fremont Dept of Public Utilities",100,"Fremont Dept of Public Utilities",100,"Regulated"]
["North Denver","2244_B_4",2244,"B","4",null,"O/G Steam",null,"SPP_NEBR","Nebraska",31,"Adams",1,"31001",16,14500,1957,9999,null,null,"N","Natural Gas",{"$nulls":12},2.5,0.23063,0.23063,0.23063,0.23063,{"$nulls":11},"Hastings Utilities (NE)",100,"Hastings Utilities (NE)",100,"Regulated"]
["North Denver","2244_B_5",2244,"B","5",null,"O/G Steam",null,"SPP_NEBR","Nebraska",31,"Adams",1,"31001",25,14500,1957,9999,null,null,"N","Natural Gas",{"$nulls":12},2.5,0.23063,0.23063,0.23063,0.23063,{"$nulls":11},"Hastings Utilities (NE)",100,"Hastings Utilities (NE)",100,"Regulated"]
["Sheldon","2277_B_1",2277,"B","1",1379,"Coal Steam",null,"SPP_NEBR","Nebraska",31,"Lancaster",109,"31109",104,11681,1968,9999,"cyclone","wet","N","Subbituminous",{"$nulls":3},"OFA",{"$nulls":3},"B","NA",{"$nulls":3},0.59,0.58003,0.58003,0.58003,0.58003,0.11,0.1,1,0,{"$nulls":7},"Nebraska Public Power District",100,"Nebraska Public Power District",100,"Regulated"]
["Sheldon","2277_B_2",2277,"B","2",1380,"Coal Steam",null,"SPP_NEBR","Nebraska",31,"Lancaster",109,"31109",115,11706,1961,9999,"cyclone","wet","N","Subbituminous",{"$nulls":3},"OFA",{"$nulls":3},"B","NA",{"$nulls":3},0.567,0.3599,0.3599,0.3599,0.3599,0.11,0.1,1,0,{"$nulls":7},"Nebraska Public Power District",100,"Nebraska Public Power District",100,"Regulated"]
["North Omaha","2291_B_4",2291,"B","4",null,"O/G Steam",null,"SPP_NEBR","Nebraska",31,"Douglas",55,"31055",120,10592,1963,9999,"tangential","dry","N","Natural Gas",{"$nulls":13},0.15422,0.15422,0.07345,0.07345,{"$nulls":11},"Omaha Public Power District",100,"Omaha Public Power District",100,"Regulated"]
["North Omaha","2291_B_5",2291,"B","5",null,"O/G Steam",null,"SPP_NEBR","Nebraska",31,"Douglas",55,"31055",216,10811,1968,9999,"wall","dry","N","Natural Gas",{"$nulls":13},0.15076,0.15076,0.09935,0.09935,{"$nulls":11},"Omaha Public Power District",100,"Omaha Public Power District",100,"Regulated"]
["Tracy","2336_B_3",2336,"B","3",1410,"O/G Steam",null,"WECC_NNV","Nevada",32,"Storey",29,"32029",108,12280,1974,9999,"wall","dry","N","Natural Gas",{"$nulls":3},"LNB",{"$nulls":8},0.8,0.13105,0.13105,0.13105,0.13105,{"$nulls":11},"Sierra Pacific Power Co",100,"Berkshire Hathaway Inc",100,"Regulated"]
["Schiller","2367_B_5W",2367,"B","5W",1422,"Biomass",null,"NENGREST","New Hampshire",33,"Rockingham",15,"33015",43,15792,2006,9999,"vertical","dry","N","Biomass",{"$nulls":3},"NH3","SNCR",null,null,"B + C","NA",{"$nulls":3},0.02,0.0669,0.0669,0.0669,0.0669,{"$nulls":11},"GSP Schiller LLC",100,"Energy Trading Innovations LLC",100,"Non-regulated"]
["Four Corners","2442_B_4",2442,"B","4",1584,"Coal Steam",null,"WECC_NM","New Mexico",35,"San Juan",45,"35045",770,9771,1969,2031,"cell","dry","N","Subbituminous","Wet Scrubber",1985,0.92,"LNB + LNCB","SCR",2018,null,"B","NA",{"$nulls":3},0.878,0.48665,0.05819,0.48665,0.05819,0.1,0.1,0.56,0.97,{"$nulls":6},"Yes","Arizona Public Service Co",56,"Pinnacle West Capital Corp",56,"Regulated"]
["Four Corners","2442_B_5",2442,"B","5",1585,"Coal Steam",null,"WECC_NM","New Mexico",35,"San Juan",45,"35045",770,9766,1963,2031,"cell","dry","N","Subbituminous","Wet Scrubber",1985,0.92,"LNB + LNCB","SCR",2018,null,"B","NA",{"$nulls":3},0.878,0.49979,0.06459,0.49979,0.06459,0.1,0.1,0.56,0.97,{"$nulls":6},"Yes","Arizona Public Service Co",56,"Pinnacle West Capital Corp",56,"Regulated"]
["Rio Grande","2444_B_8",2444,"B","8",1588,"O/G Steam",null,"WECC_NM","New Mexico",35,"Dona Ana",13,"35013",144,12258,1972,9999,"wall","dry","N","Natural Gas",{"$nulls":3},"FR + LNB",{"$nulls":8},0.68,0.20903,0.20903,0.20903,0.20903,{"$nulls":11},"El Paso Electric Co",100,"JPMorgan Chase & Co",100,"Regulated"]
["Maddox","2446_B_051B",2446,"B","051B",1590,"O/G Steam",null,"SPP_SPS","New Mexico",35,"Lea",25,"35025",112,10994,1967,2029,"tangential",null,"N","Natural Gas",{"$nulls":3},"OFA",{"$nulls":8},0.34,0.16667,0.16667,0.16667,0.16667,{"$nulls":11},"Southwestern Public Service Co",100,"Xcel Energy Inc",100,"Regulated"]
["Reeves","2450_B_1",2450,"B","1",1593,"O/G Steam",null,"WECC_NM","New Mexico",35,"Bernalillo",1,"35001",42,12772,1959,9999,"wall","dry","N","Natural Gas",{"$nulls":3},"BF + LA",{"$nulls":8},0.34,0.25132,0.25132,0.25132,0.25132,{"$nulls":11},"Public Service Co of New Mexico",100,"PNM Resources Inc",100,"Regulated"]
["Reeves","2450_B_2",2450,"B","2",1594,"O/G Steam",null,"WECC_NM","New Mexico",35,"Bernalillo",1,"35001",41,13416,1960,9999,"wall","dry","N","Natural Gas",{"$nulls":3},"BF + LA",{"$nulls":8},0.34,0.2468,0.2468,0.2468,0.2468,{"$nulls":11},"Public Service Co of New Mexico",100,"PNM Resources Inc",100,"Regulated"]
["Reeves","2450_B_3",2450,"B","3",1595,"O/G Steam",null,"WECC_NM","New Mexico",35,"Bernalillo",1,"35001",63,12802,1962,9999,"wall","dry","N","Natural Gas",{"$nulls":3},"BF + LA",{"$nulls":8},0.34,0.22754,0.22754,0.22754,0.22754,{"$nulls":11},"Public Service Co of New Mexico",100,"PNM Resources Inc",100,"Regulated"]
["Danskammer Generating Station","2480_B_1",2480,"B","1",1606,"O/G Steam",null,"NY_Z_G-I","New York",36,"Orange",71,"36071",68,12463,1951,9999,"tangential","dry","N","Natural Gas, Residual Fuel Oil",{"$nulls":3},"BF + LA + LNB",{"$nulls":3},"ESPC","No",{"$nulls":3},2,0.08,0.08,0.08,0.08,{"$nulls":11},"Danskammer Energy LLC",100,"Mercuria Energy Group Ltd",100,"Non-regulated"]
["Danskammer Generating Station","2480_B_2",2480,"B","2",1607,"O/G Steam",null,"NY_Z_G-I","New York",36,"Orange",71,"36071",66,12463,1954,9999,"tangential","dry","N","Natural Gas, Residual Fuel Oil",{"$nulls":3},"BF + LA",{"$nulls":3},"ESPC","No",{"$nulls":3},2,0.08,0.08,0.08,0.08,{"$nulls":11},"Danskammer Energy LLC",100,"Mercuria Energy Group Ltd",100,"Non-regulated"]
["Danskammer Generating Station","2480_B_3",2480,"B","3",1608,"O/G Steam",null,"NY_Z_G-I","New York",36,"Orange",71,"36071",138,11798,1987,9999,"tangential","dry","N","Natural Gas",{"$nulls":3},"LNC2",{"$nulls":8},1.1,0.09,0.09,0.09,0.09,{"$nulls":11},"Danskammer Energy LLC",100,"Mercuria Energy Group Ltd",100,"Non-regulated"]
["Danskammer Generating Station","2480_B_4",2480,"B","4",1609,"O/G Steam",null,"NY_Z_G-I","New York",36,"Orange",71,"36071",226,11798,1987,9999,"tangential","dry","N","Natural Gas",{"$nulls":3},"LNC2",{"$nulls":8},1.1,0.10231,0.10231,0.10231,0.10231,{"$nulls":10},"Yes","Danskammer Energy LLC",100,"Mercuria Energy Group Ltd",100,"Non-regulated"]
["Arthur Kill Generating Station","2490_B_20",2490,"B","20",1610,"O/G Steam",null,"NY_Z_J","New York",36,"Richmond",85,"36085",346,11412,1959,9999,"wall","dry","N","Natural Gas",{"$nulls":3},"LA + LNB + OFA",{"$nulls":8},0.6,0.05652,0.05652,0.05652,0.05652,{"$nulls":11},"Arthur Kill Power LLC",100,"ArcLight Capital Partners LLC",100,"Non-regulated"]
["Arthur Kill Generating Station","2490_B_30",2490,"B","30",1611,"O/G Steam",null,"NY_Z_J","New York",36,"Richmond",85,"36085",519,11227,1969,9999,"tangential","dry","N","Natural Gas",{"$nulls":3},"LA + LNB + OFA",{"$nulls":8},0.6,0.06829,0.06829,0.06829,0.06829,{"$nulls":10},"Yes","Arthur Kill Power LLC",100,"ArcLight Capital Partners LLC",100,"Non-regulated"]
["East River","2493_B_60",2493,"B","60",1617,"O/G Steam",null,"NY_Z_J","New York",36,"New York",61,"36061",141,8300,1951,9999,"wall","dry","Y","Natural Gas",{"$nulls":3},"LNB",{"$nulls":8},0.6,0.08,0.08,0.08,0.08,{"$nulls":11},"Consolidated Edison Co of New York Inc",100,"Consolidated Edison Inc",100,"Regulated"]
["East River","2493_B_70",2493,"B","70",1618,"O/G Steam",null,"NY_Z_J","New York",36,"New York",61,"36061",184,9437,1955,9999,"wall","dry","N","Natural Gas",{"$nulls":3},"LNB",{"$nulls":8},0.6,0.08,0.08,0.08,0.08,{"$nulls":11},"Consolidated Edison Co of New York Inc",100,"Consolidated Edison Inc",100,"Regulated"]
["Ravenswood","2500_B_10",2500,"B","10",1675,"O/G Steam",null,"NY_Z_J","New York",36,"Queens",81,"36081",368,11015,1963,9999,"tangential","dry","N","Natural Gas",{"$nulls":3},"OFA",{"$nulls":8},0.6,0.06421,0.06421,0.06421,0.06421,{"$nulls":10},"Yes","Helix Ravenswood LLC",100,"LS Power Group",100,"Non-regulated"]
["Ravenswood","2500_B_20",2500,"B","20",1676,"O/G Steam",null,"NY_Z_J","New York",36,"Queens",81,"36081",373,11033,1963,9999,"tangential","dry","N","Natural Gas",{"$nulls":3},"OFA",{"$nulls":8},0.6,0.06722,0.06722,0.06722,0.06722,{"$nulls":10},"Yes","Helix Ravenswood LLC",100,"LS Power Group",100,"Non-regulated"]
["Ravenswood","2500_B_30",2500,"B","30",1677,"O/G Steam",null,"NY_Z_J","New York",36,"Queens",81,"36081",990,11031,1965,9999,"tangential","dry","N","Natural Gas",{"$nulls":3},"OFA",{"$nulls":8},0.6,0.07011,0.07011,0.07011,0.07011,{"$nulls":10},"Yes","Helix Ravenswood LLC",100,"LS Power Group",100,"Non-regulated"]
["E F Barrett","2511_B_10",2511,"B","10",1719,"O/G Steam",null,"NY_Z_K","New York",36,"Nassau",59,"36059",194,10937,1956,9999,"tangential","dry","N","Natural Gas, Distillate Fuel Oil",{"$nulls":12},0.74,0.08,0.08,0.08,0.08,{"$nulls":11},"National Grid Generation LLC",100,"National Grid Plc",100,"Regulated"]
["E F Barrett","2511_B_20",2511,"B","20",1720,"O/G Steam",null,"NY_Z_K","New York",36,"Nassau",59,"36059",178,11042,1963,9999,"tangential","dry","N","Natural Gas",{"$nulls":3},"OFA",{"$nulls":8},0.74,0.05065,0.05065,0.05065,0.05065,{"$nulls":10},"Yes","National Grid Generation LLC",100,"National Grid Plc",100,"Regulated"]
["Northport","2516_B_1",2516,"B","1",1743,"O/G Steam",null,"NY_Z_K","New York",36,"Suffolk",103,"36103",398,10733,1967,9999,"tangential","dry","N","Natural Gas",{"$nulls":3},"OFA + LNC2",{"$nulls":8},0.132,0.06452,0.06452,0.06452,0.06452,{"$nulls":10},"Yes","National Grid Generation LLC",100,"National Grid Plc",100,"Regulated"]
["Northport","2516_B_2",2516,"B","2",1744,"O/G Steam",null,"NY_Z_K","New York",36,"Suffolk",103,"36103",398,10794,1968,9999,"tangential",null,"N","Natural Gas, Residual Fuel Oil",{"$nulls":3},"OFA + LNC2",{"$nulls":3},"ESPC","No",{"$nulls":3},0.344,0.06136,0.06136,0.06136,0.06136,{"$nulls":10},"Yes","National Grid Generation LLC",100,"National Grid Plc",100,"Regulated"]
["Northport","2516_B_3",2516,"B","3",1745,"O/G Steam",null,"NY_Z_K","New York",36,"Suffolk",103,"36103",398,10707,1972,9999,"tangential","dry","N","Natural Gas, Residual Fuel Oil",{"$nulls":3},"OFA + LNC2",{"$nulls":3},"ESPC","No",{"$nulls":3},0.299,0.06423,0.06423,0.06423,0.06423,{"$nulls":10},"Yes","National Grid Generation LLC",100,"National Grid Plc",100,"Regulated"]
["Northport","2516_B_4",2516,"B","4",1746,"O/G Steam",null,"NY_Z_K","New York",36,"Suffolk",103,"36103",398,10605,1977,9999,"tangential","dry","N","Natural Gas, Residual Fuel Oil",{"$nulls":3},"OFA + LNC2",{"$nulls":3},"ESPC","No",{"$nulls":3},0.244,0.04977,0.04977,0.04977,0.04977,{"$nulls":10},"Yes","National Grid Generation LLC",100,"National Grid Plc",100,"Regulated"]
["Port Jefferson","2517_B_3",2517,"B","3",1750,"O/G Steam",null,"NY_Z_K","New York",36,"Suffolk",103,"36103",192,11953,1958,9999,"tangential","dry","N","Natural Gas, Residual Fuel Oil",{"$nulls":3},"OFA + LNC2",{"$nulls":3},"ESPC","No",{"$nulls":3},0.294,0.06604,0.06604,0.06604,0.06604,{"$nulls":11},"National Grid Generation LLC",100,"National Grid Plc",100,"Regulated"]
["Port Jefferson","2517_B_4",2517,"B","4",1751,"O/G Steam",null,"NY_Z_K","New York",36,"Suffolk",103,"36103",193,11684,1960,9999,"tangential","dry","N","Natural Gas, Residual Fuel Oil",{"$nulls":3},"OFA + LNC2",{"$nulls":3},"ESPC","No",{"$nulls":3},0.305,0.05309,0.05309,0.05309,0.05309,{"$nulls":11},"National Grid Generation LLC",100,"National Grid Plc",100,"Regulated"]
["Greenidge Generation LLC","2527_B_6",2527,"B","6",1759,"O/G Steam",null,"NY_Z_C&E","New York",36,"Yates",123,"36123",104,11153,1953,9999,"tangential","wet","N","Natural Gas",{"$nulls":3},"LNC1","SCR",{"$nulls":7},3.8,0.25503,0.0231,0.25503,0.0231,{"$nulls":11},"Atlas Holdings LLC",100,"Atlas Holdings LLC",100,"Non-regulated"]
["Oswego Harbor Power","2594_B_5",2594,"B","5",1791,"O/G Steam",null,"NY_Z_C&E","New York",36,"Oswego",75,"36075",797,11549,1976,9999,"wall","dry","N","Residual Fuel Oil",{"$nulls":3},"OFA",{"$nulls":3},"ESPC","No",{"$nulls":3},1.6,0.08,0.08,0.08,0.08,{"$nulls":10},"Yes","NRG Oswego Harbor Power Operations Inc",100,"ArcLight Capital Partners LLC",100,"Non-regulated"]
["Oswego Harbor Power","2594_B_6",2594,"B","6",1792,"O/G Steam",null,"NY_Z_C&E","New York",36,"Oswego",75,"36075",816,11480,1980,9999,"wall","dry","N","Residual Fuel Oil",{"$nulls":3},"OFA",{"$nulls":3},"ESPC","No",{"$nulls":3},0.8,0.08,0.08,0.08,0.08,{"$nulls":10},"Yes","NRG Oswego Harbor Power Operations Inc",100,"ArcLight Capital Partners LLC",100,"Non-regulated"]
["E C Gaston","26_B_1",26,"B","1",30,"O/G Steam",null,"S_SOU","Alabama",1,"Shelby",117,"01117",254,10458,1960,2029,"wall","dry","N","Natural Gas",{"$nulls":3},"LNB",{"$nulls":8},3.8,0.11165,0.11165,0.11165,0.11165,{"$nulls":11},"Southern Electric Generating Co",100,"Southern Co",100,"Regulated"]
["E C Gaston","26_B_2",26,"B","2",31,"O/G Steam",null,"S_SOU","Alabama",1,"Shelby",117,"01117",256,10492,1960,2029,"wall","dry","N","Natural Gas",{"$nulls":3},"LNB",{"$nulls":8},3.8,0.11176,0.11176,0.11176,0.11176,{"$nulls":11},"Southern Electric Generating Co",100,"Southern Co",100,"Regulated"]
["E C Gaston","26_B_3",26,"B","3",32,"O/G Steam",null,"S_SOU","Alabama",1,"Shelby",117,"01117",254,10542,1961,2029,"wall","dry","N","Natural Gas",{"$nulls":3},"LNB",{"$nulls":8},3.8,0.12418,0.12418,0.12418,0.12418,{"$nulls":11},"Southern Electric Generating Co",100,"Southern Co",100,"Regulated"]
["Powerlane Plant","4195_B_3",4195,"B","3",2641,"O/G Steam",null,"ERC_REST","Texas",48,"Hunt",231,"48231",41,14500,1977,9999,"wall","dry","N","Natural Gas",{"$nulls":3},"OFA",{"$nulls":8},1.157,0.19927,0.19927,0.19927,0.19927,{"$nulls":11},"Greenville Electric Utility System",100,"Greenville Electric Utility System",100,"Regulated"]
["Spencer","4266_B_4",4266,"B","4",2651,"O/G Steam",null,"ERC_REST","Texas",48,"Denton",121,"48121",61,11615,1966,9999,"wall","dry","N","Natural Gas",{"$nulls":3},"FR + LNB",{"$nulls":8},0.006,0.05472,0.05472,0.05472,0.05472,{"$nulls":11},"Garland Power & Light",100,"Garland Power & Light",100,"Regulated"]
["Spencer","4266_B_5",4266,"B","5",2652,"O/G Steam",null,"ERC_REST","Texas",48,"Denton",121,"48121",61,11615,1973,9999,"wall","dry","N","Natural Gas",{"$nulls":3},"FR + LNB",{"$nulls":8},0.006,0.05744,0.05744,0.05744,0.05744,{"$nulls":11},"Garland Power & Light",100,"Garland Power & Light",100,"Regulated"]
["John P Madgett","4271_B_B1",4271,"B","B1",2653,"Coal Steam",null,"MIS_MNWI","Wisconsin",55,"Buffalo",11,"55011",390,11241,1979,9999,"wall","dry","N","Subbituminous",null,null,0.87,"LNB","SCR",2016,null,"ESPH + B","No","ACI",2015,0.9,0.09,0.22684,0.07598,0.22684,0.07598,0.1,0.1,0.1,0.98,"Yes",2015,{"$nulls":5},"Dairyland Power Coop",100,"Dairyland Power Coop",100,"Regulated"]
["Comanche (CO)","470_B_3",470,"B","3",89734,"Coal Steam",null,"WECC_CO","Colorado",8,"Pueblo",101,"08101",750,10459,2010,2031,"tangential","dry","N","Subbituminous","Dry Scrubber",2010,0.94,"LNC3","SCR",2010,null,"B","NA","ACI",2010,0.9,0.1,0.06597,0.06597,0.06597,0.06597,0.1,0.1,0.1,0.99,{"$nulls":7},"Public Service Co of Colorado",67,"Xcel Energy Inc",67,"Regulated"]
["George Birdsall","493_B_1",493,"B","1",null,"O/G Steam",null,"WECC_CO","Colorado",8,"El Paso",41,"08041",16,14500,1953,9999,null,null,"N","Natural Gas, Distillate Fuel Oil",{"$nulls":12},1.5,0.22476,0.22476,0.22476,0.22476,{"$nulls":11},"Colorado Springs Utilities",100,"Colorado Springs Utilities",100,"Regulated"]
["George Birdsall","493_B_2",493,"B","2",null,"O/G Steam",null,"WECC_CO","Colorado",8,"El Paso",41,"08041",16,14500,1954,9999,null,null,"N","Natural Gas, Distillate Fuel Oil",{"$nulls":12},1.5,0.26768,0.26768,0.26768,0.26768,{"$nulls":11},"Colorado Springs Utilities",100,"Colorado Springs Utilities",100,"Regulated"]
["George Birdsall","493_B_3",493,"B","3",null,"O/G Steam",null,"WECC_CO","Colorado",8,"El Paso",41,"08041",23,14500,1957,9999,null,null,"N","Natural Gas, Distillate Fuel Oil",{"$nulls":12},1.5,0.28067,0.28067,0.28067,0.28067,{"$nulls":11},"Colorado Springs Utilities",100,"Colorado Springs Utilities",100,"Regulated"]
["Barney M Davis","4939_B_1",4939,"B","1",2658,"O/G Steam",null,"ERC_REST","Texas",48,"Nueces",355,"48355",292,11615,1974,9999,"tangential",null,"N","Natural Gas",{"$nulls":12},1.157,0.14328,0.14328,0.14328,0.14328,{"$nulls":11},"Topaz Power Group LLC",100,"Carlyle Group (The)",100,"Non-regulated"]
["Riverside (OK)","4940_B_1501",4940,"B","1501",2660,"O/G Steam",null,"SPP_WEST","Oklahoma",40,"Tulsa",143,"40143",454,12031,1974,9999,"wall","dry","N","Natural Gas",{"$nulls":3},"LNB + OFA",{"$nulls":8},0.52,0.23602,0.23602,0.23602,0.23602,{"$nulls":11},"Public Service Co of Oklahoma",100,"American Electric Power Co Inc",100,"Regulated"]
["Riverside (OK)","4940_B_1502",4940,"B","1502",2661,"O/G Steam",null,"SPP_WEST","Oklahoma",40,"Tulsa",143,"40143",455,11920,1976,9999,"wall","dry","N","Natural Gas",{"$nulls":3},"LNB + OFA",{"$nulls":8},0.52,0.25459,0.25459,0.25459,0.25459,{"$nulls":11},"Public Service Co of Oklahoma",100,"American Electric Power Co Inc",100,"Regulated"]
["Plant 31 Paper Mill","50028_B_1FW",50028,"B","1FW",null,"Non-Fossil Waste",null,"MIS_LA","Louisiana",22,"Ouachita",73,"22073",10.2,11373,1964,9999,null,null,"Y","Non-Fossil Waste",{"$nulls":3},"AA",{"$nulls":9},0,0,0,0,{"$nulls":11},"Riverwood International Corp",100,"Graphic Packaging Corp",100,"Non-regulated"]
["Plant 31 Paper Mill","50028_B_1HP",50028,"B","1HP",null,"Non-Fossil Waste",null,"MIS_LA","Louisiana",22,"Ouachita",73,"22073",10.2,11373,1977,9999,null,null,"Y","Non-Fossil Waste","Wet Scrubber",1977,0.985,"AA",{"$nulls":3},"C","NA",{"$nulls":4},0,0,0,0,{"$nulls":11},"Riverwood International Corp",100,"Graphic Packaging Corp",100,"Non-regulated"]
["Plant 31 Paper Mill","50028_B_4BW",50028,"B","4BW",null,"Non-Fossil Waste",null,"MIS_LA","Louisiana",22,"Ouachita",73,"22073",10.2,11373,1975,9999,null,null,"Y","Non-Fossil Waste",{"$nulls":7},"ESPH","No",{"$nulls":4},0,0,0,0,{"$nulls":11},"Riverwood International Corp",100,"Graphic Packaging Corp",100,"Non-regulated"]
["Plant 31 Paper Mill","50028_B_5CE",50028,"B","5CE",null,"Non-Fossil Waste",null,"MIS_LA","Louisiana",22,"Ouachita",73,"22073",10.2,11373,1988,9999,null,null,"Y","Non-Fossil Waste",{"$nulls":7},"ESPH","No",{"$nulls":4},0,0,0,0,{"$nulls":11},"Riverwood International Corp",100,"Graphic Packaging Corp",100,"Non-regulated"]
["Plant 31 Paper Mill","50028_B_HRSG",50028,"B","HRSG",null,"Non-Fossil Waste",null,"MIS_LA","Louisiana",22,"Ouachita",73,"22073",4,11373,1964,9999,null,null,"Y","Non-Fossil Waste",{"$nulls":3},"LNB",{"$nulls":9},0,0,0,0,{"$nulls":11},"Riverwood International Corp",100,"Graphic Packaging Corp",100,"Non-regulated"]
["Humboldt Sawmill Company","50049_B_BLRA",50049,"B","BLRA",null,"Biomass",null,"WEC_CALN","California",6,"Humboldt",23,"06023",16.2,20413,1988,9999,null,null,"Y","Biomass",{"$nulls":3},"OFA",{"$nulls":3},"ESPH","No",{"$nulls":4},0.2,0.2,0.2,0.2,{"$nulls":11},"Greenleaf Power LLC",100,"Greenleaf Power",100,"Non-regulated"]
["Humboldt Sawmill Company","50049_B_BLRB",50049,"B","BLRB",null,"Biomass",null,"WEC_CALN","California",6,"Humboldt",23,"06023",8.7,20413,1988,9999,null,null,"Y","Biomass",{"$nulls":3},"OFA",{"$nulls":3},"ESPH","No",{"$nulls":4},0.13814,0.13814,0.13814,0.13814,{"$nulls":11},"Greenleaf Power LLC",100,"Greenleaf Power",100,"Non-regulated"]
["Humboldt Sawmill Company","50049_B_BLRC",50049,"B","BLRC",null,"Biomass",null,"WEC_CALN","California",6,"Humboldt",23,"06023",8.7,20413,1988,9999,null,null,"Y","Biomass",{"$nulls":3},"OFA",{"$nulls":3},"ESPH","No",{"$nulls":4},0.22,0.22,0.22,0.22,{"$nulls":11},"Greenleaf Power LLC",100,"Greenleaf Power",100,"Non-regulated"]
["Penobscot Energy Recovery","50051_B_BLR A",50051,"B","BLR A",null,"Municipal Solid Waste",null,"NENG_ME","Maine",23,"Penobscot",19,"23019",10.6,19383,1987,9999,null,null,"N","MSW","Dry Scrubber",1987,0.877,"OFA",{"$nulls":3},"B","NA",{"$nulls":4},0.3,0.3,0.3,0.3,0.08,0.08,0.08,{"$nulls":8},"Penobscot Energy Recovery Co",100,"Set Perc Investment LLC",100,"Non-regulated"]
["Penobscot Energy Recovery","50051_B_BLR B",50051,"B","BLR B",null,"Municipal Solid Waste",null,"NENG_ME","Maine",23,"Penobscot",19,"23019",10.6,19383,1987,9999,null,null,"N","MSW","Dry Scrubber",1987,0.877,"OFA",{"$nulls":3},"B","NA",{"$nulls":4},0.3,0.3,0.3,0.3,0.08,0.08,0.08,{"$nulls":8},"Penobscot Energy Recovery Co",100,"Set Perc Investment LLC",100,"Non-regulated"]
["Palm Beach Renewable Energy Facility 1","50071_B_BLR1",50071,"B","BLR1",null,"Municipal Solid Waste",null,"FRCC","Florida",12,"Palm Beach",99,"12099",25,19181,1989,9999,null,null,"N","MSW","Dry Scrubber",2010,0.75,"OFA","SNCR",null,null,"B","NA","ACI",2010,0.9,null,0.24645,0.24645,0.24645,0.24645,0.08,0.08,0.08,{"$nulls":8},"Solid Waste Authority of Palm Beach",100,"Solid Waste Authority of Palm Beach",100,"Non-regulated"]
["Palm Beach Renewable Energy Facility 1","50071_B_BLR2",50071,"B","BLR2",null,"Municipal Solid Waste",null,"FRCC","Florida",12,"Palm Beach",99,"12099",25,19181,1989,9999,null,null,"N","MSW","Dry Scrubber",2011,0.75,"OFA","SNCR",null,null,"B","NA","ACI",2011,0.9,null,0.25415,0.25415,0.25415,0.25415,0.08,0.08,0.08,{"$nulls":8},"Solid Waste Authority of Palm Beach",100,"Solid Waste Authority of Palm Beach",100,"Non-regulated"]
["Sierra Pacific Burney Facility","50110_B_BLR1",50110,"B","BLR1",null,"Biomass",null,"WEC_CALN","California",6,"Shasta",89,"06089",18.9,4936,1986,9999,null,null,"Y","Biomass",{"$nulls":3},"OFA",{"$nulls":3},"ESPC + C","No",{"$nulls":4},0.11917,0.11917,0.11917,0.11917,{"$nulls":11},"Sierra Pacific Industries Inc",100,"Sierra Pacific Industries",100,"Non-regulated"]
["Sierra Pacific Quincy Facility","50112_B_BLR1",50112,"B","BLR1",null,"Biomass",null,"WEC_CALN","California",6,"Plumas",63,"06063",12,15307,1986,9999,null,null,"N","Biomass",{"$nulls":4},"SNCR",null,null,"ESPC + C","No",{"$nulls":4},0.12909,0.12909,0.12909,0.12909,{"$nulls":11},"Sierra Pacific Industries Inc",100,"Sierra Pacific Industries",100,"Non-regulated"]
["Sierra Pacific Quincy Facility","50112_B_BLR2",50112,"B","BLR2",null,"Biomass",null,"WEC_CALN","California",6,"Plumas",63,"06063",12,15307,1998,9999,null,null,"N","Biomass",{"$nulls":4},"SNCR",null,null,"ESPC + C","No",{"$nulls":4},0.19,0.19,0.19,0.19,{"$nulls":11},"Sierra Pacific Industries Inc",100,"Sierra Pacific Industries",100,"Non-regulated"]
["Union Carbide Seadrift Cogen","50150_B_11HRSG",50150,"B","11HRSG",null,"O/G Steam",null,"ERC_REST","Texas",48,"Calhoun",57,"48057",17.2,7994,2000,9999,null,null,"Y","Natural Gas",{"$nulls":13},0.07424,0.07424,0.07424,0.07424,{"$nulls":11},"Union Carbide Corp-Seadrift",100,"Union Carbide Corp-Seadrift",100,"Non-regulated"]
["Union Carbide Seadrift Cogen","50150_B_6 HRSG",50150,"B","6 HRSG",null,"O/G Steam",null,"ERC_REST","Texas",48,"Calhoun",57,"48057",16.9,7994,1987,9999,null,null,"Y","Natural Gas",{"$nulls":13},0.07424,0.07424,0.07424,0.07424,{"$nulls":11},"Union Carbide Corp-Seadrift",100,"Union Carbide Corp-Seadrift",100,"Non-regulated"]
["Union Carbide Seadrift Cogen","50150_B_8 HRSG",50150,"B","8 HRSG",null,"O/G Steam",null,"ERC_REST","Texas",48,"Calhoun",57,"48057",16.9,7994,1987,9999,null,null,"Y","Natural Gas",{"$nulls":13},0.07424,0.07424,0.07424,0.07424,{"$nulls":11},"Union Carbide Corp-Seadrift",100,"Union Carbide Corp-Seadrift",100,"Non-regulated"]
["Columbus MS","50184_B_COMB",50184,"B","COMB",null,"Biomass",null,"S_C_TVA","Mississippi",28,"Lowndes",87,"28087",59,4225,1982,9999,"stoker/SPR","dry","Y","Biomass",{"$nulls":3},"LNB + OFA",{"$nulls":9},0.11,0.11,0.11,0.11,{"$nulls":11},"International Paper Columbus Mill",100,"International Paper Columbus Mill",100,"Non-regulated"]
["Columbus MS","50184_B_PKG",50184,"B","PKG",null,"O/G Steam",null,"S_C_TVA","Mississippi",28,"Lowndes",87,"28087",5.5,8300,1993,9999,"wall","dry","Y","Natural Gas",{"$nulls":3},"FR + LNB",{"$nulls":9},0.1,0.1,0.1,0.1,{"$nulls":11},"Weyerhaeuser Co",100,"Weyerhaeuser Co",100,"Non-regulated"]
["Columbus MS","50184_B_REC",50184,"B","REC",null,"Non-Fossil Waste",null,"S_C_TVA","Mississippi",28,"Lowndes",87,"28087",64,4225,1990,9999,"cyclone",null,"Y","Non-Fossil Waste",{"$nulls":3},"LNB + OFA",{"$nulls":3},"ESPH","No",{"$nulls":4},0.11,0.11,0.11,0.11,{"$nulls":11},"Weyerhaeuser Co",100,"Weyerhaeuser Co",100,"Non-regulated"]
["Domtar Paper Co LLC Plymouth NC","50189_B_1HFB",50189,"B","1HFB",null,"Biomass",null,"PJM_Dom","North Carolina",37,"Martin",117,"37117",22.7,4757,1977,9999,"stoker/SPR","dry","Y","Biomass",{"$nulls":3},"OFA",{"$nulls":3},"ESPH + B + C","No",{"$nulls":3},0.8,0.22259,0.22259,0.22259,0.22259,{"$nulls":11},"Weyerhaeuser Co",100,"Weyerhaeuser Co",100,"Non-regulated"]
["Domtar Paper Co LLC Plymouth NC","50189_B_2HFB",50189,"B","2HFB",null,"Biomass",null,"PJM_Dom","North Carolina",37,"Martin",117,"37117",19.2,4757,1982,9999,"stoker/SPR","dry","Y","Biomass",{"$nulls":3},"OFA",{"$nulls":3},"ESPH + B + C","No",{"$nulls":3},0.8,0.2,0.2,0.2,0.2,{"$nulls":11},"Weyerhaeuser Co",100,"Weyerhaeuser Co",100,"Non-regulated"]
["Domtar Paper Co LLC Plymouth NC","50189_B_5REC",50189,"B","5REC",null,"Non-Fossil Waste",null,"PJM_Dom","North Carolina",37,"Martin",117,"37117",73,4757,1965,9999,"other",null,"Y","Non-Fossil Waste",{"$nulls":3},"OFA",{"$nulls":3},"ESPH","No",{"$nulls":4},0.14667,0.14667,0.14667,0.14667,{"$nulls":11},"Weyerhaeuser Co",100,"Weyerhaeuser Co",100,"Non-regulated"]
["Multitrade Rabun Gap, LLC","50201_B_WB1",50201,"B","WB1",null,"Biomass",null,"S_SOU","Georgia",13,"RABUN",241,"13241",18,19439,2010,9999,null,null,"N","Biomass",{"$nulls":7},"ESPC","No",{"$nulls":4},0.21236,0.21236,0.21236,0.21236,{"$nulls":11},"Multitrade Rabun Gap LLC",100,"Multitrade Biomass Holdings LLC",100,"Non-regulated"]
["Stored Solar Bethlehem LLC","50208_B_B1",50208,"B","B1",null,"Biomass",null,"NENGREST","New Hampshire",33,"GRAFTON",9,"33009",15,15924,1986,9999,null,null,"N","Biomass",{"$nulls":4},"SCR",null,null,"ESPC","Yes",{"$nulls":4},0.075,0.075,0.075,0.075,{"$nulls":11},"Pinetree Power LLC",100,"Capergy SA",100,"Non-regulated"]
["York County Resource Recovery","50215_B_101",50215,"B","101",null,"Municipal Solid Waste",null,"PJM_WMAC","Pennsylvania",42,"York",133,"42133",10,20253,1989,9999,null,null,"N","MSW","Dry Scrubber",1989,0.8,"LA + LNB",{"$nulls":3},"B","NA","ACI",2001,0.9,null,0.17943,0.17943,0.17943,0.17943,0.08,0.08,0.08,{"$nulls":8},"York County Solid Waste Authority",100,"Covanta Holding Corp",100,"Non-regulated"]
["York County Resource Recovery","50215_B_102",50215,"B","102",null,"Municipal Solid Waste",null,"PJM_WMAC","Pennsylvania",42,"York",133,"42133",10,20253,1989,9999,null,null,"N","MSW","Dry Scrubber",1989,0.8,"LA + LNB",{"$nulls":3},"B","NA","ACI",1997,0.9,null,0.21321,0.21321,0.21321,0.21321,0.08,0.08,0.08,{"$nulls":8},"York County Solid Waste Authority",100,"Covanta Holding Corp",100,"Non-regulated"]
["York County Resource Recovery","50215_B_103",50215,"B","103",null,"Municipal Solid Waste",null,"PJM_WMAC","Pennsylvania",42,"York",133,"42133",10,20253,1989,9999,null,null,"N","MSW","Dry Scrubber",1989,0.8,"LA + LNB",{"$nulls":3},"B","NA","ACI",1997,0.9,null,0.21,0.21,0.21,0.21,0.08,0.08,0.08,{"$nulls":8},"York County Solid Waste Authority",100,"Covanta Holding Corp",100,"Non-regulated"]
["Regional Waste Systems","50225_B_1SG1A",50225,"B","1SG1A",null,"Municipal Solid Waste",null,"NENG_ME","Maine",23,"Cumberland",5,"23005",5.8,20568,1988,9999,null,null,"N","MSW","Dry Scrubber",1988,0.8,null,"SNCR",null,null,"ESPC","Yes","ACI",2000,0.9,null,0.2764,0.2764,0.2764,0.2764,0.08,0.08,0.08,{"$nulls":8},"Eco Maine",100,"ecomaine",100,"Non-regulated"]
["Regional Waste Systems","50225_B_1SG1B",50225,"B","1SG1B",null,"Municipal Solid Waste",null,"NENG_ME","Maine",23,"Cumberland",5,"23005",5.8,20568,1988,9999,null,null,"N","MSW","Dry Scrubber",1988,0.8,null,"SNCR",null,null,"ESPC","Yes","ACI",2000,0.9,null,0.2694,0.2694,0.2694,0.2694,0.08,0.08,0.08,{"$nulls":8},"Eco Maine",100,"ecomaine",100,"Non-regulated"]
["Texas Petrochemicals","50229_B_TPCBLR",50229,"B","TPCBLR",null,"O/G Steam",null,"ERC_REST","Texas",48,"Harris",201,"48201",35,8300,1972,9999,null,null,"Y","Natural Gas",{"$nulls":12},1.157,0.21238,0.21238,0.21238,0.21238,{"$nulls":11},"Texas Petrochemicals Corp",100,"Texas Petrochemicals Corp",100,"Non-regulated"]
["Archbald Power Station","50279_B_MAIN",50279,"B","MAIN",null,"Landfill Gas",null,"PJM_WMAC","Pennsylvania",42,"Lackawanna",69,"42069",20,14429,1998,9999,null,null,"N","Landfill Gas",{"$nulls":3},"FR + OFA",{"$nulls":9},0.04518,0.04518,0.04518,0.04518,{"$nulls":11},"PEI Power Corp",100,"Archaea Energy Inc",100,"Non-regulated"]
["SEMASS Resource Recovery","50290_B_1",50290,"B","1",null,"Municipal Solid Waste",null,"NENGREST","Massachusetts",25,"Plymouth",23,"25023",27,18661,1988,9999,null,null,"N","MSW","Dry Scrubber",1988,0.999,"NH3 + OFA","SNCR",null,null,"ESPC + B","Yes","ACI",2000,0.9,null,0.33199,0.33199,0.33199,0.33199,0.08,0.08,0.08,{"$nulls":8},"Covanta SEMASS LP",100,"Covanta Holding Corp",100,"Non-regulated"]
["SEMASS Resource Recovery","50290_B_2",50290,"B","2",null,"Municipal Solid Waste",null,"NENGREST","Massachusetts",25,"Plymouth",23,"25023",27,18661,1988,9999,null,null,"N","MSW","Dry Scrubber",1988,0.999,"NH3 + OFA","SNCR",null,null,"ESPC + B","Yes","ACI",2000,0.9,null,0.30669,0.30669,0.30669,0.30669,0.08,0.08,0.08,{"$nulls":8},"Covanta SEMASS LP",100,"Covanta Holding Corp",100,"Non-regulated"]
["SEMASS Resource Recovery","50290_B_3",50290,"B","3",null,"Municipal Solid Waste",null,"NENGREST","Massachusetts",25,"Plymouth",23,"25023",27,18661,1993,9999,null,null,"N","MSW","Dry Scrubber",1993,0.999,"NH3 + OFA","SNCR",null,null,"B","NA","ACI",2000,0.9,null,0.2097,0.2097,0.2097,0.2097,0.08,0.08,0.08,{"$nulls":8},"Covanta SEMASS LP",100,"Covanta Holding Corp",100,"Non-regulated"]
["Wadham Energy LP","50293_B_BLR100",50293,"B","BLR100",null,"Biomass",null,"WEC_CALN","California",6,"Colusa",11,"06011",26,13768,1989,9999,null,null,"N","Biomass",{"$nulls":3},"BF + LA + OFA",{"$nulls":3},"B","NA",{"$nulls":4},0.15231,0.15231,0.15231,0.15231,{"$nulls":11},"Wadham Energy Ltd Partners",100,"Enpower Corp",100,"Non-regulated"]
["University of Notre Dame","50366_B_BLR1",50366,"B","BLR1",null,"O/G Steam",null,"PJM_West","Indiana",18,"St Joseph",141,"18141",2.6,8300,1961,9999,null,null,"Y","Natural Gas",{"$nulls":3},"LNB",{"$nulls":8},3.535,0.12809,0.12809,0.12809,0.12809,{"$nulls":11},"University of Notre Dame",100,"University of Notre Dame",100,"Non-regulated"]
["University of Notre Dame","50366_B_BLR2",50366,"B","BLR2",null,"O/G Steam",null,"PJM_West","Indiana",18,"St Joseph",141,"18141",2.6,8300,1952,9999,null,null,"Y","Natural Gas",{"$nulls":3},"LNB",{"$nulls":8},3.535,0.41,0.41,0.41,0.41,{"$nulls":11},"University of Notre Dame",100,"University of Notre Dame",100,"Non-regulated"]
["E C Gaston","26_B_4",26,"B","4",33,"O/G Steam",null,"S_SOU","Alabama",1,"Shelby",117,"01117",256,10434,1962,2029,"wall","dry","N","Natural Gas",{"$nulls":3},"LNB",{"$nulls":8},3.8,0.12502,0.12502,0.12502,0.12502,{"$nulls":11},"Southern Electric Generating Co",100,"Southern Co",100,"Regulated"]
["E C Gaston","26_B_5",26,"B","5",34,"Coal Steam",null,"S_SOU","Alabama",1,"Shelby",117,"01117",832,10254,1974,9999,"tangential","dry","N","Bituminous","Wet Scrubber",2010,0.95,"LNC2","SCR",2006,null,"ESPH + B + WS","No","ACI",2016,0.9,3.8,0.2397,0.1004,0.2397,0.1004,0.05,0.1,0.1,0.99,{"$nulls":4},"C2G",2028,null,"Alabama Power Co",100,"Southern Co",100,"Regulated"]
["Bowline Point","2625_B_1",2625,"B","1",1793,"O/G Steam",null,"NY_Z_G-I","New York",36,"Rockland",87,"36087",586,10814,1972,9999,"tangential","dry","N","Natural Gas, Residual Fuel Oil",{"$nulls":3},"LNC1",{"$nulls":8},0.1,0.08,0.08,0.08,0.08,{"$nulls":10},"Yes","GenOn Bowline LLC",100,"GenOn Energy Inc",100,"Non-regulated"]
["Bowline Point","2625_B_2",2625,"B","2",1794,"O/G Steam",null,"NY_Z_G-I","New York",36,"Rockland",87,"36087",574,11120,1974,9999,"wall","dry","N","Natural Gas, Residual Fuel Oil",{"$nulls":3},"AA + OFA",{"$nulls":8},0.1,0.08,0.08,0.08,0.08,{"$nulls":10},"Yes","GenOn Bowline LLC",100,"GenOn Energy Inc",100,"Non-regulated"]
["S A Carlson","2682_B_10",2682,"B","10",1811,"O/G Steam",null,"NY_Z_A","New York",36,"Chautauqua",13,"36013",15,8300,1945,9999,"wall","dry","N","Natural Gas",{"$nulls":3},"LNB",{"$nulls":9},0.05008,0.05008,0.05008,0.05008,{"$nulls":11},"Jamestown Board of Public Utilities",100,"Jamestown Board of Public Utilities",100,"Regulated"]
["S A Carlson","2682_B_9",2682,"B","9",1815,"O/G Steam",null,"NY_Z_A","New York",36,"Chautauqua",13,"36013",15,8300,1945,9999,"wall","dry","N","Natural Gas",{"$nulls":3},"LNB",{"$nulls":9},0.05769,0.05769,0.05769,0.05769,{"$nulls":11},"Jamestown Board of Public Utilities",100,"Jamestown Board of Public Utilities",100,"Regulated"]
["S A Carlson","2682_B_HRSG",2682,"B","HRSG",1814,"O/G Steam",null,"NY_Z_A","New York",36,"Chautauqua",13,"36013",15,8300,2001,9999,null,null,"N","Natural Gas",{"$nulls":3},"H2O",{"$nulls":9},0.06,0.06,0.06,0.06,{"$nulls":11},"Jamestown Board of Public Utilities",100,"Jamestown Board of Public Utilities",100,"Regulated"]
["Roxboro","2712_B_1",2712,"B","1",1831,"Coal Steam",null,"S_VACA","North Carolina",37,"Person",145,"37145",379,10245,1966,2029,"wall","dry","N","Bituminous","Wet Scrubber",2008,0.97,"LNB + OFA","SCR",2002,null,"ESPC","No",{"$nulls":3},0.206,0.13357,0.13357,0.13357,0.13357,0.05,0.1,0.56,0.99,{"$nulls":7},"Duke Energy Progress",100,"Duke Energy Corp",100,"Regulated"]
["Roxboro","2712_B_2",2712,"B","2",1832,"Coal Steam",null,"S_VACA","North Carolina",37,"Person",145,"37145",668,10393,1968,2029,"tangential","dry","N","Bituminous","Wet Scrubber",2007,0.97,"LNC2 + OFA","SCR",2002,null,"ESPC","No",{"$nulls":3},0.21,0.12692,0.12692,0.12692,0.12692,0.05,0.1,0.56,0.99,{"$nulls":7},"Duke Energy Progress",100,"Duke Energy Corp",100,"Regulated"]
["Roxboro","2712_B_3A",2712,"B","3A",1833,"Coal Steam",null,"S_VACA","North Carolina",37,"Person",145,"37145",347,10296,1973,2034,"wall","dry","N","Bituminous","Wet Scrubber",2008,0.97,"LNB + OFA","SCR",2003,null,"ESPC","No",{"$nulls":3},0.175,0.2715,0.14493,0.2715,0.14493,0.05,0.1,0.56,0.99,{"$nulls":7},"Duke Energy Progress",100,"Duke Energy Corp",100,"Regulated"]
["Roxboro","2712_B_3B",2712,"B","3B",1834,"Coal Steam",null,"S_VACA","North Carolina",37,"Person",145,"37145",347,10296,1973,2034,"wall","dry","N","Bituminous","Wet Scrubber",2008,0.97,"LNB + OFA","SCR",2003,null,"ESPC","No",{"$nulls":3},0.175,0.25832,0.14594,0.25832,0.14594,0.05,0.1,0.56,0.99,{"$nulls":7},"Duke Energy Progress",100,"Duke Energy Corp",100,"Regulated"]
["Roxboro","2712_B_4A",2712,"B","4A",1835,"Coal Steam",null,"S_VACA","North Carolina",37,"Person",145,"37145",349,10364,1980,2034,"wall","dry","N","Bituminous","Wet Scrubber",2007,0.97,"LNB + OFA","SCR",2001,null,"ESPH","No",{"$nulls":3},0.175,0.12856,0.12856,0.12856,0.12856,0.05,0.1,1,0.99,{"$nulls":7},"Duke Energy Progress",100,"Duke Energy Corp",100,"Regulated"]
["Roxboro","2712_B_4B",2712,"B","4B",1836,"Coal Steam",null,"S_VACA","North Carolina",37,"Person",145,"37145",349,10364,1980,2034,"wall","dry","N","Bituminous","Wet Scrubber",2007,0.97,"LNB + OFA","SCR",2001,null,"ESPH","No",{"$nulls":3},0.175,0.1297,0.1297,0.1297,0.1297,0.05,0.1,1,0.99,{"$nulls":7},"Duke Energy Progress",100,"Duke Energy Corp",100,"Regulated"]
["James E. Rogers Energy Complex","2721_B_5",2721,"B","5",1857,"Coal Steam",null,"S_VACA","North Carolina",37,"Cleveland",45,"37045",544,9385,1972,9999,"tangential","dry","N","Bituminous, Natural Gas","Wet Scrubber",2010,0.983,"LNC3","SCR",2002,null,"ESPC","Yes",{"$nulls":3},1.6,0.2471,0.13745,0.2471,0.13745,0.05,0.1,0.56,0.99,{"$nulls":7},"Duke Energy Carolinas",100,"Duke Energy Corp",100,"Regulated"]
["James E. Rogers Energy Complex","2721_B_6",2721,"B","6",90414,"Coal Steam",null,"S_VACA","North Carolina",37,"Cleveland",45,"37045",844,9090,2012,2048,"wall","dry","N","Bituminous, Natural Gas","Wet Scrubber",2012,0.983,"LNBO","SCR",2012,null,"B","NA",{"$nulls":3},2.2,0.05732,0.05732,0.05732,0.05732,0.05,0.1,0.56,0.99,{"$nulls":7},"Duke Energy Carolinas",100,"Duke Energy Corp",100,"Regulated"]
["Marshall (NC)","2727_B_1",2727,"B","1",1861,"Coal Steam",null,"S_VACA","North Carolina",37,"Catawba",35,"37035",370,9477,1965,2029,"tangential","dry","N","Bituminous","Wet Scrubber",2007,0.95,"LNC3","SNCR",null,2006,"ESPC","Yes",{"$nulls":3},0.113,0.24605,0.24605,0.24605,0.24605,0.05,0.1,0.56,0.99,{"$nulls":7},"Duke Energy Carolinas",100,"Duke Energy Corp",100,"Regulated"]
["Marshall (NC)","2727_B_2",2727,"B","2",1862,"Coal Steam",null,"S_VACA","North Carolina",37,"Catawba",35,"37035",370,9490,1966,2029,"tangential","dry","N","Bituminous","Wet Scrubber",2007,0.95,"LNC3","SNCR",null,2007,"ESPC","Yes",{"$nulls":3},0.1,0.25402,0.25402,0.25402,0.25402,0.05,0.1,0.56,0.99,{"$nulls":7},"Duke Energy Carolinas",100,"Duke Energy Corp",100,"Regulated"]
["Marshall (NC)","2727_B_3",2727,"B","3",1863,"Coal Steam",null,"S_VACA","North Carolina",37,"Catawba",35,"37035",658,9344,1969,2033,"tangential","dry","N","Bituminous","Wet Scrubber",2007,0.95,"LNC3","SCR",2009,null,"ESPC","Yes",{"$nulls":3},0.078,0.2353,0.15182,0.2353,0.15182,0.05,0.1,0.56,0.99,{"$nulls":7},"Duke Energy Carolinas",100,"Duke Energy Corp",100,"Regulated"]
["Marshall (NC)","2727_B_4",2727,"B","4",1864,"Coal Steam",null,"S_VACA","North Carolina",37,"Catawba",35,"37035",660,9300,1965,2033,"tangential","dry","N","Bituminous","Wet Scrubber",2006,0.95,"LNC3","SNCR",null,2008,"ESPC","Yes","ACI",2016,0.9,0.105,0.3454,0.25566,0.3454,0.25566,0.05,0.1,0.1,0.99,{"$nulls":7},"Duke Energy Carolinas",100,"Duke Energy Corp",100,"Regulated"]
["Leland Olds","2817_B_1",2817,"B","1",1876,"Coal Steam",null,"SPP_WAUE","North Dakota",38,"Mercer",57,"38057",221,11851,1966,9999,"wall","dry","N","Lignite, Subbituminous","Wet Scrubber",2013,0.97,"LNB + OFA","SNCR",null,2017,"ESPC","No","ACI",2015,0.9,0.15,0.3084,0.14144,0.3084,0.14144,0.5,0.5,0.5,0.99,{"$nulls":6},"Yes","Basin Electric Power Coop",100,"Basin Electric Power Coop",100,"Regulated"]
["Leland Olds","2817_B_2",2817,"B","2",1877,"Coal Steam",null,"SPP_WAUE","North Dakota",38,"Mercer",57,"38057",445,11751,1975,9999,"cyclone","wet","N","Lignite, Subbituminous","Wet Scrubber",2013,0.97,"OFA","SNCR",null,2017,"ESPC","No","ACI",2015,0.9,0.15,0.36252,0.28867,0.36252,0.28867,0.5,0.5,0.5,0.99,{"$nulls":6},"Yes","Basin Electric Power Coop",100,"Basin Electric Power Coop",100,"Regulated"]
["Milton R Young","2823_B_B1",2823,"B","B1",1878,"Coal Steam",null,"MIS_MAPP","North Dakota",38,"Oliver",65,"38065",237,11631,1970,9999,"cyclone","wet","N","Lignite","Wet Scrubber",2011,0.971,"AA + OFA","SNCR",null,2011,"ESPC","No","ACI",2015,0.9,0.15,0.33404,0.26723,0.33404,0.26723,0.5,0.5,0.5,0.99,{"$nulls":6},"Yes","Minnkota Power Coop",100,"Minnkota Power Coop",100,"Regulated"]
["Milton R Young","2823_B_B2",2823,"B","B2",1879,"Coal Steam",null,"MIS_MAPP","North Dakota",38,"Oliver",65,"38065",447,11391,1977,9999,"cyclone","wet","N","Lignite","Wet Scrubber",1978,0.969,"AA + OFA","SNCR",null,2010,"ESPC","No","ACI",2015,0.9,0.15,0.33356,0.28353,0.33356,0.28353,0.5,0.5,0.5,0.99,{"$nulls":6},"Yes","Square Butte Electric Coop",100,"Square Butte Electric Coop",100,"Regulated"]
["Cardinal","2828_B_1",2828,"B","1",1883,"Coal Steam",null,"PJM_West","Ohio",39,"Jefferson",81,"39081",585,9899,1966,9999,"cell","dry","N","Bituminous","Wet Scrubber",2008,0.98,"LNB + LNCB","SCR",2003,null,"ESPC","No",{"$nulls":3},1.056,0.5549,0.07395,0.5549,0.07395,0.05,0.1,0.56,0.99,{"$nulls":7},"AEP Generation Resources Inc",100,"American Electric Power Co Inc",100,"Non-regulated"]
["Cardinal","2828_B_2",2828,"B","2",1884,"Coal Steam",null,"PJM_West","Ohio",39,"Jefferson",81,"39081",585,9906,1967,9999,"cell","dry","N","Bituminous","Wet Scrubber",2007,0.98,"LNB + LNCB","SCR",2003,null,"ESPC","No",{"$nulls":3},1.056,0.5866,0.07665,0.5866,0.07665,0.05,0.1,0.56,0.99,{"$nulls":7},"Buckeye Power Inc",100,"Buckeye Power Inc",100,"Non-regulated"]
["Cardinal","2828_B_3",2828,"B","3",1885,"Coal Steam",null,"PJM_West","Ohio",39,"Jefferson",81,"39081",620,10103,1977,2029,"wall","dry","N","Bituminous","Wet Scrubber",2012,0.98,"LNB","SCR",2003,null,"ESPH","No",{"$nulls":3},0.66,0.4462,0.08468,0.4462,0.08468,0.05,0.1,1,0.99,{"$nulls":7},"Buckeye Power Inc",100,"Buckeye Power Inc",100,"Non-regulated"]
["Kyger Creek","2876_B_1",2876,"B","1",1971,"Coal Steam",null,"PJM_West","Ohio",39,"Gallia",53,"39053",194,10558,1955,9999,"wall","wet","N","Bituminous, Subbituminous","Wet Scrubber",2012,0.98,"OFA","SCR",2002,null,"ESPC","No",{"$nulls":3},8.2,0.26905,0.07471,0.26905,0.07471,0.05,0.1,0.56,0.99,{"$nulls":7},"Ohio Valley Electric Corp",100,"American Electric Power Co Inc",100,"Regulated"]
["Kyger Creek","2876_B_2",2876,"B","2",1972,"Coal Steam",null,"PJM_West","Ohio",39,"Gallia",53,"39053",192,10547,1955,9999,"wall","wet","N","Bituminous, Subbituminous","Wet Scrubber",2012,0.98,"OFA","SCR",2002,null,"ESPC","No",{"$nulls":3},8.2,0.27596,0.07747,0.27596,0.07747,0.05,0.1,0.56,0.99,{"$nulls":7},"Ohio Valley Electric Corp",100,"American Electric Power Co Inc",100,"Regulated"]
["Kyger Creek","2876_B_3",2876,"B","3",1973,"Coal Steam",null,"PJM_West","Ohio",39,"Gallia",53,"39053",192,10579,1955,9999,"wall","wet","N","Bituminous, Subbituminous","Wet Scrubber",2011,0.98,"OFA","SCR",2003,null,"ESPC","No",{"$nulls":3},8.2,0.2383,0.07834,0.2383,0.07834,0.05,0.1,0.56,0.99,{"$nulls":7},"Ohio Valley Electric Corp",100,"American Electric Power Co Inc",100,"Regulated"]
["Kyger Creek","2876_B_4",2876,"B","4",1974,"Coal Steam",null,"PJM_West","Ohio",39,"Gallia",53,"39053",192,10472,1955,9999,"wall","wet","N","Bituminous, Subbituminous","Wet Scrubber",2011,0.98,"OFA","SCR",2003,null,"ESPC","No",{"$nulls":3},8.2,0.23067,0.079,0.23067,0.079,0.05,0.1,0.56,0.99,{"$nulls":7},"Ohio Valley Electric Corp",100,"American Electric Power Co Inc",100,"Regulated"]
["Kyger Creek","2876_B_5",2876,"B","5",1975,"Coal Steam",null,"PJM_West","Ohio",39,"Gallia",53,"39053",192,10506,1955,9999,"wall","wet","N","Bituminous, Subbituminous","Wet Scrubber",2011,0.98,"OFA","SCR",2003,null,"ESPC","No",{"$nulls":3},8.2,0.24394,0.07864,0.24394,0.07864,0.05,0.1,0.56,0.99,{"$nulls":7},"Ohio Valley Electric Corp",100,"American Electric Power Co Inc",100,"Regulated"]
["FirstEnergy Bay Shore","2878_B_1",2878,"B","1",1984,"Coal Steam",null,"PJM_ATSI","Ohio",39,"Lucas",95,"39095",139,12574,2000,9999,"FBC","dry","Y","Petroleum Coke","Dry Scrubber",2000,0.876,"CF + OFA",{"$nulls":3},"B","NA","ACI",2016,0.9,0.73,0.07084,0.07084,0.07084,0.07084,0.07,0.07,0.07,0.99,{"$nulls":7},"Walleye Power LLC",100,"ArcLight Capital Partners LLC",100,"Non-regulated"]
["Dover","2914_B_4",2914,"B","4",null,"Coal Steam",null,"PJM_West","Ohio",39,"Tuscarawas",157,"39157",23.2,14500,1962,9999,null,null,"N","Bituminous",null,null,0.5,{"$nulls":4},"B + C","NA","ACI",2017,0.9,4.6,0.43623,0.43623,0.43623,0.43623,0.1,0.1,0.1,0.98,"Yes",2017,{"$nulls":5},"Dover OH (City of)",100,"Dover OH (City of)",100,"Regulated"]
["Orrville","2935_B_10",2935,"B","10",null,"Coal Steam",null,"PJM_West","Ohio",39,"Wayne",169,"39169",6.7,14500,1951,9999,null,null,"N","Bituminous",{"$nulls":7},"ESPC","No",{"$nulls":3},7,0.43944,0.43944,0.43944,0.43944,0.64,0.1,1,0,{"$nulls":7},"Orrville OH (City of)",100,"Orrville OH (City of)",100,"Regulated"]
["Orrville","2935_B_11",2935,"B","11",null,"Coal Steam",null,"PJM_West","Ohio",39,"Wayne",169,"39169",6.7,14500,1956,9999,null,null,"N","Bituminous",{"$nulls":7},"ESPC","No",{"$nulls":3},7,0.43885,0.43885,0.43885,0.43885,0.64,0.1,1,0,{"$nulls":7},"Orrville OH (City of)",100,"Orrville OH (City of)",100,"Regulated"]
["Orrville","2935_B_12",2935,"B","12",null,"O/G Steam",null,"PJM_West","Ohio",39,"Wayne",169,"39169",30,14500,1963,9999,null,null,"N","Natural Gas",{"$nulls":13},0.14245,0.14245,0.14245,0.14245,{"$nulls":11},"Orrville OH (City of)",100,"Orrville OH (City of)",100,"Regulated"]
["Orrville","2935_B_13",2935,"B","13",null,"Coal Steam",null,"PJM_West","Ohio",39,"Wayne",169,"39169",23,14500,1969,9999,null,null,"N","Bituminous",{"$nulls":7},"ESPC","No",{"$nulls":3},7,0.15462,0.15462,0.15462,0.15462,0.64,0.1,1,0,{"$nulls":7},"Orrville OH (City of)",100,"Orrville OH (City of)",100,"Regulated"]
["Painesville","2936_B_3",2936,"B","3",null,"Coal Steam",null,"PJM_ATSI","Ohio",39,"Lake",85,"39085",9.8,14500,1954,9999,null,null,"N","Bituminous",{"$nulls":7},"ESPC","No",{"$nulls":3},5.7,0.47486,0.47486,0.47486,0.47486,0.64,0.1,1,0,{"$nulls":7},"Painesville Electric Light Dept",100,"Painesville Electric Light Dept",100,"Regulated"]
["Painesville","2936_B_4",2936,"B","4",null,"Coal Steam",null,"PJM_ATSI","Ohio",39,"Lake",85,"39085",18.6,14500,1959,9999,null,null,"N","Bituminous",{"$nulls":7},"ESPC","No",{"$nulls":3},5.7,0.66176,0.66176,0.66176,0.66176,0.64,0.1,1,0,{"$nulls":7},"Painesville Electric Light Dept",100,"Painesville Electric Light Dept",100,"Regulated"]
["Painesville","2936_B_5",2936,"B","5",null,"Coal Steam",null,"PJM_ATSI","Ohio",39,"Lake",85,"39085",18.6,14500,1975,9999,null,null,"N","Bituminous",{"$nulls":7},"ESPC","No",{"$nulls":3},5.7,0.65097,0.65097,0.65097,0.65097,0.64,0.1,1,0,{"$nulls":7},"Painesville Electric Light Dept",100,"Painesville Electric Light Dept",100,"Regulated"]
["Horseshoe Lake","2951_B_7",2951,"B","7",2001,"O/G Steam",null,"SPP_WEST","Oklahoma",40,"Oklahoma",109,"40109",211,11199,1963,9999,null,null,"N","Natural Gas",{"$nulls":13},0.17689,0.17689,0.17689,0.17689,{"$nulls":11},"Oklahoma Gas & Electric Co",100,"OGE Energy Corp",100,"Regulated"]
["Horseshoe Lake","2951_B_8",2951,"B","8",2002,"O/G Steam",null,"SPP_WEST","Oklahoma",40,"Oklahoma",109,"40109",377,11881,1969,9999,"tangential",null,"N","Natural Gas",{"$nulls":12},1.315,0.16959,0.16959,0.16959,0.16959,{"$nulls":11},"Oklahoma Gas & Electric Co",100,"OGE Energy Corp",100,"Regulated"]
["Muskogee","2952_B_4",2952,"B","4",2005,"O/G Steam",null,"SPP_WEST","Oklahoma",40,"Muskogee",101,"40101",484,11271,1977,9999,"tangential","dry","N","Natural Gas",{"$nulls":3},"LNC3",{"$nulls":8},1.2,0.10664,0.10664,0.10664,0.10664,{"$nulls":10},"Yes","Oklahoma Gas & Electric Co",100,"OGE Energy Corp",100,"Regulated"]
["Muskogee","2952_B_5",2952,"B","5",2006,"O/G Steam",null,"SPP_WEST","Oklahoma",40,"Muskogee",101,"40101",488,11261,1978,9999,"tangential","dry","N","Natural Gas",{"$nulls":3},"LNC3 + OFA",{"$nulls":8},1.2,0.09925,0.09925,0.09925,0.09925,{"$nulls":10},"Yes","Oklahoma Gas & Electric Co",100,"OGE Energy Corp",100,"Regulated"]
["Muskogee","2952_B_6",2952,"B","6",2007,"Coal Steam",null,"SPP_WEST","Oklahoma",40,"Muskogee",101,"40101",503,11137,1984,2049,"tangential","dry","N","Subbituminous",{"$nulls":3},"OFA",{"$nulls":3},"ESPC","No","ACI",2016,0.9,1.2,0.31089,0.31089,0.1469,0.1469,0.1,0.1,0.1,0,{"$nulls":7},"Oklahoma Gas & Electric Co",100,"OGE Energy Corp",100,"Regulated"]
["Seminole","2956_B_1",2956,"B","1",2012,"O/G Steam",null,"SPP_WEST","Oklahoma",40,"Seminole",133,"40133",485,11687,1971,9999,"wall","dry","N","Natural Gas",{"$nulls":3},"FR + LNB + OFA",{"$nulls":8},1.315,0.12297,0.12297,0.12297,0.12297,{"$nulls":11},"Oklahoma Gas & Electric Co",100,"OGE Energy Corp",100,"Regulated"]
["Seminole","2956_B_2",2956,"B","2",2013,"O/G Steam",null,"SPP_WEST","Oklahoma",40,"Seminole",133,"40133",500,11561,1973,9999,"wall","dry","N","Natural Gas",{"$nulls":3},"FR + LNB + OFA",{"$nulls":8},1.315,0.1121,0.1121,0.1121,0.1121,{"$nulls":11},"Oklahoma Gas & Electric Co",100,"OGE Energy Corp",100,"Regulated"]
["Seminole","2956_B_3",2956,"B","3",2014,"O/G Steam",null,"SPP_WEST","Oklahoma",40,"Seminole",133,"40133",498,11488,1975,9999,"wall","dry","N","Natural Gas",{"$nulls":3},"FR + LNB + OFA",{"$nulls":8},1.315,0.10601,0.10601,0.10601,0.10601,{"$nulls":11},"Oklahoma Gas & Electric Co",100,"OGE Energy Corp",100,"Regulated"]
["Northeastern","2963_B_3302",2963,"B","3302",2018,"O/G Steam",null,"SPP_WEST","Oklahoma",40,"Rogers",131,"40131",434,10342,1970,9999,"cell",null,"N","Natural Gas",{"$nulls":3},"LNB + LNCB + OFA",{"$nulls":9},0.17446,0.17446,0.17446,0.17446,{"$nulls":11},"Public Service Co of Oklahoma",100,"American Electric Power Co Inc",100,"Regulated"]
["Southwestern","2964_B_8002",2964,"B","8002",2021,"O/G Steam",null,"SPP_WEST","Oklahoma",40,"Caddo",15,"40015",78,13258,1954,9999,"wall","dry","N","Natural Gas",{"$nulls":12},0.74,0.30542,0.30542,0.30542,0.30542,{"$nulls":11},"Public Service Co of Oklahoma",100,"American Electric Power Co Inc",100,"Regulated"]
["Southwestern","2964_B_8003",2964,"B","8003",2022,"O/G Steam",null,"SPP_WEST","Oklahoma",40,"Caddo",15,"40015",295,12993,1967,9999,"cell",null,"N","Natural Gas",{"$nulls":3},"LNCB + OFA",{"$nulls":8},0.52,0.29123,0.29123,0.29123,0.29123,{"$nulls":11},"Public Service Co of Oklahoma",100,"American Electric Power Co Inc",100,"Regulated"]
["Tulsa","2965_B_1402",2965,"B","1402",2025,"O/G Steam",null,"SPP_WEST","Oklahoma",40,"Tulsa",143,"40143",164,14220,1956,9999,"wall","dry","N","Natural Gas",{"$nulls":13},0.31129,0.31129,0.31129,0.31129,{"$nulls":11},"Public Service Co of Oklahoma",100,"American Electric Power Co Inc",100,"Regulated"]
["Tulsa","2965_B_1404",2965,"B","1404",2027,"O/G Steam",null,"SPP_WEST","Oklahoma",40,"Tulsa",143,"40143",158,14058,1958,9999,"wall","dry","N","Natural Gas",{"$nulls":13},0.25989,0.25989,0.25989,0.25989,{"$nulls":11},"Public Service Co of Oklahoma",100,"American Electric Power Co Inc",100,"Regulated"]
["Limestone","298_B_LIM1",298,"B","LIM1",176,"Coal Steam",null,"ERC_REST","Texas",48,"Limestone",293,"48293",831,10605,1985,2029,"tangential","dry","N","Lignite, Subbituminous","Wet Scrubber",1985,0.9,"LNC3","SNCR",null,1997,"ESPC","No","ACI",2016,0.9,0.6,0.15265,0.15265,0.15265,0.15265,0.75,0.75,0.75,0.95,{"$nulls":7},"NRG Texas LLC",100,"NRG Energy Inc",100,"Non-regulated"]
["Limestone","298_B_LIM2",298,"B","LIM2",177,"Coal Steam",null,"ERC_REST","Texas",48,"Limestone",293,"48293",858,10567,1986,2029,"tangential","dry","N","Lignite, Subbituminous","Wet Scrubber",1986,0.9,"OFA","SNCR",null,1997,"ESPC","No","ACI",2016,0.9,0.6,0.16322,0.16322,0.1469,0.1469,0.75,0.75,0.75,0.95,{"$nulls":7},"NRG Texas LLC",100,"NRG Energy Inc",100,"Non-regulated"]
["Blundell","299_B_1",299,"B","1",null,"Geothermal",null,"WECC_UT","Utah",49,"Beaver",1,"49001",23,9771,1984,9999,null,null,"N","Geothermal",{"$nulls":13},0,0,0,0,0.4563,0.4563,0.4563,{"$nulls":8},"PacifiCorp",100,"Berkshire Hathaway Inc",100,"Regulated"]
["Blundell","299_B_2",299,"B","2",null,"Geothermal",null,"WECC_UT","Utah",49,"Beaver",1,"49001",8.7,9771,2007,9999,null,null,"N","Geothermal",{"$nulls":13},0,0,0,0,0.4563,0.4563,0.4563,{"$nulls":8},"PacifiCorp",100,"Berkshire Hathaway Inc",100,"Regulated"]
["Barry","3_B_1",3,"B","1",1,"O/G Steam",null,"S_SOU","Alabama",1,"Mobile",97,"01097",80,11267,1954,9999,"tangential","dry","N","Natural Gas",{"$nulls":3},"LNC1","SNCR",{"$nulls":8},0.05876,0.05876,0.05876,0.05876,{"$nulls":11},"Alabama Power Co",100,"Southern Co",100,"Regulated"]
["Barry","3_B_2",3,"B","2",2,"O/G Steam",null,"S_SOU","Alabama",1,"Mobile",97,"01097",80,11291,1954,9999,"tangential","dry","N","Natural Gas",{"$nulls":3},"LNC1","SNCR",{"$nulls":8},0.06242,0.06242,0.06242,0.06242,{"$nulls":11},"Alabama Power Co",100,"Southern Co",100,"Regulated"]
["Barry","3_B_4",3,"B","4",null,"O/G Steam",null,"S_SOU","Alabama",1,"Mobile",97,"01097",362,10088,1969,9999,"tangential","dry","N","Natural Gas",{"$nulls":4},"SNCR",{"$nulls":8},0.16228,0.12875,0.07345,0.05828,{"$nulls":11},"Alabama Power Co",100,"Southern Co",100,"Regulated"]
["Barry","3_B_5",3,"B","5",5,"Coal Steam",null,"S_SOU","Alabama",1,"Mobile",97,"01097",756,10141,1971,9999,"tangential","dry","N","Bituminous","Wet Scrubber",2010,0.95,"LNC2","SCR",2008,null,"ESPC + WS","Yes","ACI",2016,0.9,1.8,0.3085,0.06842,0.3085,0.06842,0.05,0.1,0.1,0.99,{"$nulls":7},"Alabama Power Co",100,"Southern Co",100,"Regulated"]
["Anadarko Plant","3006_B_1",3006,"B","1",null,"O/G Steam",null,"SPP_WEST","Oklahoma",40,"Caddo",15,"40015",12,14500,1953,9999,"wall",null,"N","Natural Gas",{"$nulls":13},0.23494,0.23494,0.23494,0.23494,{"$nulls":11},"Western Farmers Electric Coop",100,"Western Farmers Electric Coop",100,"Regulated"]
["Anadarko Plant","3006_B_2",3006,"B","2",null,"O/G Steam",null,"SPP_WEST","Oklahoma",40,"Caddo",15,"40015",12,14500,1953,9999,"wall",null,"N","Natural Gas",{"$nulls":13},0.23494,0.23494,0.23494,0.23494,{"$nulls":11},"Western Farmers Electric Coop",100,"Western Farmers Electric Coop",100,"Regulated"]
["Anadarko Plant","3006_B_3",3006,"B","3",2028,"O/G Steam",null,"SPP_WEST","Oklahoma",40,"Caddo",15,"40015",44,14500,1959,9999,"wall","dry","N","Natural Gas",{"$nulls":13},0.08936,0.08936,0.08936,0.08936,{"$nulls":11},"Western Farmers Electric Coop",100,"Western Farmers Electric Coop",100,"Regulated"]
["Mooreland","3008_B_1",3008,"B","1",2029,"O/G Steam",null,"SPP_WEST","Oklahoma",40,"Woodward",153,"40153",50,11239,1964,9999,"wall","dry","N","Natural Gas",{"$nulls":13},0.40922,0.40922,0.40922,0.40922,{"$nulls":11},"Western Farmers Electric Coop",100,"Western Farmers Electric Coop",100,"Regulated"]
["Mooreland","3008_B_2",3008,"B","2",2030,"O/G Steam",null,"SPP_WEST","Oklahoma",40,"Woodward",153,"40153",132,11362,1968,9999,"wall","dry","N","Natural Gas",{"$nulls":13},0.15562,0.15562,0.15562,0.15562,{"$nulls":11},"Western Farmers Electric Coop",100,"Western Farmers Electric Coop",100,"Regulated"]
["Mooreland","3008_B_3",3008,"B","3",2031,"O/G Steam",null,"SPP_WEST","Oklahoma",40,"Woodward",153,"40153",140,11423,1975,9999,"wall","dry","N","Natural Gas",{"$nulls":3},"OFA + other",{"$nulls":9},0.12667,0.12667,0.12667,0.12667,{"$nulls":11},"Western Farmers Electric Coop",100,"Western Farmers Electric Coop",100,"Regulated"]
["Conemaugh","3118_B_1",3118,"B","1",2065,"Coal Steam",null,"PJM_PENE","Pennsylvania",42,"Indiana",63,"42063",850,9782,1970,2029,"tangential","dry","N","Bituminous","Wet Scrubber",1994,0.95,"LNC3","SCR",2014,null,"ESPC + WS","No",{"$nulls":3},0.13,0.31211,0.073,0.31211,0.073,0.05,0.1,0.56,0.99,{"$nulls":7},"Chief Conemaugh Power LLC",35.11,"ArcLight Capital Partners LLC",57.61,"Non-regulated"]
["Conemaugh","3118_B_2",3118,"B","2",2066,"Coal Steam",null,"PJM_PENE","Pennsylvania",42,"Indiana",63,"42063",850,9704,1971,2029,"tangential","dry","N","Bituminous","Wet Scrubber",1995,0.95,"LNC3","SCR",2014,null,"ESPC + WS","No",{"$nulls":3},0.13,0.28795,0.071,0.28795,0.071,0.05,0.1,0.56,0.99,{"$nulls":7},"Chief Conemaugh Power LLC",35.11,"ArcLight Capital Partners LLC",57.61,"Non-regulated"]
["Seward (PA)","3130_B_1",3130,"B","1",88264,"Coal Steam",null,"PJM_PENE","Pennsylvania",42,"Indiana",63,"42063",260,10969,2004,9999,"FBC","dry","N","Waste Coal","Dry Scrubber",2004,0.95,"CF + NH3","SNCR",null,2004,"B","NA",{"$nulls":3},0.6,0.10745,0.10745,0.10745,0.10745,0.01,0.01,0.01,0.99,{"$nulls":7},"Seward Generation LLC",100,"Generation Holdings LP",100,"Non-regulated"]
["Seward (PA)","3130_B_2",3130,"B","2",88265,"Coal Steam",null,"PJM_PENE","Pennsylvania",42,"Indiana",63,"42063",260,10969,2004,9999,"FBC","dry","N","Waste Coal","Dry Scrubber",2004,0.95,"CF + NH3","SNCR",null,2004,"B","NA",{"$nulls":3},0.6,0.11085,0.08784,0.11085,0.08784,0.01,0.01,0.01,0.99,{"$nulls":7},"Seward Generation LLC",100,"Generation Holdings LP",100,"Non-regulated"]
["Shawville","3131_B_1",3131,"B","1",2078,"O/G Steam",null,"PJM_PENE","Pennsylvania",42,"Clearfield",33,"42033",122,12463,1954,9999,"wall","dry","N","Natural Gas",{"$nulls":3},"LNB","SNCR",{"$nulls":7},3.7,0.45941,0.07334,0.45941,0.07334,{"$nulls":11},"Shawville Power LLC",100,"GenOn Energy Inc",100,"Non-regulated"]
["Shawville","3131_B_2",3131,"B","2",2079,"O/G Steam",null,"PJM_PENE","Pennsylvania",42,"Clearfield",33,"42033",125,12463,1954,9999,"wall","dry","N","Natural Gas",{"$nulls":3},"LNB","SNCR",{"$nulls":7},3.7,0.45622,0.08051,0.45622,0.08051,{"$nulls":11},"Shawville Power LLC",100,"GenOn Energy Inc",100,"Non-regulated"]
["Shawville","3131_B_3",3131,"B","3",2080,"O/G Steam",null,"PJM_PENE","Pennsylvania",42,"Clearfield",33,"42033",174,11615,1959,9999,"tangential","dry","N","Natural Gas",{"$nulls":3},"LNC3","SNCR",{"$nulls":7},3.7,0.06926,0.05339,0.06926,0.05339,{"$nulls":11},"Shawville Power LLC",100,"GenOn Energy Inc",100,"Non-regulated"]
["Shawville","3131_B_4",3131,"B","4",2081,"O/G Steam",null,"PJM_PENE","Pennsylvania",42,"Clearfield",33,"42033",175,11615,1960,9999,"tangential","dry","N","Natural Gas",{"$nulls":3},"LNC3","SNCR",{"$nulls":7},3.7,0.06753,0.05263,0.06753,0.05263,{"$nulls":11},"Shawville Power LLC",100,"GenOn Energy Inc",100,"Non-regulated"]
["Keystone","3136_B_1",3136,"B","1",2089,"Coal Steam",null,"PJM_PENE","Pennsylvania",42,"Armstrong",5,"42005",850,9828,1967,2029,"tangential","dry","N","Bituminous","Wet Scrubber",2009,0.98,"LNC3","SCR",2003,null,"ESPC","No",{"$nulls":3},3.7,0.32415,0.076,0.32415,0.076,0.05,0.1,0.56,0.99,{"$nulls":7},"Chief Keystone Power LLC",44.45,"ArcLight Capital Partners LLC",67.29,"Non-regulated"]
["Keystone","3136_B_2",3136,"B","2",2090,"Coal Steam",null,"PJM_PENE","Pennsylvania",42,"Armstrong",5,"42005",850,9794,1968,2029,"tangential","dry","N","Bituminous","Wet Scrubber",2009,0.98,"LNC3","SCR",2003,null,"ESPC","No",{"$nulls":3},3.7,0.33341,0.074,0.33341,0.074,0.05,0.1,0.56,0.99,{"$nulls":7},"Chief Keystone Power LLC",44.45,"ArcLight Capital Partners LLC",67.29,"Non-regulated"]
["New Castle Plant","3138_B_3",3138,"B","3",null,"O/G Steam",null,"PJM_ATSI","Pennsylvania",42,"Lawrence",73,"42073",92,11532,1952,9999,null,null,"N","Natural Gas",{"$nulls":11},0,null,0.32335,0.07097,0.32335,0.07097,{"$nulls":11},"New Castle Power LLC",100,"GenOn Energy Inc",100,"Non-regulated"]
["New Castle Plant","3138_B_4",3138,"B","4",null,"O/G Steam",null,"PJM_ATSI","Pennsylvania",42,"Lawrence",73,"42073",93,11226,1958,9999,null,null,"N","Natural Gas",{"$nulls":11},0,null,0.30569,0.06555,0.30569,0.06555,{"$nulls":11},"New Castle Power LLC",100,"GenOn Energy Inc",100,"Non-regulated"]
["New Castle Plant","3138_B_5",3138,"B","5",null,"O/G Steam",null,"PJM_ATSI","Pennsylvania",42,"Lawrence",73,"42073",141,11405,1964,9999,null,null,"N","Natural Gas",{"$nulls":11},0,null,0.42332,0.06386,0.42332,0.06386,{"$nulls":11},"New Castle Power LLC",100,"GenOn Energy Inc",100,"Non-regulated"]
["Brunner Island","3140_B_1",3140,"B","1",null,"O/G Steam",null,"PJM_WMAC","Pennsylvania",42,"York",133,"42133",306,11245,1965,9999,"tangential","dry","N","Natural Gas",{"$nulls":13},0.09308,0.09308,0.09308,0.09308,{"$nulls":11},"Brunner Island LLC",100,"Riverstone Holdings LLC",100,"Non-regulated"]
["Brunner Island","3140_B_2",3140,"B","2",null,"O/G Steam",null,"PJM_WMAC","Pennsylvania",42,"York",133,"42133",363,10686,1965,9999,null,null,"N","Natural Gas",{"$nulls":11},0,null,0.07973,0.07973,0.07973,0.07973,{"$nulls":11},"Brunner Island LLC",100,"Riverstone Holdings LLC",100,"Non-regulated"]
["Brunner Island","3140_B_3",3140,"B","3",null,"O/G Steam",null,"PJM_WMAC","Pennsylvania",42,"York",133,"42133",742,10306,1969,9999,null,null,"N","Natural Gas",{"$nulls":11},0,null,0.09583,0.09583,0.09583,0.09583,{"$nulls":11},"Brunner Island LLC",100,"Riverstone Holdings LLC",100,"Non-regulated"]
["TalenEnergy Martins Creek","3148_B_3",3148,"B","3",2117,"O/G Steam",null,"PJM_WMAC","Pennsylvania",42,"Northampton",95,"42095",850,11270,1975,9999,"tangential",null,"N","Natural Gas, Residual Fuel Oil",{"$nulls":3},"FR + OFA",{"$nulls":8},3.7,0.08765,0.08765,0.08765,0.08765,{"$nulls":11},"MC Project Co LLC",100,"Riverstone Holdings LLC",100,"Non-regulated"]
["TalenEnergy Martins Creek","3148_B_4",3148,"B","4",2118,"O/G Steam",null,"PJM_WMAC","Pennsylvania",42,"Northampton",95,"42095",850,11340,1977,9999,"tangential",null,"N","Natural Gas, Residual Fuel Oil",{"$nulls":3},"FR + OFA",{"$nulls":8},3.7,0.086,0.086,0.086,0.086,{"$nulls":11},"MC Project Co LLC",100,"Riverstone Holdings LLC",100,"Non-regulated"]
["TalenEnergy Montour","3149_B_1",3149,"B","1",2124,"Coal Steam",null,"PJM_WMAC","Pennsylvania",42,"Montour",93,"42093",752,10272,1972,9999,"tangential","dry","N","Bituminous","Wet Scrubber",2008,0.97,"LNC3","SCR",2001,null,"ESPC","No",{"$nulls":3},0.85,0.38681,0.11142,0.38681,0.11142,0.05,0.1,0.56,0.99,"Yes",2012,null,null,"C2G",2025,null,"Talen Montour LLC",100,"Talen Energy Corp",100,"Non-regulated"]
["TalenEnergy Montour","3149_B_2",3149,"B","2",2125,"Coal Steam",null,"PJM_WMAC","Pennsylvania",42,"Montour",93,"42093",752,10097,1973,9999,"tangential","dry","N","Bituminous","Wet Scrubber",2008,0.97,"LNC3","SCR",2000,null,"ESPC","No",{"$nulls":3},0.85,0.36955,0.10525,0.36955,0.10525,0.05,0.1,0.56,0.99,"Yes",2012,null,null,"C2G",2025,null,"Talen Montour LLC",100,"Talen Energy Corp",100,"Non-regulated"]
["McMeekin","3287_B_MCM1",3287,"B","MCM1",2226,"O/G Steam",null,"S_VACA","South Carolina",45,"Lexington",63,"45063",125,10076,1958,9999,"tangential","dry","N","Natural Gas",{"$nulls":3},"LNC2",{"$nulls":8},3.5,0.07209,0.07209,0.07209,0.07209,{"$nulls":11},"Dominion Energy South Carolina",100,"Dominion Energy Inc",100,"Regulated"]
["McMeekin","3287_B_MCM2",3287,"B","MCM2",2227,"O/G Steam",null,"S_VACA","South Carolina",45,"Lexington",63,"45063",125,10226,1958,9999,"tangential","dry","N","Natural Gas",{"$nulls":3},"LNC2",{"$nulls":8},3.5,0.07352,0.07352,0.07352,0.07352,{"$nulls":11},"Dominion Energy South Carolina",100,"Dominion Energy Inc",100,"Regulated"]
["Urquhart","3295_B_URQ3",3295,"B","URQ3",2230,"O/G Steam",null,"S_VACA","South Carolina",45,"Aiken",3,"45003",95,11063,1955,9999,"tangential","dry","N","Natural Gas",{"$nulls":3},"LNC2",{"$nulls":9},0.08103,0.08103,0.08103,0.08103,{"$nulls":11},"Dominion Energy South Carolina",100,"Dominion Energy Inc",100,"Regulated"]
["Wateree","3297_B_WAT1",3297,"B","WAT1",2232,"Coal Steam",null,"S_VACA","South Carolina",45,"Richland",79,"45079",342,10329,1970,2029,"wall","dry","N","Bituminous","Wet Scrubber",2010,0.978,"LNB","SCR",2003,null,"ESPC + B","No","ACI",2015,0.9,3.5,0.4972,0.13121,0.4972,0.13121,0.05,0.1,0.1,0.99,{"$nulls":7},"Dominion Energy South Carolina",100,"Dominion Energy Inc",100,"Regulated"]
["Wateree","3297_B_WAT2",3297,"B","WAT2",2233,"Coal Steam",null,"S_VACA","South Carolina",45,"Richland",79,"45079",342,10280,1971,2029,"wall","dry","N","Bituminous","Wet Scrubber",2010,0.978,"LNB","SCR",2003,null,"B","NA","ACI",2015,0.9,3.5,0.4022,0.17532,0.4022,0.17532,0.05,0.1,0.1,0.99,{"$nulls":7},"Dominion Energy South Carolina",100,"Dominion Energy Inc",100,"Regulated"]
["Williams","3298_B_WIL1",3298,"B","WIL1",2234,"Coal Steam",null,"S_VACA","South Carolina",45,"Berkeley",15,"45015",605,9833,1973,2029,"tangential","dry","N","Bituminous","Wet Scrubber",2010,0.97,"LNC1","SCR",2004,null,"ESPC","No","ACI",2015,0.9,2.3,0.5469,0.18288,0.5469,0.18288,0.05,0.1,0.1,0.99,{"$nulls":7},"South Carolina Generating Co Inc",100,"Dominion Energy Inc",100,"Regulated"]
["Cumberland (TN)","3399_B_1",3399,"B","1",2252,"Coal Steam",null,"S_C_TVA","Tennessee",47,"Stewart",161,"47161",1239,10158,1973,2029,"cell","dry","N","Bituminous","Wet Scrubber",1995,0.95,"LNB + LNCB","SCR",2003,null,"ESPC","No",{"$nulls":3},0.5,0.5562,0.08022,0.5562,0.08022,0.05,0.1,0.56,0.99,"Yes",2007,{"$nulls":5},"Tennessee Valley Authority",100,"Tennessee Valley Authority",100,"Regulated"]
["Gallatin (TN)","3403_B_1",3403,"B","1",2254,"Coal Steam",null,"S_C_TVA","Tennessee",47,"Sumner",165,"47165",225,10662,1956,2032,"tangential","dry","N","Bituminous, Subbituminous","Dry Scrubber",2016,0.936,"LNC2","SCR",2017,null,"ESPC + B","No","ACI",2015,0.9,5,0.21963,0.05766,0.21963,0.05766,0.1,0.1,0.1,0.986,{"$nulls":7},"Tennessee Valley Authority",100,"Tennessee Valley Authority",100,"Regulated"]
["Gallatin (TN)","3403_B_2",3403,"B","2",2255,"Coal Steam",null,"S_C_TVA","Tennessee",47,"Sumner",165,"47165",225,10633,1957,2032,"tangential","dry","N","Bituminous, Subbituminous","Dry Scrubber",2016,0.936,"LNC2","SCR",2017,null,"ESPC + B","No","ACI",2016,0.9,5,0.21474,0.06115,0.21474,0.06115,0.1,0.1,0.1,0.986,{"$nulls":7},"Tennessee Valley Authority",100,"Tennessee Valley Authority",100,"Regulated"]
["Gallatin (TN)","3403_B_3",3403,"B","3",2256,"Coal Steam",null,"S_C_TVA","Tennessee",47,"Sumner",165,"47165",263,10669,1959,2032,"tangential","dry","N","Bituminous, Subbituminous","Dry Scrubber",2016,0.936,"LNC2","SCR",2017,null,"ESPC + B","No","ACI",2015,0.9,5,0.20411,0.05676,0.20411,0.05676,0.1,0.1,0.1,0.986,{"$nulls":7},"Tennessee Valley Authority",100,"Tennessee Valley Authority",100,"Regulated"]
["Gallatin (TN)","3403_B_4",3403,"B","4",2257,"Coal Steam",null,"S_C_TVA","Tennessee",47,"Sumner",165,"47165",263,10657,1959,2032,"tangential","dry","N","Bituminous, Subbituminous","Dry Scrubber",2016,0.936,"LNC2","SCR",2017,null,"ESPC + B","No","ACI",2015,0.9,5,0.20381,0.04435,0.20381,0.04435,0.1,0.1,0.1,0.986,{"$nulls":7},"Tennessee Valley Authority",100,"Tennessee Valley Authority",100,"Regulated"]
["Lake Hubbard","3452_B_1",3452,"B","1",2313,"O/G Steam",null,"ERC_REST","Texas",48,"Dallas",113,"48113",392,12349,1970,9999,"wall","dry","N","Natural Gas",{"$nulls":3},"CM + FU",{"$nulls":8},1.16,0.12998,0.12998,0.12998,0.12998,{"$nulls":11},"Luminant",100,"Vistra Energy",100,"Non-regulated"]
["Lake Hubbard","3452_B_2",3452,"B","2",2314,"O/G Steam",null,"ERC_REST","Texas",48,"Dallas",113,"48113",523,11923,1973,9999,"wall","dry","N","Natural Gas",{"$nulls":3},"LNBO","SCR",{"$nulls":7},1.16,0.03518,0.03423,0.03518,0.03423,{"$nulls":11},"Luminant",100,"Vistra Energy",100,"Non-regulated"]
["Mountain Creek","3453_B_6",3453,"B","6",2318,"O/G Steam",null,"ERC_REST","Texas",48,"Dallas",113,"48113",122,13953,1956,9999,"wall","dry","N","Natural Gas",{"$nulls":3},"CM + FU + LNB",{"$nulls":8},1.157,0.082,0.082,0.082,0.082,{"$nulls":11},"TXU Mountain Creek Co LP",100,"TexGen Power LLC",100,"Non-regulated"]
["Mountain Creek","3453_B_7",3453,"B","7",2319,"O/G Steam",null,"ERC_REST","Texas",48,"Dallas",113,"48113",122,14393,1958,9999,"wall","dry","N","Natural Gas",{"$nulls":3},"CM + FU + LNB",{"$nulls":8},1.157,0.19607,0.19607,0.19607,0.19607,{"$nulls":11},"TXU Mountain Creek Co LP",100,"TexGen Power LLC",100,"Non-regulated"]
["Mountain Creek","3453_B_8",3453,"B","8",2320,"O/G Steam",null,"ERC_REST","Texas",48,"Dallas",113,"48113",582,12575,1967,9999,"tangential",null,"N","Natural Gas",{"$nulls":3},"NH3","SCR",{"$nulls":7},1.157,0.02503,0.02443,0.02503,0.02443,{"$nulls":11},"TXU Mountain Creek Co LP",100,"TexGen Power LLC",100,"Non-regulated"]
["Lewis Creek","3457_B_1",3457,"B","1",2332,"O/G Steam",null,"MIS_WOTA","Texas",48,"Montgomery",339,"48339",250,10793,1970,9999,"wall","dry","N","Natural Gas",{"$nulls":4},"SCR",{"$nulls":7},1.157,0.02473,0.02473,0.02473,0.02473,{"$nulls":11},"Entergy Texas Inc",100,"Entergy Corp",100,"Regulated"]
["Lewis Creek","3457_B_2",3457,"B","2",2333,"O/G Steam",null,"MIS_WOTA","Texas",48,"Montgomery",339,"48339",250,10830,1971,9999,"wall","dry","N","Natural Gas",{"$nulls":4},"SCR",{"$nulls":7},1.157,0.02469,0.02469,0.02469,0.02469,{"$nulls":11},"Entergy Texas Inc",100,"Entergy Corp",100,"Regulated"]
["Sabine","3459_B_5",3459,"B","5",2342,"O/G Steam",null,"MIS_WOTA","Texas",48,"Orange",361,"48361",437,11763,1979,9999,"tangential",null,"N","Natural Gas",{"$nulls":3},"LNC1",{"$nulls":8},1.157,0.08624,0.08624,0.08624,0.08624,{"$nulls":11},"Entergy Texas Inc",100,"Entergy Corp",100,"Regulated"]
["Cedar Bayou","3460_B_CBY1",3460,"B","CBY1",2343,"O/G Steam",null,"ERC_REST","Texas",48,"Chambers",71,"48071",746,11328,1970,9999,"wall","dry","N","Natural Gas",{"$nulls":3},"other","SCR",{"$nulls":7},0.51,0.05601,0.05544,0.05601,0.05544,{"$nulls":11},"NRG Texas LLC",100,"NRG Energy Inc",100,"Non-regulated"]
["Cedar Bayou","3460_B_CBY2",3460,"B","CBY2",2344,"O/G Steam",null,"ERC_REST","Texas",48,"Chambers",71,"48071",749,11136,1972,9999,"wall","dry","N","Natural Gas",{"$nulls":3},"other","SCR",{"$nulls":7},0.51,0.07527,0.07299,0.07527,0.07299,{"$nulls":11},"NRG Texas LLC",100,"NRG Energy Inc",100,"Non-regulated"]
["W A Parish","3470_B_WAP5",3470,"B","WAP5",2378,"Coal Steam",null,"ERC_REST","Texas",48,"Fort Bend",157,"48157",664,10451,1977,9999,"wall","dry","N","Subbituminous",{"$nulls":3},"LNB + OFA","SCR",2003,null,"B","NA","ACI",2015,0.9,1.2,0.06417,0.06417,0.06417,0.06417,0.1,0.1,0.1,0,{"$nulls":7},"NRG Texas LLC",100,"NRG Energy Inc",100,"Non-regulated"]
["W A Parish","3470_B_WAP6",3470,"B","WAP6",2379,"Coal Steam",null,"ERC_REST","Texas",48,"Fort Bend",157,"48157",663,10463,1978,9999,"wall","dry","N","Subbituminous",{"$nulls":3},"LNB + OFA","SCR",2003,null,"B","NA","ACI",2015,0.9,1.2,0.0568,0.0568,0.0568,0.0568,0.1,0.1,0.1,0,{"$nulls":7},"NRG Texas LLC",100,"NRG Energy Inc",100,"Non-regulated"]
["W A Parish","3470_B_WAP7",3470,"B","WAP7",2380,"Coal Steam",null,"ERC_REST","Texas",48,"Fort Bend",157,"48157",577,10444,1980,9999,"tangential","dry","N","Subbituminous",{"$nulls":3},"LNB","SCR",2004,null,"B","NA","ACI",2015,0.9,1.2,0.04397,0.04397,0.04397,0.04397,0.1,0.1,0.1,0,{"$nulls":7},"NRG Texas LLC",100,"NRG Energy Inc",100,"Non-regulated"]
["W A Parish","3470_B_WAP8",3470,"B","WAP8",2381,"Coal Steam",null,"ERC_REST","Texas",48,"Fort Bend",157,"48157",610,10480,1982,9999,"tangential","dry","N","Subbituminous","Wet Scrubber",1982,0.85,"LNC3 + NH3","SCR",2004,null,"B","NA","ACI",2015,0.9,0.36,0.04113,0.04113,0.04113,0.04113,0.1,0.1,0.1,0.9,null,null,"Y",0.354,{"$nulls":3},"NRG Texas LLC",100,"NRG Energy Inc",100,"Non-regulated"]
["Knox Lee","3476_B_5",3476,"B","5",2388,"O/G Steam",null,"SPP_WEST","Texas",48,"Gregg",183,"48183",342,12452,1974,9999,"tangential",null,"N","Natural Gas, Distillate Fuel Oil",{"$nulls":3},"H2O",{"$nulls":8},0.74,0.10297,0.10297,0.10297,0.10297,{"$nulls":11},"Southwestern Electric Power Co",100,"American Electric Power Co Inc",100,"Regulated"]
["Wilkes","3478_B_1",3478,"B","1",2390,"O/G Steam",null,"SPP_WEST","Texas",48,"Marion",315,"48315",174,12121,1964,9999,"tangential",null,"N","Natural Gas, Distillate Fuel Oil",{"$nulls":3},"FR",{"$nulls":8},0.74,0.15388,0.15388,0.15388,0.15388,{"$nulls":11},"Southwestern Electric Power Co",100,"American Electric Power Co Inc",100,"Regulated"]
["Wilkes","3478_B_2",3478,"B","2",2391,"O/G Steam",null,"SPP_WEST","Texas",48,"Marion",315,"48315",355,12061,1970,9999,"wall","dry","N","Natural Gas",{"$nulls":3},"LNB",{"$nulls":8},3,0.13806,0.13806,0.13806,0.13806,{"$nulls":11},"Southwestern Electric Power Co",100,"American Electric Power Co Inc",100,"Regulated"]
["Wilkes","3478_B_3",3478,"B","3",2392,"O/G Steam",null,"SPP_WEST","Texas",48,"Marion",315,"48315",354,11984,1971,9999,"wall","dry","N","Natural Gas",{"$nulls":3},"LNB",{"$nulls":8},3,0.10636,0.10636,0.10636,0.10636,{"$nulls":11},"Southwestern Electric Power Co",100,"American Electric Power Co Inc",100,"Regulated"]
["Nichols","3484_B_143B",3484,"B","143B",2400,"O/G Steam",null,"SPP_SPS","Texas",48,"Potter",375,"48375",244,12015,1968,2031,"tangential",null,"N","Natural Gas",{"$nulls":3},"LNB + OFA",{"$nulls":8},1.157,0.13991,0.13991,0.13991,0.13991,{"$nulls":11},"Southwestern Public Service Co",100,"Xcel Energy Inc",100,"Regulated"]
["Graham","3490_B_1",3490,"B","1",2408,"O/G Steam",null,"ERC_WEST","Texas",48,"Young",503,"48503",239,12105,1960,9999,"wall","dry","N","Natural Gas",{"$nulls":3},"CM + FU",{"$nulls":8},1.16,0.28445,0.28445,0.28445,0.28445,{"$nulls":11},"Luminant Generation Co LLC",100,"Energy Future Holdings Corp",100,"Non-regulated"]
["Graham","3490_B_2",3490,"B","2",2409,"O/G Steam",null,"ERC_WEST","Texas",48,"Young",503,"48503",390,11823,1969,9999,"wall","dry","N","Natural Gas",{"$nulls":3},"CM + FU + OFA",{"$nulls":8},1.16,0.27079,0.27079,0.27079,0.27079,{"$nulls":11},"Luminant Generation Co LLC",100,"Energy Future Holdings Corp",100,"Non-regulated"]
["Handley","3491_B_3",3491,"B","3",2413,"O/G Steam",null,"ERC_REST","Texas",48,"Tarrant",439,"48439",395,13605,1963,9999,"wall","dry","N","Natural Gas",{"$nulls":3},"CM + FU","SCR",{"$nulls":7},1.157,0.03731,0.03545,0.03731,0.03545,{"$nulls":11},"TXU Handley Co LP",100,"TexGen Power LLC",100,"Non-regulated"]
["Handley","3491_B_4",3491,"B","4",2414,"O/G Steam",null,"ERC_REST","Texas",48,"Tarrant",439,"48439",435,13876,1976,9999,"wall","dry","N","Natural Gas, Distillate Fuel Oil",{"$nulls":4},"SCR",{"$nulls":7},0.5,0.0156,0.01436,0.0156,0.01436,{"$nulls":11},"TXU Handley Co LP",100,"TexGen Power LLC",100,"Non-regulated"]
["Handley","3491_B_5",3491,"B","5",2415,"O/G Steam",null,"ERC_REST","Texas",48,"Tarrant",439,"48439",435,14103,1977,9999,"wall","dry","N","Natural Gas, Distillate Fuel Oil",{"$nulls":4},"SCR",{"$nulls":7},0.5,0.02263,0.02003,0.02263,0.02003,{"$nulls":11},"TXU Handley Co LP",100,"TexGen Power LLC",100,"Non-regulated"]
["Stryker Creek","3504_B_1",3504,"B","1",2429,"O/G Steam",null,"ERC_REST","Texas",48,"Cherokee",73,"48073",167,12220,1958,9999,"wall","dry","N","Natural Gas",{"$nulls":3},"LNB",{"$nulls":8},1.16,0.18819,0.18819,0.18819,0.18819,{"$nulls":11},"Luminant",100,"Vistra Energy",100,"Non-regulated"]
["Stryker Creek","3504_B_2",3504,"B","2",2430,"O/G Steam",null,"ERC_REST","Texas",48,"Cherokee",73,"48073",502,11757,1965,9999,"tangential",null,"N","Natural Gas",{"$nulls":3},"LNC2",{"$nulls":8},1.16,0.08022,0.08022,0.08022,0.08022,{"$nulls":11},"Luminant",100,"Vistra Energy",100,"Non-regulated"]
["Trinidad (TX)","3507_B_9",3507,"B","9",2435,"O/G Steam",null,"ERC_REST","Texas",48,"Henderson",213,"48213",235,12604,1965,9999,"tangential",null,"N","Natural Gas",{"$nulls":3},"other",{"$nulls":8},1.16,0.17305,0.17305,0.17305,0.17305,{"$nulls":11},"Luminant",100,"Vistra Energy",100,"Non-regulated"]
["Ray Olinger","3576_B_BW2",3576,"B","BW2",2464,"O/G Steam",null,"ERC_REST","Texas",48,"Collin",85,"48085",107,13676,1971,9999,"wall","dry","N","Natural Gas",{"$nulls":3},"FR + OFA",{"$nulls":8},0.006,0.05039,0.05039,0.05039,0.05039,{"$nulls":11},"Garland Power & Light",100,"Garland Power & Light",100,"Regulated"]
["Ray Olinger","3576_B_BW3",3576,"B","BW3",2465,"O/G Steam",null,"ERC_REST","Texas",48,"Collin",85,"48085",138,13260,1975,9999,"wall","dry","N","Natural Gas",{"$nulls":3},"FR + LNB + LNBO + OFA",{"$nulls":8},0.006,0.05105,0.05105,0.05105,0.05105,{"$nulls":11},"Garland Power & Light",100,"Garland Power & Light",100,"Regulated"]
["Ray Olinger","3576_B_CE1",3576,"B","CE1",2466,"O/G Steam",null,"ERC_REST","Texas",48,"Collin",85,"48085",75,12869,1967,9999,"tangential",null,"N","Natural Gas",{"$nulls":3},"LNC2",{"$nulls":8},0.006,0.05727,0.05727,0.05727,0.05727,{"$nulls":11},"Garland Power & Light",100,"Garland Power & Light",100,"Regulated"]
["Sim Gideon","3601_B_1",3601,"B","1",2468,"O/G Steam",null,"ERC_REST","Texas",48,"Bastrop",21,"48021",136,11386,1965,9999,"wall","dry","N","Natural Gas",{"$nulls":3},"OFA + other",{"$nulls":8},1E-3,0.17461,0.17461,0.17461,0.17461,{"$nulls":11},"Lower Colorado River Authority",100,"Lower Colorado River Authority",100,"Regulated"]
["Sim Gideon","3601_B_2",3601,"B","2",2469,"O/G Steam",null,"ERC_REST","Texas",48,"Bastrop",21,"48021",136,11678,1968,9999,"wall","dry","N","Natural Gas",{"$nulls":3},"OFA + other",{"$nulls":8},1E-3,0.13518,0.13518,0.13518,0.13518,{"$nulls":11},"Lower Colorado River Authority",100,"Lower Colorado River Authority",100,"Regulated"]
["Sim Gideon","3601_B_3",3601,"B","3",2470,"O/G Steam",null,"ERC_REST","Texas",48,"Bastrop",21,"48021",335,11257,1972,9999,"tangential","dry","N","Natural Gas",{"$nulls":3},"CM + FU + OFA",{"$nulls":8},1E-3,0.19705,0.19705,0.19705,0.19705,{"$nulls":11},"Lower Colorado River Authority",100,"Lower Colorado River Authority",100,"Regulated"]
["Ty Cooke","3602_B_1",3602,"B","1",2471,"O/G Steam",null,"SPP_SPS","Texas",48,"Lubbock",303,"48303",42,13166,1965,9999,"wall","dry","N","Natural Gas",{"$nulls":3},"LNB",{"$nulls":8},1.157,0.14946,0.14946,0.14946,0.14946,{"$nulls":11},"Lubbock Power & Light Dept",100,"Lubbock Power & Light Dept",100,"Regulated"]
["Ty Cooke","3602_B_2",3602,"B","2",2472,"O/G Steam",null,"SPP_SPS","Texas",48,"Lubbock",303,"48303",46,14500,1978,9999,"wall","dry","N","Natural Gas",{"$nulls":3},"LNB",{"$nulls":8},1.157,0.16763,0.16763,0.16763,0.16763,{"$nulls":11},"Lubbock Power & Light Dept",100,"Lubbock Power & Light Dept",100,"Regulated"]
["O W Sommers","3611_B_2",3611,"B","2",2480,"O/G Steam",null,"ERC_REST","Texas",48,"Bexar",29,"48029",410,12295,1974,2029,"tangential",null,"N","Natural Gas, Distillate Fuel Oil",{"$nulls":3},"FR + OFA",{"$nulls":8},1.157,0.1102,0.1102,0.1102,0.1102,{"$nulls":11},"CPS Energy",100,"CPS Energy",100,"Regulated"]
["R W Miller","3628_B_1",3628,"B","1",2493,"O/G Steam",null,"ERC_REST","Texas",48,"Palo Pinto",363,"48363",66,12533,1968,9999,"wall","dry","N","Natural Gas",{"$nulls":12},1.157,0.14392,0.14392,0.14392,0.14392,{"$nulls":11},"Brazos Electric Power Coop",100,"Brazos Electric Power Coop",100,"Regulated"]
["R W Miller","3628_B_2",3628,"B","2",2494,"O/G Steam",null,"ERC_REST","Texas",48,"Palo Pinto",363,"48363",100,12536,1972,9999,"wall","dry","N","Natural Gas, Distillate Fuel Oil",{"$nulls":12},1.157,0.31897,0.31897,0.31897,0.31897,{"$nulls":11},"Brazos Electric Power Coop",100,"Brazos Electric Power Coop",100,"Regulated"]
["R W Miller","3628_B_3",3628,"B","3",2495,"O/G Steam",null,"ERC_REST","Texas",48,"Palo Pinto",363,"48363",200,12595,1975,9999,"wall","dry","N","Natural Gas, Distillate Fuel Oil",{"$nulls":3},"CM + FU",{"$nulls":8},0.8,0.13867,0.13867,0.13867,0.13867,{"$nulls":11},"Brazos Electric Power Coop",100,"Brazos Electric Power Coop",100,"Regulated"]
["Gadsby","3648_B_1",3648,"B","1",2498,"O/G Steam",null,"WECC_UT","Utah",49,"Salt Lake",35,"49035",64,14500,1951,2032,"wall","dry","N","Natural Gas",{"$nulls":3},"LNB",{"$nulls":8},0.9,0.14079,0.14079,0.14079,0.14079,{"$nulls":11},"PacifiCorp",100,"Berkshire Hathaway Inc",100,"Regulated"]
["Gadsby","3648_B_2",3648,"B","2",2499,"O/G Steam",null,"WECC_UT","Utah",49,"Salt Lake",35,"49035",69,14500,1952,2032,"wall","dry","N","Natural Gas",{"$nulls":3},"LNB",{"$nulls":8},0.9,0.11521,0.11521,0.11521,0.11521,{"$nulls":11},"PacifiCorp",100,"Berkshire Hathaway Inc",100,"Regulated"]
["Gadsby","3648_B_3",3648,"B","3",2500,"O/G Steam",null,"WECC_UT","Utah",49,"Salt Lake",35,"49035",104,14500,1955,2032,"tangential",null,"N","Natural Gas",{"$nulls":3},"FR",{"$nulls":8},0.9,0.06923,0.06923,0.06923,0.06923,{"$nulls":11},"PacifiCorp",100,"Berkshire Hathaway Inc",100,"Regulated"]
["Grayson","377_B_4",377,"B","4",248,"O/G Steam",null,"WEC_LADW","California",6,"Los Angeles",37,"06037",40,13796,1959,9999,"wall","dry","N","Natural Gas",{"$nulls":3},"LNB",{"$nulls":9},0.04145,0.04145,0.04145,0.04145,{"$nulls":11},"Glendale Water & Power",100,"Glendale Water & Power",100,"Regulated"]
["Grayson","377_B_5",377,"B","5",249,"O/G Steam",null,"WEC_LADW","California",6,"Los Angeles",37,"06037",40,14246,1964,9999,"wall","dry","N","Natural Gas",{"$nulls":3},"FR + LA + LNB",{"$nulls":9},0.02985,0.02985,0.02985,0.02985,{"$nulls":11},"Glendale Water & Power",100,"Glendale Water & Power",100,"Regulated"]
["Clinch River","3775_B_1",3775,"B","1",2502,"O/G Steam",null,"PJM_West","Virginia",51,"Russell",167,"51167",230,11407,1958,9999,"vertical","dry","N","Natural Gas",{"$nulls":3},"LNB + OFA","SNCR",{"$nulls":7},2.64,0.325,0.13264,0.325,0.13264,{"$nulls":11},"Appalachian Power Co",100,"American Electric Power Co Inc",100,"Regulated"]
["Clinch River","3775_B_2",3775,"B","2",2503,"O/G Steam",null,"PJM_West","Virginia",51,"Russell",167,"51167",230,11446,1958,9999,"vertical","dry","N","Natural Gas",{"$nulls":3},"LNB + OFA","SNCR",{"$nulls":7},2.64,0.4634,0.13019,0.4634,0.13019,{"$nulls":11},"Appalachian Power Co",100,"American Electric Power Co Inc",100,"Regulated"]
["El Centro Hybrid","389_B_4",389,"B","4",257,"O/G Steam",null,"WECC_IID","California",6,"Imperial",25,"06025",68,12987,1968,9999,"wall","dry","N","Natural Gas, Residual Fuel Oil",{"$nulls":4},"SCR",{"$nulls":7},0.74,0.2383,0.07608,0.2383,0.07608,{"$nulls":11},"Imperial Irrigation District",100,"Imperial Irrigation District",100,"Regulated"]
["John E Amos","3935_B_1",3935,"B","1",2538,"Coal Steam",null,"PJM_West","West Virginia",54,"Putnam",79,"54079",800,9891,1971,2040,"wall","dry","N","Bituminous","Wet Scrubber",2011,0.98,"LNB","SCR",2005,null,"ESPC","No",{"$nulls":3},1,0.5246,0.07137,0.5246,0.07137,0.05,0.1,0.56,0.99,{"$nulls":7},"Appalachian Power Co",100,"American Electric Power Co Inc",100,"Regulated"]
["John E Amos","3935_B_2",3935,"B","2",2539,"Coal Steam",null,"PJM_West","West Virginia",54,"Putnam",79,"54079",800,9911,1972,2040,"wall","dry","N","Bituminous","Wet Scrubber",2010,0.98,"LNB","SCR",2004,null,"ESPC","No",{"$nulls":3},1,0.5289,0.07716,0.5289,0.07716,0.05,0.1,0.56,0.99,{"$nulls":7},"Appalachian Power Co",100,"American Electric Power Co Inc",100,"Regulated"]
["John E Amos","3935_B_3",3935,"B","3",2540,"Coal Steam",null,"PJM_West","West Virginia",54,"Putnam",79,"54079",1300,10019,1973,2040,"cell","dry","N","Bituminous","Wet Scrubber",2009,0.98,"LNB + LNCB","SCR",2002,null,"ESPC","No",{"$nulls":3},1,0.7342,0.11655,0.7342,0.11655,0.05,0.1,0.56,0.99,{"$nulls":7},"AEP Generation Resources Inc",66.7,"American Electric Power Co Inc",100,"Regulated"]
["FirstEnergy Fort Martin Power Station","3943_B_1",3943,"B","1",2551,"Coal Steam",null,"PJM_AP","West Virginia",54,"Monongalia",61,"54061",552,10223,1967,2036,"tangential","dry","N","Bituminous","Wet Scrubber",2009,0.95,"LNC1","SNCR",null,2004,"ESPC + WS","No","ACI",2016,0.9,3.1,0.32218,0.27854,0.1469,0.127,0.05,0.1,0.1,0.99,{"$nulls":7},"Monongahela Power Co",100,"FirstEnergy Corp",100,"Regulated"]
["FirstEnergy Fort Martin Power Station","3943_B_2",3943,"B","2",2552,"Coal Steam",null,"PJM_AP","West Virginia",54,"Monongalia",61,"54061",546,10240,1968,2036,"cell","dry","N","Bituminous","Wet Scrubber",2008,0.95,"LNCB","SNCR",null,2004,"ESPC + WS","No","ACI",2016,0.9,3.1,0.32974,0.29325,0.32974,0.29325,0.05,0.1,0.1,0.99,{"$nulls":7},"Monongahela Power Co",100,"FirstEnergy Corp",100,"Regulated"]
["FirstEnergy Harrison Power Station","3944_B_1",3944,"B","1",2553,"Coal Steam",null,"PJM_AP","West Virginia",54,"Harrison",33,"54033",652,10184,1972,2040,"wall","dry","N","Bituminous","Wet Scrubber",1994,0.98,"LNB","SCR",2002,null,"ESPC + WS","No",{"$nulls":3},5.12,0.27874,0.0997,0.27874,0.0997,0.05,0.1,0.56,0.99,{"$nulls":7},"Monongahela Power Co",100,"FirstEnergy Corp",100,"Regulated"]
["FirstEnergy Harrison Power Station","3944_B_2",3944,"B","2",2554,"Coal Steam",null,"PJM_AP","West Virginia",54,"Harrison",33,"54033",651,10116,1973,2040,"wall","dry","N","Bituminous","Wet Scrubber",1994,0.98,"LNB","SCR",2002,null,"ESPC + WS","No",{"$nulls":3},5.12,0.24394,0.07247,0.24394,0.07247,0.05,0.1,0.56,0.99,{"$nulls":7},"Monongahela Power Co",100,"FirstEnergy Corp",100,"Regulated"]
["FirstEnergy Harrison Power Station","3944_B_3",3944,"B","3",2555,"Coal Steam",null,"PJM_AP","West Virginia",54,"Harrison",33,"54033",651,10120,1974,2040,"wall","dry","N","Bituminous","Wet Scrubber",1994,0.98,"LNB","SCR",2003,null,"ESPC + WS","No",{"$nulls":3},5.12,0.27488,0.09417,0.27488,0.09417,0.05,0.1,0.56,0.99,{"$nulls":7},"Monongahela Power Co",100,"FirstEnergy Corp",100,"Regulated"]
["Mitchell (WV)","3948_B_1",3948,"B","1",2563,"Coal Steam",null,"PJM_West","West Virginia",54,"Marshall",51,"54051",770,10248,1971,2040,"wall","dry","N","Bituminous","Wet Scrubber",2007,0.98,"LNB","SCR",2007,null,"ESPC","No",{"$nulls":3},1.2,0.5447,0.08695,0.5447,0.08695,0.05,0.1,0.56,0.99,{"$nulls":7},"AEP Generation Resources Inc",50,"American Electric Power Co Inc",100,"Regulated"]
["Mitchell (WV)","3948_B_2",3948,"B","2",2564,"Coal Steam",null,"PJM_West","West Virginia",54,"Marshall",51,"54051",790,9996,1971,2040,"wall","dry","N","Bituminous","Wet Scrubber",2007,0.98,"LNB","SCR",2007,null,"ESPC","No",{"$nulls":3},1.2,0.5006,0.0808,0.5006,0.0808,0.05,0.1,0.56,0.99,{"$nulls":7},"AEP Generation Resources Inc",50,"American Electric Power Co Inc",100,"Regulated"]
["Mt Storm","3954_B_1",3954,"B","1",2565,"Coal Steam",null,"PJM_AP","West Virginia",54,"Grant",23,"54023",554,10094,1965,9999,"tangential","dry","N","Bituminous","Wet Scrubber",2002,0.95,"LNC1","SCR",2003,null,"ESPC + WS","No",{"$nulls":3},0.15,0.5697,0.07401,0.5697,0.07401,0.05,0.1,0.56,0.99,{"$nulls":7},"Virginia Electric & Power Co",100,"Dominion Energy Inc",100,"Regulated"]
["Mt Storm","3954_B_2",3954,"B","2",2566,"Coal Steam",null,"PJM_AP","West Virginia",54,"Grant",23,"54023",555,10069,1966,9999,"tangential","dry","N","Bituminous","Wet Scrubber",2002,0.95,"LNC1","SCR",2003,null,"ESPC + WS","No",{"$nulls":3},0.15,0.5698,0.07822,0.5698,0.07822,0.05,0.1,0.56,0.99,{"$nulls":7},"Virginia Electric & Power Co",100,"Dominion Energy Inc",100,"Regulated"]
["Mt Storm","3954_B_3",3954,"B","3",2567,"Coal Steam",null,"PJM_AP","West Virginia",54,"Grant",23,"54023",520,10433,1973,9999,"tangential","dry","N","Bituminous","Wet Scrubber",1994,0.935,"LNC1","SCR",2004,null,"ESPC + WS","No",{"$nulls":3},0.15,0.6351,0.07097,0.6351,0.07097,0.05,0.1,0.56,0.985,{"$nulls":7},"Virginia Electric & Power Co",100,"Dominion Energy Inc",100,"Regulated"]
["Bay Front","3982_B_1",3982,"B","1",2568,"Biomass",null,"MIS_MNWI","Wisconsin",55,"Ashland",3,"55003",20.5,17913,1954,9999,"stoker/SPR",null,"N","Biomass",{"$nulls":3},"OFA + other","SNCR",null,null,"B","NA","ACI",2014,0.9,0.08,0.3496,0.2193,0.3496,0.2193,0.1,0.1,0.1,{"$nulls":8},"Northern States Power Co (Wisconsin)",100,"Xcel Energy Inc",100,"Regulated"]
["Bay Front","3982_B_2",3982,"B","2",2569,"Biomass",null,"MIS_MNWI","Wisconsin",55,"Ashland",3,"55003",20.5,17913,1954,9999,"stoker/SPR",null,"N","Biomass",{"$nulls":3},"OFA + other","SNCR",null,null,"B","NA","ACI",2014,0.9,0.08,0.3978,0.2191,0.3978,0.2191,0.1,0.1,0.1,{"$nulls":8},"Northern States Power Co (Wisconsin)",100,"Xcel Energy Inc",100,"Regulated"]
["Blount Street","3992_B_8",3992,"B","8",2578,"O/G Steam",null,"MIS_WUMS","Wisconsin",55,"Dane",25,"55025",48,14500,1957,9999,"wall","dry","N","Natural Gas",{"$nulls":3},"LNB",{"$nulls":8},2.01,0.20553,0.20553,0.20553,0.20553,{"$nulls":11},"Madison Gas & Electric Co",100,"MGE Energy Inc",100,"Regulated"]
["Blount Street","3992_B_9",3992,"B","9",2579,"O/G Steam",null,"MIS_WUMS","Wisconsin",55,"Dane",25,"55025",48,14500,1961,9999,"wall","dry","N","Natural Gas",{"$nulls":3},"LNB",{"$nulls":8},2.01,0.35011,0.35011,0.35011,0.35011,{"$nulls":11},"Madison Gas & Electric Co",100,"MGE Energy Inc",100,"Regulated"]
["Haynes","400_B_1",400,"B","1",271,"O/G Steam",null,"WEC_LADW","California",6,"Los Angeles",37,"06037",222,11548,1962,9999,"wall","dry","N","Natural Gas",{"$nulls":3},"NH3","SCR",{"$nulls":7},0.74,0.00268,0.00268,0.00268,0.00268,{"$nulls":11},"Los Angeles Dept of Water & Power",100,"Los Angeles Dept of Water & Power",100,"Regulated"]
["Haynes","400_B_2",400,"B","2",272,"O/G Steam",null,"WEC_LADW","California",6,"Los Angeles",37,"06037",222,11396,1963,9999,"wall","dry","N","Natural Gas",{"$nulls":3},"NH3","SCR",{"$nulls":7},0.74,1.57E-3,1.57E-3,1.57E-3,1.57E-3,{"$nulls":11},"Los Angeles Dept of Water & Power",100,"Los Angeles Dept of Water & Power",100,"Regulated"]
["French Island","4005_B_1",4005,"B","1",null,"Biomass",null,"MIS_MNWI","Wisconsin",55,"La Crosse",63,"55063",8,21545,1987,9999,null,null,"N","Biomass","Wet Scrubber",2002,0.75,null,"SNCR",null,null,"B","NA","ACI",2008,0.9,0.11,0.4173,0.4173,0.4173,0.4173,0.1,0.1,0.1,{"$nulls":8},"Northern States Power Co (Wisconsin)",100,"Xcel Energy Inc",100,"Regulated"]
["French Island","4005_B_2",4005,"B","2",null,"Biomass",null,"MIS_MNWI","Wisconsin",55,"La Crosse",63,"55063",8,21545,1987,9999,null,null,"N","Biomass","Wet Scrubber",2002,0.75,null,"SNCR",null,null,"B","NA","ACI",2007,0.9,0.11,0.35405,0.35405,0.35405,0.35405,0.1,0.1,0.1,{"$nulls":8},"Northern States Power Co (Wisconsin)",100,"Xcel Energy Inc",100,"Regulated"]
["Valley (WI)","4042_B_1",4042,"B","1",2594,"O/G Steam",null,"MIS_WUMS","Wisconsin",55,"Milwaukee",79,"55079",63,9632,1968,9999,"wall","dry","Y","Natural Gas",{"$nulls":3},"LNB",{"$nulls":8},0.78,0.06355,0.06355,0.06355,0.06355,{"$nulls":11},"Wisconsin Electric Power Co",100,"WEC Energy Group Inc",100,"Regulated"]
["Valley (WI)","4042_B_2",4042,"B","2",2595,"O/G Steam",null,"MIS_WUMS","Wisconsin",55,"Milwaukee",79,"55079",63,9632,1968,9999,"wall","dry","Y","Natural Gas",{"$nulls":3},"LNB",{"$nulls":8},0.78,0.06348,0.06348,0.06348,0.06348,{"$nulls":11},"Wisconsin Electric Power Co",100,"WEC Energy Group Inc",100,"Regulated"]
["Valley (WI)","4042_B_3",4042,"B","3",2596,"O/G Steam",null,"MIS_WUMS","Wisconsin",55,"Milwaukee",79,"55079",70,9632,1969,9999,"wall","dry","Y","Natural Gas",{"$nulls":3},"LNB",{"$nulls":8},0.78,0.06422,0.06422,0.06422,0.06422,{"$nulls":11},"Wisconsin Electric Power Co",100,"WEC Energy Group Inc",100,"Regulated"]
["Valley (WI)","4042_B_4",4042,"B","4",2597,"O/G Steam",null,"MIS_WUMS","Wisconsin",55,"Milwaukee",79,"55079",70,9632,1969,9999,"wall","dry","Y","Natural Gas",{"$nulls":3},"LNB",{"$nulls":8},0.78,0.06427,0.06427,0.06427,0.06427,{"$nulls":11},"Wisconsin Electric Power Co",100,"WEC Energy Group Inc",100,"Regulated"]
["Weston","4078_B_3",4078,"B","3",2615,"Coal Steam",null,"MIS_WUMS","Wisconsin",55,"Marathon",73,"55073",339,9994,1981,9999,"tangential","dry","N","Subbituminous",null,null,0.9916,"LNC2 + LNC1","ReACT",null,null,"B","NA","ACI",2009,0.9,0.08,0.05653,0.05653,0.05653,0.05653,0.1,0.1,0.1,0.98,"Yes",2016,{"$nulls":5},"Wisconsin Public Service Corp",100,"WEC Energy Group Inc",100,"Regulated"]
["Weston","4078_B_4",4078,"B","4",89565,"Coal Steam",null,"MIS_WUMS","Wisconsin",55,"Marathon",73,"55073",550,9679,2008,9999,"wall","dry","N","Subbituminous","Dry Scrubber",2008,0.9,"LNB + OFA","SCR",2008,null,"B","NA","ACI",2008,0.9,0.08,0.05377,0.05377,0.05377,0.05377,0.1,0.1,0.1,0.95,{"$nulls":7},"Wisconsin Public Service Corp",70,"WEC Energy Group Inc",70,"Regulated"]
["Manitowoc","4125_B_8",4125,"B","8",2621,"Biomass",null,"MIS_WUMS","Wisconsin",55,"Manitowoc",71,"55071",44,13500,1990,9999,"FBC","dry","N","Biomass","Reagent Injection",1990,0.75,"CF",{"$nulls":3},"B","NA",{"$nulls":3},0.89,0.08849,0.08849,0.08849,0.08849,0.43,0.43,0.43,null,"Yes",2016,{"$nulls":5},"Manitowoc Public Utilities",100,"Manitowoc Public Utilities",100,"Regulated"]
["Manitowoc","4125_B_9",4125,"B","9",2622,"Coal Steam",null,"MIS_WUMS","Wisconsin",55,"Manitowoc",71,"55071",58,12066,2005,9999,"FBC","dry","Y","Bituminous, Subbituminous, Petroleum Coke","Reagent Injection",2007,0.893,"CF","SNCR",null,2005,"B + C","NA",{"$nulls":3},0.3,0.04644,0.04644,0.04644,0.04644,0.05,0.1,0.43,0.98,"Yes",2016,{"$nulls":5},"Manitowoc Public Utilities",100,"Manitowoc Public Utilities",100,"Regulated"]
["Naughton","4162_B_3",4162,"B","3",2639,"O/G Steam",null,"WECC_WY","Wyoming",56,"Lincoln",23,"56023",247,10804,1963,2029,"tangential","dry","N","Natural Gas",{"$nulls":3},"LNC2",{"$nulls":8},0.5,0.0579,0.0579,0.0579,0.0579,{"$nulls":10},"Yes","PacifiCorp",100,"Berkshire Hathaway Inc",100,"Regulated"]
["Powerlane Plant","4195_B_1",4195,"B","1",null,"O/G Steam",null,"ERC_REST","Texas",48,"Hunt",231,"48231",18,14500,1965,9999,null,null,"N","Natural Gas",{"$nulls":12},1.157,0.21238,0.21238,0.21238,0.21238,{"$nulls":11},"Greenville Electric Utility System",100,"Greenville Electric Utility System",100,"Regulated"]
["Powerlane Plant","4195_B_2",4195,"B","2",2640,"O/G Steam",null,"ERC_REST","Texas",48,"Hunt",231,"48231",23,14500,1967,9999,"wall","dry","N","Natural Gas",{"$nulls":3},"OFA",{"$nulls":8},1.157,0.1983,0.1983,0.1983,0.1983,{"$nulls":11},"Greenville Electric Utility System",100,"Greenville Electric Utility System",100,"Regulated"]
["University of Notre Dame","50366_B_BLR3",50366,"B","BLR3",null,"O/G Steam",null,"PJM_West","Indiana",18,"St Joseph",141,"18141",2.6,8300,1952,9999,null,null,"Y","Natural Gas",{"$nulls":3},"LNB",{"$nulls":8},3.535,0.41,0.41,0.41,0.41,{"$nulls":11},"University of Notre Dame",100,"University of Notre Dame",100,"Non-regulated"]
["University of Notre Dame","50366_B_BLR4",50366,"B","BLR4",null,"O/G Steam",null,"PJM_West","Indiana",18,"St Joseph",141,"18141",2.6,8300,1967,9999,null,null,"Y","Natural Gas",{"$nulls":12},3.535,0.22259,0.22259,0.22259,0.22259,{"$nulls":11},"University of Notre Dame",100,"University of Notre Dame",100,"Non-regulated"]
["University of Notre Dame","50366_B_BLR5",50366,"B","BLR5",null,"O/G Steam",null,"PJM_West","Indiana",18,"St Joseph",141,"18141",2.6,8300,1973,9999,null,null,"Y","Natural Gas",{"$nulls":3},"LNB",{"$nulls":8},3.535,0.1,0.1,0.1,0.1,{"$nulls":11},"University of Notre Dame",100,"University of Notre Dame",100,"Non-regulated"]
["University of Notre Dame","50366_B_BLR6",50366,"B","BLR6",null,"O/G Steam",null,"PJM_West","Indiana",18,"St Joseph",141,"18141",2.6,8300,2007,9999,null,null,"Y","Natural Gas",{"$nulls":3},"FR + LNB",{"$nulls":8},3.535,0.10042,0.10042,0.10042,0.10042,{"$nulls":11},"University of Notre Dame",100,"University of Notre Dame",100,"Non-regulated"]
["University of Notre Dame","50366_B_BLR7",50366,"B","BLR7",null,"O/G Steam",null,"PJM_West","Indiana",18,"St Joseph",141,"18141",2.6,8300,2019,9999,null,null,"Y","Natural Gas",{"$nulls":13},0.23063,0.23063,0.23063,0.23063,{"$nulls":11},"University of Notre Dame",100,"University of Notre Dame",100,"Non-regulated"]
["University of Notre Dame","50366_B_BLR8",50366,"B","BLR8",null,"O/G Steam",null,"PJM_West","Indiana",18,"St Joseph",141,"18141",2.6,8300,2019,9999,null,null,"Y","Natural Gas",{"$nulls":13},0.23063,0.23063,0.23063,0.23063,{"$nulls":11},"University of Notre Dame",100,"University of Notre Dame",100,"Non-regulated"]
["Dillard Complex","50396_B_BLR1",50396,"B","BLR1",null,"Biomass",null,"WECC_PNW","Oregon",41,"Douglas",19,"41019",13.3,11664,1974,9999,null,null,"Y","Biomass",{"$nulls":7},"ESPC + C","No",{"$nulls":4},0.22033,0.22033,0.22033,0.22033,{"$nulls":11},"Roseburg Forest Products Co",100,"Roseburg Forest Products Co",100,"Non-regulated"]
["Dillard Complex","50396_B_BLR2",50396,"B","BLR2",null,"Biomass",null,"WECC_PNW","Oregon",41,"Douglas",19,"41019",13.3,11664,1977,9999,null,null,"Y","Biomass",{"$nulls":7},"ESPC + C","No",{"$nulls":4},0.22033,0.22033,0.22033,0.22033,{"$nulls":11},"Roseburg Forest Products Co",100,"Roseburg Forest Products Co",100,"Non-regulated"]
["Dillard Complex","50396_B_BLR6",50396,"B","BLR6",null,"Biomass",null,"WECC_PNW","Oregon",41,"Douglas",19,"41019",13.3,11664,1974,9999,null,null,"Y","Biomass",{"$nulls":7},"ESPC + C","No",{"$nulls":4},0.22033,0.22033,0.22033,0.22033,{"$nulls":11},"Roseburg Forest Products Co",100,"Roseburg Forest Products Co",100,"Non-regulated"]
["Pixelle Specialty Solutions LLC - Spring Grove Facility","50397_B_5PB036",50397,"B","5PB036",3656,"Coal Steam",null,"PJM_WMAC","Pennsylvania",42,"York",133,"42133",53,8300,1989,9999,"FBC","dry","Y","Bituminous","Reagent Injection",1989,0.893,"CF","SNCR",null,2006,"ESPC","No",{"$nulls":3},1,0.16723,0.16723,0.16723,0.16723,0.65,0.1,0.62,0.893,{"$nulls":7},"Pixelle Specialty Solutions LLC",100,"Pixelle Specialty Solutions LLC",100,"Non-regulated"]
["Pixelle Specialty Solutions LLC - Spring Grove Facility","50397_B_6PB038",50397,"B","6PB038",null,"O/G Steam",null,"PJM_WMAC","Pennsylvania",42,"York",133,"42133",1.8,8300,2017,9999,"wall","dry","Y","Natural Gas",{"$nulls":3},"FR",{"$nulls":9},0.1,0.1,0.1,0.1,{"$nulls":11},"Pixelle Specialty Solutions LLC",100,"Pixelle Specialty Solutions LLC",100,"Non-regulated"]
["Pixelle Specialty Solutions LLC - Spring Grove Facility","50397_B_7PB039",50397,"B","7PB039",null,"O/G Steam",null,"PJM_WMAC","Pennsylvania",42,"York",133,"42133",11.7,8300,2017,9999,"wall",null,"Y","Natural Gas",{"$nulls":3},"FR",{"$nulls":9},0.1,0.1,0.1,0.1,{"$nulls":11},"Pixelle Specialty Solutions LLC",100,"Pixelle Specialty Solutions LLC",100,"Non-regulated"]
["Pixelle Specialty Solutions LLC - Spring Grove Facility","50397_B_REC037",50397,"B","REC037",null,"Non-Fossil Waste",null,"PJM_WMAC","Pennsylvania",42,"York",133,"42133",18.4,5639,1993,9999,"wall","dry","Y","Non-Fossil Waste",{"$nulls":3},"other",{"$nulls":3},"ESPH","Yes",{"$nulls":4},0.1,0.1,0.1,0.1,{"$nulls":11},"Pixelle Specialty Solutions LLC",100,"Pixelle Specialty Solutions LLC",100,"Non-regulated"]
["Buckeye Florida LP","50466_B_1BB",50466,"B","1BB",null,"Non-Fossil Waste",null,"FRCC","Florida",12,"Taylor",123,"12123",5.9,7182,1954,9999,null,null,"Y","Non-Fossil Waste","Wet Scrubber",1977,0.85,{"$nulls":4},"WS","NA",{"$nulls":4},0,0,0,0,{"$nulls":11},"Foley Cellulose LLC",100,"GP Cellulose Holdings LLC",100,"Non-regulated"]
["Buckeye Florida LP","50466_B_1PB",50466,"B","1PB",null,"Non-Fossil Waste",null,"FRCC","Florida",12,"Taylor",123,"12123",5.9,7182,1954,9999,null,null,"Y","Non-Fossil Waste",{"$nulls":13},0,0,0,0,{"$nulls":11},"Foley Cellulose LLC",100,"GP Cellulose Holdings LLC",100,"Non-regulated"]
["Buckeye Florida LP","50466_B_2BB",50466,"B","2BB",null,"Non-Fossil Waste",null,"FRCC","Florida",12,"Taylor",123,"12123",5.9,7182,1954,9999,null,null,"Y","Non-Fossil Waste",{"$nulls":7},"WS","NA",{"$nulls":4},0,0,0,0,{"$nulls":11},"Foley Cellulose LLC",100,"GP Cellulose Holdings LLC",100,"Non-regulated"]
["Buckeye Florida LP","50466_B_2PB",50466,"B","2PB",null,"Non-Fossil Waste",null,"FRCC","Florida",12,"Taylor",123,"12123",5.9,7182,1954,9999,null,null,"Y","Non-Fossil Waste",{"$nulls":13},0,0,0,0,{"$nulls":11},"Foley Cellulose LLC",100,"GP Cellulose Holdings LLC",100,"Non-regulated"]
["Buckeye Florida LP","50466_B_2RB",50466,"B","2RB",null,"Non-Fossil Waste",null,"FRCC","Florida",12,"Taylor",123,"12123",5.9,7182,1958,9999,null,null,"Y","Non-Fossil Waste",{"$nulls":7},"ESPC","No",{"$nulls":4},0,0,0,0,{"$nulls":11},"Foley Cellulose LLC",100,"GP Cellulose Holdings LLC",100,"Non-regulated"]
["Buckeye Florida LP","50466_B_3RB",50466,"B","3RB",null,"Non-Fossil Waste",null,"FRCC","Florida",12,"Taylor",123,"12123",5.9,7182,1966,9999,null,null,"Y","Non-Fossil Waste",{"$nulls":7},"ESPC","No",{"$nulls":4},0,0,0,0,{"$nulls":11},"Foley Cellulose LLC",100,"GP Cellulose Holdings LLC",100,"Non-regulated"]
["Buckeye Florida LP","50466_B_4RB",50466,"B","4RB",null,"Non-Fossil Waste",null,"FRCC","Florida",12,"Taylor",123,"12123",5.9,7182,1975,9999,null,null,"Y","Non-Fossil Waste",{"$nulls":7},"ESPC","No",{"$nulls":4},0,0,0,0,{"$nulls":11},"Foley Cellulose LLC",100,"GP Cellulose Holdings LLC",100,"Non-regulated"]
["Covanta Niagara I, LLC","50472_B_BLR1",50472,"B","BLR1",3667,"Municipal Solid Waste",null,"NY_Z_A","New York",36,"Niagara",63,"36063",9,6783,1981,9999,"wall","dry","Y","MSW",{"$nulls":3},"NH3","SNCR",null,null,"ESPH","Yes",{"$nulls":3},2.106,0.0484,0.0484,0.0484,0.0484,0.08,0.08,0.08,{"$nulls":8},"Covanta Niagara I LLC",100,"Covanta Holding Corp",100,"Non-regulated"]
["Covanta Niagara I, LLC","50472_B_BLR2",50472,"B","BLR2",null,"Municipal Solid Waste",null,"NY_Z_A","New York",36,"Niagara",63,"36063",9,6783,1981,9999,null,null,"Y","MSW",{"$nulls":11},0,null,0.39306,0.39306,0.39306,0.39306,0.08,0.08,0.08,{"$nulls":8},"Covanta Energy of Niagara LP",100,"Covanta Energy of Niagara LP",100,"Non-regulated"]
["Covanta Niagara I, LLC","50472_B_BLR3",50472,"B","BLR3",null,"Municipal Solid Waste",null,"NY_Z_A","New York",36,"Niagara",63,"36063",9,6783,1996,9999,null,null,"Y","MSW","Dry Scrubber",1996,0.917,"NH3","SNCR",null,null,"B","NA","ACI",2002,0.9,null,0.272,0.272,0.272,0.272,0.08,0.08,0.08,{"$nulls":8},"Covanta Niagara I LLC",100,"Covanta Holding Corp",100,"Non-regulated"]
["Covanta Niagara I, LLC","50472_B_BLR4",50472,"B","BLR4",null,"Municipal Solid Waste",null,"NY_Z_A","New York",36,"Niagara",63,"36063",9,6783,1981,9999,null,null,"Y","MSW","Dry Scrubber",1996,0.917,"NH3","SNCR",null,null,"B","NA","ACI",2002,0.9,null,0.272,0.272,0.272,0.272,0.08,0.08,0.08,{"$nulls":8},"Covanta Niagara I LLC",100,"Covanta Holding Corp",100,"Non-regulated"]
["Clewiston Sugar House","50482_B_B7",50482,"B","B7",null,"Biomass",null,"FRCC","Florida",12,"Hendry",51,"12051",20,6956,1996,9999,null,null,"Y","Biomass",{"$nulls":3},"other",{"$nulls":3},"ESPC","No",{"$nulls":4},0.17204,0.17204,0.17204,0.17204,{"$nulls":11},"United States Sugar Corp",100,"United States Sugar Corp",100,"Non-regulated"]
["Clewiston Sugar House","50482_B_B8",50482,"B","B8",null,"Biomass",null,"FRCC","Florida",12,"Hendry",51,"12051",20,6956,2005,9999,null,null,"Y","Biomass",{"$nulls":4},"SNCR",null,null,"ESPC","No",{"$nulls":4},0.11297,0.11297,0.11297,0.11297,{"$nulls":11},"United States Sugar Corp",100,"United States Sugar Corp",100,"Non-regulated"]
["Clewiston Sugar House","50482_B_B9",50482,"B","B9",null,"Biomass",null,"FRCC","Florida",12,"Hendry",51,"12051",4.7,6956,2019,9999,null,null,"Y","Biomass",{"$nulls":7},"ESPH","No",{"$nulls":4},0.1,0.1,0.1,0.1,{"$nulls":11},"United States Sugar Corp",100,"United States Sugar Corp",100,"Non-regulated"]
["PPG Powerhouse C","50489_B_C1",50489,"B","C1",null,"O/G Steam",null,"MIS_WOTA","Louisiana",22,"Calcasieu",19,"22019",26,8300,1977,9999,"tangential",null,"Y","Natural Gas",{"$nulls":13},0.23063,0.23063,0.23063,0.23063,{"$nulls":11},"PPG Industries Inc",100,"PPG Industries Inc",100,"Non-regulated"]
["PPG Powerhouse C","50489_B_C2",50489,"B","C2",null,"O/G Steam",null,"MIS_WOTA","Louisiana",22,"Calcasieu",19,"22019",26,8300,1979,9999,"tangential",null,"Y","Natural Gas",{"$nulls":13},0.23063,0.23063,0.23063,0.23063,{"$nulls":11},"PPG Industries Inc",100,"PPG Industries Inc",100,"Non-regulated"]
["PPG Powerhouse C","50489_B_C4",50489,"B","C4",null,"O/G Steam",null,"MIS_WOTA","Louisiana",22,"Calcasieu",19,"22019",0.04,8300,1986,9999,null,null,"Y","Natural Gas",{"$nulls":3},"LNB",{"$nulls":9},0.14526,0.14526,0.14526,0.14526,{"$nulls":11},"PPG Industries Inc",100,"PPG Industries Inc",100,"Non-regulated"]
["PPG Powerhouse C","50489_B_C5",50489,"B","C5",null,"O/G Steam",null,"MIS_WOTA","Louisiana",22,"Calcasieu",19,"22019",0.04,8300,1986,9999,null,null,"Y","Natural Gas",{"$nulls":13},0.23063,0.23063,0.23063,0.23063,{"$nulls":11},"PPG Industries Inc",100,"PPG Industries Inc",100,"Non-regulated"]
["Pacific-Ultrapower Chinese Station","50560_B_B101",50560,"B","B101",null,"Biomass",null,"WEC_CALN","California",6,"Tuolumne",109,"06109",18,15548,1986,9999,null,null,"N","Biomass",{"$nulls":3},"CF + NH3 + OFA","SNCR",null,null,"ESPC + C","No",{"$nulls":4},0.19027,0.19027,0.19027,0.19027,{"$nulls":11},"Pacific Ultrapower Chinese",100,"Jamestown Energy Inc",100,"Non-regulated"]
["Westwood Generation LLC","50611_B_031",50611,"B","031",3677,"Coal Steam",null,"PJM_WMAC","Pennsylvania",42,"Schuylkill",107,"42107",30,14500,1987,9999,"FBC","dry","N","Waste Coal","Reagent Injection",1987,0.976,"CF",{"$nulls":3},"B","NA",{"$nulls":3},0.2,0.13525,0.13525,0.13525,0.13525,0.01,0.01,0.01,0.98,"Yes",1988,{"$nulls":5},"Rausch Creek Generation LLC",100,"Olympus Holdings LLC",100,"Non-regulated"]
["ExxonMobil Beaumont Refinery","50625_B_24",50625,"B","24",null,"O/G Steam",null,"MIS_WOTA","Texas",48,"Jefferson",245,"48245",5.7,11373,1993,9999,null,null,"Y","Natural Gas",{"$nulls":3},"NH3","SCR",{"$nulls":7},1.157,0.026,0.026,0.026,0.026,{"$nulls":11},"ExxonMobil Beaumont Complex",100,"ExxonMobil Corp",100,"Non-regulated"]
["ExxonMobil Beaumont Refinery","50625_B_33",50625,"B","33",null,"Fossil Waste",null,"MIS_WOTA","Texas",48,"Jefferson",245,"48245",8.9,10983,1965,9999,"tangential",null,"Y","Fossil Waste",{"$nulls":3},"FR + LNB","SCR",{"$nulls":7},8.417,0.047,0.047,0.047,0.047,{"$nulls":11},"ExxonMobil Beaumont Complex",100,"ExxonMobil Corp",100,"Non-regulated"]
["ExxonMobil Beaumont Refinery","50625_B_34",50625,"B","34",null,"Fossil Waste",null,"MIS_WOTA","Texas",48,"Jefferson",245,"48245",8.9,10983,1966,9999,"tangential",null,"Y","Fossil Waste",{"$nulls":3},"FR + LNB","SCR",{"$nulls":7},8.417,0.045,0.045,0.045,0.045,{"$nulls":11},"ExxonMobil Beaumont Complex",100,"ExxonMobil Corp",100,"Non-regulated"]
["ExxonMobil Beaumont Refinery","50625_B_41",50625,"B","41",3679,"O/G Steam",null,"MIS_WOTA","Texas",48,"Jefferson",245,"48245",38,11373,2005,9999,null,null,"Y","Natural Gas",{"$nulls":3},"LNB + NH3","SCR",{"$nulls":8},0.13345,0.02669,0.13345,0.02669,{"$nulls":11},"ExxonMobil Beaumont Complex",100,"ExxonMobil Corp",100,"Non-regulated"]
["ExxonMobil Beaumont Refinery","50625_B_42",50625,"B","42",3680,"O/G Steam",null,"MIS_WOTA","Texas",48,"Jefferson",245,"48245",38,11373,2005,9999,null,null,"Y","Natural Gas",{"$nulls":3},"LNB + NH3","SCR",{"$nulls":8},0.13345,0.02669,0.13345,0.02669,{"$nulls":11},"ExxonMobil Beaumont Complex",100,"ExxonMobil Corp",100,"Non-regulated"]
["ExxonMobil Beaumont Refinery","50625_B_43",50625,"B","43",3681,"O/G Steam",null,"MIS_WOTA","Texas",48,"Jefferson",245,"48245",38,10947,1954,9999,null,null,"Y","Natural Gas",{"$nulls":3},"LNB + NH3","SCR",{"$nulls":8},0.13345,0.02669,0.13345,0.02669,{"$nulls":11},"ExxonMobil Beaumont Complex",100,"ExxonMobil Corp",100,"Non-regulated"]
["Paulsboro Refinery","50628_B_2A",50628,"B","2A",null,"Fossil Waste",null,"PJM_EMAC","New Jersey",34,"Gloucester",15,"34015",7.2,5172,1990,9999,"wall","dry","Y","Fossil Waste",{"$nulls":3},"FR + LNB",{"$nulls":9},0.03241,0.03241,0.03241,0.03241,{"$nulls":11},"Paulsboro Refining Co LLC",100,"PBF Holding Co LLC",100,"Non-regulated"]
["Paulsboro Refinery","50628_B_2B",50628,"B","2B",null,"Fossil Waste",null,"PJM_EMAC","New Jersey",34,"Gloucester",15,"34015",7.2,5172,1990,9999,null,null,"Y","Fossil Waste",{"$nulls":3},"FR + LNB",{"$nulls":9},0.04,0.04,0.04,0.04,{"$nulls":11},"Paulsboro Refining Co LLC",100,"PBF Holding Co LLC",100,"Non-regulated"]
["Paulsboro Refinery","50628_B_2C",50628,"B","2C",null,"Fossil Waste",null,"PJM_EMAC","New Jersey",34,"Gloucester",15,"34015",7.2,5172,1990,9999,"wall","dry","Y","Fossil Waste",{"$nulls":3},"FR + LNB",{"$nulls":9},0.03093,0.03093,0.03093,0.03093,{"$nulls":11},"Paulsboro Refining Co LLC",100,"PBF Holding Co LLC",100,"Non-regulated"]
["Paulsboro Refinery","50628_B_HRSG",50628,"B","HRSG",null,"Fossil Waste",null,"PJM_EMAC","New Jersey",34,"Gloucester",15,"34015",7.2,5172,1990,9999,"wall","dry","Y","Fossil Waste",{"$nulls":3},"LNB + STM",{"$nulls":9},0.0341,0.0341,0.0341,0.0341,{"$nulls":11},"Paulsboro Refining Co LLC",100,"PBF Holding Co LLC",100,"Non-regulated"]
["Covanta Lake County Energy","50629_B_1",50629,"B","1",null,"Municipal Solid Waste",null,"FRCC","Florida",12,"Lake",69,"12069",6.2,20791,1991,9999,null,null,"N","MSW","Dry Scrubber",1990,0.97,"NH3","SNCR",null,null,"B","NA","ACI",1995,0.9,null,0.39,0.39,0.39,0.39,0.08,0.08,0.08,{"$nulls":8},"Covanta Lake II Inc",100,"Covanta Holding Corp",100,"Non-regulated"]
["Covanta Lake County Energy","50629_B_2",50629,"B","2",null,"Municipal Solid Waste",null,"FRCC","Florida",12,"Lake",69,"12069",6.2,20791,1991,9999,null,null,"N","MSW","Dry Scrubber",1990,0.97,"NH3","SNCR",null,null,"B","NA","ACI",1995,0.9,null,0.41,0.41,0.41,0.41,0.08,0.08,0.08,{"$nulls":8},"Covanta Lake II Inc",100,"Covanta Holding Corp",100,"Non-regulated"]
["Covanta Marion Inc","50630_B_BLR1",50630,"B","BLR1",null,"Municipal Solid Waste",null,"WECC_PNW","Oregon",41,"MARION",47,"41047",5.8,19716,1986,9999,null,null,"N","MSW","Dry Scrubber",1986,0.9,"NH3","SNCR",null,null,"B","NA","ACI",1998,0.9,null,0.328,0.328,0.328,0.328,0.08,0.08,0.08,{"$nulls":8},"Covanta Marion Inc",100,"Covanta Holding Corp",100,"Non-regulated"]
["Covanta Marion Inc","50630_B_BLR2",50630,"B","BLR2",null,"Municipal Solid Waste",null,"WECC_PNW","Oregon",41,"MARION",47,"41047",5.8,19716,1986,9999,null,null,"N","MSW","Dry Scrubber",1986,0.9,"NH3","SNCR",null,null,"B","NA","ACI",1998,0.9,null,0.327,0.327,0.327,0.327,0.08,0.08,0.08,{"$nulls":8},"Covanta Marion Inc",100,"Covanta Holding Corp",100,"Non-regulated"]
["Covanta Stanislaus Energy","50632_B_1",50632,"B","1",null,"Municipal Solid Waste",null,"WEC_CALN","California",6,"Stanislaus",99,"06099",10,18490,1989,9999,null,null,"N","MSW","Dry Scrubber",1989,0.8,"AA + NH3","SNCR",null,null,"B","NA","ACI",2001,0.9,null,0.19614,0.098,0.19614,0.098,0.08,0.08,0.08,{"$nulls":8},"Covanta Stanislaus Inc",100,"Covanta Holding Corp",100,"Non-regulated"]
["Covanta Stanislaus Energy","50632_B_2",50632,"B","2",null,"Municipal Solid Waste",null,"WEC_CALN","California",6,"Stanislaus",99,"06099",10,18490,1989,9999,null,null,"N","MSW","Dry Scrubber",1989,0.8,"AA + NH3","SNCR",null,null,"B","NA","ACI",2001,0.9,null,0.18825,0.097,0.18825,0.097,0.08,0.08,0.08,{"$nulls":8},"Covanta Stanislaus Inc",100,"Covanta Holding Corp",100,"Non-regulated"]
["Clearwater Paper IPP Lewiston","50637_B_4PWR",50637,"B","4PWR",null,"Biomass",null,"WECC_PNW","Idaho",16,"Nez Perce",69,"16069",22.5,4593,1981,9999,"stoker/SPR","dry","Y","Biomass",{"$nulls":3},"AA",{"$nulls":3},"ESPH + C","No",{"$nulls":3},0.8,0.2,0.2,0.2,0.2,{"$nulls":11},"Clearwater Paper Corp",100,"Clearwater Paper Corp",100,"Non-regulated"]
["Clearwater Paper IPP Lewiston","50637_B_5REC",50637,"B","5REC",null,"Non-Fossil Waste",null,"WECC_PNW","Idaho",16,"Nez Perce",69,"16069",27,4592,1987,9999,"tangential",null,"Y","Non-Fossil Waste",{"$nulls":7},"ESPC","No",{"$nulls":4},0.098,0.098,0.098,0.098,{"$nulls":11},"Clearwater Paper Corp",100,"Clearwater Paper Corp",100,"Non-regulated"]
["Covanta Bristol Energy","50648_B_UNIT1",50648,"B","UNIT1",null,"Municipal Solid Waste",null,"NENG_CT","Connecticut",9,"Hartford",3,"09003",6.6,18528,1988,9999,null,null,"N","MSW","Dry Scrubber",1988,0.85,"NH3","SNCR",null,null,"B","NA","ACI",2001,0.9,0.07,0.21679,0.21679,0.21679,0.21679,0.08,0.08,0.08,{"$nulls":8},"Covanta Bristol Inc",100,"Covanta Holding Corp",100,"Non-regulated"]
["Covanta Bristol Energy","50648_B_UNIT2",50648,"B","UNIT2",null,"Municipal Solid Waste",null,"NENG_CT","Connecticut",9,"Hartford",3,"09003",6.6,18528,1988,9999,null,null,"N","MSW","Dry Scrubber",1988,0.85,"NH3","SNCR",null,null,"B","NA","ACI",2001,0.9,0.07,0.26183,0.26183,0.26183,0.26183,0.08,0.08,0.08,{"$nulls":8},"Covanta Bristol Inc",100,"Covanta Holding Corp",100,"Non-regulated"]
["Covanta Babylon Inc","50649_B_1",50649,"B","1",null,"Municipal Solid Waste",null,"NY_Z_K","New York",36,"Suffolk",103,"36103",7.2,19383,1989,9999,null,null,"N","MSW","Dry Scrubber",1989,0.97,null,"SNCR",null,null,"B","NA","ACI",2000,0.9,null,0.15542,0.15542,0.15542,0.15542,0.08,0.08,0.08,{"$nulls":8},"Covanta Babylon Inc",100,"Covanta Holding Corp",100,"Non-regulated"]
["Covanta Babylon Inc","50649_B_2",50649,"B","2",null,"Municipal Solid Waste",null,"NY_Z_K","New York",36,"Suffolk",103,"36103",7.2,19383,1989,9999,null,null,"N","MSW","Dry Scrubber",1989,0.97,null,"SNCR",null,null,"B","NA","ACI",2000,0.9,null,0.15842,0.15842,0.15842,0.15842,0.08,0.08,0.08,{"$nulls":8},"Covanta Babylon Inc",100,"Covanta Holding Corp",100,"Non-regulated"]
["ReEnergy Stratton LLC","50650_B_BLR1",50650,"B","BLR1",null,"Biomass",null,"NENG_ME","Maine",23,"Franklin",7,"23007",46,13500,1989,9999,null,null,"N","Biomass",{"$nulls":4},"SCR",null,null,"ESPH","No",{"$nulls":4},0.06414,0.06414,0.06414,0.06414,{"$nulls":11},"ReEnergy Stratton Energy LLC",100,"ReEnergy",100,"Non-regulated"]
["Huntington Resource Recovery Facility","50656_B_UNIT1",50656,"B","UNIT1",null,"Municipal Solid Waste",null,"NY_Z_K","New York",36,"Suffolk",103,"36103",8.2,17913,1991,9999,null,null,"N","MSW","Dry Scrubber",1991,0.97,null,"SNCR",null,null,"B","NA","ACI",2000,0.9,null,0.20791,0.20791,0.20791,0.20791,0.08,0.08,0.08,{"$nulls":8},"Huntington Resource Recovery",100,"Covanta Holding Corp",100,"Non-regulated"]
["Huntington Resource Recovery Facility","50656_B_UNIT2",50656,"B","UNIT2",null,"Municipal Solid Waste",null,"NY_Z_K","New York",36,"Suffolk",103,"36103",8.2,17913,1991,9999,null,null,"N","MSW","Dry Scrubber",1991,0.97,null,"SNCR",null,null,"B","NA","ACI",2000,0.9,null,0.20681,0.20681,0.20681,0.20681,0.08,0.08,0.08,{"$nulls":8},"Huntington Resource Recovery",100,"Covanta Holding Corp",100,"Non-regulated"]
["Huntington Resource Recovery Facility","50656_B_UNIT3",50656,"B","UNIT3",null,"Municipal Solid Waste",null,"NY_Z_K","New York",36,"Suffolk",103,"36103",8.2,17913,1991,9999,null,null,"N","MSW","Dry Scrubber",1991,0.97,null,"SNCR",null,null,"B","NA","ACI",2000,0.9,null,0.20604,0.20604,0.20604,0.20604,0.08,0.08,0.08,{"$nulls":8},"Huntington Resource Recovery",100,"Covanta Holding Corp",100,"Non-regulated"]
["Montgomery County Resource Recovery","50657_B_1",50657,"B","1",null,"Municipal Solid Waste",null,"PJM_SMAC","Maryland",24,"Montgomery",31,"24031",18,18221,1995,9999,null,null,"N","MSW","Dry Scrubber",1995,0.85,"LNB","SNCR",null,null,"B","NA","ACI",1995,0.9,null,0.15191,0.15191,0.15191,0.15191,0.08,0.08,0.08,{"$nulls":8},"Northeast Maryland Waste Disposal Authority",100,"Northeast Maryland Waste Disposal Authority",100,"Non-regulated"]
["Montgomery County Resource Recovery","50657_B_2",50657,"B","2",null,"Municipal Solid Waste",null,"PJM_SMAC","Maryland",24,"Montgomery",31,"24031",18,18221,1995,9999,null,null,"N","MSW","Dry Scrubber",1995,0.85,"LNB","SNCR",null,null,"B","NA","ACI",1995,0.9,null,0.1549,0.1549,0.1549,0.1549,0.08,0.08,0.08,{"$nulls":8},"Northeast Maryland Waste Disposal Authority",100,"Northeast Maryland Waste Disposal Authority",100,"Non-regulated"]
["Montgomery County Resource Recovery","50657_B_3",50657,"B","3",null,"Municipal Solid Waste",null,"PJM_SMAC","Maryland",24,"Montgomery",31,"24031",18,18221,1995,9999,null,null,"N","MSW","Dry Scrubber",1995,0.85,"LNB","SNCR",null,null,"B","NA","ACI",1995,0.9,null,0.14491,0.14491,0.14491,0.14491,0.08,0.08,0.08,{"$nulls":8},"Northeast Maryland Waste Disposal Authority",100,"Northeast Maryland Waste Disposal Authority",100,"Non-regulated"]
["Covanta Fairfax Energy","50658_B_1",50658,"B","1",null,"Municipal Solid Waste",null,"PJM_Dom","Virginia",51,"Fairfax",59,"51059",24.5,18440,1990,9999,"other",null,"N","MSW","Dry Scrubber",1990,0.8,null,"SNCR",null,null,"B","NA","ACI",2001,0.9,null,0.319,0.319,0.319,0.319,0.08,0.08,0.08,{"$nulls":8},"Covanta Fairfax Inc",100,"Covanta Holding Corp",100,"Non-regulated"]
["Covanta Fairfax Energy","50658_B_2",50658,"B","2",null,"Municipal Solid Waste",null,"PJM_Dom","Virginia",51,"Fairfax",59,"51059",24.5,18440,1990,9999,"other",null,"N","MSW","Dry Scrubber",1990,0.8,null,"SNCR",null,null,"B","NA","ACI",2001,0.9,null,0.313,0.313,0.313,0.313,0.08,0.08,0.08,{"$nulls":8},"Covanta Fairfax Inc",100,"Covanta Holding Corp",100,"Non-regulated"]
["Covanta Fairfax Energy","50658_B_3",50658,"B","3",null,"Municipal Solid Waste",null,"PJM_Dom","Virginia",51,"Fairfax",59,"51059",24.5,18440,1990,9999,"other",null,"N","MSW","Dry Scrubber",1990,0.8,null,"SNCR",null,null,"B","NA","ACI",2001,0.9,null,0.31534,0.31534,0.31534,0.31534,0.08,0.08,0.08,{"$nulls":8},"Covanta Fairfax Inc",100,"Covanta Holding Corp",100,"Non-regulated"]
["Covanta Fairfax Energy","50658_B_4",50658,"B","4",null,"Municipal Solid Waste",null,"PJM_Dom","Virginia",51,"Fairfax",59,"51059",24.5,18440,1990,9999,"other",null,"N","MSW","Dry Scrubber",1990,0.8,null,"SNCR",null,null,"B","NA","ACI",2001,0.9,null,0.25433,0.25433,0.25433,0.25433,0.08,0.08,0.08,{"$nulls":8},"Covanta Fairfax Inc",100,"Covanta Holding Corp",100,"Non-regulated"]
["Covanta Haverhill","50661_B_A",50661,"B","A",null,"Municipal Solid Waste",null,"NENGREST","Massachusetts",25,"Essex",9,"25009",21.4,16454,1989,9999,null,null,"N","MSW","Dry Scrubber",1989,0.96,null,"SNCR",null,null,"B","NA","ACI",2000,0.9,null,0.3,0.3,0.3,0.3,0.08,0.08,0.08,{"$nulls":8},"Covanta Haverhill Associates",100,"Covanta Holding Corp",100,"Non-regulated"]
["Covanta Haverhill","50661_B_B",50661,"B","B",null,"Municipal Solid Waste",null,"NENGREST","Massachusetts",25,"Essex",9,"25009",21.4,16454,1989,9999,null,null,"N","MSW","Dry Scrubber",1989,0.99,null,"SNCR",null,null,"B","NA","ACI",2000,0.9,null,0.3,0.3,0.3,0.3,0.08,0.08,0.08,{"$nulls":8},"Covanta Haverhill Associates",100,"Covanta Holding Corp",100,"Non-regulated"]
["Onondaga County Resource Recovery","50662_B_UNIT1",50662,"B","UNIT1",null,"Municipal Solid Waste",null,"NY_Z_C&E","New York",36,"Onondaga",67,"36067",10,19383,1995,9999,null,null,"N","MSW","Dry Scrubber",1995,0.85,"NH3","SNCR",null,null,"B","NA","ACI",1995,0.9,null,0.27495,0.27495,0.27495,0.27495,0.08,0.08,0.08,{"$nulls":8},"Covanta Onondega LP",100,"Covanta Holding Corp",100,"Non-regulated"]
["Onondaga County Resource Recovery","50662_B_UNIT2",50662,"B","UNIT2",null,"Municipal Solid Waste",null,"NY_Z_C&E","New York",36,"Onondaga",67,"36067",10,19383,1995,9999,null,null,"N","MSW","Dry Scrubber",1995,0.85,"NH3","SNCR",null,null,"B","NA","ACI",1995,0.9,null,0.27841,0.27841,0.27841,0.27841,0.08,0.08,0.08,{"$nulls":8},"Covanta Onondega LP",100,"Covanta Holding Corp",100,"Non-regulated"]
["Onondaga County Resource Recovery","50662_B_UNIT3",50662,"B","UNIT3",null,"Municipal Solid Waste",null,"NY_Z_C&E","New York",36,"Onondaga",67,"36067",10,19383,1995,9999,null,null,"N","MSW","Dry Scrubber",1995,0.85,"NH3","SNCR",null,null,"B","NA","ACI",1955,0.9,null,0.27528,0.27528,0.27528,0.27528,0.08,0.08,0.08,{"$nulls":8},"Covanta Onondega LP",100,"Covanta Holding Corp",100,"Non-regulated"]
["Covanta Alexandria/Arlington Energy","50663_B_B100",50663,"B","B100",null,"Municipal Solid Waste",null,"PJM_Dom","Virginia",51,"Alexandria City",510,"51510",9.7,19383,1987,9999,null,null,"N","MSW","Dry Scrubber",1999,0.99,"NH3","SNCR",null,null,"B","NA","ACI",1999,0.9,0.14,0.27299,0.27299,0.27299,0.27299,0.08,0.08,0.08,{"$nulls":8},"Covanta Alexandria/Arlington LLC",100,"Covanta Holding Corp",100,"Non-regulated"]
["Covanta Alexandria/Arlington Energy","50663_B_B200",50663,"B","B200",null,"Municipal Solid Waste",null,"PJM_Dom","Virginia",51,"Alexandria City",510,"51510",9.7,19383,1987,9999,null,null,"N","MSW","Dry Scrubber",2000,0.99,"NH3","SNCR",null,null,"B","NA","ACI",2000,0.9,0.14,0.26886,0.26886,0.26886,0.26886,0.08,0.08,0.08,{"$nulls":8},"Covanta Alexandria/Arlington LLC",100,"Covanta Holding Corp",100,"Non-regulated"]
["Covanta Alexandria/Arlington Energy","50663_B_B300",50663,"B","B300",null,"Municipal Solid Waste",null,"PJM_Dom","Virginia",51,"Alexandria City",510,"51510",9.7,19383,1987,9999,null,null,"N","MSW","Dry Scrubber",2000,0.99,"NH3","SNCR",null,null,"B","NA","ACI",2000,0.9,0.14,0.26845,0.26845,0.26845,0.26845,0.08,0.08,0.08,{"$nulls":8},"Covanta Alexandria/Arlington LLC",100,"Covanta Holding Corp",100,"Non-regulated"]
["Pasco Cnty Solid Waste Resource Recovery","50666_B_B1",50666,"B","B1",null,"Municipal Solid Waste",null,"FRCC","Florida",12,"Pasco",101,"12101",8.7,18381,1991,9999,null,null,"N","MSW","Dry Scrubber",1991,0.95,null,"SNCR",null,null,"B","NA","ACI",1995,0.9,null,0.41399,0.41399,0.41399,0.41399,0.08,0.08,0.08,{"$nulls":8},"Pasco (County Of)",100,"Pasco (County Of)",100,"Non-regulated"]
["Pasco Cnty Solid Waste Resource Recovery","50666_B_B2",50666,"B","B2",null,"Municipal Solid Waste",null,"FRCC","Florida",12,"Pasco",101,"12101",8.7,18381,1991,9999,null,null,"N","MSW","Dry Scrubber",1991,0.95,null,"SNCR",null,null,"B","NA","ACI",1995,0.9,null,0.39415,0.39415,0.39415,0.39415,0.08,0.08,0.08,{"$nulls":8},"Pasco (County Of)",100,"Pasco (County Of)",100,"Non-regulated"]
["Pasco Cnty Solid Waste Resource Recovery","50666_B_B3",50666,"B","B3",null,"Municipal Solid Waste",null,"FRCC","Florida",12,"Pasco",101,"12101",8.7,18381,1991,9999,null,null,"N","MSW","Dry Scrubber",1991,0.95,null,"SNCR",null,null,"B","NA","ACI",1995,0.9,null,0.38562,0.38562,0.38562,0.38562,0.08,0.08,0.08,{"$nulls":8},"Pasco (County Of)",100,"Pasco (County Of)",100,"Non-regulated"]
["Stored Solar Tamworth, LLC","50739_B_0100",50739,"B","0100",null,"Biomass",null,"NENGREST","New Hampshire",33,"Carroll",3,"33003",20,17144,1987,9999,null,null,"N","Biomass",{"$nulls":3},"LA","SCR",null,null,"ESPH + C","No",{"$nulls":3},0.025,0.08652,0.08652,0.08652,0.08652,{"$nulls":11},"Pinetree Power Tamworth Inc",100,"Capergy SA",100,"Non-regulated"]
["Viking Energy of McBain","50770_B_B1",50770,"B","B1",null,"Biomass",null,"MIS_LMI","Michigan",26,"Missaukee",113,"26113",16.3,13500,1989,9999,null,null,"N","Biomass",{"$nulls":3},"LA + OFA",{"$nulls":3},"ESPC + C","No",{"$nulls":4},0.2599,0.2599,0.2599,0.2599,{"$nulls":11},"Viking Energy Corp",100,"ENGIE SA",100,"Non-regulated"]
["Viking Energy of Lincoln","50772_B_B1",50772,"B","B1",null,"Biomass",null,"MIS_LMI","Michigan",26,"Alcona",1,"26001",16.3,13500,1989,9999,null,null,"N","Biomass",{"$nulls":3},"LA + OFA",{"$nulls":3},"ESPC + C","No",{"$nulls":4},0.24679,0.24679,0.24679,0.24679,{"$nulls":11},"Viking Energy Corp",100,"ENGIE SA",100,"Non-regulated"]
["Panther Creek Energy Facility","50776_B_BLR1",50776,"B","BLR1",3693,"Coal Steam",null,"PJM_WMAC","Pennsylvania",42,"Carbon",25,"42025",40,14141,1992,9999,"FBC","dry","N","Waste Coal","Reagent Injection",1992,0.982,"CF + NH3","SNCR",null,1992,"B","NA",{"$nulls":3},0.156,0.13466,0.13466,0.13466,0.13466,0.01,0.01,0.01,0.98,"Yes",1992,{"$nulls":5},"Panther Creek Power Operating LLC",100,"ArcLight Capital Partners LLC",100,"Non-regulated"]
["Panther Creek Energy Facility","50776_B_BLR2",50776,"B","BLR2",3694,"Coal Steam",null,"PJM_WMAC","Pennsylvania",42,"Carbon",25,"42025",40,14141,1992,9999,"FBC","dry","N","Waste Coal","Reagent Injection",1992,0.982,"CF + NH3","SNCR",null,1992,"B","NA",{"$nulls":3},0.156,0.13029,0.13029,0.13029,0.13029,0.01,0.01,0.01,0.98,"Yes",1992,{"$nulls":5},"Panther Creek Power Operating LLC",100,"ArcLight Capital Partners LLC",100,"Non-regulated"]
["Port Wentworth Mill","50804_B_4",50804,"B","4",null,"Non-Fossil Waste",null,"S_SOU","Georgia",13,"Chatham",51,"13051",36,18343,1991,9999,null,null,"Y","Non-Fossil Waste",{"$nulls":3},"OFA",{"$nulls":3},"ESPH","No",{"$nulls":4},0,0,0,0,{"$nulls":11},"Weyerhaeuser Co",100,"Weyerhaeuser Co",100,"Non-regulated"]
["Port Wentworth Mill","50804_B_RE01",50804,"B","RE01",null,"Non-Fossil Waste",null,"S_SOU","Georgia",13,"Chatham",51,"13051",36,18343,1979,9999,null,null,"Y","Non-Fossil Waste",{"$nulls":3},"LA",{"$nulls":3},"ESPH","No",{"$nulls":4},0,0,0,0,{"$nulls":11},"Weyerhaeuser Co",100,"Weyerhaeuser Co",100,"Non-regulated"]
["Florence Mill","50806_B_PB1",50806,"B","PB1",null,"O/G Steam",null,"S_VACA","South Carolina",45,"Florence",41,"45041",3.3,8300,1963,9999,"wall","dry","Y","Natural Gas",{"$nulls":12},3.5,0.02686,0.02686,0.02686,0.02686,{"$nulls":11},"WestRock CP LLC",100,"Rock Tenn Co",100,"Non-regulated"]
["Florence Mill","50806_B_PB3",50806,"B","PB3",88341,"O/G Steam",null,"S_VACA","South Carolina",45,"Florence",41,"45041",7.2,4867,1963,9999,"wall","dry","Y","Natural Gas",{"$nulls":12},3.5,0.22639,0.22639,0.22639,0.22639,{"$nulls":11},"WestRock CP LLC",100,"Rock Tenn Co",100,"Non-regulated"]
["Florence Mill","50806_B_PB4",50806,"B","PB4",88341,"Biomass",null,"S_VACA","South Carolina",45,"Florence",41,"45041",74,4867,1987,9999,"wall","dry","Y","Biomass",{"$nulls":3},"LNB + OFA",{"$nulls":3},"ESPH","No",{"$nulls":3},0.8,0.22639,0.22639,0.22639,0.22639,0.9,0.9,0.9,{"$nulls":8},"WestRock CP LLC",100,"Rock Tenn Co",100,"Non-regulated"]
["Florence Mill","50806_B_RBF",50806,"B","RBF",null,"Non-Fossil Waste",null,"S_VACA","South Carolina",45,"Florence",41,"45041",14.3,4867,1963,9999,"wall",null,"Y","Non-Fossil Waste",{"$nulls":7},"ESPH","No",{"$nulls":3},3.5,0.1167,0.1167,0.1167,0.1167,{"$nulls":11},"WestRock CP LLC",100,"Rock Tenn Co",100,"Non-regulated"]
["Hopewell Mill","50813_B_CB1",50813,"B","CB1",null,"Non-Fossil Waste",null,"PJM_Dom","Virginia",51,"Hopewell City",670,"51670",20.4,12696,1980,9999,null,null,"Y","Non-Fossil Waste",{"$nulls":3},"LNB",{"$nulls":3},"ESPC","No",{"$nulls":3},1.2,0.08203,0.08203,0.08203,0.08203,{"$nulls":11},"WestRock CP LLC",100,"Rock Tenn Co",100,"Non-regulated"]
["Hopewell Mill","50813_B_RB1",50813,"B","RB1",null,"Non-Fossil Waste",null,"PJM_Dom","Virginia",51,"Hopewell City",670,"51670",20.4,12696,1980,9999,null,null,"Y","Non-Fossil Waste",{"$nulls":3},"other",{"$nulls":3},"ESPC","No",{"$nulls":4},0.0707,0.0707,0.0707,0.0707,{"$nulls":11},"WestRock CP LLC",100,"Rock Tenn Co",100,"Non-regulated"]
["Southeast Resource Recovery","50837_B_UNIT1",50837,"B","UNIT1",null,"Municipal Solid Waste",null,"WECC_SCE","California",6,"Los Angeles",37,"06037",9.3,19076,1988,9999,null,null,"Y","MSW","Wet Scrubber",1988,0.98,"NH3","SNCR",null,null,"B","NA","ACI",2011,0.9,null,0.18887,0.12,0.18887,0.12,0.08,0.08,0.08,{"$nulls":8},"Long Beach City Sani District CA",61.5,"Long Beach City Sani District CA",61.5,"Non-regulated"]
["Southeast Resource Recovery","50837_B_UNIT2",50837,"B","UNIT2",null,"Municipal Solid Waste",null,"WECC_SCE","California",6,"Los Angeles",37,"06037",9.3,19076,1988,9999,null,null,"Y","MSW","Wet Scrubber",1988,0.98,"NH3","SNCR",null,null,"B","NA","ACI",2011,0.9,null,0.17165,0.12,0.17165,0.12,0.08,0.08,0.08,{"$nulls":8},"Long Beach City Sani District CA",61.5,"Long Beach City Sani District CA",61.5,"Non-regulated"]
["Southeast Resource Recovery","50837_B_UNIT3",50837,"B","UNIT3",null,"Municipal Solid Waste",null,"WECC_SCE","California",6,"Los Angeles",37,"06037",9.3,19076,1988,9999,null,null,"Y","MSW","Wet Scrubber",1988,0.98,"NH3","SNCR",null,null,"B","NA","ACI",2011,0.9,null,0.15443,0.12,0.15443,0.12,0.08,0.08,0.08,{"$nulls":8},"Long Beach City Sani District CA",61.5,"Long Beach City Sani District CA",61.5,"Non-regulated"]
["Hillsborough County Resource Recovery","50858_B_MWC1B",50858,"B","MWC1B",null,"Municipal Solid Waste",null,"FRCC","Florida",12,"Hillsborough",57,"12057",10.5,21246,1987,9999,null,null,"N","MSW","Dry Scrubber",2000,0.99,"NH3","SNCR",null,null,"B","NA","ACI",2000,0.9,null,0.2958,0.2958,0.2958,0.2958,0.08,0.08,0.08,{"$nulls":8},"Hillsborough (County Of)",100,"Hillsborough (County Of)",100,"Non-regulated"]
["Hillsborough County Resource Recovery","50858_B_MWC2C",50858,"B","MWC2C",null,"Municipal Solid Waste",null,"FRCC","Florida",12,"Hillsborough",57,"12057",10.5,21246,1987,9999,null,null,"N","MSW","Dry Scrubber",1999,0.99,"NH3","SNCR",null,null,"B","NA","ACI",1999,0.9,null,0.325,0.325,0.325,0.325,0.08,0.08,0.08,{"$nulls":8},"Hillsborough (County Of)",100,"Hillsborough (County Of)",100,"Non-regulated"]
["Hillsborough County Resource Recovery","50858_B_MWC3D",50858,"B","MWC3D",null,"Municipal Solid Waste",null,"FRCC","Florida",12,"Hillsborough",57,"12057",10.5,21246,1987,9999,null,null,"N","MSW","Dry Scrubber",1999,0.99,"NH3","SNCR",null,null,"B","NA","ACI",1999,0.9,null,0.318,0.318,0.318,0.318,0.08,0.08,0.08,{"$nulls":8},"Hillsborough (County Of)",100,"Hillsborough (County Of)",100,"Non-regulated"]
["Hillsborough County Resource Recovery","50858_B_MWC4E",50858,"B","MWC4E",null,"Municipal Solid Waste",null,"FRCC","Florida",12,"Hillsborough",57,"12057",10.5,21246,1987,9999,null,null,"N","MSW","Dry Scrubber",2009,0.99,"LA + NH3",{"$nulls":3},"B","NA","ACI",2009,0.9,null,0.13155,0.13155,0.13155,0.13155,0.08,0.08,0.08,{"$nulls":8},"Hillsborough (County Of)",100,"Hillsborough (County Of)",100,"Non-regulated"]
["Lancaster County Resource Recovery","50859_B_BLR1",50859,"B","BLR1",null,"Municipal Solid Waste",null,"PJM_WMAC","Pennsylvania",42,"Lancaster",71,"42071",10.8,19850,1991,9999,null,null,"N","MSW","Dry Scrubber",1991,0.9,null,"SNCR",null,null,"B","NA","ACI",1998,0.9,null,0.25807,0.25807,0.25807,0.25807,0.08,0.08,0.08,{"$nulls":8},"Lancaster County Solid Waste Management Authority Board",100,"Lancaster County Solid Waste Management Authority Board",100,"Non-regulated"]
["Lancaster County Resource Recovery","50859_B_BLR2",50859,"B","BLR2",null,"Municipal Solid Waste",null,"PJM_WMAC","Pennsylvania",42,"Lancaster",71,"42071",10.8,19850,1991,9999,null,null,"N","MSW","Dry Scrubber",1991,0.9,null,"SNCR",null,null,"B","NA","ACI",1998,0.9,null,0.23488,0.23488,0.23488,0.23488,0.08,0.08,0.08,{"$nulls":8},"Lancaster County Solid Waste Management Authority Board",100,"Lancaster County Solid Waste Management Authority Board",100,"Non-regulated"]
["Lancaster County Resource Recovery","50859_B_BLR3",50859,"B","BLR3",null,"Municipal Solid Waste",null,"PJM_WMAC","Pennsylvania",42,"Lancaster",71,"42071",10.8,19850,1991,9999,null,null,"N","MSW","Dry Scrubber",1991,0.9,null,"SNCR",null,null,"B","NA","ACI",1998,0.9,null,0.25359,0.25359,0.25359,0.25359,0.08,0.08,0.08,{"$nulls":8},"Lancaster County Solid Waste Management Authority Board",100,"Lancaster County Solid Waste Management Authority Board",100,"Non-regulated"]
["Kent County Waste to Energy Facility","50860_B_BLR1",50860,"B","BLR1",null,"Municipal Solid Waste",null,"MIS_LMI","Michigan",26,"Kent",81,"26081",7.8,19383,1990,9999,null,null,"N","MSW","Dry Scrubber",1990,0.85,"NH3 + OFA","SNCR",null,null,"B","NA","ACI",1999,0.9,null,0.207,0.207,0.207,0.207,0.08,0.08,0.08,{"$nulls":8},"Kent County",100,"Kent County",100,"Non-regulated"]
["Kent County Waste to Energy Facility","50860_B_BLR2",50860,"B","BLR2",null,"Municipal Solid Waste",null,"MIS_LMI","Michigan",26,"Kent",81,"26081",7.8,19383,1990,9999,null,null,"N","MSW","Dry Scrubber",1990,0.85,"NH3 + OFA","SNCR",null,null,"B","NA","ACI",1999,0.9,null,0.18,0.18,0.18,0.18,0.08,0.08,0.08,{"$nulls":8},"Kent County",100,"Kent County",100,"Non-regulated"]
["Wheelabrator Concord Facility","50873_B_B1",50873,"B","B1",null,"Municipal Solid Waste",null,"NENGREST","New Hampshire",33,"Merrimack",13,"33013",6,20068,1989,9999,null,null,"N","MSW","Dry Scrubber",2000,0.75,null,"SNCR",null,null,"B","NA","ACI",2001,0.9,0.069,0.337,0.337,0.337,0.337,0.08,0.08,0.08,{"$nulls":8},"Wheelabrator Concord Co LP",100,"Macquarie Bank Limited",100,"Non-regulated"]
["Wheelabrator Concord Facility","50873_B_B2",50873,"B","B2",null,"Municipal Solid Waste",null,"NENGREST","New Hampshire",33,"Merrimack",13,"33013",6,20068,1989,9999,null,null,"N","MSW","Dry Scrubber",2000,0.75,null,"SNCR",null,null,"B","NA","ACI",2001,0.9,0.069,0.32568,0.32568,0.32568,0.32568,0.08,0.08,0.08,{"$nulls":8},"Wheelabrator Concord Co LP",100,"Macquarie Bank Limited",100,"Non-regulated"]
["McKay Bay Facility","50875_B_1",50875,"B","1",null,"Municipal Solid Waste",null,"FRCC","Florida",12,"Hillsborough",57,"12057",4.5,22303,2001,9999,null,null,"N","MSW","Dry Scrubber",2000,0.8,null,"SNCR",null,null,"B","NA","ACI",2000,0.9,null,0.18765,0.18765,0.18765,0.18765,0.08,0.08,0.08,{"$nulls":8},"Tampa (City of)",100,"Tampa (City of)",100,"Non-regulated"]
["McKay Bay Facility","50875_B_2",50875,"B","2",null,"Municipal Solid Waste",null,"FRCC","Florida",12,"Hillsborough",57,"12057",4.5,22303,2001,9999,null,null,"N","MSW","Dry Scrubber",2000,0.8,null,"SNCR",null,null,"B","NA","ACI",2000,0.9,null,0.18796,0.18796,0.18796,0.18796,0.08,0.08,0.08,{"$nulls":8},"Tampa (City of)",100,"Tampa (City of)",100,"Non-regulated"]
["McKay Bay Facility","50875_B_3",50875,"B","3",null,"Municipal Solid Waste",null,"FRCC","Florida",12,"Hillsborough",57,"12057",4.5,22303,2001,9999,null,null,"N","MSW","Dry Scrubber",2001,0.8,null,"SNCR",null,null,"B","NA","ACI",2000,0.9,null,0.18921,0.18921,0.18921,0.18921,0.08,0.08,0.08,{"$nulls":8},"Tampa (City of)",100,"Tampa (City of)",100,"Non-regulated"]
["McKay Bay Facility","50875_B_4",50875,"B","4",null,"Municipal Solid Waste",null,"FRCC","Florida",12,"Hillsborough",57,"12057",4.5,22303,2001,9999,null,null,"N","MSW","Dry Scrubber",2001,0.8,null,"SNCR",null,null,"B","NA","ACI",2000,0.9,null,0.18811,0.18811,0.18811,0.18811,0.08,0.08,0.08,{"$nulls":8},"Tampa (City of)",100,"Tampa (City of)",100,"Non-regulated"]
["D B Wilson","6823_B_W1",6823,"B","W1",2910,"Coal Steam",null,"MIS_INKY","Kentucky",21,"Ohio",183,"21183",417,10643,1984,9999,"wall","dry","N","Bituminous, Petroleum Coke","Wet Scrubber",1984,0.9,"LNB","SCR",2003,null,"ESPC","No","ACI",2016,0.9,0.6,0.5553,0.07965,0.5553,0.07965,0.05,0.07,0.07,0.99,"Yes",2016,{"$nulls":5},"Big Rivers Electric Corp",100,"Big Rivers Electric Corp",100,"Regulated"]
["East 12th Street","7013_B_4",7013,"B","4",2915,"O/G Steam",null,"SPP_N","Kansas",20,"Cowley",35,"20035",26,13598,1971,9999,"wall","dry","N","Natural Gas",{"$nulls":12},3,0.28096,0.28096,0.28096,0.28096,{"$nulls":11},"Winfield KS (City of)",100,"Winfield KS (City of)",100,"Regulated"]
["Bowen","703_B_1BLR",703,"B","1BLR",534,"Coal Steam",null,"S_SOU","Georgia",13,"Bartow",15,"13015",714,10032,1971,9999,"tangential","dry","N","Bituminous","Wet Scrubber",2010,0.98,"LNC2","SCR",2010,null,"ESPC + WS","No","ACI",2015,0.9,5,0.2153,0.10496,0.2153,0.10496,0.05,0.1,0.1,0.99,{"$nulls":7},"Georgia Power Co",100,"Southern Co",100,"Regulated"]
["Bowen","703_B_2BLR",703,"B","2BLR",535,"Coal Steam",null,"S_SOU","Georgia",13,"Bartow",15,"13015",718,9954,1972,9999,"tangential","dry","N","Bituminous","Wet Scrubber",2009,0.98,"LNC2","SCR",2009,null,"ESPC + WS","No","ACI",2015,0.9,5,0.21092,0.08485,0.21092,0.08485,0.05,0.1,0.1,0.99,{"$nulls":7},"Georgia Power Co",100,"Southern Co",100,"Regulated"]
["Bowen","703_B_3BLR",703,"B","3BLR",536,"Coal Steam",null,"S_SOU","Georgia",13,"Bartow",15,"13015",883,9780,1974,2035,"tangential","dry","N","Bituminous","Wet Scrubber",2008,0.98,"LNC2","SCR",2008,null,"ESPC + B + WS","No","ACI",2016,0.9,5,0.2325,0.08566,0.2325,0.08566,0.05,0.1,0.1,0.99,{"$nulls":7},"Georgia Power Co",100,"Southern Co",100,"Regulated"]
["Bowen","703_B_4BLR",703,"B","4BLR",537,"Coal Steam",null,"S_SOU","Georgia",13,"Bartow",15,"13015",885,9726,1975,2035,"tangential","dry","N","Bituminous","Wet Scrubber",2008,0.98,"LNC2","SCR",2008,null,"ESPC + B + WS","No","ACI",2016,0.9,5,0.2429,0.10136,0.2429,0.10136,0.05,0.1,0.1,0.99,{"$nulls":7},"Georgia Power Co",100,"Southern Co",100,"Regulated"]
["Major Oak Power","7030_B_U1",7030,"B","U1",2920,"Coal Steam",null,"ERC_REST","Texas",48,"Robertson",395,"48395",152,11608,1990,9999,"FBC","wet","N","Lignite, Subbituminous","Reagent Injection",1990,0.78,"ROFA","SNCR",null,2007,"B","NA","ACI",2011,0.9,0.58,0.1962,0.08552,0.1962,0.08552,0.5,0.5,0.5,0.98,"Yes",1990,{"$nulls":5},"Major Oak Power LLC",100,"Blackstone Group (The)",100,"Non-regulated"]
["Major Oak Power","7030_B_U2",7030,"B","U2",2921,"Coal Steam",null,"ERC_REST","Texas",48,"Robertson",395,"48395",153,11407,1991,9999,"FBC","wet","N","Lignite, Subbituminous","Reagent Injection",1991,0.78,"ROFA","SNCR",null,2008,"B","NA","ACI",2011,0.9,0.58,0.18344,0.09014,0.18344,0.09014,0.5,0.5,0.5,0.98,"Yes",1991,{"$nulls":5},"Major Oak Power LLC",100,"Blackstone Group (The)",100,"Non-regulated"]
["J K Spruce","7097_B_BLR1",7097,"B","BLR1",2939,"Coal Steam",null,"ERC_REST","Texas",48,"Bexar",29,"48029",560,9995,1992,2029,"tangential","wet","N","Subbituminous","Wet Scrubber",1992,0.93,"LNC3",{"$nulls":3},"B","NA","ACI",2015,0.9,0.35,0.14372,0.14372,0.14372,0.14372,0.1,0.1,0.1,0.98,{"$nulls":7},"CPS Energy",100,"CPS Energy",100,"Regulated"]
["J K Spruce","7097_B_BLR2",7097,"B","BLR2",2940,"Coal Steam",null,"ERC_REST","Texas",48,"Bexar",29,"48029",785,9923,2010,9999,"tangential","wet","N","Subbituminous","Wet Scrubber",2010,0.95,"AA + LNB","SCR",2010,null,"B","NA","ACI",2013,0.9,0.1,0.04811,0.04811,0.04811,0.04811,0.1,0.1,0.1,0.99,{"$nulls":4},"C2G",2027,null,"CPS Energy",100,"CPS Energy",100,"Regulated"]
["Cope","7210_B_COP1",7210,"B","COP1",3006,"O/G Steam",null,"S_VACA","South Carolina",45,"Orangeburg",75,"45075",415,9502,1996,9999,"tangential","dry","N","Natural Gas",{"$nulls":3},"LNC2","SCR",2008,{"$nulls":6},0.25,0.2662,0.09844,0.2662,0.09844,{"$nulls":11},"Dominion Energy South Carolina",100,"Dominion Energy Inc",100,"Regulated"]
["Clover","7213_B_1",7213,"B","1",3007,"Coal Steam",null,"PJM_Dom","Virginia",51,"Halifax",83,"51083",440,10106,1995,2045,"tangential","dry","N","Bituminous","Wet Scrubber",1995,0.94,"LNB + OFA","SNCR",null,1995,"B + WS","NA",{"$nulls":3},0.1,0.31341,0.28371,0.1469,0.13298,0.05,0.1,0.56,0.99,{"$nulls":7},"Old Dominion Electric Coop",50,"Dominion Energy Inc",50,"Regulated"]
["Clover","7213_B_2",7213,"B","2",3008,"Coal Steam",null,"PJM_Dom","Virginia",51,"Halifax",83,"51083",437,10086,1996,9999,"tangential","dry","N","Bituminous","Wet Scrubber",1996,0.94,"LNB + OFA","SNCR",null,1996,"B + WS","NA",{"$nulls":3},0.1,0.3005,0.28043,0.1469,0.13709,0.05,0.1,0.56,0.99,{"$nulls":7},"Old Dominion Electric Coop",50,"Dominion Energy Inc",50,"Regulated"]
["Yates","728_B_Y6BR",728,"B","Y6BR",556,"O/G Steam",null,"S_SOU","Georgia",13,"Coweta",77,"13077",356,11068,1974,9999,"tangential","dry","N","Natural Gas",{"$nulls":3},"LNC2 + other",{"$nulls":8},1.2,0.07565,0.07565,0.07565,0.07565,{"$nulls":11},"Georgia Power Co",100,"Southern Co",100,"Regulated"]
["Yates","728_B_Y7BR",728,"B","Y7BR",557,"O/G Steam",null,"S_SOU","Georgia",13,"Coweta",77,"13077",358,11498,1974,9999,"tangential","dry","N","Natural Gas",{"$nulls":3},"LNC2 + other",{"$nulls":8},1.2,0.06934,0.06934,0.06934,0.06934,{"$nulls":11},"Georgia Power Co",100,"Southern Co",100,"Regulated"]
["George Neal South","7343_B_4",7343,"B","4",3101,"Coal Steam",null,"MIS_MIDA","Iowa",19,"Woodbury",193,"19193",641,10033,1979,9999,"wall","dry","Y","Subbituminous","Dry Scrubber",2013,0.9,"LNBO","SNCR",null,2014,"ESPC + B","No","ACI",2014,0.9,1.2,0.1812,0.1812,0.1812,0.1812,0.1,0.1,0.1,0.95,{"$nulls":7},"MidAmerican Energy Co",40.57,"Berkshire Hathaway Inc",40.57,"Regulated"]
["Neil Simpson II","7504_B_2",7504,"B","2",3120,"Coal Steam",null,"WECC_WY","Wyoming",56,"Campbell",5,"56005",80,12337,1995,9999,"wall","dry","N","Subbituminous","Dry Scrubber",1996,0.875,"LNB + OFA",{"$nulls":3},"ESPC","No","ACI",2016,0.9,0.2,0.15324,0.15324,0.15324,0.15324,0.1,0.1,0.1,0.925,{"$nulls":4},"C2G/Retire",2025,null,"Black Hills Power Inc",100,"Black Hills Corp",100,"Regulated"]
["Crisp Plant","753_B_ST",753,"B","ST",null,"O/G Steam",null,"S_SOU","Georgia",13,"Worth",321,"13321",10,14500,1957,9999,null,null,"N","Natural Gas",{"$nulls":12},1.57,0.23063,0.23063,0.23063,0.23063,{"$nulls":11},"Crisp County Power Commission",100,"Crisp County Power Commission",100,"Regulated"]
["Kapstone","7737_B_B001",7737,"B","B001",88328,"Biomass",null,"S_VACA","South Carolina",45,"Charleston",19,"45019",42,5721,1984,9999,"wall","dry","Y","Biomass","Dry Scrubber",1999,0.916,"LNB",{"$nulls":3},"B","NA",{"$nulls":3},2.3,0.27554,0.27554,0.27554,0.27554,0.05,0.05,0.05,{"$nulls":8},"Dominion Energy South Carolina",100,"Dominion Energy Inc",100,"Non-regulated"]
["Kapstone","7737_B_RB01",7737,"B","RB01",88328,"Biomass",null,"S_VACA","South Carolina",45,"Charleston",19,"45019",42,5721,1984,9999,"wall","dry","Y","Biomass",{"$nulls":3},"LNB",{"$nulls":3},"ESPH","No",{"$nulls":3},2.3,0.27554,0.27554,0.27554,0.27554,0.11,0.11,0.11,{"$nulls":8},"Dominion Energy South Carolina",100,"Dominion Energy Inc",100,"Non-regulated"]
["Bonanza","7790_B_1-1",7790,"B","1-1",3228,"Coal Steam",null,"WECC_UT","Utah",49,"Uintah",47,"49047",458,9983,1986,2030,"wall","dry","N","Bituminous","Wet Scrubber",1986,0.95,"LNB + OFA",{"$nulls":3},"B","NA",{"$nulls":3},0.1,0.2634,0.2634,0.2634,0.2634,0.05,0.1,0.56,0.99,{"$nulls":7},"Deseret Power Electric Coop",96.25,"Deseret Power Electric Coop",96.25,"Regulated"]
["Newington","8002_B_1",8002,"B","1",3399,"O/G Steam",null,"NENGREST","New Hampshire",33,"Rockingham",15,"33015",400,12657,1974,9999,"tangential",null,"N","Natural Gas, Residual Fuel Oil",{"$nulls":3},"LNC2 + H2O",{"$nulls":3},"ESPH","No",{"$nulls":3},4,0.134,0.134,0.134,0.134,{"$nulls":11},"GSP Newington LLC",100,"Energy Trading Innovations LLC",100,"Non-regulated"]
["Roseton Generating Facility","8006_B_1",8006,"B","1",3400,"O/G Steam",null,"NY_Z_G-I","New York",36,"Orange",71,"36071",599,11156,1974,9999,"tangential","dry","N","Natural Gas, Residual Fuel Oil",{"$nulls":3},"FR + OFA",{"$nulls":3},"C","NA",{"$nulls":3},1.39,0.08,0.08,0.08,0.08,{"$nulls":10},"Yes","Roseton Generating LLC",100,"Energy Trading Innovations LLC",100,"Non-regulated"]
["Roseton Generating Facility","8006_B_2",8006,"B","2",3401,"O/G Steam",null,"NY_Z_G-I","New York",36,"Orange",71,"36071",606,11140,1974,9999,"tangential","dry","N","Natural Gas, Residual Fuel Oil",{"$nulls":3},"FR + OFA",{"$nulls":3},"C","NA",{"$nulls":3},1.39,0.07272,0.07272,0.07272,0.07272,{"$nulls":10},"Yes","Roseton Generating LLC",100,"Energy Trading Innovations LLC",100,"Non-regulated"]
["Belews Creek","8042_B_1",8042,"B","1",3433,"Coal Steam",null,"S_VACA","North Carolina",37,"Stokes",169,"37169",1110,9185,1974,2036,"cell","dry","N","Bituminous","Wet Scrubber",2008,0.95,"LNCB + OFA","SCR",2003,null,"ESPC","Yes",{"$nulls":3},0.063,0.19472,0.19472,0.19472,0.19472,0.05,0.1,0.56,0.99,{"$nulls":7},"Duke Energy Carolinas",100,"Duke Energy Corp",100,"Regulated"]
["Belews Creek","8042_B_2",8042,"B","2",3434,"Coal Steam",null,"S_VACA","North Carolina",37,"Stokes",169,"37169",1110,9203,1975,2036,"cell","dry","N","Bituminous","Wet Scrubber",2008,0.95,"LNCB + OFA","SCR",2004,null,"ESPC","Yes",{"$nulls":3},0.063,0.14964,0.14964,0.14964,0.14964,0.05,0.1,0.56,0.99,{"$nulls":7},"Duke Energy Carolinas",100,"Duke Energy Corp",100,"Regulated"]
["Anclote","8048_B_1",8048,"B","1",3438,"O/G Steam",null,"FRCC","Florida",12,"Pasco",101,"12101",508,10967,1974,9999,"tangential",null,"N","Natural Gas, Residual Fuel Oil",{"$nulls":3},"LNB + OFA",{"$nulls":8},2.75,0.11295,0.11295,0.11295,0.11295,{"$nulls":11},"Duke Energy Florida",100,"Duke Energy Corp",100,"Regulated"]
["Anclote","8048_B_2",8048,"B","2",3439,"O/G Steam",null,"FRCC","Florida",12,"Pasco",101,"12101",505,11026,1974,9999,"tangential",null,"N","Natural Gas, Residual Fuel Oil",{"$nulls":3},"LNB + OFA",{"$nulls":8},2.75,0.10048,0.10048,0.10048,0.10048,{"$nulls":11},"Duke Energy Florida",100,"Duke Energy Corp",100,"Regulated"]
["Gerald Andrus","8054_B_1",8054,"B","1",3449,"O/G Steam",null,"MIS_MS","Mississippi",28,"Washington",151,"28151",706,11828,1975,9999,"wall","dry","N","Natural Gas, Residual Fuel Oil",{"$nulls":3},"OFA",{"$nulls":8},4.8,0.21611,0.21611,0.21611,0.21611,{"$nulls":11},"Entergy Mississippi LLC",100,"Entergy Corp",100,"Regulated"]
["Waterford 1 & 2","8056_B_1",8056,"B","1",3450,"O/G Steam",null,"MIS_AMSO","Louisiana",22,"St Charles",89,"22089",410,11385,1975,9999,"wall","dry","N","Natural Gas, Residual Fuel Oil",{"$nulls":3},"CM + FU + LNCB",{"$nulls":8},5.261,0.15956,0.15956,0.15956,0.15956,{"$nulls":11},"Entergy Louisiana LLC",100,"Entergy Corp",100,"Regulated"]
["Jim Bridger","8066_B_BW71",8066,"B","BW71",3455,"Coal Steam",null,"WECC_WY","Wyoming",56,"Sweetwater",37,"56037",531,10373,1974,2037,"tangential","dry","N","Subbituminous","Wet Scrubber",1990,0.864,"LNC1",{"$nulls":3},"ESPC","No","ACI",2015,0.9,0.15,0.19306,0.19306,0.1469,0.1469,0.1,0.1,0.1,0.914,{"$nulls":4},"C2G",2024,"Yes","PacifiCorp",66.67,"Berkshire Hathaway Inc",66.67,"Regulated"]
["Jim Bridger","8066_B_BW72",8066,"B","BW72",3456,"Coal Steam",null,"WECC_WY","Wyoming",56,"Sweetwater",37,"56037",539,10396,1975,2037,"tangential","dry","N","Subbituminous","Wet Scrubber",1986,0.864,"LNC1",{"$nulls":3},"ESPC","No","ACI",2015,0.9,0.15,0.17656,0.17656,0.1469,0.1469,0.1,0.1,0.1,0.914,{"$nulls":4},"C2G",2024,"Yes","PacifiCorp",66.67,"Berkshire Hathaway Inc",66.67,"Regulated"]
["Jim Bridger","8066_B_BW73",8066,"B","BW73",3457,"Coal Steam",null,"WECC_WY","Wyoming",56,"Sweetwater",37,"56037",523,10441,1976,2040,"tangential","dry","N","Subbituminous","Wet Scrubber",1988,0.864,"LNC1","SCR",2015,null,"ESPC","No","ACI",2015,0.9,0.15,0.2036,0.05172,0.2036,0.05172,0.1,0.1,0.1,0.914,{"$nulls":6},"Yes","PacifiCorp",66.67,"Berkshire Hathaway Inc",66.67,"Regulated"]
["Jim Bridger","8066_B_BW74",8066,"B","BW74",3458,"Coal Steam",null,"WECC_WY","Wyoming",56,"Sweetwater",37,"56037",526,10465,1979,2040,"tangential","dry","N","Subbituminous","Wet Scrubber",1979,0.91,"LNC1","SCR",2016,null,"ESPC","No","ACI",2015,0.9,0.15,0.20595,0.05453,0.20595,0.05453,0.1,0.1,0.1,0.96,{"$nulls":6},"Yes","PacifiCorp",66.67,"Berkshire Hathaway Inc",66.67,"Regulated"]
["Huntington","8069_B_1",8069,"B","1",3459,"Coal Steam",null,"WECC_UT","Utah",49,"Emery",15,"49015",459,10283,1977,2037,"tangential","dry","N","Bituminous","Wet Scrubber",1978,0.82,"LNC3",{"$nulls":3},"B","NA",{"$nulls":3},0.12,0.20132,0.20132,0.20132,0.20132,0.05,0.1,0.56,0.9782,{"$nulls":6},"Yes","PacifiCorp",100,"Berkshire Hathaway Inc",100,"Regulated"]
["Huntington","8069_B_2",8069,"B","2",3460,"Coal Steam",null,"WECC_UT","Utah",49,"Emery",15,"49015",450,10325,1977,2037,"tangential","dry","N","Bituminous","Wet Scrubber",2006,0.82,"LNC3",{"$nulls":3},"B","NA",{"$nulls":3},0.12,0.19693,0.19693,0.19693,0.19693,0.05,0.1,0.56,0.8628,{"$nulls":6},"Yes","PacifiCorp",100,"Berkshire Hathaway Inc",100,"Regulated"]
["Gavin Power, LLC","8102_B_1",8102,"B","1",3461,"Coal Steam",null,"PJM_West","Ohio",39,"Gallia",53,"39053",1361,9926,1974,9999,"cell","dry","N","Bituminous","Wet Scrubber",1994,0.95,"LNB + LNCB","SCR",2001,null,"ESPC","No",{"$nulls":3},2.15,0.7096,0.10519,0.7096,0.10519,0.05,0.1,0.56,0.99,{"$nulls":7},"Gavin Power LLC",100,"ArcLight Capital Partners LLC",100,"Non-regulated"]
["Gavin Power, LLC","8102_B_2",8102,"B","2",3462,"Coal Steam",null,"PJM_West","Ohio",39,"Gallia",53,"39053",1361,9861,1974,9999,"cell","dry","N","Bituminous","Wet Scrubber",1994,0.95,"LNB + LNCB","SCR",2001,null,"ESPC","No",{"$nulls":3},2.15,0.4434,0.10611,0.4434,0.10611,0.05,0.1,0.56,0.99,{"$nulls":7},"Gavin Power LLC",100,"ArcLight Capital Partners LLC",100,"Non-regulated"]
["Ray D Nixon","8219_B_1",8219,"B","1",3466,"Coal Steam",null,"WECC_CO","Colorado",8,"El Paso",41,"08041",208,10457,1980,2029,"wall","dry","N","Subbituminous","Dry Scrubber",2017,0.9,"LNB + OFA",{"$nulls":3},"B","NA","ACI",2015,0.9,0.11,0.16282,0.16282,0.16282,0.16282,0.1,0.1,0.1,0.95,{"$nulls":6},"Yes","Colorado Springs Utilities",100,"Colorado Springs Utilities",100,"Regulated"]
["Coyote","8222_B_B1",8222,"B","B1",3469,"Coal Steam",null,"MIS_MAPP","North Dakota",38,"Mercer",57,"38057",427,11481,1981,9999,"cyclone","wet","N","Lignite","Dry Scrubber",1981,0.7,"OFA",{"$nulls":3},"B","NA","ACI",2015,0.9,1.2,0.46107,0.46107,0.46107,0.46107,0.5,0.5,0.5,0.75,{"$nulls":7},"Otter Tail Power Co",35,"Otter Tail Corp",35,"Regulated"]
["Springerville","8223_B_2",8223,"B","2",3471,"Coal Steam",null,"WECC_AZ","Arizona",4,"Apache",1,"04001",406,10293,1990,2032,"tangential","dry","N","Subbituminous","Dry Scrubber",1990,0.89,"LNC1",{"$nulls":3},"B","NA","ACI",2016,0.9,0.69,0.17938,0.17938,0.1469,0.1469,0.1,0.1,0.1,0.94,{"$nulls":7},"Tucson Electric Power Co",100,"Uns Energy Corp",100,"Regulated"]
["Springerville","8223_B_3",8223,"B","3",89514,"Coal Steam",null,"WECC_AZ","Arizona",4,"Apache",1,"04001",417,10191,2006,9999,"wall","dry","N","Subbituminous","Dry Scrubber",2006,0.847,"AA + LNB","SCR",2006,null,"B","NA","ACI",2016,0.9,0.69,0.08436,0.08436,0.08436,0.08436,0.1,0.1,0.1,0.897,{"$nulls":7},"Tri State Generation & Transmission Association Inc",100,"Tri State Generation & Transmission Association Inc",100,"Regulated"]
["Springerville","8223_B_4",8223,"B","4",90132,"Coal Steam",null,"WECC_AZ","Arizona",4,"Apache",1,"04001",415,10260,2009,9999,"wall","dry","N","Subbituminous","Dry Scrubber",2009,0.847,"AA + LNB","SCR",2009,null,"B","NA","ACI",2009,0.9,0.8,0.06834,0.06834,0.06834,0.06834,0.1,0.1,0.1,0.897,{"$nulls":7},"Salt River Project",100,"Salt River Project",100,"Regulated"]
["Astoria Generating Station","8906_B_20",8906,"B","20",3485,"O/G Steam",null,"NY_Z_J","New York",36,"Queens",81,"36081",172,14137,1954,9999,"wall","dry","N","Natural Gas",{"$nulls":3},"LNB",{"$nulls":8},1E-3,0.07909,0.07909,0.07909,0.07909,{"$nulls":11},"Astoria Generating",100,"ArcLight Capital Partners LLC",100,"Non-regulated"]
["Astoria Generating Station","8906_B_30",8906,"B","30",90457,"O/G Steam",null,"NY_Z_J","New York",36,"Queens",81,"36081",371,12256,1958,9999,"wall","dry","N","Natural Gas",{"$nulls":3},"FR",{"$nulls":8},1.02,0.04725,0.04725,0.04725,0.04725,{"$nulls":11},"Astoria Generating",100,"ArcLight Capital Partners LLC",100,"Non-regulated"]
["Astoria Generating Station","8906_B_50",8906,"B","50",90461,"O/G Steam",null,"NY_Z_J","New York",36,"Queens",81,"36081",375,11763,1962,9999,"tangential",null,"N","Natural Gas",{"$nulls":3},"LNB",{"$nulls":8},1.02,0.04962,0.04962,0.04962,0.04962,{"$nulls":11},"Astoria Generating",100,"ArcLight Capital Partners LLC",100,"Non-regulated"]
["Dallman","963_B_41",963,"B","41",89910,"Coal Steam",null,"MIS_IL","Illinois",17,"Sangamon",167,"17167",196,11450,2009,2050,"wall","wet","N","Bituminous","Wet Scrubber",2009,0.98,"LNB + OFA","SCR",2009,null,"B","NA","ACI",2009,0.9,0.2,0.06626,0.06626,0.06626,0.06626,0.05,0.1,0.1,0.99,{"$nulls":7},"Springfield Water Light & Power Dept",100,"Springfield Water Light & Power Dept",100,"Regulated"]
["Winnetka","972_B_4",972,"B","4",null,"O/G Steam",null,"PJM_COMD","Illinois",17,"Cook",31,"17031",7,14500,1958,2045,null,null,"N","Natural Gas, Distillate Fuel Oil",{"$nulls":12},1,0.23063,0.23063,0.23063,0.23063,{"$nulls":11},"Winnetka IL (Village of)",100,"Winnetka IL (Village of)",100,"Regulated"]
["Winnetka","972_B_5",972,"B","5",null,"O/G Steam",null,"PJM_COMD","Illinois",17,"Cook",31,"17031",7,14500,1938,2045,null,null,"N","Natural Gas",{"$nulls":12},1,0.18,0.18,0.18,0.18,{"$nulls":11},"Winnetka IL (Village of)",100,"Winnetka IL (Village of)",100,"Regulated"]
["Winnetka","972_B_7",972,"B","7",null,"O/G Steam",null,"PJM_COMD","Illinois",17,"Cook",31,"17031",7,14500,1948,2045,null,null,"N","Natural Gas, Distillate Fuel Oil",{"$nulls":12},1,0.2,0.2,0.2,0.2,{"$nulls":11},"Winnetka IL (Village of)",100,"Winnetka IL (Village of)",100,"Regulated"]
["Winnetka","972_B_8",972,"B","8",null,"O/G Steam",null,"PJM_COMD","Illinois",17,"Cook",31,"17031",7,14500,1958,2045,null,null,"N","Natural Gas",{"$nulls":12},1,0.23063,0.23063,0.23063,0.23063,{"$nulls":11},"Winnetka IL (Village of)",100,"Winnetka IL (Village of)",100,"Regulated"]
["Marion","976_B_123",976,"B","123",9173,"Coal Steam",null,"MIS_IL","Illinois",17,"Williamson",199,"17199",120,11487,1978,2030,"FBC","wet","N","Bituminous","Reagent Injection",2003,0.9,"CF","SNCR",null,2003,"B","NA",{"$nulls":3},0.6,0.0765,0.0765,0.0765,0.0765,0.01,0.01,0.01,0.98,"Yes",2016,{"$nulls":4},"Yes","Southern Illinois Power Coop",100,"Southern Illinois Power Coop",100,"Regulated"]
["Clifty Creek","983_B_1",983,"B","1",658,"Coal Steam",null,"MIS_INKY","Indiana",18,"Jefferson",77,"18077",196,10819,1955,9999,"wall","wet","N","Bituminous, Subbituminous","Wet Scrubber",2013,0.98,"OFA","SCR",2003,null,"ESPC","Yes",{"$nulls":3},7.52,0.31795,0.13772,0.31795,0.13772,0.05,0.1,0.56,0.99,{"$nulls":7},"Indiana Kentucky Electric Corp",100,"American Electric Power Co Inc",100,"Regulated"]
["Clifty Creek","983_B_2",983,"B","2",659,"Coal Steam",null,"MIS_INKY","Indiana",18,"Jefferson",77,"18077",196,10723,1955,9999,"wall","wet","N","Bituminous, Subbituminous","Wet Scrubber",2013,0.98,"OFA","SCR",2003,null,"ESPC","Yes",{"$nulls":3},7.52,0.31696,0.13874,0.31696,0.13874,0.05,0.1,0.56,0.99,{"$nulls":7},"Indiana Kentucky Electric Corp",100,"American Electric Power Co Inc",100,"Regulated"]
["Clifty Creek","983_B_3",983,"B","3",660,"Coal Steam",null,"MIS_INKY","Indiana",18,"Jefferson",77,"18077",196,10846,1955,9999,"wall","wet","N","Bituminous, Subbituminous","Wet Scrubber",2013,0.98,"OFA","SCR",2003,null,"ESPC","Yes",{"$nulls":3},7.52,0.29495,0.13067,0.29495,0.13067,0.05,0.1,0.56,0.99,{"$nulls":7},"Indiana Kentucky Electric Corp",100,"American Electric Power Co Inc",100,"Regulated"]
["Clifty Creek","983_B_4",983,"B","4",661,"Coal Steam",null,"MIS_INKY","Indiana",18,"Jefferson",77,"18077",196,10734,1955,9999,"wall","wet","N","Bituminous, Subbituminous","Wet Scrubber",2013,0.98,"OFA","SCR",2003,null,"ESPC","Yes",{"$nulls":3},7.52,0.075,0.075,0.075,0.075,0.05,0.1,0.56,0.99,{"$nulls":7},"Indiana Kentucky Electric Corp",100,"American Electric Power Co Inc",100,"Regulated"]
["Clifty Creek","983_B_5",983,"B","5",662,"Coal Steam",null,"MIS_INKY","Indiana",18,"Jefferson",77,"18077",196,10727,1955,9999,"wall","wet","N","Bituminous, Subbituminous","Wet Scrubber",2013,0.98,"OFA","SCR",2002,null,"ESPC","Yes",{"$nulls":3},7.52,0.075,0.075,0.075,0.075,0.05,0.1,0.56,0.99,{"$nulls":7},"Indiana Kentucky Electric Corp",100,"American Electric Power Co Inc",100,"Regulated"]
["Clifty Creek","983_B_6",983,"B","6",663,"Coal Steam",null,"MIS_INKY","Indiana",18,"Jefferson",77,"18077",196,10694,1956,9999,"wall","wet","N","Bituminous, Subbituminous","Wet Scrubber",2013,0.98,"OFA",{"$nulls":3},"ESPH","No",{"$nulls":3},7.52,0.66651,0.29976,0.66651,0.29976,0.05,0.1,1,0.99,{"$nulls":7},"Indiana Kentucky Electric Corp",100,"American Electric Power Co Inc",100,"Regulated"]
["Harding Street","990_B_50",990,"B","50",675,"O/G Steam",null,"MIS_INKY","Indiana",18,"Marion",97,"18097",101,10586,1958,9999,"tangential","dry","N","Natural Gas",{"$nulls":3},"LNB + OFA","SNCR",{"$nulls":8},0.03643,0.03643,0.03643,0.03643,{"$nulls":11},"Indianapolis Power & Light",100,"AES Corp (The)",100,"Regulated"]
["Harding Street","990_B_60",990,"B","60",677,"O/G Steam",null,"MIS_INKY","Indiana",18,"Marion",97,"18097",99,10560,1961,9999,"tangential","wet","N","Natural Gas",{"$nulls":3},"LNB + OFA","SNCR",{"$nulls":8},0.03519,0.03519,0.03519,0.03519,{"$nulls":11},"Indianapolis Power & Light",100,"AES Corp (The)",100,"Regulated"]
["Harding Street","990_B_70",990,"B","70",679,"O/G Steam",null,"MIS_INKY","Indiana",18,"Marion",97,"18097",418,10744,1973,9999,"tangential","wet","N","Natural Gas",{"$nulls":3},"LNB + OFA","SCR",{"$nulls":7},5.3,0.2427,0.09349,0.2427,0.09349,{"$nulls":11},"Indianapolis Power & Light",100,"AES Corp (The)",100,"Regulated"]
["CC Perry K","992_B_11",992,"B","11",691,"O/G Steam",null,"MIS_INKY","Indiana",18,"Marion",97,"18097",2.1,8300,1938,9999,"wall","dry","Y","Natural Gas",{"$nulls":13},0.24495,0.24495,0.24495,0.24495,{"$nulls":11},"Citizens Thermal Energy",100,"Citizens Energy Group",100,"Non-regulated"]
["CC Perry K","992_B_12",992,"B","12",9090,"O/G Steam",null,"MIS_INKY","Indiana",18,"Marion",97,"18097",2.1,8300,1938,9999,"wall","dry","Y","Natural Gas",{"$nulls":3},"LNB",{"$nulls":9},0.12034,0.12034,0.12034,0.12034,{"$nulls":11},"Citizens Thermal Energy",100,"Citizens Energy Group",100,"Non-regulated"]
["CC Perry K","992_B_13",992,"B","13",9091,"O/G Steam",null,"MIS_INKY","Indiana",18,"Marion",97,"18097",0.38,14500,1938,9999,"wall","dry","N","Natural Gas",{"$nulls":13},0.1615,0.1615,0.1615,0.1615,{"$nulls":11},"Citizens Thermal Energy",100,"Citizens Energy Group",100,"Non-regulated"]
["CC Perry K","992_B_14",992,"B","14",9092,"O/G Steam",null,"MIS_INKY","Indiana",18,"Marion",97,"18097",0.38,14500,1938,9999,"wall","dry","N","Natural Gas",{"$nulls":13},0.22085,0.22085,0.22085,0.22085,{"$nulls":11},"Citizens Thermal Energy",100,"Citizens Energy Group",100,"Non-regulated"]
["CC Perry K","992_B_15",992,"B","15",9091,"O/G Steam",null,"MIS_INKY","Indiana",18,"Marion",97,"18097",0.38,14500,1938,9999,null,null,"N","Natural Gas",{"$nulls":13},0.16189,0.16189,0.16189,0.16189,{"$nulls":11},"Citizens Thermal Energy",100,"Citizens Energy Group",100,"Non-regulated"]
["CC Perry K","992_B_16",992,"B","16",9094,"O/G Steam",null,"MIS_INKY","Indiana",18,"Marion",97,"18097",0.38,14500,1938,9999,"stoker/SPR",null,"N","Natural Gas",{"$nulls":3},"LNB",{"$nulls":9},0.10334,0.10334,0.10334,0.10334,{"$nulls":11},"Citizens Thermal Energy",100,"Citizens Energy Group",100,"Non-regulated"]
["CC Perry K","992_B_17",992,"B","17",9091,"O/G Steam",null,"MIS_INKY","Indiana",18,"Marion",97,"18097",0.38,14500,1938,9999,null,null,"N","Natural Gas",{"$nulls":3},"LNB",{"$nulls":9},0.16189,0.16189,0.16189,0.16189,{"$nulls":11},"Citizens Thermal Energy",100,"Citizens Energy Group",100,"Non-regulated"]
["CC Perry K","992_B_18",992,"B","18",9091,"O/G Steam",null,"MIS_INKY","Indiana",18,"Marion",97,"18097",0.38,14500,1938,9999,null,null,"N","Natural Gas",{"$nulls":3},"LNB",{"$nulls":9},0.16189,0.16189,0.16189,0.16189,{"$nulls":11},"Citizens Thermal Energy",100,"Citizens Energy Group",100,"Non-regulated"]
["AES Petersburg","994_B_3",994,"B","3",694,"Coal Steam",null,"MIS_INKY","Indiana",18,"Pike",125,"18125",528,10632,1977,9999,"tangential","wet","N","Bituminous","Wet Scrubber",1977,0.88,"LNC1","SCR",2004,null,"ESPC + B","No","ACI",2016,0.9,0.333,0.23049,0.0916,0.23049,0.0916,0.05,0.1,0.1,0.98,"Yes",2016,null,null,"C2G",2025,null,"Indianapolis Power & Light",100,"AES Corp (The)",100,"Regulated"]
["AES Petersburg","994_B_4",994,"B","4",695,"Coal Steam",null,"MIS_INKY","Indiana",18,"Pike",125,"18125",530,10617,1986,9999,"tangential","wet","N","Bituminous","Wet Scrubber",1986,0.95,"LNC3 + LNC1",{"$nulls":3},"ESPC","No","ACI",2016,0.9,0.201,0.20942,0.20942,0.20942,0.20942,0.05,0.1,0.1,0.99,"Yes",2016,null,null,"C2G",2025,null,"Indianapolis Power & Light",100,"AES Corp (The)",100,"Regulated"]
["Greene County","10_G_GT10",10,"G","GT10",21,"Combustion Turbine",null,"S_SOU","Alabama",1,"Greene",63,"01063",85,13956,1996,9999,null,null,"N","Natural Gas, Distillate Fuel Oil",{"$nulls":3},"H2O",{"$nulls":8},1E-3,0.07866,0.07866,0.07866,0.07866,{"$nulls":11},"Alabama Power Co",100,"Southern Co",100,"Regulated"]
["Greene County","10_G_GT2",10,"G","GT2",22,"Combustion Turbine",null,"S_SOU","Alabama",1,"Greene",63,"01063",84,13956,1996,9999,null,null,"N","Natural Gas, Distillate Fuel Oil",{"$nulls":3},"H2O",{"$nulls":8},1E-3,0.07281,0.07281,0.07281,0.07281,{"$nulls":11},"Alabama Power Co",100,"Southern Co",100,"Regulated"]
["Greene County","10_G_GT3",10,"G","GT3",23,"Combustion Turbine",null,"S_SOU","Alabama",1,"Greene",63,"01063",82,13956,1995,9999,null,null,"N","Natural Gas, Distillate Fuel Oil",{"$nulls":3},"H2O",{"$nulls":8},1E-3,0.07141,0.07141,0.07141,0.07141,{"$nulls":11},"Alabama Power Co",100,"Southern Co",100,"Regulated"]
["Greene County","10_G_GT4",10,"G","GT4",24,"Combustion Turbine",null,"S_SOU","Alabama",1,"Greene",63,"01063",81,13956,1995,9999,null,null,"N","Natural Gas, Distillate Fuel Oil",{"$nulls":3},"H2O",{"$nulls":8},1E-3,0.07988,0.07988,0.07988,0.07988,{"$nulls":11},"Alabama Power Co",100,"Southern Co",100,"Regulated"]
["Greene County","10_G_GT5",10,"G","GT5",25,"Combustion Turbine",null,"S_SOU","Alabama",1,"Greene",63,"01063",82,13956,1995,9999,null,null,"N","Natural Gas, Distillate Fuel Oil",{"$nulls":3},"H2O",{"$nulls":8},1E-3,0.06087,0.06087,0.06087,0.06087,{"$nulls":11},"Alabama Power Co",100,"Southern Co",100,"Regulated"]
["Greene County","10_G_GT6",10,"G","GT6",26,"Combustion Turbine",null,"S_SOU","Alabama",1,"Greene",63,"01063",81,13956,1995,9999,null,null,"N","Natural Gas, Distillate Fuel Oil",{"$nulls":3},"H2O",{"$nulls":8},1E-3,0.06568,0.06568,0.06568,0.06568,{"$nulls":11},"Alabama Power Co",100,"Southern Co",100,"Regulated"]
["Greene County","10_G_GT7",10,"G","GT7",27,"Combustion Turbine",null,"S_SOU","Alabama",1,"Greene",63,"01063",80,13956,1995,9999,null,null,"N","Natural Gas, Distillate Fuel Oil",{"$nulls":3},"H2O",{"$nulls":8},1E-3,0.08329,0.08329,0.08329,0.08329,{"$nulls":11},"Alabama Power Co",100,"Southern Co",100,"Regulated"]
["Greene County","10_G_GT8",10,"G","GT8",28,"Combustion Turbine",null,"S_SOU","Alabama",1,"Greene",63,"01063",83,13956,1996,9999,null,null,"N","Natural Gas, Distillate Fuel Oil",{"$nulls":3},"H2O",{"$nulls":8},1E-3,0.06997,0.06997,0.06997,0.06997,{"$nulls":11},"Alabama Power Co",100,"Southern Co",100,"Regulated"]
["Greene County","10_G_GT9",10,"G","GT9",29,"Combustion Turbine",null,"S_SOU","Alabama",1,"Greene",63,"01063",82,13956,1996,9999,null,null,"N","Natural Gas, Distillate Fuel Oil",{"$nulls":3},"H2O",{"$nulls":8},1E-3,0.07007,0.07007,0.07007,0.07007,{"$nulls":11},"Alabama Power Co",100,"Southern Co",100,"Regulated"]
["South Consolidated","100_G_SC1",100,"G","SC1",null,"Hydro",null,"WECC_AZ","Arizona",4,"Maricopa",13,"04013",1.4,0,1981,9999,null,null,"N","Hydro",{"$nulls":13},0,0,0,0,{"$nulls":11},"Salt River Project",100,"Salt River Project",100,"Regulated"]
["Mosaic South Pierce Operations","10004_G_TG1",10004,"G","TG1",null,"Non-Fossil Waste",null,"FRCC","Florida",12,"Polk",105,"12105",4,9194,1978,9999,null,null,"Y","Non-Fossil Waste",{"$nulls":13},0,0,0,0,{"$nulls":11},"Mosaic Co",100,"Mosaic Co (The)",100,"Non-regulated"]
["Mosaic South Pierce Operations","10004_G_TG2",10004,"G","TG2",null,"Non-Fossil Waste",null,"FRCC","Florida",12,"Polk",105,"12105",33,9194,1992,9999,null,null,"Y","Non-Fossil Waste",{"$nulls":13},0,0,0,0,{"$nulls":11},"Mosaic Co",100,"Mosaic Co (The)",100,"Non-regulated"]
["Dinosaur Point","10005_G_WTGS",10005,"G","WTGS",null,"Onshore Wind",null,"WEC_CALN","California",6,"Merced",47,"06047",87.9,0,1988,9999,null,null,"N","Wind",{"$nulls":13},0,0,0,0,{"$nulls":11},"Intl Turbine Research Inc",100,"Intl Turbine Research Inc",100,"Non-regulated"]
["Baptist Medical Center","10008_G_TG-2",10008,"G","TG-2",null,"Combustion Turbine",null,"FRCC","Florida",12,"Duval",31,"12031",2.2,8700,1983,9999,null,null,"Y","Natural Gas, Distillate Fuel Oil",{"$nulls":12},0.8,0.47388,0.47388,0.47388,0.47388,{"$nulls":11},"Baptist Memorial Hospital",100,"Baptist Memorial Health Care Corp",100,"Non-regulated"]
["Baptist Medical Center","10008_G_TG-3",10008,"G","TG-3",null,"Combustion Turbine",null,"FRCC","Florida",12,"Duval",31,"12031",2.7,8700,1986,9999,null,null,"Y","Natural Gas, Distillate Fuel Oil",{"$nulls":12},0.8,0.47388,0.47388,0.47388,0.47388,{"$nulls":11},"Baptist Memorial Hospital",100,"Baptist Memorial Health Care Corp",100,"Non-regulated"]
["Baptist Medical Center","10008_G_TG-4",10008,"G","TG-4",null,"Combustion Turbine",null,"FRCC","Florida",12,"Duval",31,"12031",3.2,8700,1993,9999,null,null,"Y","Natural Gas, Distillate Fuel Oil",{"$nulls":12},0.8,0.23894,0.23894,0.23894,0.23894,{"$nulls":11},"Baptist Memorial Hospital",100,"Baptist Memorial Health Care Corp",100,"Non-regulated"]
["Cayuga","1001_G_31",1001,"G","31",null,"Combustion Turbine","IC Engine","MIS_INKY","Indiana",18,"Vermillion",165,"18165",2.5,11196,1972,9999,null,null,"N","Distillate Fuel Oil",{"$nulls":12},1.6,1.64976,1.64976,1.64976,1.64976,{"$nulls":11},"Duke Energy Indiana",100,"Duke Energy Corp",100,"Regulated"]
["Cayuga","1001_G_32",1001,"G","32",null,"Combustion Turbine","IC Engine","MIS_INKY","Indiana",18,"Vermillion",165,"18165",2.5,11215,1972,9999,null,null,"N","Distillate Fuel Oil",{"$nulls":12},1.6,1.64976,1.64976,1.64976,1.64976,{"$nulls":11},"Duke Energy Indiana",100,"Duke Energy Corp",100,"Regulated"]
["Cayuga","1001_G_33",1001,"G","33",null,"Combustion Turbine","IC Engine","MIS_INKY","Indiana",18,"Vermillion",165,"18165",2.5,11199,1972,9999,null,null,"N","Distillate Fuel Oil",{"$nulls":12},1.6,1.64976,1.64976,1.64976,1.64976,{"$nulls":11},"Duke Energy Indiana",100,"Duke Energy Corp",100,"Regulated"]
["Cayuga","1001_G_34",1001,"G","34",null,"Combustion Turbine","IC Engine","MIS_INKY","Indiana",18,"Vermillion",165,"18165",2.5,11199,1972,9999,null,null,"N","Distillate Fuel Oil",{"$nulls":12},1.6,1.64976,1.64976,1.64976,1.64976,{"$nulls":11},"Duke Energy Indiana",100,"Duke Energy Corp",100,"Regulated"]
["Wheelabrator North Andover","50877_B_B1",50877,"B","B1",null,"Municipal Solid Waste",null,"NENGREST","Massachusetts",25,"Essex",9,"25009",15,19292,1985,9999,null,null,"N","MSW","Dry Scrubber",2000,0.75,null,"SNCR",null,null,"B","NA","ACI",2001,0.9,null,0.30664,0.30664,0.30664,0.30664,0.08,0.08,0.08,{"$nulls":8},"Wheelabrator North Andover Inc",100,"Macquarie Bank Limited",100,"Non-regulated"]
["Wheelabrator North Andover","50877_B_B2",50877,"B","B2",null,"Municipal Solid Waste",null,"NENGREST","Massachusetts",25,"Essex",9,"25009",15,19292,1985,9999,null,null,"N","MSW","Dry Scrubber",2000,0.75,null,"SNCR",null,null,"B","NA","ACI",2001,0.9,null,0.32114,0.32114,0.32114,0.32114,0.08,0.08,0.08,{"$nulls":8},"Wheelabrator North Andover Inc",100,"Macquarie Bank Limited",100,"Non-regulated"]
["Wheelabrator Millbury Facility","50878_B_UNIT1",50878,"B","UNIT1",null,"Municipal Solid Waste",null,"NENGREST","Massachusetts",25,"Worcester",27,"25027",20,15839,1987,9999,null,null,"N","MSW","Dry Scrubber",1987,0.75,null,"SNCR",null,null,"B","NA","ACI",2001,0.9,null,0.323,0.323,0.323,0.323,0.08,0.08,0.08,{"$nulls":8},"Waste Energy II LLC",100,"Waste Management Inc",100,"Non-regulated"]
["Wheelabrator Millbury Facility","50878_B_UNIT2",50878,"B","UNIT2",null,"Municipal Solid Waste",null,"NENGREST","Massachusetts",25,"Worcester",27,"25027",20,15839,1987,9999,null,null,"N","MSW","Dry Scrubber",1987,0.75,null,"SNCR",null,null,"B","NA","ACI",2001,0.9,null,0.323,0.323,0.323,0.323,0.08,0.08,0.08,{"$nulls":8},"Waste Energy II LLC",100,"Waste Management Inc",100,"Non-regulated"]
["Wheelabrator Saugus","50880_B_UNIT1",50880,"B","UNIT1",null,"Municipal Solid Waste",null,"NENGREST","Massachusetts",25,"Essex",9,"25009",16,18912,1975,9999,null,null,"N","MSW","Dry Scrubber",1991,0.843,null,"SNCR",null,null,"B","NA","ACI",2001,0.9,null,0.28191,0.28191,0.28191,0.28191,0.08,0.08,0.08,{"$nulls":8},"Wheelabrator Saugus JV",100,"Macquarie Bank Limited",100,"Non-regulated"]
["Wheelabrator Saugus","50880_B_UNIT2",50880,"B","UNIT2",null,"Municipal Solid Waste",null,"NENGREST","Massachusetts",25,"Essex",9,"25009",16,18912,1975,9999,null,null,"N","MSW","Dry Scrubber",1991,0.843,null,"SNCR",null,null,"B","NA","ACI",2001,0.9,null,0.28918,0.28918,0.28918,0.28918,0.08,0.08,0.08,{"$nulls":8},"Wheelabrator Saugus JV",100,"Macquarie Bank Limited",100,"Non-regulated"]
["Wheelabrator Shasta","50881_B_BLR1",50881,"B","BLR1",null,"Biomass",null,"WEC_CALN","California",6,"Shasta",89,"06089",18.8,18233,1987,9999,null,null,"N","Biomass",{"$nulls":4},"SNCR",null,null,"ESPC","No",{"$nulls":4},0.14,0.14,0.14,0.14,{"$nulls":11},"Wheelabrator Shasta Energy Co Inc",100,"Macquarie Bank Limited",100,"Non-regulated"]
["Wheelabrator Shasta","50881_B_BLR2",50881,"B","BLR2",null,"Biomass",null,"WEC_CALN","California",6,"Shasta",89,"06089",18.8,18233,1987,9999,null,null,"N","Biomass",{"$nulls":4},"SNCR",null,null,"ESPC","No",{"$nulls":4},0.142,0.142,0.142,0.142,{"$nulls":11},"Wheelabrator Shasta Energy Co Inc",100,"Macquarie Bank Limited",100,"Non-regulated"]
["Wheelabrator Shasta","50881_B_BLR3",50881,"B","BLR3",null,"Biomass",null,"WEC_CALN","California",6,"Shasta",89,"06089",18.8,18233,1987,9999,null,null,"N","Biomass",{"$nulls":4},"SNCR",null,null,"ESPC","No",{"$nulls":4},0.136,0.136,0.136,0.136,{"$nulls":11},"Wheelabrator Shasta Energy Co Inc",100,"Macquarie Bank Limited",100,"Non-regulated"]
["Wheelabrator Westchester","50882_B_1",50882,"B","1",null,"Municipal Solid Waste",null,"NY_Z_G-I","New York",36,"Westchester",119,"36119",17,18482,1984,9999,null,null,"Y","MSW","Dry Scrubber",1999,0.77,null,"SNCR",null,null,"B","NA","ACI",1999,0.9,null,0.27198,0.27198,0.27198,0.27198,0.08,0.08,0.08,{"$nulls":8},"Wheelabrator Westchester LP",100,"Macquarie Bank Limited",100,"Non-regulated"]
["Wheelabrator Westchester","50882_B_2",50882,"B","2",null,"Municipal Solid Waste",null,"NY_Z_G-I","New York",36,"Westchester",119,"36119",17,18482,1984,9999,null,null,"Y","MSW","Dry Scrubber",1999,0.77,null,"SNCR",null,null,"B","NA","ACI",1999,0.9,null,0.2689,0.2689,0.2689,0.2689,0.08,0.08,0.08,{"$nulls":8},"Wheelabrator Westchester LP",100,"Macquarie Bank Limited",100,"Non-regulated"]
["Wheelabrator Westchester","50882_B_3",50882,"B","3",null,"Municipal Solid Waste",null,"NY_Z_G-I","New York",36,"Westchester",119,"36119",17,18482,1984,9999,null,null,"Y","MSW","Dry Scrubber",1999,0.77,null,"SNCR",null,null,"B","NA","ACI",1999,0.9,null,0.294,0.294,0.294,0.294,0.08,0.08,0.08,{"$nulls":8},"Wheelabrator Westchester LP",100,"Macquarie Bank Limited",100,"Non-regulated"]
["Wheelabrator Bridgeport","50883_B_BLR1",50883,"B","BLR1",null,"Municipal Solid Waste",null,"NENG_CT","Connecticut",9,"Fairfield",1,"09001",19.3,16767,1988,9999,null,null,"N","MSW","Dry Scrubber",1988,0.81,null,"SNCR",null,null,"B","NA","ACI",2001,0.9,null,0.24269,0.24269,0.24269,0.24269,0.08,0.08,0.08,{"$nulls":8},"Waste Energy II LLC",100,"Waste Management Inc",100,"Non-regulated"]
["Wheelabrator Bridgeport","50883_B_BLR2",50883,"B","BLR2",null,"Municipal Solid Waste",null,"NENG_CT","Connecticut",9,"Fairfield",1,"09001",19.3,16767,1988,9999,null,null,"N","MSW","Dry Scrubber",1988,0.81,null,"SNCR",null,null,"B","NA","ACI",2001,0.9,null,0.24903,0.24903,0.24903,0.24903,0.08,0.08,0.08,{"$nulls":8},"Waste Energy II LLC",100,"Waste Management Inc",100,"Non-regulated"]
["Wheelabrator Bridgeport","50883_B_BLR3",50883,"B","BLR3",null,"Municipal Solid Waste",null,"NENG_CT","Connecticut",9,"Fairfield",1,"09001",19.3,16767,1988,9999,null,null,"N","MSW","Dry Scrubber",1988,0.81,null,"SNCR",null,null,"B","NA","ACI",2001,0.9,null,0.24018,0.24018,0.24018,0.24018,0.08,0.08,0.08,{"$nulls":8},"Waste Energy II LLC",100,"Waste Management Inc",100,"Non-regulated"]
["Pinellas County Resource Recovery","50884_B_B101",50884,"B","B101",null,"Municipal Solid Waste",null,"FRCC","Florida",12,"Pinellas",103,"12103",20.6,20539,1983,9999,null,null,"N","MSW","Dry Scrubber",2000,0.75,null,"SNCR",null,null,"B","NA","ACI",2000,0.9,null,0.29256,0.29256,0.29256,0.29256,0.08,0.08,0.08,{"$nulls":8},"Pinellas County Utilities",100,"Pinellas County Utilities",100,"Non-regulated"]
["Pinellas County Resource Recovery","50884_B_B102",50884,"B","B102",null,"Municipal Solid Waste",null,"FRCC","Florida",12,"Pinellas",103,"12103",20.6,20539,1983,9999,null,null,"N","MSW","Dry Scrubber",1999,0.75,null,"SNCR",null,null,"B","NA","ACI",1999,0.9,null,0.33322,0.33322,0.33322,0.33322,0.08,0.08,0.08,{"$nulls":8},"Pinellas County Utilities",100,"Pinellas County Utilities",100,"Non-regulated"]
["Pinellas County Resource Recovery","50884_B_B103",50884,"B","B103",null,"Municipal Solid Waste",null,"FRCC","Florida",12,"Pinellas",103,"12103",17,20560,1986,9999,null,null,"N","MSW","Dry Scrubber",1998,0.75,null,"SNCR",null,null,"B","NA","ACI",1998,0.9,null,0.38472,0.38472,0.38472,0.38472,0.08,0.08,0.08,{"$nulls":8},"Pinellas County Utilities",100,"Pinellas County Utilities",100,"Non-regulated"]
["Wheelabrator Gloucester LP","50885_B_BLR1",50885,"B","BLR1",null,"Municipal Solid Waste",null,"PJM_EMAC","New Jersey",34,"Gloucester",15,"34015",6,23668,1990,9999,null,null,"N","MSW","Dry Scrubber",1990,0.8,null,"SNCR",null,null,"B","NA","ACI",1995,0.9,null,0.23057,0.23057,0.23057,0.23057,0.08,0.08,0.08,{"$nulls":8},"Wheelabrator Gloucester Co LP",100,"Macquarie Bank Limited",100,"Non-regulated"]
["Wheelabrator Gloucester LP","50885_B_BLR2",50885,"B","BLR2",null,"Municipal Solid Waste",null,"PJM_EMAC","New Jersey",34,"Gloucester",15,"34015",6,23668,1990,9999,null,null,"N","MSW","Dry Scrubber",1990,0.8,null,"SNCR",null,null,"B","NA","ACI",1995,0.9,null,0.23643,0.23643,0.23643,0.23643,0.08,0.08,0.08,{"$nulls":8},"Wheelabrator Gloucester Co LP",100,"Macquarie Bank Limited",100,"Non-regulated"]
["Spokane Waste to Energy","50886_B_1-1A",50886,"B","1-1A",null,"Municipal Solid Waste",null,"WECC_PNW","Washington",53,"Spokane",63,"53063",11.4,21475,1991,9999,null,null,"N","MSW","Dry Scrubber",1991,0.89,null,"SNCR",null,null,"B","NA","ACI",2001,0.9,null,0.23484,0.23484,0.23484,0.23484,0.08,0.08,0.08,{"$nulls":8},"Spokane (City of)",100,"Spokane (City of)",100,"Non-regulated"]
["Spokane Waste to Energy","50886_B_1-1B",50886,"B","1-1B",null,"Municipal Solid Waste",null,"WECC_PNW","Washington",53,"Spokane",63,"53063",11.4,21475,1991,9999,null,null,"N","MSW","Dry Scrubber",1991,0.89,null,"SNCR",null,null,"B","NA","ACI",2001,0.9,null,0.24256,0.24256,0.24256,0.24256,0.08,0.08,0.08,{"$nulls":8},"Spokane (City of)",100,"Spokane (City of)",100,"Non-regulated"]
["Wheelabrator South Broward","50887_B_BLR1",50887,"B","BLR1",null,"Municipal Solid Waste",null,"FRCC","Florida",12,"Broward",11,"12011",18,20528,1991,9999,null,null,"N","MSW","Dry Scrubber",1991,0.856,null,"SNCR",null,null,"B","NA","ACI",2009,0.9,null,0.28163,0.28163,0.28163,0.28163,0.08,0.08,0.08,{"$nulls":8},"Wheelabrator South Broward Inc",100,"Macquarie Bank Limited",100,"Non-regulated"]
["Wheelabrator South Broward","50887_B_BLR2",50887,"B","BLR2",null,"Municipal Solid Waste",null,"FRCC","Florida",12,"Broward",11,"12011",18,20528,1991,9999,null,null,"N","MSW","Dry Scrubber",1991,0.856,null,"SNCR",null,null,"B","NA","ACI",2009,0.9,null,0.29942,0.29942,0.29942,0.29942,0.08,0.08,0.08,{"$nulls":8},"Wheelabrator South Broward Inc",100,"Macquarie Bank Limited",100,"Non-regulated"]
["Wheelabrator South Broward","50887_B_BLR3",50887,"B","BLR3",null,"Municipal Solid Waste",null,"FRCC","Florida",12,"Broward",11,"12011",18,20528,1991,9999,null,null,"N","MSW","Dry Scrubber",1991,0.856,null,"SNCR",null,null,"B","NA","ACI",2009,0.9,null,0.29728,0.29728,0.29728,0.29728,0.08,0.08,0.08,{"$nulls":8},"Wheelabrator South Broward Inc",100,"Macquarie Bank Limited",100,"Non-regulated"]
["Northampton Generating Company LP","50888_B_BLR1",50888,"B","BLR1",3702,"Coal Steam",null,"PJM_WMAC","Pennsylvania",42,"Northampton",95,"42095",112,10316,1995,9999,"FBC","dry","N","Waste Coal","Reagent Injection",1995,0.985,"CF + NH3","SNCR",null,1995,"B","NA",{"$nulls":3},0.129,0.08354,0.08354,0.08354,0.08354,0.01,0.01,0.01,0.98,"Yes",1995,{"$nulls":5},"Northampton Generating Co LP",100,"Archaea Energy Inc",100,"Non-regulated"]
["Covington Facility","50900_B_10PB",50900,"B","10PB",10098,"O/G Steam",null,"PJM_Dom","Virginia",51,"Alleghany",5,"51005",6.4,12539,1962,9999,"wall","dry","Y","Natural Gas",{"$nulls":3},"LNB",{"$nulls":9},0.12632,0.12632,0.12632,0.12632,{"$nulls":11},"Westvaco Corp",100,"Verso Paper Corp",100,"Non-regulated"]
["Covington Facility","50900_B_11PB",50900,"B","11PB",10094,"O/G Steam",null,"PJM_Dom","Virginia",51,"Alleghany",5,"51005",6.7,12628,1994,9999,"wall","dry","Y","Natural Gas",{"$nulls":3},"FR + LNB",{"$nulls":9},0.0322,0.0322,0.0322,0.0322,{"$nulls":11},"Westvaco Corp",100,"Verso Paper Corp",100,"Non-regulated"]
["Covington Facility","50900_B_1PB",50900,"B","1PB",null,"Biomass",null,"PJM_Dom","Virginia",51,"Alleghany",5,"51005",37,12669,2013,9999,"wall","dry","Y","Biomass",{"$nulls":3},"LNB","SNCR",null,null,"B","NA","ACI",2013,0.9,null,0.12,0.12,0.12,0.12,0.1,0.1,0.1,{"$nulls":8},"Westvaco Corp",100,"Verso Paper Corp",100,"Non-regulated"]
["Covington Facility","50900_B_1RB",50900,"B","1RB",null,"Non-Fossil Waste",null,"PJM_Dom","Virginia",51,"Alleghany",5,"51005",17.1,12592,1972,9999,"tangential","dry","Y","Non-Fossil Waste",{"$nulls":3},"LNB",{"$nulls":3},"ESPC","No",{"$nulls":4},0.1214,0.1214,0.1214,0.1214,{"$nulls":11},"Westvaco Corp",100,"Verso Paper Corp",100,"Non-regulated"]
["Covington Facility","50900_B_2RB",50900,"B","2RB",null,"Non-Fossil Waste",null,"PJM_Dom","Virginia",51,"Alleghany",5,"51005",64,12592,1992,9999,"wall","dry","Y","Non-Fossil Waste",{"$nulls":3},"OFA",{"$nulls":3},"ESPC","No",{"$nulls":4},0.11262,0.11262,0.11262,0.11262,{"$nulls":11},"Westvaco Corp",100,"Verso Paper Corp",100,"Non-regulated"]
["Covington Facility","50900_B_6PB",50900,"B","6PB",10093,"O/G Steam",null,"PJM_Dom","Virginia",51,"Alleghany",5,"51005",10.7,10947,1926,9999,"wall","wet","Y","Natural Gas",{"$nulls":3},"LNB",{"$nulls":8},0.13,0.31877,0.31877,0.31877,0.31877,{"$nulls":11},"Westvaco Corp",100,"Verso Paper Corp",100,"Non-regulated"]
["Covington Facility","50900_B_9PB",50900,"B","9PB",10097,"Coal Steam",null,"PJM_Dom","Virginia",51,"Alleghany",5,"51005",14.7,10986,1962,9999,"tangential","wet","Y","Bituminous","Wet Scrubber",1989,0.95,"LNB + OFA","SNCR",null,2015,"ESPC","No",{"$nulls":3},0.13,0.31364,0.31281,0.1469,0.14651,0.05,0.1,0.56,0.99,{"$nulls":7},"Westvaco Corp",100,"Verso Paper Corp",100,"Non-regulated"]
["Yellowstone Energy LP","50931_B_BLR1",50931,"B","BLR1",null,"Coal Steam",null,"WECC_MT","Montana",30,"Yellowstone",111,"30111",26,10449,1995,9999,"FBC","dry","Y","Petroleum Coke","Reagent Injection",1995,0.927,"CF + OFA",{"$nulls":3},"B","NA",{"$nulls":3},2,0.14,0.14,0.14,0.14,0.044,0.044,0.044,0.987,"Yes",1995,{"$nulls":5},"Yellowstone Energy LP",100,"NorthWestern Corp",100,"Non-regulated"]
["Yellowstone Energy LP","50931_B_BLR2",50931,"B","BLR2",null,"Coal Steam",null,"WECC_MT","Montana",30,"Yellowstone",111,"30111",26,10449,1995,9999,"FBC","dry","Y","Petroleum Coke","Reagent Injection",1995,0.927,"CF + OFA",{"$nulls":3},"B","NA",{"$nulls":3},2,0.14,0.14,0.14,0.14,0.044,0.044,0.044,0.987,"Yes",1995,{"$nulls":5},"Yellowstone Energy LP",100,"NorthWestern Corp",100,"Non-regulated"]
["Union County Resource Recovery","50960_B_UNIT1",50960,"B","UNIT1",null,"Municipal Solid Waste",null,"PJM_EMAC","New Jersey",34,"Union",39,"34039",12.5,19383,1994,9999,null,null,"N","MSW","Dry Scrubber",1994,0.85,"NH3 + other","SNCR",null,null,"B","NA","ACI",1994,0.9,null,0.171,0.171,0.171,0.171,0.08,0.08,0.08,{"$nulls":8},"Union County Utilities Authority",100,"Union County Utilities Authority",100,"Non-regulated"]
["Union County Resource Recovery","50960_B_UNIT2",50960,"B","UNIT2",null,"Municipal Solid Waste",null,"PJM_EMAC","New Jersey",34,"Union",39,"34039",12.5,19383,1994,9999,null,null,"N","MSW","Dry Scrubber",1994,0.85,"NH3 + other","SNCR",null,null,"B","NA","ACI",1994,0.9,null,0.161,0.161,0.161,0.161,0.08,0.08,0.08,{"$nulls":8},"Union County Utilities Authority",100,"Union County Utilities Authority",100,"Non-regulated"]
["Union County Resource Recovery","50960_B_UNIT3",50960,"B","UNIT3",null,"Municipal Solid Waste",null,"PJM_EMAC","New Jersey",34,"Union",39,"34039",12.5,19383,1994,9999,null,null,"N","MSW","Dry Scrubber",1994,0.85,"NH3 + other","SNCR",null,null,"B","NA","ACI",1994,0.9,null,0.161,0.161,0.161,0.161,0.08,0.08,0.08,{"$nulls":8},"Union County Utilities Authority",100,"Union County Utilities Authority",100,"Non-regulated"]
["Scrubgrass Reclamation CO. LP.","50974_B_UNIT 1",50974,"B","UNIT 1",3706,"Coal Steam",null,"PJM_PENE","Pennsylvania",42,"Venango",121,"42121",42,13904,1993,9999,"FBC","dry","N","Bituminous, Waste Coal","Dry Scrubber",1994,0.95,"CF + LA","SNCR",null,1999,"B + C","NA",{"$nulls":3},0.45,0.13247,0.13247,0.13247,0.13247,0.01,0.01,0.01,0.99,"Yes",1994,{"$nulls":5},"Scrubgrass Generating Co LP",100,"Ares Management LP",100,"Non-regulated"]
["Scrubgrass Reclamation CO. LP.","50974_B_UNIT 2",50974,"B","UNIT 2",3707,"Coal Steam",null,"PJM_PENE","Pennsylvania",42,"Venango",121,"42121",42,13904,1993,9999,"FBC","dry","N","Bituminous, Waste Coal","Dry Scrubber",1994,0.95,"CF + LA","SNCR",null,1999,"B + C","NA",{"$nulls":3},0.45,0.13526,0.13526,0.13526,0.13526,0.01,0.01,0.01,0.99,"Yes",1994,{"$nulls":5},"Scrubgrass Generating Co LP",100,"Ares Management LP",100,"Non-regulated"]
["Ryegate Associates, LLC","51026_B_BLR1",51026,"B","BLR1",null,"Biomass",null,"NENGREST","Vermont",50,"CALEDONIA",5,"50005",20,13580,1992,9999,null,null,"N","Biomass",{"$nulls":4},"SNCR",null,null,"ESPH + C","Yes",{"$nulls":4},0.075,0.075,0.075,0.075,{"$nulls":11},"Ryegate Associates",100,"Capergy SA",100,"Non-regulated"]
["MacArthur Waste to Energy Facility","51038_B_B1",51038,"B","B1",null,"Municipal Solid Waste",null,"NY_Z_K","New York",36,"Suffolk",103,"36103",5.5,19383,1990,9999,null,null,"N","MSW","Dry Scrubber",1990,0.93,"LA + OFA + other",{"$nulls":3},"B","NA","ACI",2005,0.9,null,0.19464,0.19464,0.19464,0.19464,0.08,0.08,0.08,{"$nulls":8},"Islip Resource Recovery Agency",100,"Covanta Holding Corp",100,"Non-regulated"]
["MacArthur Waste to Energy Facility","51038_B_B2",51038,"B","B2",null,"Municipal Solid Waste",null,"NY_Z_K","New York",36,"Suffolk",103,"36103",5.5,19383,1990,9999,null,null,"N","MSW","Dry Scrubber",1990,0.93,"LA + OFA",{"$nulls":3},"B","NA","ACI",2005,0.9,null,0.19863,0.19863,0.19863,0.19863,0.08,0.08,0.08,{"$nulls":8},"Islip Resource Recovery Agency",100,"Covanta Holding Corp",100,"Non-regulated"]
["Lee County Solid Waste Energy","52010_B_BLR1",52010,"B","BLR1",null,"Municipal Solid Waste",null,"FRCC","Florida",12,"Lee",71,"12071",19.5,17531,1994,9999,null,null,"N","MSW","Dry Scrubber",1994,0.85,null,"SNCR",null,null,"B","NA","ACI",2007,0.9,null,0.25257,0.25257,0.25257,0.25257,0.08,0.08,0.08,{"$nulls":8},"Lee County Board Commissioners",100,"Covanta Holding Corp",100,"Non-regulated"]
["Lee County Solid Waste Energy","52010_B_BLR2",52010,"B","BLR2",null,"Municipal Solid Waste",null,"FRCC","Florida",12,"Lee",71,"12071",19.5,17531,1994,9999,null,null,"N","MSW","Dry Scrubber",1994,0.85,null,"SNCR",null,null,"B","NA","ACI",2007,0.9,null,0.26,0.26,0.26,0.26,0.08,0.08,0.08,{"$nulls":8},"Lee County Board Commissioners",100,"Covanta Holding Corp",100,"Non-regulated"]
["Lee County Solid Waste Energy","52010_B_BLR3",52010,"B","BLR3",null,"Municipal Solid Waste",null,"FRCC","Florida",12,"Lee",71,"12071",16,17737,2007,9999,null,null,"N","MSW","Dry Scrubber",2007,0.85,null,"SNCR",null,null,"B","NA","ACI",2007,0.9,null,0.19173,0.19173,0.19173,0.19173,0.08,0.08,0.08,{"$nulls":8},"Lee County Board Commissioners",100,"Covanta Holding Corp",100,"Non-regulated"]
["Sylvamo Corporation Eastover Facility","52151_B_PB1",52151,"B","PB1",null,"O/G Steam",null,"S_VACA","South Carolina",45,"Richland",79,"45079",26,12540,1984,9999,null,null,"Y","Natural Gas",{"$nulls":11},0,null,0.08134,0.08134,0.08134,0.08134,{"$nulls":11},"Sylvamo Corporation - Eastover",100,"Sylvamo Corporation - Eastover",100,"Non-regulated"]
["Sylvamo Corporation Eastover Facility","52151_B_PB2",52151,"B","PB2",null,"Biomass",null,"S_VACA","South Carolina",45,"Richland",79,"45079",16.7,21855,1991,9999,null,null,"Y","Biomass",{"$nulls":11},0,null,0.08134,0.08134,0.08134,0.08134,{"$nulls":11},"Sylvamo Corporation - Eastover",100,"Sylvamo Corporation - Eastover",100,"Non-regulated"]
["Sylvamo Corporation Eastover Facility","52151_B_RF1",52151,"B","RF1",null,"Non-Fossil Waste",null,"S_VACA","South Carolina",45,"Richland",79,"45079",20.4,18343,1984,9999,null,null,"Y","Non-Fossil Waste",{"$nulls":11},0,null,0.08134,0.08134,0.08134,0.08134,{"$nulls":11},"Sylvamo Corporation - Eastover",100,"Sylvamo Corporation - Eastover",100,"Non-regulated"]
["Sylvamo Corporation Eastover Facility","52151_B_RF2",52151,"B","RF2",null,"Non-Fossil Waste",null,"S_VACA","South Carolina",45,"Richland",79,"45079",40,18343,1991,9999,null,null,"Y","Non-Fossil Waste",{"$nulls":11},0,null,0.08134,0.08134,0.08134,0.08134,{"$nulls":11},"Sylvamo Corporation - Eastover",100,"Sylvamo Corporation - Eastover",100,"Non-regulated"]
["Delaware City Plant","52193_B_BLR2",52193,"B","BLR2",null,"Fossil Waste",null,"PJM_EMAC","Delaware",10,"New Castle",3,"10003",25,5291,1956,9999,"wall","wet","Y","Fossil Waste",{"$nulls":3},"FR + STM",{"$nulls":9},0.01454,0.01454,0.01454,0.01454,{"$nulls":11},"Delaware City Refining Co LLC",100,"Blackstone Group (The)",100,"Non-regulated"]
["Delaware City Plant","52193_B_BLR3",52193,"B","BLR3",null,"Fossil Waste",null,"PJM_EMAC","Delaware",10,"New Castle",3,"10003",27,5291,1956,9999,"wall","wet","Y","Fossil Waste",{"$nulls":3},"FR + STM",{"$nulls":3},"C","NA",{"$nulls":4},0.05299,0.05299,0.05299,0.05299,{"$nulls":11},"Delaware City Refining Co LLC",100,"Blackstone Group (The)",100,"Non-regulated"]
["Delaware City Plant","52193_B_BLR4",52193,"B","BLR4",3736,"Fossil Waste",null,"PJM_EMAC","Delaware",10,"New Castle",3,"10003",33,5291,1962,9999,"wall","dry","Y","Fossil Waste",{"$nulls":3},"FR + STM",{"$nulls":9},0.04202,0.04202,0.04202,0.04202,{"$nulls":11},"Delaware City Refining Co LLC",100,"Blackstone Group (The)",100,"Non-regulated"]
["Delaware City Plant","52193_B_HRSG 1",52193,"B","HRSG 1",null,"Fossil Waste",null,"PJM_EMAC","Delaware",10,"New Castle",3,"10003",24.8,5291,2000,9999,null,null,"Y","Fossil Waste",{"$nulls":3},"STM","SCR",{"$nulls":8},0.01687,0.01687,0.01687,0.01687,{"$nulls":11},"Delaware City Refining Co LLC",100,"Blackstone Group (The)",100,"Non-regulated"]
["Delaware City Plant","52193_B_HRSG 2",52193,"B","HRSG 2",null,"Fossil Waste",null,"PJM_EMAC","Delaware",10,"New Castle",3,"10003",24.8,5291,2000,9999,null,null,"Y","Fossil Waste",{"$nulls":3},"STM","SCR",{"$nulls":8},0.02078,0.02078,0.02078,0.02078,{"$nulls":11},"Delaware City Refining Co LLC",100,"Blackstone Group (The)",100,"Non-regulated"]
["Hayden","525_B_H1",525,"B","H1",317,"Coal Steam",null,"WECC_CO","Colorado",8,"Routt",107,"08107",179,10910,1976,2029,"wall","dry","N","Bituminous","Dry Scrubber",1998,0.87,"LNBO","SCR",2015,null,"B","NA",{"$nulls":3},0.13,0.25112,0.04781,0.25112,0.04781,0.05,0.1,1,0.92,{"$nulls":6},"Yes","Public Service Co of Colorado",75.5,"Xcel Energy Inc",75.5,"Regulated"]
["WestRock Southeast, LLC.","54004_B_HRSG",54004,"B","HRSG",null,"Biomass",null,"S_SOU","Georgia",13,"Laurens",175,"13175",22,4937,1989,9999,null,null,"Y","Biomass",{"$nulls":3},"LNB",{"$nulls":9},9.75E-3,9.75E-3,9.75E-3,9.75E-3,{"$nulls":11},"SP Newsprint Co",100,"Cox Enterprises Inc",100,"Non-regulated"]
["WestRock Southeast, LLC.","54004_B_PB2",54004,"B","PB2",null,"Biomass",null,"S_SOU","Georgia",13,"Laurens",175,"13175",22,4937,1989,9999,null,null,"Y","Biomass",null,null,0.999,"NH3",{"$nulls":3},"ESPH","No",{"$nulls":4},0.054,0.054,0.054,0.054,{"$nulls":4},"Yes",1989,{"$nulls":5},"SP Newsprint Co",100,"Cox Enterprises Inc",100,"Non-regulated"]
["Spruance Operating Services LLC","54081_B_3A",54081,"B","3A",88192,"O/G Steam",null,"PJM_Dom","Virginia",51,"Richmond City",760,"51760",21.2,14500,1992,9999,null,"dry","Y","Natural Gas",{"$nulls":3},"AA + FR","SNCR",{"$nulls":7},0.13,0.06129,0.0288,0.06129,0.0288,{"$nulls":11},"Spruance Genco LLC",100,"Ares Management LP",100,"Non-regulated"]
["Spruance Operating Services LLC","54081_B_3B",54081,"B","3B",88193,"O/G Steam",null,"PJM_Dom","Virginia",51,"Richmond City",760,"51760",21.2,14500,1992,9999,null,"dry","Y","Natural Gas",{"$nulls":3},"AA + FR","SNCR",{"$nulls":7},0.13,0.04634,0.02947,0.04634,0.02947,{"$nulls":11},"Spruance Genco LLC",100,"Ares Management LP",100,"Non-regulated"]
["Spruance Operating Services LLC","54081_B_4A",54081,"B","4A",88194,"O/G Steam",null,"PJM_Dom","Virginia",51,"Richmond City",760,"51760",6.2,14500,1992,9999,null,"dry","Y","Natural Gas",{"$nulls":3},"AA + FR","SNCR",{"$nulls":7},0.13,0.25065,0.02585,0.25065,0.02585,{"$nulls":11},"Spruance Genco LLC",100,"Ares Management LP",100,"Non-regulated"]
["Spruance Operating Services LLC","54081_B_4B",54081,"B","4B",88195,"O/G Steam",null,"PJM_Dom","Virginia",51,"Richmond City",760,"51760",6.2,14500,1992,9999,null,"dry","Y","Natural Gas",{"$nulls":3},"AA + FR","SNCR",{"$nulls":7},0.13,0.05818,0.02507,0.05818,0.02507,{"$nulls":11},"Spruance Genco LLC",100,"Ares Management LP",100,"Non-regulated"]
["Clevelandcliffs Warren","54207_B_1",54207,"B","1",null,"Fossil Waste",null,"PJM_ATSI","Ohio",39,"Trumbull",155,"39155",2.8,6603,1965,9999,null,null,"Y","Fossil Waste",{"$nulls":3},"LA",{"$nulls":9},0.05352,0.05352,0.05352,0.05352,{"$nulls":11},"Severatal Warren Inc",100,"Severstal North America",100,"Non-regulated"]
["Clevelandcliffs Warren","54207_B_2",54207,"B","2",89332,"Fossil Waste",null,"PJM_ATSI","Ohio",39,"Trumbull",155,"39155",7,6603,1972,9999,null,null,"Y","Fossil Waste",{"$nulls":3},"LA",{"$nulls":9},0.15099,0.15099,0.15099,0.15099,{"$nulls":11},"Severatal Warren Inc",100,"Severstal North America",100,"Non-regulated"]
["Clevelandcliffs Warren","54207_B_3",54207,"B","3",9265,"Fossil Waste",null,"PJM_ATSI","Ohio",39,"Trumbull",155,"39155",9.3,6603,1981,9999,null,null,"Y","Fossil Waste",{"$nulls":3},"LA",{"$nulls":9},0.10137,0.10137,0.10137,0.10137,{"$nulls":11},"Severatal Warren Inc",100,"Severstal North America",100,"Non-regulated"]
["Franklin Heating Station","54224_B_SG7",54224,"B","SG7",null,"O/G Steam",null,"MIS_MNWI","Minnesota",27,"Olmsted",109,"27109",10.1,21855,2021,9999,null,null,"Y","Natural Gas",{"$nulls":11},0,null,0.23063,0.23063,0.23063,0.23063,{"$nulls":11},"Franklin Heating Station",100,"Franklin Heating Station",100,"Non-regulated"]
["Gillette SBMC","54225_B_2",54225,"B","2",null,"O/G Steam",null,"NENGREST","Massachusetts",25,"Suffolk",25,"25025",2.5,8300,1971,9999,null,null,"Y","Natural Gas",{"$nulls":13},0.319,0.319,0.319,0.319,{"$nulls":11},"Gillette Co",100,"Gillette Co (The)",100,"Non-regulated"]
["Gillette SBMC","54225_B_3",54225,"B","3",null,"O/G Steam",null,"NENGREST","Massachusetts",25,"Suffolk",25,"25025",2.5,8300,1971,9999,null,null,"Y","Natural Gas",{"$nulls":13},0.0008,0.0008,0.0008,0.0008,{"$nulls":11},"Gillette Co",100,"Gillette Co (The)",100,"Non-regulated"]
["Erving Paper Mills","54228_B_2",54228,"B","2",null,"O/G Steam",null,"NENGREST","Massachusetts",25,"Franklin",11,"25011",0.6,8300,2013,9999,null,null,"Y","Natural Gas",{"$nulls":13},0.23063,0.23063,0.23063,0.23063,{"$nulls":11},"Erving Paper Mills Inc",100,"Erving Paper Mills Inc",100,"Non-regulated"]
["Stockton Biomass","54238_B_BIOMS1",54238,"B","BIOMS1",90649,"Biomass",null,"WEC_CALN","California",6,"San Joaquin",77,"06077",45,8275,2014,9999,"stoker/SPR",null,"Y","Biomass","Wet Scrubber",2014,0.9,null,"SCR",null,null,"ESPH","Yes",{"$nulls":4},0.03579,0.03579,0.03579,0.03579,{"$nulls":4},"Yes",2014,{"$nulls":5},"DTE Stockton LLC",100,"DTE Energy Co",100,"Non-regulated"]
["Goodyear Beaumont Chemical Plant","54321_B_3B101",54321,"B","3B101",null,"O/G Steam",null,"MIS_WOTA","Texas",48,"Jefferson",245,"48245",1.6,8300,1962,9999,null,null,"Y","Natural Gas",{"$nulls":3},"FR",{"$nulls":8},1.157,0.06,0.06,0.06,0.06,{"$nulls":11},"Goodyear Tire & Rubber Co",100,"Goodyear Tire & Rubber Co",100,"Non-regulated"]
["Goodyear Beaumont Chemical Plant","54321_B_3B102",54321,"B","3B102",null,"O/G Steam",null,"MIS_WOTA","Texas",48,"Jefferson",245,"48245",1.6,8300,1962,9999,null,null,"Y","Natural Gas",{"$nulls":3},"FR",{"$nulls":8},1.157,0.0369,0.0369,0.0369,0.0369,{"$nulls":11},"Goodyear Tire & Rubber Co",100,"Goodyear Tire & Rubber Co",100,"Non-regulated"]
["Goodyear Beaumont Chemical Plant","54321_B_3B103",54321,"B","3B103",null,"O/G Steam",null,"MIS_WOTA","Texas",48,"Jefferson",245,"48245",1.6,8300,1962,9999,null,null,"Y","Natural Gas",{"$nulls":3},"FR",{"$nulls":8},1.157,0.06,0.06,0.06,0.06,{"$nulls":11},"Goodyear Tire & Rubber Co",100,"Goodyear Tire & Rubber Co",100,"Non-regulated"]
["Goodyear Beaumont Chemical Plant","54321_B_3B104",54321,"B","3B104",null,"O/G Steam",null,"MIS_WOTA","Texas",48,"Jefferson",245,"48245",1.6,8300,1962,9999,null,null,"Y","Natural Gas",{"$nulls":3},"FR",{"$nulls":8},1.157,0.02105,0.02105,0.02105,0.02105,{"$nulls":11},"Goodyear Tire & Rubber Co",100,"Goodyear Tire & Rubber Co",100,"Non-regulated"]
["Goodyear Beaumont Chemical Plant","54321_B_3B105",54321,"B","3B105",null,"O/G Steam",null,"MIS_WOTA","Texas",48,"Jefferson",245,"48245",1.6,8300,1962,9999,null,null,"Y","Natural Gas",{"$nulls":3},"FR",{"$nulls":8},1.157,0.06,0.06,0.06,0.06,{"$nulls":11},"Goodyear Tire & Rubber Co",100,"Goodyear Tire & Rubber Co",100,"Non-regulated"]
["Goodyear Beaumont Chemical Plant","54321_B_3B106",54321,"B","3B106",null,"O/G Steam",null,"MIS_WOTA","Texas",48,"Jefferson",245,"48245",1.6,8300,1962,9999,null,null,"Y","Natural Gas",{"$nulls":3},"FR",{"$nulls":8},1.157,0.01933,0.01933,0.01933,0.01933,{"$nulls":11},"Goodyear Tire & Rubber Co",100,"Goodyear Tire & Rubber Co",100,"Non-regulated"]
["Goodyear Beaumont Chemical Plant","54321_B_3B107",54321,"B","3B107",null,"O/G Steam",null,"MIS_WOTA","Texas",48,"Jefferson",245,"48245",1.6,8300,1962,9999,null,null,"Y","Natural Gas",{"$nulls":3},"FR",{"$nulls":8},1.157,0.06,0.06,0.06,0.06,{"$nulls":11},"Goodyear Tire & Rubber Co",100,"Goodyear Tire & Rubber Co",100,"Non-regulated"]
["Goodyear Beaumont Chemical Plant","54321_B_3B108",54321,"B","3B108",null,"O/G Steam",null,"MIS_WOTA","Texas",48,"Jefferson",245,"48245",1.6,8300,1962,9999,null,null,"Y","Natural Gas",{"$nulls":3},"FR",{"$nulls":8},1.157,0.01894,0.01894,0.01894,0.01894,{"$nulls":11},"Goodyear Tire & Rubber Co",100,"Goodyear Tire & Rubber Co",100,"Non-regulated"]
["Rio Grande Valley Sugar Growers","54338_B_1",54338,"B","1",null,"Biomass",null,"ERC_REST","Texas",48,"Hidalgo",215,"48215",3.5,21107,1973,9999,null,null,"Y","Biomass",{"$nulls":7},"C","NA",{"$nulls":4},0.22033,0.22033,0.22033,0.22033,{"$nulls":11},"Rio Grande Sugar Growers Inc",100,"Rio Grande Sugar Growers Inc",100,"Non-regulated"]
["Rio Grande Valley Sugar Growers","54338_B_2",54338,"B","2",null,"Biomass",null,"ERC_REST","Texas",48,"Hidalgo",215,"48215",3.5,21107,1973,9999,null,null,"Y","Biomass",{"$nulls":7},"C","NA",{"$nulls":4},0.22033,0.22033,0.22033,0.22033,{"$nulls":11},"Rio Grande Sugar Growers Inc",100,"Rio Grande Sugar Growers Inc",100,"Non-regulated"]
["Rio Grande Valley Sugar Growers","54338_B_3",54338,"B","3",null,"Biomass",null,"ERC_REST","Texas",48,"Hidalgo",215,"48215",3.5,21107,1973,9999,null,null,"Y","Biomass",{"$nulls":7},"C","NA",{"$nulls":4},0.22033,0.22033,0.22033,0.22033,{"$nulls":11},"Rio Grande Sugar Growers Inc",100,"Rio Grande Sugar Growers Inc",100,"Non-regulated"]
["Rio Grande Valley Sugar Growers","54338_B_4",54338,"B","4",null,"Biomass",null,"ERC_REST","Texas",48,"Hidalgo",215,"48215",3.5,21107,1973,9999,null,null,"Y","Biomass",{"$nulls":7},"C","NA",{"$nulls":4},0.22033,0.22033,0.22033,0.22033,{"$nulls":11},"Rio Grande Sugar Growers Inc",100,"Rio Grande Sugar Growers Inc",100,"Non-regulated"]
["Rio Grande Valley Sugar Growers","54338_B_6",54338,"B","6",null,"Biomass",null,"ERC_REST","Texas",48,"Hidalgo",215,"48215",3.5,21107,2009,9999,null,null,"Y","Biomass",{"$nulls":7},"ESPH + C","No",{"$nulls":4},0.25566,0.25566,0.25566,0.25566,{"$nulls":11},"Rio Grande Sugar Growers Inc",100,"Rio Grande Sugar Growers Inc",100,"Non-regulated"]
["UW Madison Charter Street Plant","54408_B_B05",54408,"B","B05",null,"O/G Steam",null,"MIS_WUMS","Wisconsin",55,"Dane",25,"55025",1.9,8300,2013,9999,null,null,"Y","Natural Gas",{"$nulls":13},0.23063,0.23063,0.23063,0.23063,{"$nulls":11},"State of Wisconsin",100,"State of Wisconsin",100,"Non-regulated"]
["UW Madison Charter Street Plant","54408_B_B06",54408,"B","B06",null,"O/G Steam",null,"MIS_WUMS","Wisconsin",55,"Dane",25,"55025",1.9,8300,2013,9999,null,null,"Y","Natural Gas",{"$nulls":13},0.23063,0.23063,0.23063,0.23063,{"$nulls":11},"State of Wisconsin",100,"State of Wisconsin",100,"Non-regulated"]
["UW Madison Charter Street Plant","54408_B_B07",54408,"B","B07",null,"O/G Steam",null,"MIS_WUMS","Wisconsin",55,"Dane",25,"55025",1.9,8300,2013,9999,null,null,"Y","Natural Gas",{"$nulls":13},0.23063,0.23063,0.23063,0.23063,{"$nulls":11},"State of Wisconsin",100,"State of Wisconsin",100,"Non-regulated"]
["UW Madison Charter Street Plant","54408_B_B08",54408,"B","B08",null,"O/G Steam",null,"MIS_WUMS","Wisconsin",55,"Dane",25,"55025",1.9,8300,2013,9999,null,null,"Y","Natural Gas",{"$nulls":13},0.23063,0.23063,0.23063,0.23063,{"$nulls":11},"State of Wisconsin",100,"State of Wisconsin",100,"Non-regulated"]
["UW Madison Charter Street Plant","54408_B_B09",54408,"B","B09",null,"O/G Steam",null,"MIS_WUMS","Wisconsin",55,"Dane",25,"55025",1.9,8300,2012,9999,null,null,"Y","Natural Gas",{"$nulls":13},0.23063,0.23063,0.23063,0.23063,{"$nulls":11},"State of Wisconsin",100,"State of Wisconsin",100,"Non-regulated"]
["Cadillac Renewable Energy","54415_B_101613",54415,"B","101613",90201,"Biomass",null,"MIS_LMI","Michigan",26,"Wexford",165,"26165",38,16278,1993,9999,"stoker/SPR",null,"N","Biomass",{"$nulls":3},"NH3","SNCR",null,null,"ESPC","No",{"$nulls":4},0.14354,0.14354,0.14354,0.14354,{"$nulls":11},"Cadillac Renewable Energy LLC",100,"I Squared Capital",100,"Non-regulated"]
["Alabama Pine Pulp","54429_B_PB2",54429,"B","PB2",null,"Non-Fossil Waste",null,"S_SOU","Alabama",1,"Monroe",99,"01099",34,11843,1991,9999,null,null,"Y","Non-Fossil Waste",{"$nulls":3},"FR",{"$nulls":3},"ESPC","No",{"$nulls":4},0.23,0.23,0.23,0.23,{"$nulls":11},"Alabama Pine Pulp Co Inc",100,"Parsons & Whittemore Inc",100,"Non-regulated"]
["Alabama Pine Pulp","54429_B_RB2",54429,"B","RB2",null,"Non-Fossil Waste",null,"S_SOU","Alabama",1,"Monroe",99,"01099",34,11843,1991,9999,null,null,"Y","Non-Fossil Waste",{"$nulls":3},"other",{"$nulls":3},"ESPC","No",{"$nulls":4},0.12,0.12,0.12,0.12,{"$nulls":11},"Alabama Pine Pulp Co Inc",100,"Parsons & Whittemore Inc",100,"Non-regulated"]
["Riverwood International Macon Mill","54464_B_B002",54464,"B","B002",null,"Non-Fossil Waste",null,"S_SOU","Georgia",13,"Bibb",21,"13021",12.3,8300,1948,9999,null,null,"Y","Non-Fossil Waste",{"$nulls":13},0.26891,0.26891,0.26891,0.26891,{"$nulls":11},"Riverwood Internationall Inc (Macon)",100,"Graphic Packaging Corp",100,"Non-regulated"]
["Riverwood International Macon Mill","54464_B_B003",54464,"B","B003",null,"Non-Fossil Waste",null,"S_SOU","Georgia",13,"Bibb",21,"13021",12.3,4883,1980,9999,null,null,"Y","Non-Fossil Waste","Wet Scrubber",1980,0.99,{"$nulls":10},0.22475,0.22475,0.22475,0.22475,{"$nulls":11},"Riverwood Internationall Inc (Macon)",100,"Graphic Packaging Corp",100,"Non-regulated"]
["Riverwood International Macon Mill","54464_B_B004",54464,"B","B004",null,"Biomass",null,"S_SOU","Georgia",13,"Bibb",21,"13021",40,4883,2013,9999,null,null,"Y","Biomass",{"$nulls":7},"B","NA",{"$nulls":4},0.16795,0.16795,0.16795,0.16795,{"$nulls":11},"Riverwood Internationall Inc (Macon)",100,"Graphic Packaging Corp",100,"Non-regulated"]
["Riverwood International Macon Mill","54464_B_D001",54464,"B","D001",null,"Non-Fossil Waste",null,"S_SOU","Georgia",13,"Bibb",21,"13021",12.3,4883,1994,9999,null,null,"Y","Non-Fossil Waste",{"$nulls":7},"ESPH","No",{"$nulls":4},0.11862,0.11862,0.11862,0.11862,{"$nulls":11},"Riverwood Internationall Inc (Macon)",100,"Graphic Packaging Corp",100,"Non-regulated"]
["Formosa Plastics","54518_B_HRSG2",54518,"B","HRSG2",null,"O/G Steam",null,"MIS_LA","Louisiana",22,"East Baton Rouge",33,"22033",8,8300,1990,9999,null,null,"Y","Natural Gas",{"$nulls":3},"LNB",{"$nulls":9},0.10042,0.10042,0.10042,0.10042,{"$nulls":11},"Formosa Plastics Corp La",100,"Formosa Plastics Corp",100,"Non-regulated"]
["Formosa Plastics","54518_B_HRSG3",54518,"B","HRSG3",null,"O/G Steam",null,"MIS_LA","Louisiana",22,"East Baton Rouge",33,"22033",8,8300,1996,9999,null,null,"Y","Natural Gas",{"$nulls":3},"LNB",{"$nulls":9},0.10042,0.10042,0.10042,0.10042,{"$nulls":11},"Formosa Plastics Corp La",100,"Formosa Plastics Corp",100,"Non-regulated"]
["Ingredion Incorporated","54556_B_BLR10",54556,"B","BLR10",89733,"O/G Steam",null,"PJM_COMD","Illinois",17,"Cook",31,"17031",10.6,10986,2006,2030,"FBC","dry","Y","Natural Gas",{"$nulls":3},"CF","SNCR",null,2007,{"$nulls":5},1.8,0.11685,0.11685,0.11685,0.11685,{"$nulls":11},"Corn Products International Inc",100,"Corn Products Intl Inc",100,"Non-regulated"]
["Ingredion Incorporated","54556_B_BLR6",54556,"B","BLR6",10116,"O/G Steam",null,"PJM_COMD","Illinois",17,"Cook",31,"17031",10.6,10986,2003,2030,"other",null,"Y","Natural Gas",{"$nulls":3},"FR",{"$nulls":8},1.8,0.04448,0.04448,0.04448,0.04448,{"$nulls":11},"Corn Products International Inc",100,"Corn Products Intl Inc",100,"Non-regulated"]
["Ingredion Incorporated","54556_B_BLR7",54556,"B","BLR7",88140,"O/G Steam",null,"PJM_COMD","Illinois",17,"Cook",31,"17031",10.6,10986,2004,2030,"other",null,"Y","Natural Gas",{"$nulls":3},"LNB",{"$nulls":8},1.8,0.05457,0.05457,0.05457,0.05457,{"$nulls":11},"Corn Products International Inc",100,"Corn Products Intl Inc",100,"Non-regulated"]
["Ingredion Incorporated","54556_B_BLR8",54556,"B","BLR8",88141,"O/G Steam",null,"PJM_COMD","Illinois",17,"Cook",31,"17031",10.6,10986,2018,2030,"FBC","dry","Y","Natural Gas",{"$nulls":3},"LNB","SCR",2018,{"$nulls":6},1.8,0.07,0.07,0.07,0.07,{"$nulls":11},"Corn Products International Inc",100,"Corn Products Intl Inc",100,"Non-regulated"]
["Longview Fibre","54562_B_PB20",54562,"B","PB20",null,"Non-Fossil Waste",null,"WECC_PNW","Washington",53,"Cowlitz",15,"53015",15.7,5686,1976,9999,null,null,"Y","Non-Fossil Waste","Wet Scrubber",1976,0.829,null,"SNCR",null,null,"ESPC + C","No",{"$nulls":4},0.2,0.2,0.2,0.2,{"$nulls":11},"Longview Fibre Paper & Packaging Inc",100,"Kapstone Paper",100,"Non-regulated"]
["Longview Fibre","54562_B_RF19",54562,"B","RF19",null,"Non-Fossil Waste",null,"WECC_PNW","Washington",53,"Cowlitz",15,"53015",15.7,5686,1976,9999,null,null,"Y","Non-Fossil Waste",{"$nulls":7},"ESPC","No",{"$nulls":4},0.09162,0.09162,0.09162,0.09162,{"$nulls":11},"Longview Fibre Paper & Packaging Inc",100,"Kapstone Paper",100,"Non-regulated"]
["Longview Fibre","54562_B_RF22",54562,"B","RF22",null,"Non-Fossil Waste",null,"WECC_PNW","Washington",53,"Cowlitz",15,"53015",15.7,5686,1992,9999,null,null,"Y","Non-Fossil Waste",{"$nulls":7},"ESPC","No",{"$nulls":4},0.1065,0.1065,0.1065,0.1065,{"$nulls":11},"Longview Fibre Paper & Packaging Inc",100,"Kapstone Paper",100,"Non-regulated"]
["Montville Station","546_B_5",546,"B","5",343,"O/G Steam",null,"NENG_CT","Connecticut",9,"New London",11,"09011",81,12434,1954,9999,"tangential","dry","N","Natural Gas, Residual Fuel Oil",{"$nulls":3},"BF",{"$nulls":3},"ESPC","No",{"$nulls":3},0.3,0.06288,0.06288,0.06288,0.06288,{"$nulls":11},"Montville Operations Inc",100,"ArcLight Capital Partners LLC",100,"Non-regulated"]
["Montville Station","546_B_6",546,"B","6",344,"O/G Steam",null,"NENG_CT","Connecticut",9,"New London",11,"09011",410,12513,1971,9999,"tangential","dry","N","Residual Fuel Oil",null,null,0.72,"BF",{"$nulls":8},0.3,0.01499,0.01499,0.01499,0.01499,{"$nulls":11},"Montville Operations Inc",100,"ArcLight Capital Partners LLC",100,"Non-regulated"]
["Stored Solar Fitchburg, LLC","54620_B_B1",54620,"B","B1",null,"Biomass",null,"NENGREST","Massachusetts",25,"Worcester",27,"25027",14.9,17659,1992,9999,null,null,"N","Biomass",{"$nulls":3},"NH3","SCR",null,null,"B + C","NA",{"$nulls":4},0.06927,0.06927,0.06927,0.06927,{"$nulls":11},"Pinetree Power Fitchburg Inc",100,"Capergy SA",100,"Non-regulated"]
["Covanta Plymouth Renewable Energy","54625_B_1",54625,"B","1",null,"Municipal Solid Waste",null,"PJM_EMAC","Pennsylvania",42,"Montgomery",91,"42091",14,19383,1992,9999,null,null,"N","MSW","Dry Scrubber",1992,0.937,null,"SNCR",null,null,"B","NA","ACI",2005,0.9,null,0.34639,0.34639,0.34639,0.34639,0.15,0.15,0.15,{"$nulls":8},"Covanta Plymouth Renewable Energy LP",100,"Covanta Holding Corp",100,"Non-regulated"]
["Covanta Plymouth Renewable Energy","54625_B_2",54625,"B","2",null,"Municipal Solid Waste",null,"PJM_EMAC","Pennsylvania",42,"Montgomery",91,"42091",14,19383,1992,9999,null,null,"N","MSW","Dry Scrubber",1992,0.881,null,"SNCR",null,null,"B","NA","ACI",2005,0.9,null,0.29928,0.29928,0.29928,0.29928,0.08,0.08,0.08,{"$nulls":8},"Covanta Plymouth Renewable Energy LP",100,"Covanta Holding Corp",100,"Non-regulated"]
["St Nicholas Cogen Project","54634_B_1",54634,"B","1",3787,"Coal Steam",null,"PJM_WMAC","Pennsylvania",42,"Schuylkill",107,"42107",86,14500,1990,9999,"FBC","dry","Y","Waste Coal","Reagent Injection",1990,0.85,"OFA",{"$nulls":3},"B","NA",{"$nulls":3},3.7,0.05701,0.05701,0.05701,0.05701,0.01,0.01,0.01,0.98,"Yes",1990,{"$nulls":5},"Schuylkill Energy Resource Inc",100,"Schuylkill Energy Resource Inc",100,"Non-regulated"]
["CII Carbon LLC","54677_B_HRB",54677,"B","HRB",null,"Non-Fossil Waste",null,"MIS_AMSO","Louisiana",22,"St Bernard",87,"22087",46,9196,1981,9999,null,null,"Y","Non-Fossil Waste","Dry Scrubber",2015,0.97,"other",{"$nulls":3},"B","NA",{"$nulls":3},1.2,0,0,0,0,{"$nulls":4},"Yes",{"$nulls":6},"CII Carbon LLC",100,"CII Carbon LLC",100,"Non-regulated"]
["Wheelabrator Falls","54746_B_1",54746,"B","1",null,"Municipal Solid Waste",null,"PJM_EMAC","Pennsylvania",42,"Bucks",17,"42017",22,16529,1994,9999,null,null,"N","MSW","Dry Scrubber",1994,0.85,null,"SNCR",null,null,"B","NA","ACI",1995,0.9,null,0.24276,0.24276,0.24276,0.24276,0.08,0.08,0.08,{"$nulls":8},"Waste Management Inc",100,"Waste Management Inc",100,"Non-regulated"]
["Wheelabrator Falls","54746_B_2",54746,"B","2",null,"Municipal Solid Waste",null,"PJM_EMAC","Pennsylvania",42,"Bucks",17,"42017",22,16529,1994,9999,null,null,"N","MSW","Dry Scrubber",1994,0.85,null,"SNCR",null,null,"B","NA","ACI",1995,0.9,null,0.24385,0.24385,0.24385,0.24385,0.08,0.08,0.08,{"$nulls":8},"Waste Management Inc",100,"Waste Management Inc",100,"Non-regulated"]
["Genesee Power Station LP","54751_B_BLR1",54751,"B","BLR1",90200,"Biomass",null,"MIS_LMI","Michigan",26,"Genesee",49,"26049",35,15324,1995,9999,null,null,"N","Biomass",{"$nulls":4},"SNCR",null,null,"ESPC","No",{"$nulls":4},0.17945,0.17945,0.17945,0.17945,{"$nulls":11},"Genesee Power Station L P",100,"FORTISTAR",100,"Non-regulated"]
["Wheelabrator Lisbon","54758_B_BW1",54758,"B","BW1",null,"Municipal Solid Waste",null,"NENG_CT","Connecticut",9,"New London",11,"09011",7,18362,1995,9999,null,null,"N","MSW","Dry Scrubber",1995,0.75,null,"SNCR",null,null,"B","NA","ACI",2001,0.9,0.07,0.26556,0.26556,0.26556,0.26556,0.08,0.08,0.08,{"$nulls":8},"Eastern Connecticut Resources Recovery Authority",100,"Eastern Connecticut Resources Recovery Authority",100,"Non-regulated"]
["Wheelabrator Lisbon","54758_B_BW2",54758,"B","BW2",null,"Municipal Solid Waste",null,"NENG_CT","Connecticut",9,"New London",11,"09011",7,18362,1995,9999,null,null,"N","MSW","Dry Scrubber",1995,0.75,null,"SNCR",null,null,"B","NA","ACI",2001,0.9,0.07,0.26416,0.26416,0.26416,0.26416,0.08,0.08,0.08,{"$nulls":8},"Eastern Connecticut Resources Recovery Authority",100,"Eastern Connecticut Resources Recovery Authority",100,"Non-regulated"]
["University of Iowa Main Power Plant","54775_B_BLR10",54775,"B","BLR10",null,"O/G Steam",null,"MIS_MIDA","Iowa",19,"Johnson",103,"19103",6.2,8300,1976,9999,null,null,"Y","Natural Gas",null,null,0.5,"LA + OFA",{"$nulls":8},6,0.50182,0.50182,0.50182,0.50182,{"$nulls":11},"University of Iowa",100,"University of Iowa",100,"Non-regulated"]
["University of Iowa Main Power Plant","54775_B_BLR11",54775,"B","BLR11",null,"O/G Steam",null,"MIS_MIDA","Iowa",19,"Johnson",103,"19103",6.2,8300,1987,9999,null,null,"Y","Natural Gas",null,null,0.5,"CF",{"$nulls":8},6,0.22212,0.22212,0.22212,0.22212,{"$nulls":11},"University of Iowa",100,"University of Iowa",100,"Non-regulated"]
["University of Iowa Main Power Plant","54775_B_BLR12",54775,"B","BLR12",null,"O/G Steam",null,"MIS_MIDA","Iowa",19,"Johnson",103,"19103",6.2,21855,1987,9999,null,null,"Y","Natural Gas",{"$nulls":11},0,null,0.23063,0.23063,0.23063,0.23063,{"$nulls":11},"University of Iowa",100,"University of Iowa",100,"Non-regulated"]
["University of Iowa Main Power Plant","54775_B_BLR7",54775,"B","BLR7",null,"O/G Steam",null,"MIS_MIDA","Iowa",19,"Johnson",103,"19103",6.2,8300,1987,9999,null,null,"Y","Natural Gas",{"$nulls":3},"FR + LNB",{"$nulls":8},2.5,0.03646,0.03646,0.03646,0.03646,{"$nulls":11},"University of Iowa",100,"University of Iowa",100,"Non-regulated"]
["University of Iowa Main Power Plant","54775_B_BLR8",54775,"B","BLR8",null,"O/G Steam",null,"MIS_MIDA","Iowa",19,"Johnson",103,"19103",6.2,8300,1991,9999,null,null,"Y","Natural Gas",{"$nulls":3},"FR + LNB",{"$nulls":8},2.5,0.03899,0.03899,0.03899,0.03899,{"$nulls":11},"University of Iowa",100,"University of Iowa",100,"Non-regulated"]
["Grays Ferry Cogeneration","54785_B_1CT",54785,"B","1CT",3798,"O/G Steam",null,"PJM_EMAC","Pennsylvania",42,"Philadelphia",101,"42101",27,5500,1997,9999,null,null,"Y","Natural Gas",{"$nulls":4},"SCR",{"$nulls":8},0.06124,0.06124,0.06124,0.06124,{"$nulls":11},"Grays Ferry Cogeneration Partnership",100,"Veolia Environnement SA",100,"Non-regulated"]
["Grays Ferry Cogeneration","54785_B_B25",54785,"B","B25",null,"O/G Steam",null,"PJM_EMAC","Pennsylvania",42,"Philadelphia",101,"42101",30,5500,1997,9999,"wall","dry","Y","Natural Gas",{"$nulls":3},"FR + LNB","SCR",{"$nulls":8},0.06124,0.06124,0.06124,0.06124,{"$nulls":11},"Grays Ferry Cogeneration Partnership",100,"Veolia Environnement SA",100,"Non-regulated"]
["Indiana Harbor E 5 AC Station","54995_B_501",54995,"B","501",null,"Fossil Waste",null,"MIS_INKY","Indiana",18,"Lake",89,"18089",22.5,4136,1978,9999,null,null,"Y","Fossil Waste",{"$nulls":13},0.05352,0.05352,0.05352,0.05352,{"$nulls":11},"Northlake Energy",100,"Atlantic Power Corp",100,"Non-regulated"]
["Indiana Harbor E 5 AC Station","54995_B_502",54995,"B","502",null,"Fossil Waste",null,"MIS_INKY","Indiana",18,"Lake",89,"18089",22.5,4136,1978,9999,null,null,"Y","Fossil Waste",{"$nulls":13},0.05352,0.05352,0.05352,0.05352,{"$nulls":11},"Northlake Energy",100,"Atlantic Power Corp",100,"Non-regulated"]
["Indiana Harbor E 5 AC Station","54995_B_503",54995,"B","503",null,"Fossil Waste",null,"MIS_INKY","Indiana",18,"Lake",89,"18089",22.5,4136,1978,9999,null,null,"Y","Fossil Waste",{"$nulls":13},0.05352,0.05352,0.05352,0.05352,{"$nulls":11},"Northlake Energy",100,"Atlantic Power Corp",100,"Non-regulated"]
["Indiana Harbor E 5 AC Station","54995_B_504",54995,"B","504",null,"Fossil Waste",null,"MIS_INKY","Indiana",18,"Lake",89,"18089",22.5,4136,2012,9999,null,null,"Y","Fossil Waste",{"$nulls":13},0.05352,0.05352,0.05352,0.05352,{"$nulls":11},"Northlake Energy",100,"Atlantic Power Corp",100,"Non-regulated"]
["Wheelabrator Portsmouth","54998_B_12300",54998,"B","12300",null,"Municipal Solid Waste",null,"PJM_Dom","Virginia",51,"Portsmouth City",740,"51740",11.6,20120,1988,9999,null,null,"Y","MSW","Dry Scrubber",1996,0.7,"OFA",{"$nulls":3},"B","NA",{"$nulls":3},0.06,0.4,0.4,0.4,0.4,0.08,0.08,0.08,{"$nulls":8},"Wheelabrator Portsmouth Inc",100,"Macquarie Bank Limited",100,"Non-regulated"]
["Wheelabrator Portsmouth","54998_B_12400",54998,"B","12400",null,"Municipal Solid Waste",null,"PJM_Dom","Virginia",51,"Portsmouth City",740,"51740",11.6,20120,1988,9999,null,null,"Y","MSW","Dry Scrubber",1995,0.7,"OFA",{"$nulls":3},"B","NA",{"$nulls":3},0.06,0.4,0.4,0.4,0.4,0.08,0.08,0.08,{"$nulls":8},"Wheelabrator Portsmouth Inc",100,"Macquarie Bank Limited",100,"Non-regulated"]
["Wheelabrator Portsmouth","54998_B_12500",54998,"B","12500",null,"Municipal Solid Waste",null,"PJM_Dom","Virginia",51,"Portsmouth City",740,"51740",11.6,20120,1988,9999,null,null,"Y","MSW","Dry Scrubber",1995,0.7,"OFA",{"$nulls":3},"B","NA",{"$nulls":3},0.06,0.4,0.4,0.4,0.4,0.08,0.08,0.08,{"$nulls":8},"Wheelabrator Portsmouth Inc",100,"Macquarie Bank Limited",100,"Non-regulated"]
["Wheelabrator Portsmouth","54998_B_12600",54998,"B","12600",null,"Municipal Solid Waste",null,"PJM_Dom","Virginia",51,"Portsmouth City",740,"51740",11.6,20120,1988,9999,null,null,"Y","MSW","Dry Scrubber",1995,0.7,"OFA",{"$nulls":3},"B","NA",{"$nulls":3},0.06,0.4,0.4,0.4,0.4,0.08,0.08,0.08,{"$nulls":8},"Wheelabrator Portsmouth Inc",100,"Macquarie Bank Limited",100,"Non-regulated"]
["Kettle Falls Generating Station","550_B_1",550,"B","1",null,"Biomass",null,"WECC_PNW","Washington",53,"Stevens",65,"53065",50,14662,1984,9999,null,null,"N","Biomass",{"$nulls":3},"other",{"$nulls":3},"ESPH + C","No",{"$nulls":4},0.17209,0.17209,0.17209,0.17209,{"$nulls":11},"Avista Corp",100,"Avista Corp",100,"Regulated"]
["Red Hills Generating Facility","55076_B_AA001",55076,"B","AA001",3856,"Coal Steam",null,"S_C_TVA","Mississippi",28,"Choctaw",19,"28019",220,11206,2002,9999,"FBC","dry","N","Lignite","Reagent Injection",2002,0.915,"CF + other",{"$nulls":3},"B","NA","ACI",2016,0.9,0.25,0.11259,0.11259,0.11259,0.11259,0.75,0.75,0.75,0.98,"Yes",2016,{"$nulls":5},"Choctaw Generating LP",100,"PurEnergy LLC",100,"Non-regulated"]
["Red Hills Generating Facility","55076_B_AA002",55076,"B","AA002",3857,"Coal Steam",null,"S_C_TVA","Mississippi",28,"Choctaw",19,"28019",220,11206,2002,9999,"FBC","dry","N","Lignite","Reagent Injection",2002,0.915,"CF + other",{"$nulls":3},"B","NA","ACI",2016,0.9,0.25,0.12052,0.12052,0.12052,0.12052,0.75,0.75,0.75,0.98,"Yes",2016,{"$nulls":5},"Choctaw Generating LP",100,"PurEnergy LLC",100,"Non-regulated"]
["Dearborn Industrial Generation","55088_B_EUCTG1",55088,"B","EUCTG1",89291,"Fossil Waste",null,"MIS_LMI","Michigan",26,"Wayne",163,"26163",83,4746,2001,9999,"wall",null,"Y","Fossil Waste",{"$nulls":3},"FR",{"$nulls":9},0.02021,0.02021,0.02021,0.02021,{"$nulls":11},"Dearborn Industrial Generation LLC",100,"CMS Energy Corp",100,"Non-regulated"]
["Dearborn Industrial Generation","55088_B_EUCTG2",55088,"B","EUCTG2",89292,"Fossil Waste",null,"MIS_LMI","Michigan",26,"Wayne",163,"26163",83,4746,2001,9999,"wall",null,"Y","Fossil Waste",{"$nulls":3},"FR",{"$nulls":9},0.01824,0.01824,0.01824,0.01824,{"$nulls":11},"Dearborn Industrial Generation LLC",100,"CMS Energy Corp",100,"Non-regulated"]
["Dearborn Industrial Generation","55088_B_EUCTG3",55088,"B","EUCTG3",89293,"Fossil Waste",null,"MIS_LMI","Michigan",26,"Wayne",163,"26163",83,4746,2001,9999,"wall",null,"Y","Fossil Waste",{"$nulls":3},"FR",{"$nulls":9},0.02217,0.02217,0.02217,0.02217,{"$nulls":11},"Dearborn Industrial Generation LLC",100,"CMS Energy Corp",100,"Non-regulated"]
["Portside Energy","55096_B_HRSG1",55096,"B","HRSG1",null,"O/G Steam",null,"MIS_INKY","Indiana",18,"Porter",127,"18127",19,8300,1997,9999,null,null,"Y","Natural Gas",{"$nulls":13},0.03922,0.03922,0.03922,0.03922,{"$nulls":11},"Portside Energy Corp",100,"Atlantic Power Corp",100,"Non-regulated"]
["Air Products Port Arthur","55309_B_HRSG",55309,"B","HRSG",null,"O/G Steam",null,"MIS_WOTA","Texas",48,"Jefferson",245,"48245",20.5,6690,2006,9999,null,null,"Y","Natural Gas",{"$nulls":3},"NH3","SCR",{"$nulls":8},0.05352,0.05352,0.05352,0.05352,{"$nulls":11},"Air Products & Chemicals Inc",100,"Air Products & Chemicals Inc",100,"Non-regulated"]
["Wygen 1","55479_B_3",55479,"B","3",4852,"Coal Steam",null,"WECC_WY","Wyoming",56,"Campbell",5,"56005",85,11824,2003,9999,"wall","dry","N","Subbituminous","Dry Scrubber",2003,0.933,"LNBO","SCR",2003,null,"B","NA","ACI",2016,0.9,0.2,0.14165,0.14165,0.14165,0.14165,0.1,0.1,0.1,0.983,{"$nulls":7},"Black Hills Power Inc",76.5,"Black Hills Corp",76.5,"Non-regulated"]
["Nacogdoches Power","55708_B_BLR1",55708,"B","BLR1",9227,"Biomass",null,"ERC_REST","Texas",48,"Nacogdoches",347,"48347",100,14914,2012,9999,"FBC",null,"N","Biomass",null,null,0.75,"CF","SNCR",null,null,"B","NA",{"$nulls":3},0.046,0.08245,0.08245,0.08245,0.08245,{"$nulls":11},"Nacogdoches Power LLC",100,"Austin Energy",100,"Regulated"]
["Hardin Generator Project","55749_B_PC1",55749,"B","PC1",9114,"Coal Steam",null,"WECC_MT","Montana",30,"Big Horn",3,"30003",107,12466,2006,9999,"wall","dry","N","Subbituminous","Dry Scrubber",2006,0.923,"LA + LNB + NH3","SCR",2006,null,"B","NA","ACI",2009,0.9,0.11,1.9276,0.07017,1.9276,0.07017,0.1,0.1,0.1,0.973,{"$nulls":7},"Rocky Mountain Power LLC (ND)",100,"BDW (Montana) LLC",100,"Non-regulated"]
["Prairie State Generating Station","55856_B_PC1",55856,"B","PC1",90192,"Coal Steam",null,"MIS_IL","Illinois",17,"St Clair",163,"17163",815,9391,2012,2045,"wall","dry","N","Bituminous","Wet Scrubber",2011,0.98,"LNB","SCR",2011,null,"ESPC + WESP","Yes","ACI",2011,0.9,0.182,0.06122,0.06122,0.06122,0.06122,0.05,0.1,0.1,0.99,"Yes",2011,{"$nulls":5},"Prairie State Generating Co LLC",100,"American Municipal Power Inc",100,"Non-regulated"]
["Prairie State Generating Station","55856_B_PC2",55856,"B","PC2",90193,"Coal Steam",null,"MIS_IL","Illinois",17,"St Clair",163,"17163",815,9346,2012,2045,"wall","dry","N","Bituminous","Wet Scrubber",2012,0.98,"LNB","SCR",2012,null,"ESPC + WESP","Yes","ACI",2012,0.9,0.182,0.06096,0.06096,0.06096,0.06096,0.05,0.1,0.1,0.99,"Yes",2012,{"$nulls":5},"Prairie State Generating Co LLC",100,"American Municipal Power Inc",100,"Non-regulated"]
["Sierra Pacific Aberdeen","55882_B_BLR1",55882,"B","BLR1",null,"Biomass",null,"WECC_PNW","Washington",53,"Grays Harbor",27,"53027",17.4,4561,2003,9999,null,null,"Y","Biomass",{"$nulls":4},"SNCR",null,null,"ESPC + C","No",{"$nulls":4},0.095,0.095,0.095,0.095,{"$nulls":11},"Sierra Pacific Industries Inc",100,"Sierra Pacific Industries",100,"Non-regulated"]
["Elm Road Generating Station","56068_B_18",56068,"B","18",89796,"Coal Steam",null,"MIS_WUMS","Wisconsin",55,"Milwaukee",79,"55079",636,9552,2010,9999,"wall","dry","N","Bituminous, Subbituminous","Wet Scrubber",2010,0.971,"LNB","SCR",2010,null,"WESP + B","No",{"$nulls":3},0.03,0.06337,0.06337,0.06337,0.06337,0.05,0.1,0.56,0.99,{"$nulls":4},"C2G",2035,null,"Wisconsin Electric Power Co",83.34,"WEC Energy Group Inc",83.34,"Regulated"]
["Elm Road Generating Station","56068_B_19",56068,"B","19",89798,"Coal Steam",null,"MIS_WUMS","Wisconsin",55,"Milwaukee",79,"55079",633,9475,2011,9999,"wall","dry","N","Bituminous, Subbituminous","Wet Scrubber",2011,0.971,"LNB","SCR",2011,null,"WESP + B","No",{"$nulls":3},0.03,0.06225,0.06225,0.06225,0.06225,0.05,0.1,0.56,0.99,{"$nulls":4},"C2G",2035,null,"Wisconsin Electric Power Co",83.34,"WEC Energy Group Inc",83.34,"Regulated"]
["Middletown","562_B_2",562,"B","2",353,"O/G Steam",null,"NENG_CT","Connecticut",9,"Middlesex",7,"09007",117,11409,1958,9999,"wall","dry","N","Natural Gas, Residual Fuel Oil",{"$nulls":3},"OFA","SNCR",null,null,"ESPC","No",{"$nulls":3},0.3,0.08819,0.08819,0.08819,0.08819,{"$nulls":11},"Middletown Operations Inc",100,"ArcLight Capital Partners LLC",100,"Non-regulated"]
["Middletown","562_B_3",562,"B","3",354,"O/G Steam",null,"NENG_CT","Connecticut",9,"Middlesex",7,"09007",236,11518,1964,9999,"cyclone","dry","N","Natural Gas, Residual Fuel Oil",{"$nulls":3},"H2O","SNCR",null,null,"ESPC","No",{"$nulls":3},0.3,0.1459,0.1459,0.1459,0.1459,{"$nulls":11},"Middletown Operations Inc",100,"ArcLight Capital Partners LLC",100,"Non-regulated"]
["Middletown","562_B_4",562,"B","4",355,"O/G Steam",null,"NENG_CT","Connecticut",9,"Middlesex",7,"09007",400,11502,1973,9999,"tangential","dry","N","Residual Fuel Oil",{"$nulls":3},"BF + BOOS + LA",{"$nulls":8},0.3,0.15,0.15,0.15,0.15,{"$nulls":11},"Middletown Operations Inc",100,"ArcLight Capital Partners LLC",100,"Non-regulated"]
["TS Power Plant","56224_B_BLR100",56224,"B","BLR100",null,"O/G Steam",null,"WECC_NNV","Nevada",32,"Eureka",11,"32011",218,10573,2008,9999,"wall","dry","N","Natural Gas",{"$nulls":4},"SCR",{"$nulls":8},0.02486,0.02486,0.02486,0.02486,{"$nulls":11},"Newmont Nevada Energy Investments",100,"Barrick Gold Corp",100,"Non-regulated"]
["Trigen St. Louis","56309_B_HRSG1",56309,"B","HRSG1",null,"O/G Steam",null,"MIS_MO","Missouri",29,"St Louis",189,"29189",1.5,8300,1999,9999,null,null,"Y","Natural Gas",{"$nulls":13},0.2,0.2,0.2,0.2,{"$nulls":11},"Ashley Energy LLC",100,"Ashley Energy LLC",100,"Non-regulated"]
["Trigen St. Louis","56309_B_HRSG2",56309,"B","HRSG2",null,"O/G Steam",null,"MIS_MO","Missouri",29,"St Louis",189,"29189",1.5,8300,1999,9999,null,null,"Y","Natural Gas",{"$nulls":13},0.2,0.2,0.2,0.2,{"$nulls":11},"Ashley Energy LLC",100,"Ashley Energy LLC",100,"Non-regulated"]
["Wygen 2","56319_B_1",56319,"B","1",89633,"Coal Steam",null,"WECC_WY","Wyoming",56,"Campbell",5,"56005",90,11967,2008,2048,"wall","dry","N","Subbituminous","Dry Scrubber",2008,0.933,"LNBO","SCR",2008,null,"B","NA","ACI",2016,0.9,0.1,0.05812,0.05812,0.05812,0.05812,0.1,0.1,0.1,0.983,{"$nulls":7},"Cheyenne Light Fuel & Power Co",100,"Black Hills Corp",100,"Regulated"]
["Stanton Energy Center","564_B_2",564,"B","2",369,"Coal Steam",null,"FRCC","Florida",12,"Orange",95,"12095",467,10373,1996,9999,"wall","dry","N","Bituminous","Wet Scrubber",1996,0.962,"LNB + OFA","SCR",1996,null,"ESPC","No",{"$nulls":3},0.25,0.14861,0.14861,0.14861,0.14861,0.05,0.1,0.56,0.99,"Yes",2014,null,null,"C2G",2027,null,"Orlando Utilities Commission",71.59,"Orlando Utilities Commission",71.59,"Regulated"]
["Nevada Solar One","56405_B_HI",56405,"B","HI",null,"Solar Thermal",null,"WECC_SNV","Nevada",32,"Clark",3,"32003",68,9771,2007,9999,null,null,"N","Solar",{"$nulls":13},0,0,0,0,{"$nulls":11},"Nevada Solar One LLC",100,"Acciona Energia",100,"Non-regulated"]
["Sierra Pacific Burlington Facility","56406_B_BLR1",56406,"B","BLR1",null,"Biomass",null,"WECC_PNW","Washington",53,"Skagit",57,"53057",24.6,4552,2007,9999,null,null,"Y","Biomass",{"$nulls":4},"SNCR",null,null,"ESPC + C","No",{"$nulls":4},0.13,0.13,0.13,0.13,{"$nulls":11},"Sierra Pacific Industries Inc",100,"Sierra Pacific Industries",100,"Non-regulated"]
["Plum Point Energy Station","56456_B_BLR1",56456,"B","BLR1",90208,"Coal Steam",null,"MIS_AR","Arkansas",5,"Mississippi",93,"05093",680,9682,2010,9999,"wall","dry","N","Subbituminous","Dry Scrubber",2010,0.9,"LNB + OFA","SCR",2010,null,"B","NA","ACI",2010,0.9,0.16,0.07339,0.07339,0.07339,0.07339,0.1,0.1,0.1,0.95,{"$nulls":7},"Plum Point Energy Associates LLC",63,"Starwood Capital Group Global LLC",63,"Non-regulated"]
["Roseburg Forest Products Biomass","56469_B_FW-1",56469,"B","FW-1",null,"Biomass",null,"WECC_PNW","California",6,"Siskiyou",93,"06093",9,5004,1996,9999,null,null,"Y","Biomass",{"$nulls":3},"NH3","SNCR",null,null,"ESPC","Yes",{"$nulls":4},0.0321,0.0321,0.0321,0.0321,{"$nulls":11},"Roseburg Forest Products Co",100,"Roseburg Forest Products Co",100,"Non-regulated"]
["John W Turk Jr Power Plant","56564_B_1",56564,"B","1",90325,"Coal Steam",null,"SPP_WEST","Arkansas",5,"Hempstead",57,"05057",650,9102,2012,9999,"wall","dry","N","Subbituminous","Dry Scrubber",2012,0.961,"LNBO","SCR",2012,null,"B","NA","ACI",2012,0.9,0.065,0.03875,0.03875,0.03875,0.03875,0.1,0.1,0.1,0.99,{"$nulls":7},"Southwestern Electric Power Co",73,"American Electric Power Co Inc",73,"Regulated"]
["Wygen III","56596_B_1",56596,"B","1",90109,"Coal Steam",null,"WECC_WY","Wyoming",56,"Campbell",5,"56005",100,11509,2010,9999,"wall","dry","N","Subbituminous","Dry Scrubber",2010,0.933,"LNB + OFA","SCR",2010,null,"B","NA","ACI",2016,0.9,0.09,0.04261,0.04261,0.04261,0.04261,0.1,0.1,0.1,0.983,{"$nulls":7},"Black Hills Power Inc",52,"Black Hills Corp",52,"Regulated"]
["Dry Fork Station","56609_B_1",56609,"B","1",90531,"Coal Steam",null,"WECC_WY","Wyoming",56,"Campbell",5,"56005",390,10552,2011,9999,"wall","dry","N","Subbituminous","Dry Scrubber",2011,0.95,"LNB + OFA","SCR",2011,null,"B","NA","ACI",2011,0.9,0.07,0.04179,0.04179,0.04179,0.04179,0.1,0.1,0.1,0.99,{"$nulls":7},"Basin Electric Power Coop",92.9,"Basin Electric Power Coop",92.9,"Regulated"]
["Sandy Creek Energy Station","56611_B_S01",56611,"B","S01",90551,"Coal Steam",null,"ERC_REST","Texas",48,"McLennan",309,"48309",933,9330,2013,9999,"wall","dry","N","Subbituminous","Dry Scrubber",2013,0.9,"LNB + OFA","SCR",2013,null,"B","NA","ACI",2013,0.9,0.1,0.0455,0.0455,0.0455,0.0455,0.1,0.1,0.1,0.95,{"$nulls":7},"Sandy Creek Energy Associates",100,"LS Power Group",100,"Non-regulated"]
["Novo BioPower Plant","56616_B_4PB",56616,"B","4PB",null,"Biomass",null,"WECC_AZ","Arizona",4,"Navajo",17,"04017",22.2,18088,2008,9999,null,null,"N","Biomass",{"$nulls":4},"SNCR",null,null,"B + C","NA",{"$nulls":4},0.14274,0.14274,0.14274,0.14274,{"$nulls":11},"Novo Biopower LLC",100,"Robert M Worsley",100,"Non-regulated"]
["St Paul Cogeneration","56643_B_7",56643,"B","7",null,"Biomass",null,"MIS_MNWI","Minnesota",27,"Ramsey",123,"27123",33,8176,2003,9999,null,null,"Y","Biomass",{"$nulls":4},"SNCR",null,null,"ESPC + C","No",{"$nulls":4},0.13178,0.13178,0.13178,0.13178,{"$nulls":11},"St Paul Cogeneration LLC",100,"DTE Energy Co",100,"Non-regulated"]
["Longview Power Plant","56671_B_UHA01",56671,"B","UHA01",90398,"Coal Steam",null,"PJM_AP","West Virginia",54,"Monongalia",61,"54061",710,8904,2011,9999,"wall","dry","N","Bituminous","Wet Scrubber",2011,0.983,"LNBO","SCR",2011,null,"B","NA",{"$nulls":3},0.095,0.3851,0.06304,0.3851,0.06304,0.05,0.1,0.56,0.99,{"$nulls":7},"Longview Power LLC",100,"Genpower Holdings LP",100,"Non-regulated"]
["Ampersand Chowchilla Biomass LLC","56706_B_SD200",56706,"B","SD200",null,"Biomass",null,"WEC_CALN","California",6,"Madera",39,"06039",10.5,19505,2008,9999,null,null,"N","Biomass",null,null,0.9,"NH3","SNCR",null,null,"B + C","NA",{"$nulls":4},0.07228,0.07228,0.07228,0.07228,{"$nulls":4},"Yes",2008,{"$nulls":5},"Global Ampersand LLC",100,"Ampersand Energy Partners LLC",100,"Non-regulated"]
["El Nido Facility","56707_B_SD200",56707,"B","SD200",null,"Biomass",null,"WEC_CALN","California",6,"Merced",47,"06047",10.5,20516,2008,9999,null,null,"N","Biomass",null,null,0.9,"NH3","SNCR",null,null,"B + C","NA",{"$nulls":4},0.08777,0.08777,0.08777,0.08777,{"$nulls":4},"Yes",2008,{"$nulls":5},"Global Ampersand LLC",100,"Ampersand Energy Partners LLC",100,"Non-regulated"]
["CFB Power Plant","56708_B_H1101",56708,"B","H1101",null,"O/G Steam",null,"ERC_REST","Texas",48,"Calhoun",57,"48057",143,11798,2012,9999,null,"dry","N","Natural Gas",{"$nulls":3},"CF + LNB + NH3","SNCR",{"$nulls":7},0.178,0.04956,0.04956,0.04956,0.04956,{"$nulls":11},"Formosa Plastics Corp TX",100,"Formosa Plastics Corp",100,"Non-regulated"]
["CFB Power Plant","56708_B_H1201",56708,"B","H1201",null,"O/G Steam",null,"ERC_REST","Texas",48,"Calhoun",57,"48057",143,11798,2012,9999,null,"dry","N","Natural Gas",{"$nulls":3},"CF + LNB + NH3","SNCR",{"$nulls":7},0.178,0.05379,0.05379,0.05379,0.05379,{"$nulls":11},"NuCoastal Energy",100,"NuCoastal Energy",100,"Non-regulated"]
["Evergreen BioPower LLC","56781_B_3",56781,"B","3",null,"Biomass",null,"WECC_PNW","Oregon",41,"Linn",43,"41043",10,4738,2007,9999,null,null,"Y","Biomass",{"$nulls":3},"FR + OFA",{"$nulls":3},"ESPH + C","No",{"$nulls":4},0.22033,0.22033,0.22033,0.22033,{"$nulls":11},"Evergreen Biopower LLC",100,"Evergreen Biopower",100,"Non-regulated"]
["Spiritwood Station","56786_B_1",56786,"B","1",90511,"Coal Steam",null,"MIS_MAPP","North Dakota",38,"Stutsman",93,"38093",71,8300,2014,9999,"FBC","dry","Y","Lignite","Dry Scrubber",2014,0.98,"CF + OFA","SNCR",null,2014,"B","NA","ACI",2014,0.9,0.06,0.4559,0.09622,0.4559,0.09622,0.5,0.5,0.5,0.98,{"$nulls":7},"Great River Energy",100,"Great River Energy",100,"Regulated"]
["Virginia City Hybrid Energy Center","56808_B_1",56808,"B","1",90448,"Coal Steam",null,"PJM_West","Virginia",51,"Wise",195,"51195",305,9943,2012,9999,"FBC","dry","N","Bituminous, Waste Coal","Dry Scrubber",2012,0.998,"CF","SNCR",null,2012,"ESPH + B","No","ACI",2012,0.9,0.022,0.07356,0.07356,0.07356,0.07356,0.01,0.01,0.01,0.99,{"$nulls":7},"Virginia Electric & Power Co",100,"Dominion Energy Inc",100,"Regulated"]
["Virginia City Hybrid Energy Center","56808_B_2",56808,"B","2",90449,"Coal Steam",null,"PJM_West","Virginia",51,"Wise",195,"51195",305,9943,2012,9999,"FBC","dry","N","Bituminous, Waste Coal","Dry Scrubber",2012,0.998,"CF","SNCR",null,2012,"ESPH + B","No","ACI",2012,0.9,0.022,0.07258,0.07258,0.07258,0.07258,0.01,0.01,0.01,0.99,{"$nulls":7},"Virginia Electric & Power Co",100,"Dominion Energy Inc",100,"Regulated"]
["Solana Generating Station","56812_B_1",56812,"B","1",null,"Solar Thermal",null,"WECC_AZ","Arizona",4,"Maricopa",13,"04013",296,9771,2013,9999,null,null,"N","Solar",{"$nulls":13},0,0,0,0,{"$nulls":11},"Arizona Solar One LLC",100,"Abengoa SA",100,"Non-regulated"]
["Plainfield Renewable Energy LLC","56847_B_Boil",56847,"B","Boil",null,"Biomass",null,"NENG_CT","Connecticut",9,"Windham",15,"09015",38,14587,2013,9999,null,null,"N","Biomass","Dry Scrubber",2013,0.9,"FR + OFA","SNCR",null,null,"B + C","NA",{"$nulls":4},0.08019,0.08019,0.08019,0.08019,{"$nulls":4},"Yes",{"$nulls":6},"Plainfield Renewable Energy LLC",100,"Greenleaf Power",100,"Non-regulated"]
["Haverhill North Cogeneration Facility","56848_B_HRSG10",56848,"B","HRSG10",null,"Fossil Waste",null,"PJM_West","Ohio",39,"Scioto",145,"39145",8.8,4489,2010,9999,null,null,"Y","Fossil Waste","Dry Scrubber",2008,0.92,{"$nulls":4},"B","NA","ACI",2008,0.9,4.213,0.05352,0.05352,0.05352,0.05352,0.1,0.1,0.1,{"$nulls":8},"Haverhill Cogeneration Co LLC",100,"Sun Coke Intl Inc",100,"Non-regulated"]
["Haverhill North Cogeneration Facility","56848_B_HRSG11",56848,"B","HRSG11",null,"Fossil Waste",null,"PJM_West","Ohio",39,"Scioto",145,"39145",8.8,10983,2010,9999,null,null,"Y","Fossil Waste",{"$nulls":11},0,null,0.05352,0.05352,0.05352,0.05352,{"$nulls":11},"SunCoke Energy, Inc.",100,"SunCoke Energy, Inc.",100,"Non-regulated"]
["Haverhill North Cogeneration Facility","56848_B_HRSG6",56848,"B","HRSG6",null,"Fossil Waste",null,"PJM_West","Ohio",39,"Scioto",145,"39145",8.8,4489,2010,9999,null,null,"Y","Fossil Waste","Dry Scrubber",2008,0.92,{"$nulls":4},"B","NA","ACI",2008,0.9,4.213,0.05352,0.05352,0.05352,0.05352,0.1,0.1,0.1,{"$nulls":8},"Haverhill Cogeneration Co LLC",100,"Sun Coke Intl Inc",100,"Non-regulated"]
["Haverhill North Cogeneration Facility","56848_B_HRSG7",56848,"B","HRSG7",null,"Fossil Waste",null,"PJM_West","Ohio",39,"Scioto",145,"39145",8.8,4489,2010,9999,null,null,"Y","Fossil Waste","Dry Scrubber",2008,0.92,{"$nulls":4},"B","NA","ACI",2008,0.9,4.213,0.05352,0.05352,0.05352,0.05352,0.1,0.1,0.1,{"$nulls":8},"Haverhill Cogeneration Co LLC",100,"Sun Coke Intl Inc",100,"Non-regulated"]
["Haverhill North Cogeneration Facility","56848_B_HRSG8",56848,"B","HRSG8",null,"Fossil Waste",null,"PJM_West","Ohio",39,"Scioto",145,"39145",8.8,4489,2010,9999,null,null,"Y","Fossil Waste","Dry Scrubber",2008,0.92,{"$nulls":4},"B","NA","ACI",2008,0.9,4.213,0.05352,0.05352,0.05352,0.05352,0.1,0.1,0.1,{"$nulls":8},"Haverhill Cogeneration Co LLC",100,"Sun Coke Intl Inc",100,"Non-regulated"]
["Haverhill North Cogeneration Facility","56848_B_HRSG9",56848,"B","HRSG9",null,"Fossil Waste",null,"PJM_West","Ohio",39,"Scioto",145,"39145",8.8,4489,2010,9999,null,null,"Y","Fossil Waste","Dry Scrubber",2008,0.92,{"$nulls":4},"B","NA","ACI",2008,0.9,4.213,0.05352,0.05352,0.05352,0.05352,0.1,0.1,0.1,{"$nulls":8},"Haverhill Cogeneration Co LLC",100,"Sun Coke Intl Inc",100,"Non-regulated"]
["Archer Daniels Midland Columbus","57046_B_CFB1",57046,"B","CFB1",88220,"Coal Steam",null,"SPP_NEBR","Nebraska",31,"Platte",141,"31141",30,10986,2009,9999,"FBC","dry","Y","Subbituminous","Reagent Injection",2009,0.9,"LA + NH3","SNCR",null,2010,"B","NA",{"$nulls":3},0.987,0.03765,0.03765,0.03765,0.03765,0.05,0.1,0.43,0.98,"Yes",2009,{"$nulls":5},"Archer Daniels Midland Co",100,"Archer Daniels Midland Co",100,"Non-regulated"]
["Archer Daniels Midland Columbus","57046_B_CFB2",57046,"B","CFB2",88221,"Coal Steam",null,"SPP_NEBR","Nebraska",31,"Platte",141,"31141",30,10986,2009,9999,"FBC","dry","Y","Subbituminous","Reagent Injection",2009,0.9,"LA + NH3","SNCR",null,2010,"B","NA",{"$nulls":3},0.987,0.03841,0.03841,0.03841,0.03841,0.05,0.1,0.43,0.98,"Yes",2009,{"$nulls":5},"Archer Daniels Midland Co",100,"Archer Daniels Midland Co",100,"Non-regulated"]
["Granite City Works","57072_B_PB-1",57072,"B","PB-1",null,"Non-Fossil Waste",null,"MIS_IL","Illinois",17,"Madison",119,"17119",78,9205,2010,9999,null,null,"Y","Non-Fossil Waste",{"$nulls":3},"FR + LNB",{"$nulls":9},0.00072,0.00072,0.00072,0.00072,{"$nulls":11},"US Steel Granite City Works",100,"United States Steel Corp",100,"Non-regulated"]
["Ivanpah 2","57073_B_BLR1",57073,"B","BLR1",90614,"Solar Thermal",null,"WECC_SCE","California",6,"San Bernardino",71,"06071",133,9771,2013,9999,"other",null,"N","Solar",{"$nulls":13},0,0,0,0,{"$nulls":11},"Solar Partners I LLC",100,"NRG Energy Inc",100,"Non-regulated"]
["Ivanpah 1","57074_B_BLR1",57074,"B","BLR1",90615,"Solar Thermal",null,"WECC_SCE","California",6,"San Bernardino",71,"06071",126,9771,2013,9999,"other",null,"N","Solar",{"$nulls":13},0,0,0,0,{"$nulls":11},"Solar Partners II LLC",100,"NRG Energy Inc",100,"Non-regulated"]
["Ivanpah 3","57075_B_BLR1",57075,"B","BLR1",90616,"Solar Thermal",null,"WECC_SCE","California",6,"San Bernardino",71,"06071",133,9771,2013,9999,"other",null,"N","Solar",{"$nulls":13},0,0,0,0,{"$nulls":11},"Solar Partners VIII LLC",100,"NRG Energy Inc",100,"Non-regulated"]
["WestRock (WA)","57099_B_4RB",57099,"B","4RB",null,"Non-Fossil Waste",null,"WECC_PNW","Washington",53,"Pierce",53,"53053",28,11537,1973,9999,null,null,"Y","Non-Fossil Waste",{"$nulls":3},"OFA",{"$nulls":3},"ESPC","No",{"$nulls":4},0.10828,0.10828,0.10828,0.10828,{"$nulls":11},"WestRock CP LLC",100,"Rock Tenn Co",100,"Non-regulated"]
["WestRock (WA)","57099_B_7PB",57099,"B","7PB",null,"Non-Fossil Waste",null,"WECC_PNW","Washington",53,"Pierce",53,"53053",28,11537,1991,9999,null,null,"Y","Non-Fossil Waste",{"$nulls":3},"OFA",{"$nulls":3},"ESPC + C","No",{"$nulls":4},0.2,0.2,0.2,0.2,{"$nulls":11},"WestRock CP LLC",100,"Rock Tenn Co",100,"Non-regulated"]
["Koda Biomass Plant","57119_B_1111",57119,"B","1111",null,"Biomass",null,"MIS_MNWI","Minnesota",27,"Scott",139,"27139",20.3,8012,2009,9999,null,null,"Y","Biomass",null,null,0.5,"LA + OFA","SNCR",null,null,"ESPC","No",{"$nulls":4},0.25,0.25,0.25,0.25,{"$nulls":4},"Yes",2017,{"$nulls":5},"KODA Energy LLC",100,"Rahr Malting Co",100,"Non-regulated"]
["Savannah River Site Biomass Cogen","57138_B_HRSG1",57138,"B","HRSG1",null,"Biomass",null,"S_VACA","South Carolina",45,"Aiken",3,"45003",9.5,15395,2012,9999,null,null,"Y","Biomass",null,null,0.5,"NH3",{"$nulls":3},"B","NA",{"$nulls":4},0.21426,0.21426,0.21426,0.21426,{"$nulls":4},"Yes",2012,{"$nulls":5},"Dept of Energy Savannah River Ops",100,"US Dept of Energy",100,"Non-regulated"]
["Savannah River Site Biomass Cogen","57138_B_HRSG2",57138,"B","HRSG2",null,"Biomass",null,"S_VACA","South Carolina",45,"Aiken",3,"45003",9.5,15395,2012,9999,null,null,"Y","Biomass",null,null,0.5,"NH3",{"$nulls":3},"B","NA",{"$nulls":4},0.20881,0.20881,0.20881,0.20881,{"$nulls":4},"Yes",2012,{"$nulls":5},"Dept of Energy Savannah River Ops",100,"US Dept of Energy",100,"Non-regulated"]
["Deerhaven Renewable","57241_B_BLR1",57241,"B","BLR1",90626,"Biomass",null,"FRCC","Florida",12,"Alachua",1,"12001",102,13500,2013,9999,"FBC","dry","N","Biomass",null,null,0.9,"CF","SCR",null,null,"B","NA",{"$nulls":4},0.06169,0.06169,0.06169,0.06169,{"$nulls":4},"Yes",2013,{"$nulls":5},"Gainesville Renewable Energy Center LLC",100,"Starwood Capital Group Global LLC",100,"Regulated"]
["Crescent Dunes Solar Energy","57275_B_TSE-B1",57275,"B","TSE-B1",null,"Solar Thermal",null,"WECC_NNV","Nevada",32,"Nye",23,"32023",55,9771,2015,9999,null,null,"N","Solar",{"$nulls":13},0,0,0,0,{"$nulls":11},"Tonopah Solar Energy LLC",100,"United Technologies Corp",100,"Non-regulated"]
["Crescent Dunes Solar Energy","57275_B_TSE-B2",57275,"B","TSE-B2",null,"Solar Thermal",null,"WECC_NNV","Nevada",32,"Nye",23,"32023",55,9771,2015,9999,null,null,"N","Solar",{"$nulls":13},0,0,0,0,{"$nulls":11},"Tonopah Solar Energy LLC",100,"United Technologies Corp",100,"Non-regulated"]
["Mojave Solar Project","57331_B_MSP1",57331,"B","MSP1",null,"Solar Thermal",null,"WECC_SCE","California",6,"San Bernardino",71,"06071",138,9771,2014,9999,null,null,"N","Solar",{"$nulls":13},0,0,0,0,{"$nulls":11},"Mojave Solar LLC",100,"Abengoa SA",100,"Non-regulated"]
["Mojave Solar Project","57331_B_MSP2",57331,"B","MSP2",null,"Solar Thermal",null,"WECC_SCE","California",6,"San Bernardino",71,"06071",138,9771,2014,9999,null,null,"N","Solar",{"$nulls":13},0,0,0,0,{"$nulls":11},"Mojave Solar LLC",100,"Abengoa SA",100,"Non-regulated"]
["Genesis Solar Energy Project","57394_B_SOLAR",57394,"B","SOLAR",null,"Solar Thermal",null,"WECC_SCE","California",6,"Riverside",65,"06065",250,9771,2013,9999,null,null,"N","Solar",{"$nulls":13},0,0,0,0,{"$nulls":11},"Genesis Solar LLC",100,"NextEra Energy Inc",100,"Non-regulated"]
["Seneca Sustainable Energy LLC","57457_B_1",57457,"B","1",null,"Biomass",null,"WECC_PNW","Oregon",41,"Lane",39,"41039",19.8,15307,2011,9999,null,null,"Y","Biomass",{"$nulls":3},"FR + NH3","SNCR",null,null,"ESPH","No",{"$nulls":4},0.22567,0.16926,0.22567,0.16926,{"$nulls":11},"Seneca Sustainable Energy LLC",100,"Seneca Sawmill",100,"Non-regulated"]
["Marlboro Mill","57470_B_RF-P1",57470,"B","RF-P1",88372,"Non-Fossil Waste",null,"S_VACA","South Carolina",45,"Marlboro",69,"45069",17.1,18343,1990,9999,"wall","dry","Y","Non-Fossil Waste",{"$nulls":7},"ESPH","No",{"$nulls":4},0.09705,0.09705,0.09705,0.09705,{"$nulls":11},"Domtar LLC",100,"Domtar Corp",100,"Non-regulated"]
["Marlboro Mill","57470_B_UA-P2",57470,"B","UA-P2",88372,"Non-Fossil Waste",null,"S_VACA","South Carolina",45,"Marlboro",69,"45069",17.1,18343,1991,9999,"wall","dry","Y","Non-Fossil Waste",{"$nulls":7},"ESPH","No",{"$nulls":4},0.09705,0.09705,0.09705,0.09705,{"$nulls":11},"Domtar LLC",100,"Domtar Corp",100,"Non-regulated"]
["Goodsprings Waste Heat Recovery","57684_B_1",57684,"B","1",null,"Non-Fossil Waste",null,"WECC_NNV","Nevada",32,"Clark",3,"32003",6.5,9236,2010,9999,null,null,"N","Non-Fossil Waste",{"$nulls":13},0,0,0,0,{"$nulls":11},"Nevada Power Co",100,"Berkshire Hathaway Inc",100,"Regulated"]
["Middletown Coke Company, LLC","57822_B_HRSG1",57822,"B","HRSG1",null,"Fossil Waste",null,"PJM_West","Ohio",39,"Butler",17,"39017",9.4,4431,2011,9999,null,null,"Y","Fossil Waste","Dry Scrubber",2011,0.92,{"$nulls":4},"B","NA",{"$nulls":4},0.05352,0.05352,0.05352,0.05352,{"$nulls":11},"Middletown Cogeneration Co LLC",100,"SunCoke Energy",100,"Non-regulated"]
["Middletown Coke Company, LLC","57822_B_HRSG2",57822,"B","HRSG2",null,"Fossil Waste",null,"PJM_West","Ohio",39,"Butler",17,"39017",9.4,4431,2011,9999,null,null,"Y","Fossil Waste","Dry Scrubber",2011,0.92,{"$nulls":4},"B","NA",{"$nulls":4},0.05352,0.05352,0.05352,0.05352,{"$nulls":11},"Middletown Cogeneration Co LLC",100,"SunCoke Energy",100,"Non-regulated"]
["Middletown Coke Company, LLC","57822_B_HRSG3",57822,"B","HRSG3",null,"Fossil Waste",null,"PJM_West","Ohio",39,"Butler",17,"39017",9.4,4431,2011,9999,null,null,"Y","Fossil Waste","Dry Scrubber",2011,0.92,{"$nulls":4},"B","NA",{"$nulls":4},0.05352,0.05352,0.05352,0.05352,{"$nulls":11},"Middletown Cogeneration Co LLC",100,"SunCoke Energy",100,"Non-regulated"]
["Middletown Coke Company, LLC","57822_B_HRSG4",57822,"B","HRSG4",null,"Fossil Waste",null,"PJM_West","Ohio",39,"Butler",17,"39017",9.4,4431,2011,9999,null,null,"Y","Fossil Waste","Dry Scrubber",2011,0.92,{"$nulls":4},"B","NA",{"$nulls":4},0.05352,0.05352,0.05352,0.05352,{"$nulls":11},"Middletown Cogeneration Co LLC",100,"SunCoke Energy",100,"Non-regulated"]
["Middletown Coke Company, LLC","57822_B_HRSG5",57822,"B","HRSG5",null,"Fossil Waste",null,"PJM_West","Ohio",39,"Butler",17,"39017",9.4,4431,2011,9999,null,null,"Y","Fossil Waste","Dry Scrubber",2011,0.92,{"$nulls":4},"B","NA",{"$nulls":4},0.05352,0.05352,0.05352,0.05352,{"$nulls":11},"Middletown Cogeneration Co LLC",100,"SunCoke Energy",100,"Non-regulated"]
["Palm Beach Renewable Energy Facility 2","57898_B_BLR3",57898,"B","BLR3",null,"Municipal Solid Waste",null,"FRCC","Florida",12,"Palm Beach",99,"12099",28,17814,2015,9999,null,null,"N","MSW","Dry Scrubber",2015,0.9,"LA + OFA","SCR",null,null,"B","NA","ACI",2015,0.9,null,0.06544,0.06544,0.06544,0.06544,0.08,0.08,0.08,{"$nulls":8},"Solid Waste Authority of Palm Beach",100,"Solid Waste Authority of Palm Beach",100,"Non-regulated"]
["Palm Beach Renewable Energy Facility 2","57898_B_BLR4",57898,"B","BLR4",null,"Municipal Solid Waste",null,"FRCC","Florida",12,"Palm Beach",99,"12099",28,17814,2015,9999,null,null,"N","MSW","Dry Scrubber",2015,0.9,"LA + OFA","SCR",null,null,"B","NA","ACI",2015,0.9,null,0.07166,0.07166,0.07166,0.07166,0.08,0.08,0.08,{"$nulls":8},"Solid Waste Authority of Palm Beach",100,"Solid Waste Authority of Palm Beach",100,"Non-regulated"]
["Palm Beach Renewable Energy Facility 2","57898_B_BLR5",57898,"B","BLR5",null,"Municipal Solid Waste",null,"FRCC","Florida",12,"Palm Beach",99,"12099",28,17814,2015,9999,null,null,"N","MSW","Dry Scrubber",2015,0.9,"LA + OFA","SCR",null,null,"B","NA","ACI",2015,0.9,null,0.0675,0.0675,0.0675,0.0675,0.08,0.08,0.08,{"$nulls":8},"Solid Waste Authority of Palm Beach",100,"Solid Waste Authority of Palm Beach",100,"Non-regulated"]
["Piedmont Green Power","57909_B_BLR1",57909,"B","BLR1",null,"Biomass",null,"S_SOU","Georgia",13,"Lamar",171,"13171",55,13500,2013,9999,null,null,"N","Biomass",{"$nulls":3},"CF + NH3 + OFA","SNCR",null,null,"B","NA",{"$nulls":4},0.08582,0.08582,0.08582,0.08582,{"$nulls":11},"Piedmont Green Power LLC",100,"I Squared Capital",100,"Non-regulated"]
["Roquette America","57953_B_COGEN",57953,"B","COGEN",null,"Coal Steam",null,"MIS_MO","Iowa",19,"Lee",111,"19111",32,8300,2007,9999,"FBC","dry","Y","Bituminous, Petroleum Coke","Dry Scrubber",2008,0.95,"CF + OFA","SNCR",null,2008,"B","NA",{"$nulls":3},5.26,0.14412,0.07206,0.14412,0.07206,0.05,0.07,0.07,0.99,{"$nulls":7},"Roquette America Inc",100,"Roquette America Inc",100,"Non-regulated"]
["Burgess BioPower","58054_B_ST01",58054,"B","ST01",90824,"Biomass",null,"NENGREST","New Hampshire",33,"Coos",7,"33007",68,13694,2013,9999,"FBC",null,"N","Biomass",null,null,0.75,null,"SCR",null,null,"B","NA",{"$nulls":4},0.06025,0.06025,0.06025,0.06025,{"$nulls":11},"Burgess Biopower LLC",100,"Cate Street Capital LLC",100,"Non-regulated"]
["Rothschild Biomass Cogen Facility","58124_B_1",58124,"B","1",90829,"Biomass",null,"MIS_WUMS","Wisconsin",55,"Marathon",73,"55073",46,6884,2013,9999,"FBC",null,"Y","Biomass",null,null,0.6,null,"SNCR",null,null,"B","NA",{"$nulls":4},0.07731,0.07731,0.07731,0.07731,{"$nulls":4},"Yes",2013,{"$nulls":5},"Wisconsin Electric Power Co",100,"WEC Energy Group Inc",100,"Regulated"]
["Grand Ave Plant","58205_B_1",58205,"B","1",null,"O/G Steam",null,"SPP_N","Missouri",29,"Jackson",95,"29095",4.8,8300,1991,9999,null,null,"Y","Natural Gas",{"$nulls":12},6.3,0.12112,0.12112,0.12112,0.12112,{"$nulls":11},"Veolia Energy Kansas City Inc",100,"Veolia Environnement SA",100,"Non-regulated"]
["Lake Charles Plant","58310_B_B-1",58310,"B","B-1",null,"Non-Fossil Waste",null,"MIS_WOTA","Louisiana",22,"Calcasieu",19,"22019",28,11084,2012,9999,null,null,"N","Non-Fossil Waste","Dry Scrubber",2013,0.9,{"$nulls":4},"B","NA",{"$nulls":4},0,0,0,0,{"$nulls":11},"Rain CII Carbon LLC",100,"Rain CII Carbon LLC",100,"Non-regulated"]
["McKinley Paper Co. - Washington Mill","58352_B_B-11",58352,"B","B-11",null,"Biomass",null,"WECC_PNW","Washington",53,"Clallam",9,"53009",12,8707,2013,9999,null,null,"N","Biomass",{"$nulls":3},"AA + NH3","SNCR",null,null,"ESPC","No",{"$nulls":4},0.13,0.13,0.13,0.13,{"$nulls":11},"McKinley Paper Co. - Washington Mill",100,"McKinley Paper Co. - Washington Mill",100,"Non-regulated"]
["Halifax County Biomass","58560_B_BLR1",58560,"B","BLR1",null,"Biomass",null,"PJM_Dom","Virginia",51,"Halifax",83,"51083",45,13690,2013,9999,null,null,"N","Biomass",null,null,0.999,"NH3","SCR",null,null,"ESPC","No",{"$nulls":4},0.10375,0.10375,0.10375,0.10375,{"$nulls":4},"Yes",2013,{"$nulls":5},"South Boston Energy LLC",100,"NOVI Energy",100,"Non-regulated"]
["Eagle Valley Clean Energy LLC Biomass","58574_B_01",58574,"B","01",null,"Biomass",null,"WECC_CO","Colorado",8,"Eagle",37,"08037",12.6,14608,2013,9999,null,null,"N","Biomass",{"$nulls":3},"NH3","SNCR",null,null,"ESPH + C","Yes",{"$nulls":4},0.03,0.03,0.03,0.03,{"$nulls":11},"Eagle Valley Clean Energy LLC",100,"Greenbacker Renewable Energy Corp",100,"Non-regulated"]
["Allendale Biomass","58706_B_B001",58706,"B","B001",null,"Biomass",null,"S_VACA","South Carolina",45,"Allendale",5,"45005",19.2,16335,2013,9999,null,null,"N","Biomass",{"$nulls":3},"NH3","SNCR",null,null,"ESPH","No",{"$nulls":4},0.18333,0.18333,0.18333,0.18333,{"$nulls":11},"Allendale Biomass LLC",100,"I Squared Capital",100,"Non-regulated"]
["Dorchester Biomass","58707_B_B001",58707,"B","B001",null,"Biomass",null,"S_VACA","South Carolina",45,"Dorchester",35,"45035",20,16836,2013,9999,null,null,"N","Biomass",{"$nulls":3},"NH3","SNCR",null,null,"ESPH","No",{"$nulls":4},0.15994,0.15994,0.15994,0.15994,{"$nulls":11},"Dorchester Biomass LLC",100,"I Squared Capital",100,"Non-regulated"]
["J C McNeil","589_B_1",589,"B","1",377,"Biomass",null,"NENGREST","Vermont",50,"Chittenden",7,"50007",52,14499,1984,9999,"other",null,"N","Biomass",{"$nulls":3},"other","SCR",null,null,"ESPC + C","No",{"$nulls":4},0.06874,0.06874,0.06874,0.06874,{"$nulls":11},"Burlington VT (City of)",50,"Burlington VT (City of)",50,"Regulated"]
["Platte","59_B_1",59,"B","1",56,"Coal Steam",null,"SPP_NEBR","Nebraska",31,"Hall",79,"31079",100,11578,1982,9999,"tangential","dry","N","Subbituminous","Dry Scrubber",2014,0.913,"LNC3",{"$nulls":3},"ESPH + B","No","ACI",2016,0.9,0.745,0.17508,0.17508,0.17508,0.17508,0.1,0.1,0.1,0.963,{"$nulls":7},"Grand Island Utilities",100,"Grand Island Utilities",100,"Regulated"]
["Edge Moor","593_B_3",593,"B","3",382,"O/G Steam",null,"PJM_EMAC","Delaware",10,"New Castle",3,"10003",86,11893,1957,9999,"tangential","dry","N","Natural Gas, Residual Fuel Oil","Dry Scrubber",2009,0.65,"LNB","SNCR",null,null,"ESPC","No",{"$nulls":3},0.26,0.0577,0.0577,0.0577,0.0577,{"$nulls":11},"Calpine Mid Atlantic Generation LLC",100,"Energy Capital Partners",100,"Non-regulated"]
["Edge Moor","593_B_4",593,"B","4",383,"O/G Steam",null,"PJM_EMAC","Delaware",10,"New Castle",3,"10003",174,11627,1966,9999,"tangential","dry","N","Natural Gas, Residual Fuel Oil","Dry Scrubber",2009,0.65,"LNC2","SNCR",null,null,"ESPC","No",{"$nulls":3},0.26,0.05003,0.04116,0.05003,0.04116,{"$nulls":11},"Calpine Mid Atlantic Generation LLC",100,"Energy Capital Partners",100,"Non-regulated"]
["Edge Moor","593_B_5",593,"B","5",384,"O/G Steam",null,"PJM_EMAC","Delaware",10,"New Castle",3,"10003",450,11463,1973,9999,"wall","dry","N","Natural Gas, Residual Fuel Oil",{"$nulls":3},"LNBO","SNCR",null,null,"C","NA",{"$nulls":3},0.5,0.09453,0.0696,0.09453,0.0696,{"$nulls":11},"Calpine Mid Atlantic Generation LLC",100,"Energy Capital Partners",100,"Non-regulated"]
["SPI Anderson 2","59658_B_BLR1",59658,"B","BLR1",null,"Biomass",null,"WEC_CALN","California",6,"Shasta",89,"06089",27,4711,2015,9999,null,null,"Y","Biomass",{"$nulls":4},"SNCR",null,null,"ESPC + C","No",{"$nulls":4},0.0846,0.0846,0.0846,0.0846,{"$nulls":11},"Sierra Pacific Industries Inc",100,"Sierra Pacific Industries",100,"Non-regulated"]
["Whelan Energy Center","60_B_1",60,"B","1",57,"Coal Steam",null,"SPP_NEBR","Nebraska",31,"Adams",1,"31001",77,12708,1981,9999,"tangential","dry","N","Subbituminous",null,null,0.01,"OFA",{"$nulls":3},"ESPC","No","ACI",2016,0.9,0.696,0.16396,0.16396,0.1469,0.1469,0.1,0.1,0.1,0,{"$nulls":7},"Hastings Utilities (NE)",100,"Hastings Utilities (NE)",100,"Regulated"]
["Whelan Energy Center","60_B_2",60,"B","2",90669,"Coal Steam",null,"SPP_NEBR","Nebraska",31,"Adams",1,"31001",232,12132,2011,9999,"wall","dry","N","Subbituminous","Dry Scrubber",2011,0.905,"LNB + NH3 + OFA","SCR",2011,null,"B","NA","ACI",2015,0.9,0.12,0.07677,0.07677,0.07677,0.07677,0.1,0.1,0.1,0.955,{"$nulls":7},"Heartland Consumers Power District",36.4,"Heartland Consumers Power District",36.4,"Regulated"]
["James H Miller Jr","6002_B_1",6002,"B","1",2669,"Coal Steam",null,"S_SOU","Alabama",1,"Jefferson",73,"01073",688,10102,1978,9999,"wall","dry","N","Subbituminous","Wet Scrubber",2011,0.95,"LNB","SCR",2005,null,"ESPC + WS","No","ACI",2016,0.9,1.2,0.2653,0.06354,0.2653,0.06354,0.1,0.1,0.1,0.99,{"$nulls":7},"Alabama Power Co",91.84,"Southern Co",91.84,"Regulated"]
["James H Miller Jr","6002_B_2",6002,"B","2",2670,"Coal Steam",null,"S_SOU","Alabama",1,"Jefferson",73,"01073",693,10098,1985,9999,"wall","dry","N","Subbituminous","Wet Scrubber",2010,0.95,"LNB","SCR",2005,null,"ESPC + WS","No","ACI",2016,0.9,1.2,0.2713,0.06641,0.2713,0.06641,0.1,0.1,0.1,0.99,{"$nulls":7},"Alabama Power Co",91.84,"Southern Co",91.84,"Regulated"]
["James H Miller Jr","6002_B_3",6002,"B","3",2671,"Coal Steam",null,"S_SOU","Alabama",1,"Jefferson",73,"01073",693,10001,1989,9999,"wall","dry","N","Subbituminous","Wet Scrubber",2009,0.95,"LNB","SCR",2003,null,"ESPC + WS","No","ACI",2016,0.9,1.2,0.3303,0.07753,0.3303,0.07753,0.1,0.1,0.1,0.99,{"$nulls":7},"Alabama Power Co",100,"Southern Co",100,"Regulated"]
["James H Miller Jr","6002_B_4",6002,"B","4",2672,"Coal Steam",null,"S_SOU","Alabama",1,"Jefferson",73,"01073",704,10011,1991,9999,"wall","dry","N","Subbituminous","Wet Scrubber",2010,0.95,"LNB","SCR",2003,null,"ESPC + WS","No","ACI",2016,0.9,1.2,0.3166,0.06564,0.3166,0.06564,0.1,0.1,0.1,0.99,{"$nulls":7},"Alabama Power Co",100,"Southern Co",100,"Regulated"]
["PCA-Valdosta Mill","60084_B_1005",60084,"B","1005",null,"Biomass",null,"S_SOU","Georgia",13,"Lowndes",185,"13185",4.4,7182,1964,9999,null,null,"Y","Biomass","Wet Scrubber",1979,0.6,{"$nulls":10},0.22033,0.22033,0.22033,0.22033,{"$nulls":11},"Packaging Corp of America",100,"Packaging Corp of America",100,"Non-regulated"]
["PCA-Valdosta Mill","60084_B_1006",60084,"B","1006",null,"Biomass",null,"S_SOU","Georgia",13,"Lowndes",185,"13185",4.4,7182,1954,9999,null,null,"Y","Biomass","Wet Scrubber",1979,0.6,{"$nulls":10},0.22033,0.22033,0.22033,0.22033,{"$nulls":11},"Packaging Corp of America",100,"Packaging Corp of America",100,"Non-regulated"]
["PCA-Valdosta Mill","60084_B_7020A",60084,"B","7020A",null,"Biomass",null,"S_SOU","Georgia",13,"Lowndes",185,"13185",4.4,7182,2014,9999,null,null,"Y","Biomass",{"$nulls":3},"LNB",{"$nulls":9},0.2,0.2,0.2,0.2,{"$nulls":11},"Packaging Corp of America",100,"Packaging Corp of America",100,"Non-regulated"]
["PCA-Valdosta Mill","60084_B_7040",60084,"B","7040",null,"Non-Fossil Waste",null,"S_SOU","Georgia",13,"Lowndes",185,"13185",57,7182,2011,9999,null,null,"Y","Non-Fossil Waste",{"$nulls":3},"LNB",{"$nulls":3},"ESPH","No",{"$nulls":4},0.11177,0.11177,0.11177,0.11177,{"$nulls":11},"Packaging Corp of America",100,"Packaging Corp of America",100,"Non-regulated"]
["White Bluff","6009_B_1",6009,"B","1",2675,"Coal Steam",null,"MIS_AR","Arkansas",5,"Jefferson",69,"05069",818,10338,1980,9999,"tangential","dry","N","Subbituminous",{"$nulls":3},"LNB + SOFA",{"$nulls":3},"ESPC","No","ACI",2016,0.9,1.2,0.14692,0.14692,0.14692,0.14692,0.1,0.1,0.1,0,{"$nulls":4},"C2G/Retire",2029,"Yes","Entergy Arkansas LLC",57,"Entergy Corp",57,"Regulated"]
["White Bluff","6009_B_2",6009,"B","2",2676,"Coal Steam",null,"MIS_AR","Arkansas",5,"Jefferson",69,"05069",823,10206,1981,9999,"tangential","dry","N","Subbituminous",{"$nulls":3},"LNB + SOFA",{"$nulls":3},"ESPC","No","ACI",2016,0.9,1.2,0.15145,0.15145,0.15145,0.15145,0.1,0.1,0.1,0,{"$nulls":4},"C2G/Retire",2029,"Yes","Entergy Arkansas LLC",57,"Entergy Corp",57,"Regulated"]
["East Bend","6018_B_2",6018,"B","2",2682,"Coal Steam",null,"PJM_West","Kentucky",21,"Boone",15,"21015",600,10919,1981,2041,"wall","dry","N","Bituminous","Wet Scrubber",1981,0.983,"LNB + OFA","SCR",2002,null,"ESPH","No",{"$nulls":3},1.2,0.21412,0.09712,0.21412,0.09712,0.05,0.1,1,0.99,{"$nulls":7},"Duke Energy Kentucky",100,"Duke Energy Corp",100,"Regulated"]
["Brandon Shores","602_B_1",602,"B","1",395,"Coal Steam",null,"PJM_SMAC","Maryland",24,"Anne Arundel",3,"24003",635,11282,1984,2029,"wall","dry","N","Bituminous","Wet Scrubber",2009,0.98,"AA + LNB + LNBO","SCR",2001,null,"ESPH + B + C","No","ACI",2009,0.9,1.2,0.4307,0.06994,0.4307,0.06994,0.05,0.1,0.1,0.99,"Yes",2009,null,null,"C2G (RFO)",2026,null,"Brandon Shores LLC",100,"Riverstone Holdings LLC",100,"Non-regulated"]
["Brandon Shores","602_B_2",602,"B","2",396,"Coal Steam",null,"PJM_SMAC","Maryland",24,"Anne Arundel",3,"24003",638,11154,1991,2029,"wall","dry","N","Bituminous","Wet Scrubber",2010,0.98,"BF + LNB + LNBO","SCR",2000,null,"ESPH + B + C","No","ACI",2010,0.9,1.2,0.2113,0.07415,0.2113,0.07415,0.05,0.1,0.1,0.99,"Yes",2010,null,null,"C2G (RFO)",2026,null,"Raven Power Holdings",100,"Riverstone Holdings LLC",100,"Non-regulated"]
["Craig (CO)","6021_B_C2",6021,"B","C2",2685,"Coal Steam",null,"WECC_CO","Colorado",8,"Moffat",81,"08081",410,10240,1979,2029,"wall","dry","N","Subbituminous","Wet Scrubber",1979,0.95,"LNBO","SCR",2017,null,"B","NA",{"$nulls":3},0.11,0.24781,0.06288,0.24781,0.06288,0.1,0.1,0.56,0.99,{"$nulls":6},"Yes","Salt River Project",29,"Salt River Project",29,"Regulated"]
["Craig (CO)","6021_B_C3",6021,"B","C3",2686,"Coal Steam",null,"WECC_CO","Colorado",8,"Moffat",81,"08081",448,10014,1984,2029,"wall","dry","N","Subbituminous","Dry Scrubber",1984,0.85,"LNBO","SNCR",null,2017,"B","NA","ACI",2015,0.9,0.15,0.3241,0.2322,0.3241,0.2322,0.1,0.1,0.1,0.9,{"$nulls":7},"Tri State Generation & Transmission Association Inc",100,"Tri State Generation & Transmission Association Inc",100,"Regulated"]
["Coal Creek","6030_B_1",6030,"B","1",2692,"Coal Steam",null,"MIS_MNWI","North Dakota",38,"McLean",55,"38055",568,9950,1979,9999,"tangential","dry","Y","Lignite","Wet Scrubber",1979,0.94,"LNC3",{"$nulls":3},"ESPC","No","ACI",2015,0.9,1.2,0.16493,0.16493,0.16493,0.16493,0.5,0.5,0.5,0.99,{"$nulls":6},"Yes","Great River Energy",100,"Great River Energy",100,"Regulated"]
["Coal Creek","6030_B_2",6030,"B","2",2693,"Coal Steam",null,"MIS_MNWI","North Dakota",38,"McLean",55,"38055",574,9950,1981,9999,"tangential","dry","Y","Lignite","Wet Scrubber",1981,0.94,"LNC3 + OFA",{"$nulls":3},"ESPC","No","ACI",2015,0.9,1.2,0.13067,0.13067,0.13067,0.13067,0.5,0.5,0.5,0.99,{"$nulls":6},"Yes","Great River Energy",100,"Great River Energy",100,"Regulated"]
["Belle River","6034_B_1",6034,"B","1",2695,"Coal Steam",null,"MIS_LMI","Michigan",26,"St Clair",147,"26147",635,10336,1984,9999,"wall","dry","N","Subbituminous",null,null,0.1981,"LNB",{"$nulls":3},"ESPC","No","ACI",2015,0.9,1.2,0.18291,0.18291,0.18291,0.18291,0.1,0.1,0.1,0.98,"Yes",2015,null,null,"C2G",2026,null,"DTE Electric Co",81.39,"DTE Energy Co",81.39,"Regulated"]
["Belle River","6034_B_2",6034,"B","2",2696,"Coal Steam",null,"MIS_LMI","Michigan",26,"St Clair",147,"26147",635,10284,1985,9999,"wall","dry","N","Subbituminous",null,null,0.1943,"LNB",{"$nulls":3},"ESPC","No","ACI",2015,0.9,1.2,0.19163,0.19163,0.19163,0.19163,0.1,0.1,0.1,0.98,"Yes",2015,null,null,"C2G",2025,null,"DTE Electric Co",81.39,"DTE Energy Co",81.39,"Regulated"]
["Albany Green Energy","60340_B_1",60340,"B","1",91192,"Biomass",null,"S_SOU","Georgia",13,"Dougherty",95,"13095",50,10994,2017,9999,null,null,"Y","Biomass",null,null,0.727,"CF + NH3","SNCR",null,null,"B","NA",{"$nulls":4},0.06052,0.04618,0.06052,0.04618,{"$nulls":4},"Yes",2017,{"$nulls":5},"Albany Green Energy LLC",100,"Exelon Corp",100,"Non-regulated"]
["Greenwood (MI)","6035_B_1",6035,"B","1",2700,"O/G Steam",null,"MIS_LMI","Michigan",26,"St Clair",147,"26147",785,10625,1979,9999,"wall","dry","N","Natural Gas, Distillate Fuel Oil",{"$nulls":3},"LNB",{"$nulls":8},0.8,0.12916,0.12916,0.12916,0.12916,{"$nulls":11},"DTE Electric Co",100,"DTE Energy Co",100,"Regulated"]
["H L Spurlock","6041_B_1",6041,"B","1",2704,"Coal Steam",null,"PJM_West","Kentucky",21,"Mason",161,"21161",300,10121,1977,9999,"wall","dry","Y","Bituminous","Wet Scrubber",2008,0.98,"LNB","SCR",2008,null,"ESPC + WESP","No",{"$nulls":3},3,0.3723,0.08961,0.3723,0.08961,0.05,0.1,0.56,0.99,{"$nulls":6},"Yes","East Kentucky Power Coop",100,"East Kentucky Power Coop",100,"Regulated"]
["H L Spurlock","6041_B_2",6041,"B","2",2705,"Coal Steam",null,"PJM_West","Kentucky",21,"Mason",161,"21161",510,10048,1981,9999,"tangential","dry","Y","Bituminous","Wet Scrubber",2008,0.95,"LNC1","SCR",2008,null,"ESPH + WESP","No",{"$nulls":3},1.2,0.2386,0.09032,0.2386,0.09032,0.05,0.1,1,0.99,{"$nulls":6},"Yes","East Kentucky Power Coop",100,"East Kentucky Power Coop",100,"Regulated"]
["H L Spurlock","6041_B_3",6041,"B","3",89571,"Coal Steam",null,"PJM_West","Kentucky",21,"Mason",161,"21161",268,10121,2005,9999,"FBC","dry","Y","Bituminous","Dry Scrubber",2005,0.82,"CF","SNCR",null,2005,"B","NA",{"$nulls":3},0.2,0.06645,0.06645,0.06645,0.06645,0.05,0.1,0.43,0.9782,{"$nulls":7},"East Kentucky Power Coop",100,"East Kentucky Power Coop",100,"Regulated"]
["H L Spurlock","6041_B_4",6041,"B","4",90241,"Coal Steam",null,"PJM_West","Kentucky",21,"Mason",161,"21161",268,10121,2009,9999,"FBC","dry","Y","Bituminous","Dry Scrubber",2009,0.87,"CF","SNCR",null,2009,"B","NA",{"$nulls":3},0.15,0.06234,0.06234,0.06234,0.06234,0.05,0.1,0.43,0.979,{"$nulls":7},"East Kentucky Power Coop",100,"East Kentucky Power Coop",100,"Regulated"]
["Manatee","6042_B_PMT2",6042,"B","PMT2",2707,"O/G Steam",null,"FRCC","Florida",12,"Manatee",81,"12081",809,11770,1977,9999,"wall","dry","N","Natural Gas, Residual Fuel Oil",{"$nulls":3},"FU + LNB + OFA",{"$nulls":8},0.8,0.05297,0.05297,0.05297,0.05297,{"$nulls":11},"Florida Power & Light Co",100,"NextEra Energy Inc",100,"Regulated"]
["Big Cajun 2","6055_B_2B1",6055,"B","2B1",2724,"Coal Steam",null,"MIS_LA","Louisiana",22,"Pointe Coupee",77,"22077",537,10438,1981,9999,"wall","dry","N","Subbituminous",null,null,0.5237,"LNBO","SNCR",null,2014,"ESPC","No","ACI",2015,0.9,0.38,0.12481,0.12481,0.12481,0.12481,0.1,0.1,0.1,0.98,"Yes",2015,null,null,"C2G/Retire",2025,"Yes","Louisiana Generating LLC",100,"Cleco Corp",100,"Non-regulated"]
["Big Cajun 2","6055_B_2B2",6055,"B","2B2",2725,"O/G Steam",null,"MIS_LA","Louisiana",22,"Pointe Coupee",77,"22077",575,11615,1982,2032,"wall","dry","N","Natural Gas",{"$nulls":3},"LNBO + other","SNCR",{"$nulls":7},1.2,0.08393,0.08393,0.08393,0.08393,{"$nulls":11},"Louisiana Generating LLC",100,"Cleco Corp",100,"Non-regulated"]
["Big Cajun 2","6055_B_2B3",6055,"B","2B3",2726,"Coal Steam",null,"MIS_LA","Louisiana",22,"Pointe Coupee",77,"22077",557,10438,1983,2032,"wall","dry","N","Subbituminous",null,null,0.14,"LNBO","SNCR",null,2014,"ESPC","No","ACI",2015,0.9,0.45,0.12215,0.12215,0.12215,0.12215,0.1,0.1,0.1,0,{"$nulls":7},"Louisiana Generating LLC",58,"Cleco Corp",58,"Non-regulated"]
["GRP Franklin Renewable Energy Facility","60550_B_B001",60550,"B","B001",null,"Biomass",null,"S_SOU","Georgia",13,"Franklin",119,"13119",58,13500,2019,9999,null,null,"N","Biomass",null,null,0.5,"NH3",{"$nulls":3},"B","NA",{"$nulls":4},0.02,0.02,0.02,0.02,{"$nulls":4},"Yes",2019,{"$nulls":5},"GRP Franklin LLC",100,"Georgia Renewable Power LLC",100,"Non-regulated"]
["Nearman Creek","6064_B_N1",6064,"B","N1",2731,"Coal Steam",null,"SPP_N","Kansas",20,"Wyandotte",209,"20209",243,11426,1981,9999,"wall","dry","N","Subbituminous","Dry Scrubber",2016,0.961,"LNBO","SCR",2016,null,"ESPC + B","Yes","ACI",2016,0.9,3,0.21735,0.05,0.21735,0.05,0.1,0.1,0.1,0.99,"Yes",2016,{"$nulls":5},"Kansas City Board Public Utilities",100,"Kansas City Board Public Utilities",100,"Regulated"]
["Iatan","6065_B_1",6065,"B","1",2733,"Coal Steam",null,"SPP_N","Missouri",29,"Platte",165,"29165",703,9632,1980,2039,"wall","dry","N","Subbituminous","Wet Scrubber",2009,0.98,"LNB + OFA","SCR",2009,null,"B","NA","ACI",2009,0.9,0.07,0.3142,0.07154,0.3142,0.07154,0.1,0.1,0.1,0.99,{"$nulls":7},"Evergy Metro Inc",70,"Evergy Inc",88,"Regulated"]
["Iatan","6065_B_2",6065,"B","2",2732,"Coal Steam",null,"SPP_N","Missouri",29,"Platte",165,"29165",877,9502,2010,9999,"wall","dry","N","Subbituminous","Wet Scrubber",2010,0.98,"LNBO + OFA","SCR",2010,null,"B","NA","ACI",2010,0.9,0.06,0.05316,0.05316,0.05316,0.05316,0.1,0.1,0.1,0.99,{"$nulls":7},"Evergy Metro Inc",54.71,"Evergy Inc",72.71,"Regulated"]
["Jeffrey Energy Center","6068_B_1",6068,"B","1",2734,"Coal Steam",null,"SPP_N","Kansas",20,"Pottawatomie",149,"20149",670,10990,1978,2039,"tangential","dry","N","Subbituminous","Wet Scrubber",2008,0.983,"LNC3","SCR",2014,null,"ESPC","No","ACI",2016,0.9,0.08,0.2287,0.03992,0.2287,0.03992,0.1,0.1,0.1,0.99,{"$nulls":6},"Yes","Evergy Kansas Central Inc",72,"Evergy Inc",100,"Regulated"]
["Jeffrey Energy Center","6068_B_2",6068,"B","2",2735,"Coal Steam",null,"SPP_N","Kansas",20,"Pottawatomie",149,"20149",672,11132,1980,2039,"tangential","dry","N","Subbituminous","Wet Scrubber",2009,0.983,"LNC3","SNCR",null,2015,"ESPC","No","ACI",2016,0.9,0.08,0.3597,0.11995,0.3597,0.11995,0.1,0.1,0.1,0.99,{"$nulls":6},"Yes","Evergy Kansas Central Inc",72,"Evergy Inc",100,"Regulated"]
["Jeffrey Energy Center","6068_B_3",6068,"B","3",2736,"Coal Steam",null,"SPP_N","Kansas",20,"Pottawatomie",149,"20149",669,11180,1983,2030,"tangential","dry","N","Subbituminous","Wet Scrubber",2008,0.983,"LNC3","SNCR",null,2015,"ESPC","No","ACI",2016,0.9,0.08,0.12395,0.12395,0.12395,0.12395,0.1,0.1,0.1,0.99,{"$nulls":7},"Evergy Kansas Central Inc",72,"Evergy Inc",100,"Regulated"]
["Trimble County","6071_B_1",6071,"B","1",2737,"Coal Steam",null,"S_C_KY","Kentucky",21,"Trimble",223,"21223",511,10039,1990,2045,"tangential","dry","N","Bituminous","Wet Scrubber",1990,0.98,"LNC1","SCR",2002,null,"ESPC + B","No","ACI",2015,0.9,0.84,0.3445,0.09253,0.3445,0.09253,0.05,0.1,0.1,0.99,"Yes",2015,{"$nulls":5},"Louisville Gas & Electric Co",75,"PPL Corp",75,"Regulated"]
["Trimble County","6071_B_2",6071,"B","2",90433,"Coal Steam",null,"S_C_KY","Kentucky",21,"Trimble",223,"21223",732,9716,2011,2066,"wall","dry","N","Bituminous, Subbituminous","Wet Scrubber",2011,0.98,"LNB + OFA","SCR",2011,null,"ESPC + B","No","ACI",2011,0.9,1.2,0.04198,0.04198,0.04198,0.04198,0.05,0.1,0.1,0.99,"Yes",2011,{"$nulls":5},"Kentucky Utilities Co",60.75,"PPL Corp",75,"Regulated"]
["Colstrip","6076_B_4",6076,"B","4",2753,"Coal Steam",null,"WECC_MT","Montana",30,"Rosebud",87,"30087",740,10803,1986,2030,"tangential","dry","N","Subbituminous","Wet Scrubber",1986,0.95,"LNC3",{"$nulls":3},"WS","NA","ACI",2010,0.9,0.1,0.14912,0.14912,0.14912,0.14912,0.1,0.1,0.1,0.99,{"$nulls":7},"NorthWestern Corp",30,"NorthWestern Corp",30,"Non-regulated"]
["Gerald Gentleman","6077_B_1",6077,"B","1",2754,"Coal Steam",null,"SPP_NEBR","Nebraska",31,"Lincoln",111,"31111",665,10041,1979,9999,"wall","dry","N","Subbituminous",null,null,0.13,"LNBO",{"$nulls":3},"B","NA","ACI",2016,0.9,0.615,0.20599,0.20599,0.20599,0.20599,0.1,0.1,0.1,0,{"$nulls":6},"Yes","Nebraska Public Power District",100,"Nebraska Public Power District",100,"Regulated"]
["Gerald Gentleman","6077_B_2",6077,"B","2",2755,"Coal Steam",null,"SPP_NEBR","Nebraska",31,"Lincoln",111,"31111",700,10068,1982,9999,"wall","dry","N","Subbituminous",null,null,0.15,"LNBO",{"$nulls":3},"B","NA","ACI",2016,0.9,0.601,0.1577,0.1577,0.1577,0.1577,0.1,0.1,0.1,0,{"$nulls":6},"Yes","Nebraska Public Power District",100,"Nebraska Public Power District",100,"Regulated"]
["Sherburne County","6090_B_3",6090,"B","3",2769,"Coal Steam",null,"MIS_MNWI","Minnesota",27,"Sherburne",141,"27141",876,10018,1987,2030,"wall","dry","N","Subbituminous","Dry Scrubber",1987,0.723,"LNB",{"$nulls":3},"B","NA","ACI",2009,0.9,0.29,0.12257,0.12257,0.12257,0.12257,0.1,0.1,0.1,0.773,{"$nulls":6},"Yes","Northern States Power Co (Minnesota)",59,"Xcel Energy Inc",59,"Regulated"]
["Sooner","6095_B_1",6095,"B","1",2773,"Coal Steam",null,"SPP_WEST","Oklahoma",40,"Noble",103,"40103",516,10621,1980,2044,"tangential","dry","N","Subbituminous","Dry Scrubber",2019,0.95,"LNC3 + OFA",{"$nulls":3},"ESPC","No","ACI",2016,0.9,1.2,0.12322,0.12322,0.12322,0.12322,0.1,0.1,0.1,0.99,{"$nulls":6},"Yes","Oklahoma Gas & Electric Co",100,"OGE Energy Corp",100,"Regulated"]
["Sooner","6095_B_2",6095,"B","2",2774,"Coal Steam",null,"SPP_WEST","Oklahoma",40,"Noble",103,"40103",515,10479,1980,2045,"tangential","dry","N","Subbituminous","Dry Scrubber",2019,0.95,"LNC3 + OFA",{"$nulls":3},"ESPC","No","ACI",2016,0.9,1.2,0.12938,0.12938,0.12938,0.12938,0.1,0.1,0.1,0.99,{"$nulls":6},"Yes","Oklahoma Gas & Electric Co",100,"OGE Energy Corp",100,"Regulated"]
["Nebraska City","6096_B_1",6096,"B","1",2775,"Coal Steam",null,"SPP_NEBR","Nebraska",31,"Otoe",131,"31131",654,9818,1979,9999,"wall","dry","N","Subbituminous",{"$nulls":3},"LNBO",{"$nulls":3},"ESPC","Yes","ACI",2016,0.9,0.727,0.1874,0.1874,0.1874,0.1874,0.1,0.1,0.1,0.98,"Yes",2016,{"$nulls":4},"Yes","Omaha Public Power District",100,"Omaha Public Power District",100,"Regulated"]
["Nebraska City","6096_B_2",6096,"B","2",90278,"Coal Steam",null,"SPP_NEBR","Nebraska",31,"Otoe",131,"31131",691,10016,2009,9999,"wall","dry","N","Subbituminous","Dry Scrubber",2009,0.95,"LNB + OFA","SCR",2009,null,"B","NA","ACI",2009,0.9,0.095,0.5446,0.05884,0.5446,0.05884,0.1,0.1,0.1,0.99,"Yes",2016,{"$nulls":5},"Omaha Public Power District",100,"Omaha Public Power District",100,"Regulated"]
["Big Stone","6098_B_1",6098,"B","1",2776,"Coal Steam",null,"MIS_MAPP","South Dakota",46,"Grant",51,"46051",475,10230,1975,9999,"cyclone","wet","Y","Subbituminous","Dry Scrubber",2015,0.94,"OFA","SCR",2015,null,"B","NA","ACI",2015,0.9,3,0.38882,0.07343,0.38882,0.07343,0.1,0.1,0.1,0.99,{"$nulls":6},"Yes","Otter Tail Power Co",53.9,"Otter Tail Corp",53.9,"Regulated"]
["Wyodak","6101_B_BW91",6101,"B","BW91",2777,"Coal Steam",null,"WECC_WY","Wyoming",56,"Campbell",5,"56005",332,12221,1978,2039,"wall","dry","N","Subbituminous","Dry Scrubber",1986,0.83,"LNBO",{"$nulls":3},"B","NA","ACI",2015,0.9,0.16,0.22628,0.22628,0.22628,0.22628,0.1,0.1,0.1,0.802,{"$nulls":7},"PacifiCorp",80,"Berkshire Hathaway Inc",80,"Regulated"]
["Gibson","6113_B_1",6113,"B","1",2782,"Coal Steam",null,"MIS_INKY","Indiana",18,"Gibson",51,"18051",630,10394,1975,2035,"wall","dry","N","Bituminous","Wet Scrubber",2007,0.97,"LNBO","SCR",2005,null,"ESPC","No","ACI",2015,0.9,3.19,0.3884,0.15009,0.3884,0.15009,0.05,0.1,0.1,0.99,{"$nulls":7},"Duke Energy Indiana",100,"Duke Energy Corp",100,"Regulated"]
["Gibson","6113_B_2",6113,"B","2",2783,"Coal Steam",null,"MIS_INKY","Indiana",18,"Gibson",51,"18051",630,10508,1975,2035,"wall","dry","N","Bituminous","Wet Scrubber",2007,0.97,"LNBO","SCR",2002,null,"ESPC","No","ACI",2015,0.9,3.19,0.2389,0.10654,0.2389,0.10654,0.05,0.1,0.1,0.99,{"$nulls":7},"Duke Energy Indiana",100,"Duke Energy Corp",100,"Regulated"]
["Gibson","6113_B_3",6113,"B","3",2784,"Coal Steam",null,"MIS_INKY","Indiana",18,"Gibson",51,"18051",630,10586,1978,2029,"wall","dry","N","Bituminous","Wet Scrubber",2006,0.97,"LNBO","SCR",2002,null,"ESPC","No","ACI",2015,0.9,3.19,0.2244,0.12692,0.2244,0.12692,0.05,0.1,0.1,0.99,{"$nulls":7},"Duke Energy Indiana",100,"Duke Energy Corp",100,"Regulated"]
["Gibson","6113_B_4",6113,"B","4",2785,"Coal Steam",null,"MIS_INKY","Indiana",18,"Gibson",51,"18051",622,10404,1979,2029,"wall","dry","N","Bituminous","Wet Scrubber",1995,0.95,"LNBO","SCR",2003,null,"ESPC","No","ACI",2015,0.9,0.35,0.4303,0.15285,0.4303,0.15285,0.05,0.1,0.1,0.97,{"$nulls":7},"Duke Energy Indiana",100,"Duke Energy Corp",100,"Regulated"]
["GRP Madison Renewable Energy Facility","61213_B_B001",61213,"B","B001",null,"Biomass",null,"S_SOU","Georgia",13,"Madison",195,"13195",58,13500,2019,9999,null,null,"N","Biomass",null,null,0.5,"NH3",{"$nulls":3},"B","NA",{"$nulls":4},0.02,0.02,0.02,0.02,{"$nulls":4},"Yes",2019,{"$nulls":5},"GRP Madison LLC",100,"Georgia Renewable Power LLC",100,"Non-regulated"]
["Flint Creek","6138_B_1",6138,"B","1",2800,"Coal Steam",null,"SPP_WEST","Arkansas",5,"Benton",7,"05007",494,10629,1978,2039,"wall","dry","N","Subbituminous","Dry Scrubber",2016,0.91,"LNBO",{"$nulls":3},"ESPH + B","No","ACI",2016,0.9,1.2,0.18498,0.18498,0.18498,0.18498,0.1,0.1,0.1,0.95,{"$nulls":6},"Yes","Arkansas Electric Coop Corp",50,"American Electric Power Co Inc",50,"Regulated"]
["Martin Lake","6146_B_1",6146,"B","1",2804,"Coal Steam",null,"ERC_REST","Texas",48,"Rusk",401,"48401",800,11495,1977,9999,"tangential","dry","N","Lignite, Subbituminous","Wet Scrubber",1977,0.95,"LNC2",{"$nulls":3},"ESPC","Yes","ACI",2009,0.9,1.2,0.15171,0.15171,0.1469,0.1469,0.75,0.75,0.75,0.99,{"$nulls":7},"Luminant",100,"Vistra Energy",100,"Non-regulated"]
["Martin Lake","6146_B_2",6146,"B","2",2805,"Coal Steam",null,"ERC_REST","Texas",48,"Rusk",401,"48401",805,11314,1978,9999,"tangential","dry","N","Lignite, Subbituminous","Wet Scrubber",1978,0.95,"LNC2",{"$nulls":3},"ESPC","Yes","ACI",2009,0.9,1.2,0.15356,0.15356,0.1469,0.1469,0.75,0.75,0.75,0.99,{"$nulls":7},"Luminant",100,"Vistra Energy",100,"Non-regulated"]
["Martin Lake","6146_B_3",6146,"B","3",2806,"Coal Steam",null,"ERC_REST","Texas",48,"Rusk",401,"48401",805,11423,1979,9999,"tangential","dry","N","Lignite, Subbituminous","Wet Scrubber",1979,0.95,"LNC2",{"$nulls":3},"ESPC","Yes","ACI",2008,0.9,1.2,0.14162,0.14162,0.14162,0.14162,0.75,0.75,0.75,0.99,{"$nulls":7},"Luminant",100,"Vistra Energy",100,"Non-regulated"]
["New Haven Harbor","6156_B_NHB1",6156,"B","NHB1",2815,"O/G Steam",null,"NENG_CT","Connecticut",9,"New Haven",9,"09009",433,12988,1975,9999,"tangential","dry","N","Natural Gas",{"$nulls":3},"LNB",{"$nulls":8},0.33,0.04797,0.04797,0.04797,0.04797,{"$nulls":11},"PSEG Power Connecticut LLC",98.21,"Public Service Enterprise Group Inc",98.21,"Non-regulated"]
["Hunter","6165_B_1",6165,"B","1",2816,"Coal Steam",null,"WECC_UT","Utah",49,"Emery",15,"49015",446,10279,1978,2043,"tangential","dry","N","Bituminous","Wet Scrubber",1978,0.82,"LNC3",{"$nulls":3},"B","NA",{"$nulls":3},0.12,0.20578,0.20578,0.20578,0.20578,0.05,0.1,0.56,0.8628,{"$nulls":6},"Yes","PacifiCorp",93.75,"Berkshire Hathaway Inc",93.75,"Regulated"]
["Hunter","6165_B_2",6165,"B","2",2817,"Coal Steam",null,"WECC_UT","Utah",49,"Emery",15,"49015",446,10244,1980,2043,"tangential","dry","N","Bituminous","Wet Scrubber",1980,0.82,"LNC3",{"$nulls":3},"B","NA",{"$nulls":3},0.12,0.20085,0.20085,0.20085,0.20085,0.05,0.1,0.56,0.8628,{"$nulls":6},"Yes","PacifiCorp",60.31,"Berkshire Hathaway Inc",60.31,"Regulated"]
["Hunter","6165_B_3",6165,"B","3",2818,"Coal Steam",null,"WECC_UT","Utah",49,"Emery",15,"49015",471,10156,1978,2043,"wall","dry","N","Bituminous","Wet Scrubber",1983,0.9,"LNBO",{"$nulls":3},"B + WS","NA",{"$nulls":3},0.12,0.28643,0.28643,0.28643,0.28643,0.05,0.1,0.56,0.95,{"$nulls":7},"PacifiCorp",100,"Berkshire Hathaway Inc",100,"Regulated"]
["Rockport","6166_B_MB1",6166,"B","MB1",2819,"Coal Steam",null,"PJM_West","Indiana",18,"Spencer",147,"18147",1300,10007,1984,2029,"wall","dry","N","Bituminous",null,null,0.843,"LNB + OFA","SCR",2017,null,"ESPC","No","ACI",2009,0.9,0.15,0.20132,0.12467,0.20132,0.12467,0.1,0.1,0.1,0.98,"Yes",2015,{"$nulls":5},"AEP Generating Co",50,"American Electric Power Co Inc",100,"Regulated"]
["Rockport","6166_B_MB2",6166,"B","MB2",2820,"Coal Steam",null,"PJM_West","Indiana",18,"Spencer",147,"18147",1300,10032,1989,2029,"wall","dry","N","Bituminous",null,null,0.843,"LNB + OFA","SCR",2020,null,"ESPC","No","ACI",2009,0.9,0.15,0.21203,0.1797,0.21203,0.1797,0.1,0.1,0.1,0.98,"Yes",2014,{"$nulls":5},"AEP Generating Co",50,"American Electric Power Co Inc",100,"Regulated"]
["Coronado","6177_B_U1B",6177,"B","U1B",2823,"Coal Steam",null,"WECC_AZ","Arizona",4,"Apache",1,"04001",380,10617,1979,2032,"wall","dry","N","Subbituminous","Wet Scrubber",2012,0.99,"LNBO",{"$nulls":3},"ESPH","No","ACI",2013,0.9,0.8,0.24324,0.24324,0.24324,0.24324,0.1,0.1,0.1,0.99,{"$nulls":6},"Yes","Salt River Project",100,"Salt River Project",100,"Regulated"]
["Coronado","6177_B_U2B",6177,"B","U2B",2824,"Coal Steam",null,"WECC_AZ","Arizona",4,"Apache",1,"04001",382,10691,1980,2032,"wall","dry","N","Subbituminous","Wet Scrubber",2011,0.99,"LNBO","SCR",2014,null,"ESPH","No","ACI",2013,0.9,0.8,0.3497,0.05719,0.3497,0.05719,0.1,0.1,0.1,0.99,{"$nulls":6},"Yes","Salt River Project",100,"Salt River Project",100,"Regulated"]
["Fayette Power Project","6179_B_1",6179,"B","1",2827,"Coal Steam",null,"ERC_REST","Texas",48,"Fayette",149,"48149",590,10589,1979,9999,"tangential","dry","N","Subbituminous","Wet Scrubber",2011,0.97,"LNC3",{"$nulls":3},"ESPC","No","ACI",2016,0.9,1.2,0.10645,0.10645,0.10645,0.10645,0.1,0.1,0.1,0.99,{"$nulls":7},"Austin Energy",50,"Austin Energy",50,"Regulated"]
["Fayette Power Project","6179_B_2",6179,"B","2",2828,"Coal Steam",null,"ERC_REST","Texas",48,"Fayette",149,"48149",590,10606,1980,9999,"tangential","dry","N","Subbituminous","Wet Scrubber",2011,0.97,"LNC3",{"$nulls":3},"ESPC","No","ACI",2016,0.9,1.2,0.11169,0.11169,0.11169,0.11169,0.1,0.1,0.1,0.99,{"$nulls":7},"Austin Energy",50,"Austin Energy",50,"Regulated"]
["Fayette Power Project","6179_B_3",6179,"B","3",2829,"Coal Steam",null,"ERC_REST","Texas",48,"Fayette",149,"48149",435,10608,1988,9999,"tangential","dry","N","Subbituminous","Wet Scrubber",1988,0.9,"LNC3",{"$nulls":3},"ESPC","No","ACI",2016,0.9,0.6,0.12667,0.12667,0.12667,0.12667,0.1,0.1,0.1,0.95,{"$nulls":7},"Lower Colorado River Authority",100,"Lower Colorado River Authority",100,"Regulated"]
["Oak Grove (TX)","6180_B_1",6180,"B","1",2830,"Coal Steam",null,"ERC_REST","Texas",48,"Robertson",395,"48395",855,10406,2010,9999,"tangential","dry","N","Lignite","Wet Scrubber",2009,0.98,"LNC2 + NH3","SCR",2009,null,"B","NA","ACI",2010,0.9,0.192,0.07309,0.07309,0.07309,0.07309,0.75,0.75,0.75,0.99,{"$nulls":7},"Oak Grove Management Co LLC",100,"Vistra Energy",100,"Non-regulated"]
["Oak Grove (TX)","6180_B_2",6180,"B","2",2831,"Coal Steam",null,"ERC_REST","Texas",48,"Robertson",395,"48395",855,10472,2011,9999,"wall","dry","N","Lignite","Wet Scrubber",2010,0.98,"LNB + NH3 + OFA","SCR",2010,null,"B","NA","ACI",2011,0.9,0.192,0.07322,0.07322,0.07322,0.07322,0.75,0.75,0.75,0.99,{"$nulls":7},"Oak Grove Management Co LLC",100,"Vistra Energy",100,"Non-regulated"]
["San Miguel","6183_B_SM-1",6183,"B","SM-1",2835,"Coal Steam",null,"ERC_REST","Texas",48,"Atascosa",13,"48013",391,12358,1982,9999,"wall","dry","N","Lignite","Wet Scrubber",1982,0.954,"LNB + OFA","SNCR",null,2015,"ESPC","No","ACI",2016,0.9,1.2,0.15881,0.15881,0.15881,0.15881,0.75,0.75,0.75,0.99,{"$nulls":7},"San Miguel Electric Coop Inc",100,"San Miguel Electric Coop Inc",100,"Regulated"]
["Brame Energy Center","6190_B_1",6190,"B","1",2836,"O/G Steam",null,"MIS_LA","Louisiana",22,"Rapides",79,"22079",426,10312,1975,9999,"wall","dry","N","Natural Gas, Residual Fuel Oil",{"$nulls":12},1.4,0.19209,0.19209,0.19209,0.19209,{"$nulls":11},"CLECO Power LLC",100,"Cleco Corp",100,"Regulated"]
["Brame Energy Center","6190_B_2",6190,"B","2",2837,"Coal Steam",null,"MIS_LA","Louisiana",22,"Rapides",79,"22079",496,10691,1982,9999,"wall","dry","N","Subbituminous",null,null,0.4584,"LNBO","SNCR",null,2013,"ESPH + B","Yes","ACI",2015,0.9,1.2,0.4229,0.21746,0.4229,0.21746,0.1,0.1,0.1,0.98,"Yes",2015,null,null,"C2G/Retire",2029,null,"Lafayette Public Power Authority",50,"Lafayette Public Power Authority",50,"Regulated"]
["Brame Energy Center","6190_B_3-1",6190,"B","3-1",90034,"Coal Steam",null,"MIS_LA","Louisiana",22,"Rapides",79,"22079",312,10177,2010,9999,"FBC","dry","N","Bituminous, Petroleum Coke","Dry Scrubber",2010,0.92,"CF","SNCR",null,2010,"B + C","NA","ACI",2015,0.9,1.2,0.03962,0.03235,0.03962,0.03235,0.07,0.07,0.07,0.99,"Yes",2016,{"$nulls":5},"CLECO Power LLC",100,"Cleco Corp",100,"Regulated"]
["Brame Energy Center","6190_B_3-2",6190,"B","3-2",90035,"Coal Steam",null,"MIS_LA","Louisiana",22,"Rapides",79,"22079",312,10177,2010,9999,"FBC","dry","N","Bituminous, Petroleum Coke","Dry Scrubber",2010,0.92,"CF","SNCR",null,2010,"B + C","NA","ACI",2015,0.9,1.2,0.02717,0.02717,0.02717,0.02717,0.07,0.07,0.07,0.99,"Yes",2016,{"$nulls":5},"CLECO Power LLC",100,"Cleco Corp",100,"Regulated"]
["Harrington","6193_B_061B",6193,"B","061B",2838,"Coal Steam",null,"SPP_SPS","Texas",48,"Potter",375,"48375",339,10689,1976,9999,"tangential","dry","N","Subbituminous",{"$nulls":3},"LNC2 + OFA",{"$nulls":3},"ESPC","No","ACI",2015,0.9,1.2,0.17162,0.17162,0.1469,0.1469,0.1,0.1,0.1,0,{"$nulls":4},"C2G",2024,null,"Southwestern Public Service Co",100,"Xcel Energy Inc",100,"Regulated"]
["Harrington","6193_B_062B",6193,"B","062B",2839,"Coal Steam",null,"SPP_SPS","Texas",48,"Potter",375,"48375",339,10600,1978,9999,"tangential","dry","N","Subbituminous",{"$nulls":3},"LNC3 + OFA",{"$nulls":3},"B","NA","ACI",2015,0.9,1.2,0.14082,0.14082,0.14082,0.14082,0.1,0.1,0.1,0,{"$nulls":4},"C2G",2024,null,"Southwestern Public Service Co",100,"Xcel Energy Inc",100,"Regulated"]
["Harrington","6193_B_063B",6193,"B","063B",2840,"Coal Steam",null,"SPP_SPS","Texas",48,"Potter",375,"48375",340,10633,1980,9999,"tangential","dry","N","Subbituminous",{"$nulls":3},"LNC3 + OFA",{"$nulls":3},"B","NA","ACI",2015,0.9,1.2,0.13835,0.13835,0.13835,0.13835,0.1,0.1,0.1,0,{"$nulls":4},"C2G",2024,null,"Southwestern Public Service Co",100,"Xcel Energy Inc",100,"Regulated"]
["Tolk","6194_B_171B",6194,"B","171B",2841,"Coal Steam",null,"SPP_SPS","Texas",48,"Lamb",279,"48279",532,10342,1982,2029,"tangential","dry","N","Subbituminous",{"$nulls":3},"LNC2 + OFA",{"$nulls":3},"B","NA","ACI",2015,0.9,1.2,0.16514,0.16514,0.1469,0.1469,0.1,0.1,0.1,0,{"$nulls":7},"Southwestern Public Service Co",100,"Xcel Energy Inc",100,"Regulated"]
["Tolk","6194_B_172B",6194,"B","172B",2842,"Coal Steam",null,"SPP_SPS","Texas",48,"Lamb",279,"48279",535,10255,1985,2029,"tangential","dry","N","Subbituminous",{"$nulls":3},"LNC2 + OFA",{"$nulls":3},"B","NA","ACI",2014,0.9,1.2,0.16148,0.16148,0.1469,0.1469,0.1,0.1,0.1,0,{"$nulls":7},"Southwestern Public Service Co",100,"Xcel Energy Inc",100,"Regulated"]
["John Twitty Energy Center","6195_B_1",6195,"B","1",2843,"Coal Steam",null,"SPP_N","Missouri",29,"Greene",77,"29077",184,10328,1976,9999,"wall","dry","N","Subbituminous",{"$nulls":3},"LA","SCR",2009,null,"B","NA","ACI",2015,0.9,1.2,0.3705,0.08378,0.3705,0.08378,0.1,0.1,0.1,0,{"$nulls":7},"Springfield MO (City of)",100,"Springfield MO (City of)",100,"Regulated"]
["John Twitty Energy Center","6195_B_2",6195,"B","2",90438,"Coal Steam",null,"SPP_N","Missouri",29,"Greene",77,"29077",275,10188,1976,9999,"wall","dry","N","Subbituminous","Dry Scrubber",2011,0.95,"AA + LNB","SCR",2011,null,"B","NA","ACI",2011,0.9,0.095,0.07053,0.07053,0.07053,0.07053,0.1,0.1,0.1,0.99,{"$nulls":7},"Springfield MO (City of)",100,"Springfield MO (City of)",100,"Regulated"]
["Laramie River Station","6204_B_1",6204,"B","1",2844,"Coal Steam",null,"WECC_WY","Wyoming",56,"Platte",31,"56031",560,10218,1980,9999,"wall","dry","N","Subbituminous","Wet Scrubber",1980,0.9,"LNB + OFA","SCR",2019,null,"ESPH","No","ACI",2015,0.9,0.12,0.247,0.05999,0.247,0.05999,0.1,0.1,0.1,0.95,{"$nulls":6},"Yes","Western Minnesota Municipal Power Agency",49.3,"Western Minnesota Municipal Power Agency",49.3,"Regulated"]
["Laramie River Station","6204_B_2",6204,"B","2",2845,"Coal Steam",null,"WECC_WY","Wyoming",56,"Platte",31,"56031",570,10164,1981,9999,"wall","dry","N","Subbituminous","Wet Scrubber",1981,0.9,"LNB + OFA","SNCR",null,2018,"ESPH","No","ACI",2015,0.9,0.12,0.14109,0.14109,0.14109,0.14109,0.1,0.1,0.1,0.95,{"$nulls":6},"Yes","Basin Electric Power Coop",59.21,"Basin Electric Power Coop",59.21,"Regulated"]
["Laramie River Station","6204_B_3",6204,"B","3",2846,"Coal Steam",null,"WECC_WY","Wyoming",56,"Platte",31,"56031",570,10137,1982,9999,"wall","dry","N","Subbituminous","Dry Scrubber",1984,0.85,"LNB + OFA","SNCR",null,2018,"ESPH","No","ACI",2015,0.9,0.12,0.3034,0.1432,0.3034,0.1432,0.1,0.1,0.1,0.9,{"$nulls":6},"Yes","Basin Electric Power Coop",59.21,"Basin Electric Power Coop",59.21,"Regulated"]
["Merom","6213_B_1SG1",6213,"B","1SG1",2853,"Coal Steam",null,"MIS_INKY","Indiana",18,"Sullivan",153,"18153",488,10352,1983,9999,"wall","dry","N","Bituminous","Wet Scrubber",1983,0.98,"LNBO","SCR",2003,null,"ESPC","No","ACI",2016,0.9,0.35,0.2764,0.06005,0.2764,0.06005,0.05,0.1,0.1,0.99,"Yes",2016,{"$nulls":5},"Hoosier Energy R E C, Inc",100,"Hoosier Energy R E C, Inc",100,"Regulated"]
["Merom","6213_B_2SG1",6213,"B","2SG1",2854,"Coal Steam",null,"MIS_INKY","Indiana",18,"Sullivan",153,"18153",489,10408,1982,9999,"wall","dry","N","Bituminous","Wet Scrubber",1982,0.98,"LNBO","SCR",2003,null,"ESPC","No","ACI",2016,0.9,0.35,0.312,0.05968,0.312,0.05968,0.05,0.1,0.1,0.99,"Yes",2016,{"$nulls":5},"Hoosier Energy R E C, Inc",100,"Hoosier Energy R E C, Inc",100,"Regulated"]
["Dansby","6243_B_1",6243,"B","1",2860,"O/G Steam",null,"ERC_REST","Texas",48,"Brazos",41,"48041",110,14500,1978,9999,"wall","dry","N","Natural Gas",{"$nulls":3},"LNB + OFA",{"$nulls":8},0.2,0.0892,0.0892,0.0892,0.0892,{"$nulls":11},"Bryan Texas Utilities",100,"Bryan Texas Utilities",100,"Regulated"]
["Pawnee","6248_B_1",6248,"B","1",2866,"Coal Steam",null,"WECC_CO","Colorado",8,"Morgan",87,"08087",505,10769,1981,9999,"wall","dry","N","Subbituminous","Dry Scrubber",2014,0.9,"LNBO","SCR",2014,null,"B","NA","ACI",2011,0.9,0.12,0.2342,0.05388,0.2342,0.05388,0.1,0.1,0.1,0.95,{"$nulls":4},"C2G",2026,"Yes","Public Service Co of Colorado",100,"Xcel Energy Inc",100,"Regulated"]
["Winyah","6249_B_1",6249,"B","1",2867,"Coal Steam",null,"S_VACA","South Carolina",45,"Georgetown",43,"45043",275,10751,1975,2031,"wall","dry","N","Bituminous","Wet Scrubber",2007,0.982,"LNBO","SCR",2004,null,"ESPC + WS","No",{"$nulls":3},2.85,0.08072,0.08072,0.08072,0.08072,0.05,0.1,0.56,0.99,{"$nulls":7},"Santee Cooper",100,"Santee Cooper",100,"Regulated"]
["Winyah","6249_B_2",6249,"B","2",2868,"Coal Steam",null,"S_VACA","South Carolina",45,"Georgetown",43,"45043",285,10687,1977,2031,"wall","dry","N","Bituminous","Wet Scrubber",2007,0.98,"OFA","SCR",2003,null,"ESPC + WS","No",{"$nulls":3},1.2,0.0875,0.0875,0.0875,0.0875,0.05,0.1,0.56,0.99,{"$nulls":7},"Santee Cooper",100,"Santee Cooper",100,"Regulated"]
["Winyah","6249_B_3",6249,"B","3",2869,"Coal Steam",null,"S_VACA","South Carolina",45,"Georgetown",43,"45043",285,10784,1980,2031,"wall","dry","N","Bituminous","Wet Scrubber",1980,0.969,"LNB + OFA","SCR",2004,null,"ESPC + WS","No",{"$nulls":3},0.52,0.0846,0.0846,0.0846,0.0846,0.05,0.1,0.56,0.99,{"$nulls":7},"Santee Cooper",100,"Santee Cooper",100,"Regulated"]
["Winyah","6249_B_4",6249,"B","4",2870,"Coal Steam",null,"S_VACA","South Carolina",45,"Georgetown",43,"45043",285,10803,1981,2031,"wall","dry","N","Bituminous","Wet Scrubber",1981,0.976,"LNB + OFA","SCR",2005,null,"ESPC + WS","No",{"$nulls":3},0.52,0.1005,0.1005,0.1005,0.1005,0.05,0.1,0.56,0.99,{"$nulls":7},"Santee Cooper",100,"Santee Cooper",100,"Regulated"]
["Mayo","6250_B_1A",6250,"B","1A",2871,"Coal Steam",null,"S_VACA","North Carolina",37,"Person",145,"37145",352,11143,1983,2029,"wall","dry","N","Bituminous","Wet Scrubber",2009,0.97,"LNB","SCR",2004,null,"ESPH","No",{"$nulls":3},0.326,0.13824,0.13824,0.13824,0.13824,0.05,0.1,1,0.99,{"$nulls":7},"Duke Energy Progress",100,"Duke Energy Corp",100,"Regulated"]
["Mayo","6250_B_1B",6250,"B","1B",2872,"Coal Steam",null,"S_VACA","North Carolina",37,"Person",145,"37145",352,11143,1983,2029,"wall","dry","N","Bituminous","Wet Scrubber",2009,0.97,"LNB","SCR",2004,null,"ESPH","No",{"$nulls":3},0.326,0.13219,0.13219,0.13219,0.13219,0.05,0.1,1,0.99,{"$nulls":7},"Duke Energy Progress",100,"Duke Energy Corp",100,"Regulated"]
["Ottumwa","6254_B_1",6254,"B","1",2874,"Coal Steam",null,"MIS_IA","Iowa",19,"Wapello",179,"19179",712,10369,1981,9999,"tangential","wet","N","Subbituminous","Dry Scrubber",2014,0.9,"LNC2","SCR",2018,null,"ESPH + B","Yes","ACI",2014,0.9,0.075,0.2154,0.07999,0.2154,0.07999,0.1,0.1,0.1,0.95,{"$nulls":7},"MidAmerican Energy Co",52,"Berkshire Hathaway Inc",52,"Regulated"]
["Scherer","6257_B_1",6257,"B","1",2875,"Coal Steam",null,"S_SOU","Georgia",13,"Monroe",207,"13207",860,10832,1982,9999,"tangential","dry","N","Subbituminous","Wet Scrubber",2014,0.98,"other","SCR",2013,null,"ESPH + B + WS","No","ACI",2010,0.9,1.2,0.26731,0.06043,0.26731,0.06043,0.1,0.1,0.1,0.99,{"$nulls":7},"Oglethorpe Power Corporation",60,"Oglethorpe Power Corporation",60,"Regulated"]
["Scherer","6257_B_2",6257,"B","2",2876,"Coal Steam",null,"S_SOU","Georgia",13,"Monroe",207,"13207",860,10756,1984,9999,"tangential","dry","N","Subbituminous","Wet Scrubber",2013,0.98,"OFA","SCR",2013,null,"ESPH + B + WS","No","ACI",2009,0.9,1.2,0.20193,0.06349,0.20193,0.06349,0.1,0.1,0.1,0.99,{"$nulls":7},"Oglethorpe Power Corp",60,"Oglethorpe Power Corp",60,"Regulated"]
["Scherer","6257_B_3",6257,"B","3",2877,"Coal Steam",null,"S_SOU","Georgia",13,"Monroe",207,"13207",860,10740,1987,2029,"tangential","dry","N","Subbituminous","Wet Scrubber",2011,0.98,"OFA","SCR",2010,null,"ESPC + B + WS","No","ACI",2009,0.9,1.2,0.23245,0.06289,0.23245,0.06289,0.1,0.1,0.1,0.99,{"$nulls":7},"Georgia Power Co",75,"Southern Co",75,"Regulated"]
["Mountaineer","6264_B_1",6264,"B","1",2879,"Coal Steam",null,"PJM_West","West Virginia",54,"Mason",53,"54053",1299,9925,1980,2040,"wall","dry","N","Bituminous","Wet Scrubber",2007,0.98,"LNB","SCR",2002,null,"ESPC","No",{"$nulls":3},1,0.4463,0.08699,0.4463,0.08699,0.05,0.1,0.56,0.99,{"$nulls":7},"Appalachian Power Co",100,"American Electric Power Co Inc",100,"Regulated"]
["Crystal River","628_B_4",628,"B","4",442,"Coal Steam",null,"FRCC","Florida",12,"Citrus",17,"12017",712,10431,1982,2034,"wall","dry","N","Bituminous","Wet Scrubber",2010,0.97,"LNB","SCR",2010,null,"ESPC","No",{"$nulls":3},0.27,0.3859,0.04553,0.3859,0.04553,0.05,0.1,0.56,0.99,{"$nulls":7},"Duke Energy Florida",100,"Duke Energy Corp",100,"Regulated"]
["Crystal River","628_B_5",628,"B","5",443,"Coal Steam",null,"FRCC","Florida",12,"Citrus",17,"12017",698,10391,1984,2034,"wall","dry","N","Bituminous","Wet Scrubber",2009,0.97,"LNB","SCR",2009,null,"ESPC","No",{"$nulls":3},0.27,0.2134,0.04939,0.2134,0.04939,0.05,0.1,0.56,0.99,{"$nulls":7},"Duke Energy Florida",100,"Duke Energy Corp",100,"Regulated"]
["Gulf Clean Energy Center","641_B_4",641,"B","4",459,"O/G Steam",null,"S_SOU","Florida",12,"Escambia",33,"12033",75,11399,1959,9999,"tangential","dry","N","Natural Gas",{"$nulls":3},"LNB",{"$nulls":8},2.4,0.4055,0.11894,0.1469,0.1,{"$nulls":11},"Gulf Power Co",100,"NextEra Energy Inc",100,"Regulated"]
["Gulf Clean Energy Center","641_B_5",641,"B","5",460,"O/G Steam",null,"S_SOU","Florida",12,"Escambia",33,"12033",75,11274,1961,9999,"tangential","dry","N","Natural Gas",{"$nulls":3},"LNB",{"$nulls":8},2.4,0.3757,0.1159,0.1469,0.1,{"$nulls":11},"Gulf Power Co",100,"NextEra Energy Inc",100,"Regulated"]
["Gulf Clean Energy Center","641_B_6",641,"B","6",461,"O/G Steam",null,"S_SOU","Florida",12,"Escambia",33,"12033",299,11083,1970,9999,"wall","dry","N","Natural Gas",{"$nulls":3},"LNB",{"$nulls":8},2.4,0.2475,0.0678,0.2475,0.0678,{"$nulls":11},"Gulf Power Co",100,"NextEra Energy Inc",100,"Regulated"]
["Gulf Clean Energy Center","641_B_7",641,"B","7",462,"O/G Steam",null,"S_SOU","Florida",12,"Escambia",33,"12033",475,10816,1973,9999,"wall","dry","N","Natural Gas",{"$nulls":3},"LNB",{"$nulls":8},2.4,0.06211,0.06211,0.06211,0.06211,{"$nulls":11},"Gulf Power Co",100,"NextEra Energy Inc",100,"Regulated"]
["Georges River Energy","64408_B_G5321",64408,"B","G5321",null,"Biomass",null,"NENG_ME","Maine",23,"Waldo",27,"23027",8.5,21108,2018,9999,null,null,"Y","Biomass",{"$nulls":11},0,null,0.22033,0.22033,0.22033,0.22033,{"$nulls":11},"Robbins Lumber Inc",100,"Robbins Lumber Inc",100,"Non-regulated"]
["Big Bend","645_B_BB04",645,"B","BB04",470,"Coal Steam",null,"FRCC","Florida",12,"Hillsborough",57,"12057",437,10792,1985,9999,"tangential","dry","N","Bituminous, Natural Gas","Wet Scrubber",1985,0.95,"LNC2","SCR",2007,null,"ESPC","Yes",{"$nulls":3},0.82,0.08082,0.08082,0.08082,0.08082,0.05,0.1,0.56,0.99,{"$nulls":7},"Tampa Electric Co",100,"TECO Energy Inc",100,"Regulated"]
["Antelope Valley","6469_B_B1",6469,"B","B1",2885,"Coal Steam",null,"SPP_WAUE","North Dakota",38,"Mercer",57,"38057",450,11322,1984,9999,"tangential","dry","N","Lignite","Dry Scrubber",1983,0.81,"LNC3",{"$nulls":3},"B","NA","ACI",2015,0.9,1.2,0.10592,0.10592,0.10592,0.10592,0.5,0.5,0.5,0.86,{"$nulls":6},"Yes","Basin Electric Power Coop",100,"Basin Electric Power Coop",100,"Regulated"]
["Antelope Valley","6469_B_B2",6469,"B","B2",2886,"Coal Steam",null,"SPP_WAUE","North Dakota",38,"Mercer",57,"38057",450,11263,1986,9999,"tangential","dry","N","Lignite","Dry Scrubber",1985,0.81,"LNC3",{"$nulls":3},"B","NA","ACI",2015,0.9,1.2,0.10495,0.10495,0.10495,0.10495,0.5,0.5,0.5,0.86,{"$nulls":6},"Yes","Basin Electric Power Coop",100,"Basin Electric Power Coop",100,"Regulated"]
["Deerhaven Generating Station","663_B_B2",663,"B","B2",487,"O/G Steam",null,"FRCC","Florida",12,"Alachua",1,"12001",232,12302,1981,2031,"wall","dry","N","Natural Gas",{"$nulls":3},"LNB + OFA","SCR",2010,{"$nulls":6},1.2,0.3289,0.07,0.3289,0.07,{"$nulls":10},"Yes","Gainesville Regional Utilities",100,"Gainesville Regional Utilities",100,"Regulated"]
["R D Green","6639_B_G1",6639,"B","G1",null,"O/G Steam",null,"MIS_INKY","Kentucky",21,"Webster",233,"21233",231,11190,1979,9999,"wall","dry","N","Natural Gas",{"$nulls":13},0.08738,0.08738,0.08738,0.08738,{"$nulls":11},"Big Rivers Electric Corp",100,"Big Rivers Electric Corp",100,"Regulated"]
["R D Green","6639_B_G2",6639,"B","G2",null,"O/G Steam",null,"MIS_INKY","Kentucky",21,"Webster",233,"21233",223,11119,1981,9999,"wall","dry","N","Natural Gas",{"$nulls":13},0.1225,0.1225,0.09935,0.09935,{"$nulls":11},"Big Rivers Electric Corp",100,"Big Rivers Electric Corp",100,"Regulated"]
["Independence Steam Electric Station","6641_B_1",6641,"B","1",2898,"Coal Steam",null,"MIS_AR","Arkansas",5,"Independence",63,"05063",822,10428,1983,2031,"tangential","wet","N","Subbituminous",{"$nulls":3},"LNB + SOFA",{"$nulls":3},"ESPC","No","ACI",2015,0.9,0.93,0.16344,0.16344,0.16344,0.16344,0.1,0.1,0.1,0,{"$nulls":7},"Arkansas Electric Coop Corp",35,"Entergy Corp",56.5,"Regulated"]
["Independence Steam Electric Station","6641_B_2",6641,"B","2",2899,"Coal Steam",null,"MIS_AR","Arkansas",5,"Independence",63,"05063",842,10427,1985,2031,"tangential","wet","N","Subbituminous",{"$nulls":3},"LNC2",{"$nulls":3},"ESPC","No","ACI",2015,0.9,0.93,0.14541,0.14541,0.14541,0.14541,0.1,0.1,0.1,0,{"$nulls":7},"Arkansas Electric Coop Corp",35,"Entergy Corp",39.4,"Regulated"]
["Louisa","6664_B_101",6664,"B","101",2901,"Coal Steam",null,"MIS_MIDA","Iowa",19,"Louisa",115,"19115",747,10591,1983,9999,"wall","dry","N","Subbituminous","Dry Scrubber",2007,0.975,"LNBO",{"$nulls":3},"ESPH + B","No","ACI",2015,0.9,0.1,0.17135,0.17135,0.17135,0.17135,0.1,0.1,0.1,0.95,{"$nulls":7},"MidAmerican Energy Co",88,"Berkshire Hathaway Inc",88,"Regulated"]
["Northside Generating Station","667_B_1",667,"B","1",497,"Coal Steam",null,"FRCC","Florida",12,"Duval",31,"12031",293,10368,2002,9999,"FBC","dry","N","Bituminous, Petroleum Coke","Dry Scrubber",2002,0.85,"CF","SNCR",null,2002,"B","NA",{"$nulls":3},1.98,0.07119,0.07119,0.07119,0.07119,0.05,0.07,0.07,0.99,{"$nulls":6},"Yes","JEA",100,"JEA",100,"Regulated"]
["Northside Generating Station","667_B_2",667,"B","2",499,"Coal Steam",null,"FRCC","Florida",12,"Duval",31,"12031",293,10386,2002,9999,"FBC","dry","N","Bituminous, Petroleum Coke","Dry Scrubber",2002,0.85,"CF","SNCR",null,2002,"B","NA",{"$nulls":3},1.98,0.06703,0.06703,0.06703,0.06703,0.05,0.07,0.07,0.99,{"$nulls":6},"Yes","JEA",100,"JEA",100,"Regulated"]
["Warrick","6705_B_1",6705,"B","1",2902,"Coal Steam",null,"MIS_INKY","Indiana",18,"Warrick",173,"18173",155,10809,1960,9999,"wall","dry","Y","Bituminous","Wet Scrubber",2008,0.98,"LNBO","SNCR",null,2013,"ESPC","No",{"$nulls":3},5.11,0.32496,0.24372,0.32496,0.24372,0.05,0.1,0.56,0.99,{"$nulls":7},"Alcoa Power Generating Inc",100,"Alcoa Inc",100,"Non-regulated"]
["Warrick","6705_B_2",6705,"B","2",2903,"Coal Steam",null,"MIS_INKY","Indiana",18,"Warrick",173,"18173",154,10809,1964,9999,"wall","dry","Y","Bituminous","Wet Scrubber",2008,0.98,"LNBO","SNCR",null,2013,"ESPC","No",{"$nulls":3},5.11,0.33064,0.24798,0.33064,0.24798,0.05,0.1,0.56,0.99,{"$nulls":7},"Alcoa Power Generating Inc",100,"Alcoa Inc",100,"Non-regulated"]
["Warrick","6705_B_3",6705,"B","3",2904,"Coal Steam",null,"MIS_INKY","Indiana",18,"Warrick",173,"18173",150,10809,1965,9999,"wall","dry","Y","Bituminous","Wet Scrubber",2008,0.98,"LNBO","SNCR",null,2013,"ESPC","No",{"$nulls":3},5.11,0.32807,0.24605,0.32807,0.24605,0.05,0.1,0.56,0.99,{"$nulls":7},"Alcoa Power Generating Inc",100,"Alcoa Inc",100,"Non-regulated"]
["Warrick","6705_B_4",6705,"B","4",2905,"Coal Steam",null,"MIS_INKY","Indiana",18,"Warrick",173,"18173",301,11131,1970,9999,"cell","dry","N","Bituminous","Wet Scrubber",2008,0.98,"LNB + NH3","SCR",2004,null,"ESPC","No","ACI",2015,0.9,5.11,0.35649,0.07,0.35649,0.07,0.05,0.1,0.1,0.99,{"$nulls":7},"Alcoa Power Generating Inc",50,"Alcoa Inc",50,"Non-regulated"]
["Tom G Smith","673_B_S-3",673,"B","S-3",507,"O/G Steam",null,"FRCC","Florida",12,"Palm Beach",99,"12099",26,14500,1967,9999,"wall","dry","N","Natural Gas",{"$nulls":3},"AA",{"$nulls":8},2.75,0.22733,0.22733,0.22733,0.22733,{"$nulls":11},"Lake Worth Utilities",100,"Lake Worth Utilities",100,"Regulated"]
["Rawhide","6761_B_101",6761,"B","101",2906,"Coal Steam",null,"WECC_CO","Colorado",8,"Larimer",69,"08069",280,10091,1984,2030,"tangential","dry","N","Subbituminous","Dry Scrubber",1984,0.82,"LNC3",{"$nulls":3},"B","NA","ACI",2010,0.9,0.11,0.11672,0.11672,0.11672,0.11672,0.1,0.1,0.1,0.85,{"$nulls":7},"Platte River Power Authority",100,"Platte River Power Authority",100,"Regulated"]
["Sikeston Power Station","6768_B_1",6768,"B","1",2907,"Coal Steam",null,"SPP_WEST","Missouri",29,"Scott",201,"29201",240,10648,1981,9999,"wall","dry","N","Subbituminous",{"$nulls":3},"LNB + OFA",{"$nulls":3},"ESPC","No","ACI",2016,0.9,1.2,0.09971,0.09971,0.09971,0.09971,0.1,0.1,0.1,0,{"$nulls":7},"Sikeston Utilities",100,"Sikeston Utilities",100,"Regulated"]
["Hugo","6772_B_1",6772,"B","1",2908,"Coal Steam",null,"SPP_WEST","Oklahoma",40,"Choctaw",23,"40023",440,11061,1982,9999,"wall","dry","N","Subbituminous",null,null,0.1279,"LNBO",{"$nulls":3},"ESPC","No","ACI",2015,0.9,1.2,0.16166,0.16166,0.16166,0.16166,0.1,0.1,0.1,0.98,"Yes",2015,{"$nulls":5},"Western Farmers Electric Coop",100,"Western Farmers Electric Coop",100,"Regulated"]
["Cayuga","1001_G_4",1001,"G","4",708,"Combustion Turbine",null,"MIS_INKY","Indiana",18,"Vermillion",165,"18165",84,14236,1993,9999,null,null,"N","Natural Gas, Distillate Fuel Oil",{"$nulls":3},"DLNB",{"$nulls":8},1.6,0.06517,0.06517,0.06517,0.06517,{"$nulls":11},"Duke Energy Indiana",100,"Duke Energy Corp",100,"Regulated"]
["Lucky Peak Power Plant Project","10014_G_U131",10014,"G","U131",null,"Hydro",null,"WECC_ID","Idaho",16,"Ada",1,"16001",36.2,0,1988,9999,null,null,"N","Hydro",{"$nulls":13},0,0,0,0,{"$nulls":11},"Boise Kuna Irrigation District",100,"Boise Kuna Irrigation District",100,"Non-regulated"]
["Lucky Peak Power Plant Project","10014_G_U132",10014,"G","U132",null,"Hydro",null,"WECC_ID","Idaho",16,"Ada",1,"16001",36.2,0,1988,9999,null,null,"N","Hydro",{"$nulls":13},0,0,0,0,{"$nulls":11},"Boise Kuna Irrigation District",100,"Boise Kuna Irrigation District",100,"Non-regulated"]
["Lucky Peak Power Plant Project","10014_G_U133",10014,"G","U133",null,"Hydro",null,"WECC_ID","Idaho",16,"Ada",1,"16001",10.6,0,1988,9999,null,null,"N","Hydro",{"$nulls":13},0,0,0,0,{"$nulls":11},"Boise Kuna Irrigation District",100,"Boise Kuna Irrigation District",100,"Non-regulated"]
["Desert Peak Power Plant","10018_G_GEN2",10018,"G","GEN2",null,"Geothermal",null,"WECC_NNV","Nevada",32,"Lyon",19,"32019",10,9771,2006,9999,null,null,"N","Geothermal",{"$nulls":13},0,0,0,0,0.4563,0.4563,0.4563,{"$nulls":8},"ORNI 3 LLC",100,"Ormat Technologies Inc",100,"Non-regulated"]
["Desert Peak Power Plant","10018_G_OEC2",10018,"G","OEC2",null,"Geothermal",null,"WECC_NNV","Nevada",32,"Lyon",19,"32019",7.3,9771,2006,9999,null,null,"N","Geothermal",{"$nulls":13},0,0,0,0,0.4563,0.4563,0.4563,{"$nulls":8},"ORNI 3 LLC",100,"Ormat Technologies Inc",100,"Non-regulated"]
["RED-Rochester, LLC","10025_G_KPR1",10025,"G","KPR1",null,"Hydro",null,"NY_Z_B","New York",36,"Monroe",55,"36055",0.4,0,1957,9999,null,null,"N","Hydro",{"$nulls":13},0,0,0,0,{"$nulls":11},"RED Rochester LLC",100,"Recycled Energy Development LLC",100,"Non-regulated"]
["Energy Center Dover","10030_G_COG1",10030,"G","COG1",null,"Combined Cycle",null,"PJM_EMAC","Delaware",10,"Kent",1,"10001",15,7517,1985,9999,null,null,"Y","Natural Gas",{"$nulls":4},"SCR",{"$nulls":8},0.00817,0.00817,0.00817,0.00817,{"$nulls":11},"Energy Center Dover LLC",100,"Basalt Infastructure Partners LLC",100,"Non-regulated"]
["Energy Center Dover","10030_G_KD-1",10030,"G","KD-1",5046,"Combined Cycle",null,"PJM_EMAC","Delaware",10,"Kent",1,"10001",44,7517,2001,9999,null,null,"N","Natural Gas",{"$nulls":3},"H2O","SCR",{"$nulls":7},0.81,0.00817,0.00817,0.00817,0.00817,{"$nulls":11},"Energy Center Dover LLC",100,"Basalt Infastructure Partners LLC",100,"Non-regulated"]
["Energy Center Dover","10030_G_KD-2",10030,"G","KD-2",5047,"Combustion Turbine",null,"PJM_EMAC","Delaware",10,"Kent",1,"10001",44,10745,2001,9999,null,null,"N","Natural Gas, Distillate Fuel Oil",{"$nulls":3},"H2O",{"$nulls":8},0.81,0.07804,0.07804,0.07804,0.07804,{"$nulls":11},"Energy Center Dover LLC",100,"Basalt Infastructure Partners LLC",100,"Non-regulated"]
["Gilroy Power Plant","10034_G_GEN1",10034,"G","GEN1",89552,"Combined Cycle",null,"WEC_CALN","California",6,"Santa Clara",85,"06085",85,7705,1987,9999,null,null,"Y","Natural Gas",{"$nulls":13},0.03699,0.03699,0.03699,0.03699,{"$nulls":11},"Calpine Gilroy Cogeneration LP",100,"Energy Capital Partners",100,"Non-regulated"]
["Gilroy Power Plant","10034_G_GEN2",10034,"G","GEN2",89552,"Combined Cycle",null,"WEC_CALN","California",6,"Santa Clara",85,"06085",30,7705,1987,9999,null,null,"Y","Natural Gas",{"$nulls":13},0.03699,0.03699,0.03699,0.03699,{"$nulls":11},"Calpine Gilroy Cogeneration LP",100,"Energy Capital Partners",100,"Non-regulated"]
["Hillsborough Hosiery","10036_G_GEN1",10036,"G","GEN1",null,"Hydro",null,"NENGREST","New Hampshire",33,"Hillsborough",11,"33011",0.6,0,1989,9999,null,null,"N","Hydro",{"$nulls":13},0,0,0,0,{"$nulls":11},"Silverstreet Hydro",100,"Silverstreet Hydro",100,"Non-regulated"]
["International Falls Power","10487_G_GEN7",10487,"G","GEN7",null,"Hydro",null,"MIS_MNWI","Minnesota",27,"Koochiching",71,"27071",1.6,0,1924,9999,null,null,"N","Hydro",{"$nulls":13},0,0,0,0,{"$nulls":11},"Boise Cascade Corp International Falls",100,"Boise Cascade Corp",100,"Non-regulated"]
["Upper Beaver Falls Project","10490_G_1G",10490,"G","1G",null,"Hydro",null,"NY_Z_C&E","New York",36,"Lewis",49,"36049",1.5,0,1985,9999,null,null,"N","Hydro",{"$nulls":13},0,0,0,0,{"$nulls":11},"Algonquin Power Beaver Falls LLC",100,"Hudson Clean Energy Partners LP",100,"Non-regulated"]
["Rumford Falls Hydro Facility","10493_G_GEN1",10493,"G","GEN1",null,"Hydro",null,"NENG_ME","Maine",23,"Oxford",17,"23017",8.1,0,1918,9999,null,null,"N","Hydro",{"$nulls":13},0,0,0,0,{"$nulls":11},"Rumford Falls Hydro LLC",100,"Brookfield Asset Management Inc",100,"Non-regulated"]
["Rumford Falls Hydro Facility","10493_G_GEN2",10493,"G","GEN2",null,"Hydro",null,"NENG_ME","Maine",23,"Oxford",17,"23017",8.1,0,1918,9999,null,null,"N","Hydro",{"$nulls":13},0,0,0,0,{"$nulls":11},"Rumford Falls Hydro LLC",100,"Brookfield Asset Management Inc",100,"Non-regulated"]
["Rumford Falls Hydro Facility","10493_G_GEN3",10493,"G","GEN3",null,"Hydro",null,"NENG_ME","Maine",23,"Oxford",17,"23017",8.8,0,1926,9999,null,null,"N","Hydro",{"$nulls":13},0,0,0,0,{"$nulls":11},"Rumford Falls Hydro LLC",100,"Brookfield Asset Management Inc",100,"Non-regulated"]
["Rumford Falls Hydro Facility","10493_G_GEN4",10493,"G","GEN4",null,"Hydro",null,"NENG_ME","Maine",23,"Oxford",17,"23017",4.3,0,1950,9999,null,null,"N","Hydro",{"$nulls":13},0,0,0,0,{"$nulls":11},"Rumford Falls Hydro LLC",100,"Brookfield Asset Management Inc",100,"Non-regulated"]
["Rumford Falls Hydro Facility","10493_G_GEN5",10493,"G","GEN5",null,"Hydro",null,"NENG_ME","Maine",23,"Oxford",17,"23017",7.6,0,1954,9999,null,null,"N","Hydro",{"$nulls":13},0,0,0,0,{"$nulls":11},"Rumford Falls Hydro LLC",100,"Brookfield Asset Management Inc",100,"Non-regulated"]
["Rumford Falls Hydro Facility","10493_G_GEN6",10493,"G","GEN6",null,"Hydro",null,"NENG_ME","Maine",23,"Oxford",17,"23017",7.6,0,1954,9999,null,null,"N","Hydro",{"$nulls":13},0,0,0,0,{"$nulls":11},"Rumford Falls Hydro LLC",100,"Brookfield Asset Management Inc",100,"Non-regulated"]
["Sheldon Springs Hydroelectric","10494_G_IG-1",10494,"G","IG-1",null,"Hydro",null,"NENGREST","Vermont",50,"Franklin",11,"50011",1.7,0,1988,9999,null,null,"N","Hydro",{"$nulls":13},0,0,0,0,{"$nulls":11},"Missisquoi LLC",100,"Enel SpA",100,"Non-regulated"]
["Sheldon Springs Hydroelectric","10494_G_IG-2",10494,"G","IG-2",null,"Hydro",null,"NENGREST","Vermont",50,"Franklin",11,"50011",1.7,0,1988,9999,null,null,"N","Hydro",{"$nulls":13},0,0,0,0,{"$nulls":11},"Missisquoi LLC",100,"Enel SpA",100,"Non-regulated"]
["Sheldon Springs Hydroelectric","10494_G_IG-3",10494,"G","IG-3",null,"Hydro",null,"NENGREST","Vermont",50,"Franklin",11,"50011",0.2,0,1988,9999,null,null,"N","Hydro",{"$nulls":13},0,0,0,0,{"$nulls":11},"Missisquoi LLC",100,"Enel SpA",100,"Non-regulated"]
["Sheldon Springs Hydroelectric","10494_G_SG-1",10494,"G","SG-1",null,"Hydro",null,"NENGREST","Vermont",50,"Franklin",11,"50011",9.7,0,1988,9999,null,null,"N","Hydro",{"$nulls":13},0,0,0,0,{"$nulls":11},"Missisquoi LLC",100,"Enel SpA",100,"Non-regulated"]
["Sheldon Springs Hydroelectric","10494_G_SG-2",10494,"G","SG-2",null,"Hydro",null,"NENGREST","Vermont",50,"Franklin",11,"50011",9.7,0,1988,9999,null,null,"N","Hydro",{"$nulls":13},0,0,0,0,{"$nulls":11},"Missisquoi LLC",100,"Enel SpA",100,"Non-regulated"]
["Sheldon Springs Hydroelectric","10494_G_SG-3",10494,"G","SG-3",null,"Hydro",null,"NENGREST","Vermont",50,"Franklin",11,"50011",1,0,1988,9999,null,null,"N","Hydro",{"$nulls":13},0,0,0,0,{"$nulls":11},"Missisquoi LLC",100,"Enel SpA",100,"Non-regulated"]
["Kern River Cogeneration","10496_G_GTAG",10496,"G","GTAG",null,"Combustion Turbine",null,"WECC_SCE","California",6,"Kern",29,"06029",72,8700,1985,9999,null,null,"Y","Natural Gas",{"$nulls":12},0.74,0.01735,0.01735,0.01735,0.01735,{"$nulls":11},"Kern River Cogeneration Co",100,"Chevron Corp",100,"Non-regulated"]
["Kern River Cogeneration","10496_G_GTBG",10496,"G","GTBG",null,"Combustion Turbine",null,"WECC_SCE","California",6,"Kern",29,"06029",72,8700,1985,9999,null,null,"Y","Natural Gas",{"$nulls":12},0.74,0.01735,0.01735,0.01735,0.01735,{"$nulls":11},"Kern River Cogeneration Co",100,"Chevron Corp",100,"Non-regulated"]
["Kern River Cogeneration","10496_G_GTCG",10496,"G","GTCG",null,"Combustion Turbine",null,"WECC_SCE","California",6,"Kern",29,"06029",72,8700,1985,9999,null,null,"Y","Natural Gas",{"$nulls":12},0.74,0.01735,0.01735,0.01735,0.01735,{"$nulls":11},"Kern River Cogeneration Co",100,"Chevron Corp",100,"Non-regulated"]
["Kern River Cogeneration","10496_G_GTDG",10496,"G","GTDG",null,"Combustion Turbine",null,"WECC_SCE","California",6,"Kern",29,"06029",72,8700,1985,9999,null,null,"Y","Natural Gas",{"$nulls":12},0.74,0.01735,0.01735,0.01735,0.01735,{"$nulls":11},"Kern River Cogeneration Co",100,"Chevron Corp",100,"Non-regulated"]
["Milton Hydro","10519_G_1",10519,"G","1",null,"Hydro",null,"NENGREST","New Hampshire",33,"Strafford",17,"33017",0.1,0,1914,9999,null,null,"N","Hydro",{"$nulls":13},0,0,0,0,{"$nulls":11},"SFR Hydro Corp",100,"Algonquin Power Income Fund",100,"Non-regulated"]
["Milton Hydro","10519_G_2",10519,"G","2",null,"Hydro",null,"NENGREST","New Hampshire",33,"Strafford",17,"33017",0.2,0,1914,9999,null,null,"N","Hydro",{"$nulls":13},0,0,0,0,{"$nulls":11},"SFR Hydro Corp",100,"Algonquin Power Income Fund",100,"Non-regulated"]
["Milton Hydro","10519_G_3",10519,"G","3",null,"Hydro",null,"NENGREST","New Hampshire",33,"Strafford",17,"33017",0.1,0,1984,9999,null,null,"N","Hydro",{"$nulls":13},0,0,0,0,{"$nulls":11},"SFR Hydro Corp",100,"Algonquin Power Income Fund",100,"Non-regulated"]
["Milton Hydro","10519_G_4",10519,"G","4",null,"Hydro",null,"NENGREST","New Hampshire",33,"Strafford",17,"33017",0.3,0,1987,9999,null,null,"N","Hydro",{"$nulls":13},0,0,0,0,{"$nulls":11},"SFR Hydro Corp",100,"Algonquin Power Income Fund",100,"Non-regulated"]
["Dayton Hydro","10520_G_1",10520,"G","1",null,"Hydro",null,"MIS_IL","Illinois",17,"LaSalle",99,"17099",1.6,0,1925,9999,null,null,"N","Hydro",{"$nulls":13},0,0,0,0,{"$nulls":11},"Midwest Hydro LLC",100,"Hudson Clean Energy Partners LP",100,"Non-regulated"]
["Dayton Hydro","10520_G_2",10520,"G","2",null,"Hydro",null,"MIS_IL","Illinois",17,"LaSalle",99,"17099",1,0,1925,9999,null,null,"N","Hydro",{"$nulls":13},0,0,0,0,{"$nulls":11},"Midwest Hydro LLC",100,"Hudson Clean Energy Partners LP",100,"Non-regulated"]
["Dayton Hydro","10520_G_3",10520,"G","3",null,"Hydro",null,"MIS_IL","Illinois",17,"LaSalle",99,"17099",1,0,1925,9999,null,null,"N","Hydro",{"$nulls":13},0,0,0,0,{"$nulls":11},"Midwest Hydro LLC",100,"Hudson Clean Energy Partners LP",100,"Non-regulated"]
["Lederle Laboratories","10521_G_3A",10521,"G","3A",null,"Combined Cycle",null,"NY_Z_G-I","New York",36,"Rockland",87,"36087",1.5,5832,1998,9999,null,null,"Y","Natural Gas, Distillate Fuel Oil",{"$nulls":13},0.02457,0.02457,0.02457,0.02457,{"$nulls":11},"Wyeth",100,"Wyeth",100,"Non-regulated"]
["Lederle Laboratories","10521_G_GEN1",10521,"G","GEN1",null,"Combined Cycle",null,"NY_Z_G-I","New York",36,"Rockland",87,"36087",8.3,5832,1991,9999,null,null,"Y","Natural Gas, Distillate Fuel Oil",{"$nulls":13},0.02457,0.02457,0.02457,0.02457,{"$nulls":11},"Wyeth",100,"Wyeth",100,"Non-regulated"]
["Lederle Laboratories","10521_G_GEN2",10521,"G","GEN2",null,"Combined Cycle",null,"NY_Z_G-I","New York",36,"Rockland",87,"36087",8.3,5832,1991,9999,null,null,"Y","Natural Gas, Distillate Fuel Oil",{"$nulls":13},0.02457,0.02457,0.02457,0.02457,{"$nulls":11},"Wyeth",100,"Wyeth",100,"Non-regulated"]
["Lederle Laboratories","10521_G_GEN3",10521,"G","GEN3",null,"Combined Cycle",null,"NY_Z_G-I","New York",36,"Rockland",87,"36087",2.2,5832,1990,9999,null,null,"Y","Natural Gas, Distillate Fuel Oil",{"$nulls":13},0.02457,0.02457,0.02457,0.02457,{"$nulls":11},"Wyeth",100,"Wyeth",100,"Non-regulated"]
["Lederle Laboratories","10521_G_TG4",10521,"G","TG4",null,"Combined Cycle",null,"NY_Z_G-I","New York",36,"Rockland",87,"36087",1.4,5832,1997,9999,null,null,"Y","Natural Gas, Distillate Fuel Oil",{"$nulls":13},0.02457,0.02457,0.02457,0.02457,{"$nulls":11},"Wyeth",100,"Wyeth",100,"Non-regulated"]
["Benton Falls Associates","10523_G_GEN1",10523,"G","GEN1",null,"Hydro",null,"NENG_ME","Maine",23,"Kennebec",11,"23011",3.3,0,1987,9999,null,null,"N","Hydro",{"$nulls":13},0,0,0,0,{"$nulls":11},"Benton Falls Associates",100,"Essex Hydro Associates LLC",100,"Non-regulated"]
["Benton Falls Associates","10523_G_GEN2",10523,"G","GEN2",null,"Hydro",null,"NENG_ME","Maine",23,"Kennebec",11,"23011",0.7,0,1987,9999,null,null,"N","Hydro",{"$nulls":13},0,0,0,0,{"$nulls":11},"Benton Falls Associates",100,"Essex Hydro Associates LLC",100,"Non-regulated"]
["Dodge Falls Associates","10526_G_1UNI",10526,"G","1UNI",null,"Hydro",null,"NENGREST","New Hampshire",33,"Grafton",9,"33009",5,0,1990,9999,null,null,"N","Hydro",{"$nulls":13},0,0,0,0,{"$nulls":11},"Dodge Falls Associates LP",100,"Dodge Falls Associates LP",100,"Non-regulated"]
["Feeder Dam Hydro Plant","10530_G_1",10530,"G","1",null,"Hydro",null,"NY_Z_F","New York",36,"Saratoga",91,"36091",0.9,0,1924,9999,null,null,"N","Hydro",{"$nulls":13},0,0,0,0,{"$nulls":11},"Brookfield Renewable Energy Partners LP",100,"Brookfield Asset Management Inc",100,"Non-regulated"]
["Feeder Dam Hydro Plant","10530_G_2",10530,"G","2",null,"Hydro",null,"NY_Z_F","New York",36,"Saratoga",91,"36091",0.9,0,1924,9999,null,null,"N","Hydro",{"$nulls":13},0,0,0,0,{"$nulls":11},"Brookfield Renewable Energy Partners LP",100,"Brookfield Asset Management Inc",100,"Non-regulated"]
["Feeder Dam Hydro Plant","10530_G_3",10530,"G","3",null,"Hydro",null,"NY_Z_F","New York",36,"Saratoga",91,"36091",1,0,1924,9999,null,null,"N","Hydro",{"$nulls":13},0,0,0,0,{"$nulls":11},"Brookfield Renewable Energy Partners LP",100,"Brookfield Asset Management Inc",100,"Non-regulated"]
["Feeder Dam Hydro Plant","10530_G_4",10530,"G","4",null,"Hydro",null,"NY_Z_F","New York",36,"Saratoga",91,"36091",0.9,0,1924,9999,null,null,"N","Hydro",{"$nulls":13},0,0,0,0,{"$nulls":11},"Brookfield Renewable Energy Partners LP",100,"Brookfield Asset Management Inc",100,"Non-regulated"]
["Feeder Dam Hydro Plant","10530_G_5",10530,"G","5",null,"Hydro",null,"NY_Z_F","New York",36,"Saratoga",91,"36091",1,0,1924,9999,null,null,"N","Hydro",{"$nulls":13},0,0,0,0,{"$nulls":11},"Brookfield Renewable Energy Partners LP",100,"Brookfield Asset Management Inc",100,"Non-regulated"]
["Beebee Island Hydro Plant","10531_G_1",10531,"G","1",null,"Hydro",null,"NY_Z_C&E","New York",36,"Jefferson",45,"36045",4.3,0,1931,9999,null,null,"N","Hydro",{"$nulls":13},0,0,0,0,{"$nulls":11},"Brookfield Renewable Energy Partners LP",100,"Brookfield Asset Management Inc",100,"Non-regulated"]
["Beebee Island Hydro Plant","10531_G_2",10531,"G","2",null,"Hydro",null,"NY_Z_C&E","New York",36,"Jefferson",45,"36045",4.3,0,1931,9999,null,null,"N","Hydro",{"$nulls":13},0,0,0,0,{"$nulls":11},"Brookfield Renewable Energy Partners LP",100,"Brookfield Asset Management Inc",100,"Non-regulated"]
["Grand River","10532_G_2-1",10532,"G","2-1",null,"Landfill Gas",null,"MIS_LMI","Michigan",26,"Clinton",37,"26037",0.8,13500,1991,9999,null,null,"N","Landfill Gas",{"$nulls":13},0.24082,0.24082,0.24082,0.24082,{"$nulls":11},"Granger Electric Co",100,"Granger Electric Co",100,"Non-regulated"]
["Grand River","10532_G_2-3",10532,"G","2-3",null,"Landfill Gas",null,"MIS_LMI","Michigan",26,"Clinton",37,"26037",0.8,13500,1991,9999,null,null,"N","Landfill Gas",{"$nulls":13},0.24082,0.24082,0.24082,0.24082,{"$nulls":11},"Granger Electric Co",100,"Granger Electric Co",100,"Non-regulated"]
["Grand River","10532_G_2-4",10532,"G","2-4",null,"Landfill Gas",null,"MIS_LMI","Michigan",26,"Clinton",37,"26037",0.8,13500,1996,9999,null,null,"N","Landfill Gas",{"$nulls":13},0.24082,0.24082,0.24082,0.24082,{"$nulls":11},"Granger Electric Co",100,"Granger Electric Co",100,"Non-regulated"]
["Grand River","10532_G_2-5",10532,"G","2-5",null,"Landfill Gas",null,"MIS_LMI","Michigan",26,"Clinton",37,"26037",0.8,13500,1997,9999,null,null,"N","Landfill Gas",{"$nulls":13},0.24082,0.24082,0.24082,0.24082,{"$nulls":11},"Granger Electric Co",100,"Granger Electric Co",100,"Non-regulated"]
["Dexter Plant","10538_G_GEN1",10538,"G","GEN1",null,"Hydro",null,"NY_Z_C&E","New York",36,"Jefferson",45,"36045",0.5,0,1931,9999,null,null,"N","Hydro",{"$nulls":13},0,0,0,0,{"$nulls":11},"Enel North America Inc",100,"Enel SpA",100,"Non-regulated"]
["Dexter Plant","10538_G_GEN2",10538,"G","GEN2",null,"Hydro",null,"NY_Z_C&E","New York",36,"Jefferson",45,"36045",0.5,0,1931,9999,null,null,"N","Hydro",{"$nulls":13},0,0,0,0,{"$nulls":11},"Enel North America Inc",100,"Enel SpA",100,"Non-regulated"]
["Dexter Plant","10538_G_GEN3",10538,"G","GEN3",null,"Hydro",null,"NY_Z_C&E","New York",36,"Jefferson",45,"36045",0.2,0,1958,9999,null,null,"N","Hydro",{"$nulls":13},0,0,0,0,{"$nulls":11},"Enel North America Inc",100,"Enel SpA",100,"Non-regulated"]
["Dexter Plant","10538_G_GEN4",10538,"G","GEN4",null,"Hydro",null,"NY_Z_C&E","New York",36,"Jefferson",45,"36045",0.2,0,1986,9999,null,null,"N","Hydro",{"$nulls":13},0,0,0,0,{"$nulls":11},"Enel North America Inc",100,"Enel SpA",100,"Non-regulated"]
["Dexter Plant","10538_G_GEN5",10538,"G","GEN5",null,"Hydro",null,"NY_Z_C&E","New York",36,"Jefferson",45,"36045",0.2,0,1986,9999,null,null,"N","Hydro",{"$nulls":13},0,0,0,0,{"$nulls":11},"Enel North America Inc",100,"Enel SpA",100,"Non-regulated"]
["Dexter Plant","10538_G_GEN6",10538,"G","GEN6",null,"Hydro",null,"NY_Z_C&E","New York",36,"Jefferson",45,"36045",1.2,0,1988,9999,null,null,"N","Hydro",{"$nulls":13},0,0,0,0,{"$nulls":11},"Enel North America Inc",100,"Enel SpA",100,"Non-regulated"]
["Dexter Plant","10538_G_GEN7",10538,"G","GEN7",null,"Hydro",null,"NY_Z_C&E","New York",36,"Jefferson",45,"36045",1.2,0,1988,9999,null,null,"N","Hydro",{"$nulls":13},0,0,0,0,{"$nulls":11},"Enel North America Inc",100,"Enel SpA",100,"Non-regulated"]
["Theresa Plant","10539_G_GEN1",10539,"G","GEN1",null,"Hydro",null,"NY_Z_C&E","New York",36,"Jefferson",45,"36045",1,0,1929,9999,null,null,"N","Hydro",{"$nulls":13},0,0,0,0,{"$nulls":11},"Enel North America Inc",100,"Enel SpA",100,"Non-regulated"]
["Theresa Plant","10539_G_GEN2",10539,"G","GEN2",null,"Hydro",null,"NY_Z_C&E","New York",36,"Jefferson",45,"36045",0.3,0,1927,9999,null,null,"N","Hydro",{"$nulls":13},0,0,0,0,{"$nulls":11},"Enel North America Inc",100,"Enel SpA",100,"Non-regulated"]
["Diamond Island Plant","10540_G_GEN1",10540,"G","GEN1",null,"Hydro",null,"NY_Z_C&E","New York",36,"Jefferson",45,"36045",0.4,0,1914,9999,null,null,"N","Hydro",{"$nulls":13},0,0,0,0,{"$nulls":11},"Enel North America Inc",100,"Enel SpA",100,"Non-regulated"]
["Diamond Island Plant","10540_G_GEN2",10540,"G","GEN2",null,"Hydro",null,"NY_Z_C&E","New York",36,"Jefferson",45,"36045",0.4,0,1914,9999,null,null,"N","Hydro",{"$nulls":13},0,0,0,0,{"$nulls":11},"Enel North America Inc",100,"Enel SpA",100,"Non-regulated"]
["Diamond Island Plant","10540_G_GEN3",10540,"G","GEN3",null,"Hydro",null,"NY_Z_C&E","New York",36,"Jefferson",45,"36045",0.4,0,1914,9999,null,null,"N","Hydro",{"$nulls":13},0,0,0,0,{"$nulls":11},"Enel North America Inc",100,"Enel SpA",100,"Non-regulated"]
["Hailesboro 4 Plant","10544_G_GEN1",10544,"G","GEN1",null,"Hydro",null,"NY_Z_C&E","New York",36,"St Lawrence",89,"36089",0.8,0,1922,9999,null,null,"N","Hydro",{"$nulls":13},0,0,0,0,{"$nulls":11},"Enel North America Inc",100,"Enel SpA",100,"Non-regulated"]
["Hailesboro 4 Plant","10544_G_GEN2",10544,"G","GEN2",null,"Hydro",null,"NY_Z_C&E","New York",36,"St Lawrence",89,"36089",0.6,0,1922,9999,null,null,"N","Hydro",{"$nulls":13},0,0,0,0,{"$nulls":11},"Enel North America Inc",100,"Enel SpA",100,"Non-regulated"]
["Copenhagen Plant","10545_G_GEN1",10545,"G","GEN1",null,"Hydro",null,"NY_Z_C&E","New York",36,"Lewis",49,"36049",1.4,0,1984,9999,null,null,"N","Hydro",{"$nulls":13},0,0,0,0,{"$nulls":11},"Enel North America Inc",100,"Enel SpA",100,"Non-regulated"]
["Copenhagen Plant","10545_G_GEN2",10545,"G","GEN2",null,"Hydro",null,"NY_Z_C&E","New York",36,"Lewis",49,"36049",1.4,0,1984,9999,null,null,"N","Hydro",{"$nulls":13},0,0,0,0,{"$nulls":11},"Enel North America Inc",100,"Enel SpA",100,"Non-regulated"]
["Copenhagen Plant","10545_G_GEN3",10545,"G","GEN3",null,"Hydro",null,"NY_Z_C&E","New York",36,"Lewis",49,"36049",0.3,0,1984,9999,null,null,"N","Hydro",{"$nulls":13},0,0,0,0,{"$nulls":11},"Enel North America Inc",100,"Enel SpA",100,"Non-regulated"]
["Beaver Valley Patterson Dam","10546_G_GEN1",10546,"G","GEN1",null,"Hydro",null,"PJM_West","Pennsylvania",42,"Beaver",7,"42007",0.4,0,1982,9999,null,null,"N","Hydro",{"$nulls":13},0,0,0,0,{"$nulls":11},"Beaver Valley Power Co",100,"Enel SpA",100,"Non-regulated"]
["Beaver Valley Patterson Dam","10546_G_GEN2",10546,"G","GEN2",null,"Hydro",null,"PJM_West","Pennsylvania",42,"Beaver",7,"42007",0.4,0,1982,9999,null,null,"N","Hydro",{"$nulls":13},0,0,0,0,{"$nulls":11},"Beaver Valley Power Co",100,"Enel SpA",100,"Non-regulated"]
["Beaver Valley Patterson Dam","10546_G_GEN3",10546,"G","GEN3",null,"Hydro",null,"PJM_West","Pennsylvania",42,"Beaver",7,"42007",0.4,0,1982,9999,null,null,"N","Hydro",{"$nulls":13},0,0,0,0,{"$nulls":11},"Beaver Valley Power Co",100,"Enel SpA",100,"Non-regulated"]
["Pyrites Plant","10547_G_GEN1",10547,"G","GEN1",null,"Hydro",null,"NY_Z_C&E","New York",36,"St Lawrence",89,"36089",1.1,0,1949,9999,null,null,"N","Hydro",{"$nulls":13},0,0,0,0,{"$nulls":11},"Enel North America Inc",100,"Enel SpA",100,"Non-regulated"]
["Pyrites Plant","10547_G_GEN2",10547,"G","GEN2",null,"Hydro",null,"NY_Z_C&E","New York",36,"St Lawrence",89,"36089",3.3,0,1985,9999,null,null,"N","Hydro",{"$nulls":13},0,0,0,0,{"$nulls":11},"Enel North America Inc",100,"Enel SpA",100,"Non-regulated"]
["Pyrites Plant","10547_G_GEN3",10547,"G","GEN3",null,"Hydro",null,"NY_Z_C&E","New York",36,"St Lawrence",89,"36089",3.3,0,1985,9999,null,null,"N","Hydro",{"$nulls":13},0,0,0,0,{"$nulls":11},"Enel North America Inc",100,"Enel SpA",100,"Non-regulated"]
["San Jose Cogeneration","10548_G_GEN1",10548,"G","GEN1",null,"Combustion Turbine",null,"WEC_CALN","California",6,"Santa Clara",85,"06085",5.6,9006,1984,9999,null,null,"Y","Natural Gas, Distillate Fuel Oil",{"$nulls":12},0.74,0.47388,0.47388,0.47388,0.47388,{"$nulls":11},"San Jose State University",100,"San Jose State University",100,"Non-regulated"]
["High Shoals Hydro (NC)","10550_G_GEN1",10550,"G","GEN1",null,"Hydro",null,"S_VACA","North Carolina",37,"Lincoln",109,"37109",1.8,0,1934,9999,null,null,"N","Hydro",{"$nulls":13},0,0,0,0,{"$nulls":11},"Mills Shoals Hydro Co Inc",100,"Enel SpA",100,"Non-regulated"]
["Brassua Hydroelectric Project","10555_G_1",10555,"G","1",null,"Hydro",null,"NENG_ME","Maine",23,"Somerset",25,"23025",3.6,0,1989,9999,null,null,"N","Hydro",{"$nulls":13},0,0,0,0,{"$nulls":11},"Brookfield White Pine Hydro LLC",72.8,"Brookfield Asset Management Inc",72.8,"Non-regulated"]
["Boott Hydropower","10556_G_GEN1",10556,"G","GEN1",null,"Hydro",null,"NENGREST","Massachusetts",25,"Middlesex",17,"25017",7.1,0,1985,9999,null,null,"N","Hydro",{"$nulls":13},0,0,0,0,{"$nulls":11},"Boott Hydropower Inc",100,"Enel SpA",100,"Non-regulated"]
["Boott Hydropower","10556_G_GEN2",10556,"G","GEN2",null,"Hydro",null,"NENGREST","Massachusetts",25,"Middlesex",17,"25017",7.1,0,1985,9999,null,null,"N","Hydro",{"$nulls":13},0,0,0,0,{"$nulls":11},"Boott Hydropower Inc",100,"Enel SpA",100,"Non-regulated"]
["Boott Hydropower","10556_G_GEN3",10556,"G","GEN3",null,"Hydro",null,"NENGREST","Massachusetts",25,"Middlesex",17,"25017",7.5,0,1985,9999,null,null,"N","Hydro",{"$nulls":13},0,0,0,0,{"$nulls":11},"Boott Hydropower Inc",100,"Enel SpA",100,"Non-regulated"]
["Algonquin Windsor Locks","10567_G_GTG",10567,"G","GTG",3556,"Combined Cycle",null,"NENG_CT","Connecticut",9,"Hartford",3,"09003",35,5673,1990,9999,null,null,"Y","Natural Gas, Distillate Fuel Oil",{"$nulls":3},"STM",{"$nulls":8},0.28,0.14603,0.14603,0.14603,0.14603,{"$nulls":11},"Algonquin Power Windsor Locks LLC",100,"Algonquin Power Income Fund",100,"Non-regulated"]
["Algonquin Windsor Locks","10567_G_GTG2",10567,"G","GTG2",null,"Combined Cycle",null,"NENG_CT","Connecticut",9,"Hartford",3,"09003",13,5673,2012,9999,null,null,"Y","Natural Gas, Distillate Fuel Oil",{"$nulls":13},0.14603,0.14603,0.14603,0.14603,{"$nulls":11},"Algonquin Power Windsor Locks LLC",100,"Algonquin Power Income Fund",100,"Non-regulated"]
["Algonquin Windsor Locks","10567_G_STG",10567,"G","STG",3556,"Combined Cycle",null,"NENG_CT","Connecticut",9,"Hartford",3,"09003",16,5673,1990,9999,null,null,"Y","Natural Gas, Distillate Fuel Oil",{"$nulls":3},"STM",{"$nulls":8},0.28,0.14603,0.14603,0.14603,0.14603,{"$nulls":11},"Algonquin Power Windsor Locks LLC",100,"Algonquin Power Income Fund",100,"Non-regulated"]
["Errol Hydroelectric Project","10570_G_1",10570,"G","1",null,"Hydro",null,"NENGREST","New Hampshire",33,"Coos",7,"33007",3,0,1986,9999,null,null,"N","Hydro",{"$nulls":13},0,0,0,0,{"$nulls":11},"Errol Hydroelectric Co LLC",100,"Great Lakes Hydro Income Fund (The)",100,"Non-regulated"]
["Cameron Ridge LLC","10586_G_EXIS",10586,"G","EXIS",null,"Onshore Wind",null,"WECC_SCE","California",6,"Kern",29,"06029",59.6,0,1984,9999,null,null,"N","Wind",{"$nulls":13},0,0,0,0,{"$nulls":11},"Cameron Ridge LLC",100,"NextEra Energy Inc",100,"Non-regulated"]
["Ridgetop Energy LLC","10597_G_WGN1",10597,"G","WGN1",null,"Onshore Wind",null,"WECC_SCE","California",6,"Kern",29,"06029",29,0,1984,9999,null,null,"N","Wind",{"$nulls":13},0,0,0,0,{"$nulls":11},"Ridgetop Energy LLC",100,"Energy Capital Partners",100,"Non-regulated"]
["Gilman Mill","10608_G_GEN1",10608,"G","GEN1",null,"Hydro",null,"NENGREST","Vermont",50,"Essex",9,"50009",2.1,0,1986,9999,null,null,"N","Hydro",{"$nulls":13},0,0,0,0,{"$nulls":11},"Ampersand Gilman Hydro LP",100,"Ampersand Energy Partners LLC",100,"Non-regulated"]
["Gilman Mill","10608_G_GEN2",10608,"G","GEN2",null,"Hydro",null,"NENGREST","Vermont",50,"Essex",9,"50009",0.9,0,1966,9999,null,null,"N","Hydro",{"$nulls":13},0,0,0,0,{"$nulls":11},"Ampersand Gilman Hydro LP",100,"Ampersand Energy Partners LLC",100,"Non-regulated"]
["Gilman Mill","10608_G_GEN3",10608,"G","GEN3",null,"Hydro",null,"NENGREST","Vermont",50,"Essex",9,"50009",0.7,0,1941,9999,null,null,"N","Hydro",{"$nulls":13},0,0,0,0,{"$nulls":11},"Ampersand Gilman Hydro LP",100,"Ampersand Energy Partners LLC",100,"Non-regulated"]
["Gilman Mill","10608_G_GEN4",10608,"G","GEN4",null,"Hydro",null,"NENGREST","Vermont",50,"Essex",9,"50009",0.6,0,1941,9999,null,null,"N","Hydro",{"$nulls":13},0,0,0,0,{"$nulls":11},"Ampersand Gilman Hydro LP",100,"Ampersand Energy Partners LLC",100,"Non-regulated"]
["CH Resources Beaver Falls","10617_G_GEN1",10617,"G","GEN1",3560,"Combined Cycle",null,"NY_Z_C&E","New York",36,"Lewis",49,"36049",49.7,6669,1995,9999,null,null,"Y","Natural Gas, Distillate Fuel Oil",{"$nulls":3},"STM","SCR",{"$nulls":8},0.06941,0.03059,0.06941,0.03059,{"$nulls":11},"Beaver Falls LLC",100,"Starwood Capital Group Global LLC",100,"Non-regulated"]
["CH Resources Beaver Falls","10617_G_GEN2",10617,"G","GEN2",3560,"Combined Cycle",null,"NY_Z_C&E","New York",36,"Lewis",49,"36049",30.6,6669,1995,9999,null,null,"Y","Natural Gas, Distillate Fuel Oil",{"$nulls":3},"STM","SCR",{"$nulls":8},0.06941,0.03059,0.06941,0.03059,{"$nulls":11},"Beaver Falls LLC",100,"Starwood Capital Group Global LLC",100,"Non-regulated"]
["Carthage Energy LLC","10620_G_GEN1",10620,"G","GEN1",3563,"Combined Cycle",null,"NY_Z_C&E","New York",36,"Jefferson",45,"36045",40.1,9865,1991,9999,null,null,"N","Natural Gas, Distillate Fuel Oil",{"$nulls":3},"STM",{"$nulls":9},0.13403,0.13403,0.13403,0.13403,{"$nulls":11},"Carthage Energy LLC",100,"Alliance Energy Group LLC",100,"Non-regulated"]
["Carthage Energy LLC","10620_G_GEN2",10620,"G","GEN2",3563,"Combined Cycle",null,"NY_Z_C&E","New York",36,"Jefferson",45,"36045",21,9865,1991,9999,null,null,"N","Natural Gas, Distillate Fuel Oil",{"$nulls":3},"STM",{"$nulls":9},0.13403,0.13403,0.13403,0.13403,{"$nulls":11},"Carthage Energy LLC",100,"Alliance Energy Group LLC",100,"Non-regulated"]
["CH Resources Syracuse","10621_G_GEN1",10621,"G","GEN1",3564,"Combined Cycle",null,"NY_Z_C&E","New York",36,"Onondaga",67,"36067",58.3,8495,1994,9999,null,null,"N","Natural Gas",{"$nulls":3},"STM","SCR",{"$nulls":8},0.0681,0.0681,0.0681,0.0681,{"$nulls":11},"Lakeside Syracuse LLC",100,"Starwood Capital Group Global LLC",100,"Non-regulated"]
["CH Resources Syracuse","10621_G_GEN2",10621,"G","GEN2",3564,"Combined Cycle",null,"NY_Z_C&E","New York",36,"Onondaga",67,"36067",28.8,8495,1994,9999,null,null,"N","Natural Gas",{"$nulls":3},"STM","SCR",{"$nulls":8},0.0681,0.0681,0.0681,0.0681,{"$nulls":11},"Lakeside Syracuse LLC",100,"Starwood Capital Group Global LLC",100,"Non-regulated"]
["CE Leathers","10631_G_GEN1",10631,"G","GEN1",null,"Geothermal",null,"WECC_IID","California",6,"Imperial",25,"06025",42,9771,1989,9999,null,null,"N","Geothermal",{"$nulls":13},0,0,0,0,0.4625,0.4625,0.4625,{"$nulls":8},"CE Leathers Co",100,"Berkshire Hathaway Inc",100,"Non-regulated"]
["Del Ranch Company","10632_G_GEN1",10632,"G","GEN1",null,"Geothermal",null,"WECC_IID","California",6,"Imperial",25,"06025",42,9771,1988,9999,null,null,"N","Geothermal",{"$nulls":13},0,0,0,0,0.4625,0.4625,0.4625,{"$nulls":8},"CE Generation LLC",100,"Berkshire Hathaway Inc",100,"Non-regulated"]
["Hopewell Cogeneration","10633_G_GT1",10633,"G","GT1",88335,"Combined Cycle",null,"PJM_Dom","Virginia",51,"Prince George",149,"51149",94.1,8922,1990,9999,null,null,"Y","Natural Gas, Distillate Fuel Oil",{"$nulls":3},"STM",{"$nulls":9},0.11258,0.11258,0.11258,0.11258,{"$nulls":11},"Hopewell Power Generation LLC",100,"Vistra Energy",100,"Non-regulated"]
["Hillsborough Hosiery","10036_G_GEN2",10036,"G","GEN2",null,"Hydro",null,"NENGREST","New Hampshire",33,"Hillsborough",11,"33011",0.6,0,1989,9999,null,null,"N","Hydro",{"$nulls":13},0,0,0,0,{"$nulls":11},"Ace Power Partners",99,"ArcLight Capital Partners LLC",99,"Non-regulated"]
["Edwardsport","1004_G_CT1",1004,"G","CT1",90673,"IGCC",null,"MIS_INKY","Indiana",18,"Knox",83,"18083",174.9,11371,2013,9999,null,null,"N","Bituminous",null,null,0.95,"NDI","SCR",{"$nulls":7},1.2,0.04856,0.04856,0.04856,0.04856,0.1,0.1,0.1,0.99,{"$nulls":7},"Duke Energy Indiana",100,"Duke Energy Corp",100,"Regulated"]
["Edwardsport","1004_G_CT2",1004,"G","CT2",90674,"IGCC",null,"MIS_INKY","Indiana",18,"Knox",83,"18083",174.9,11371,2013,9999,null,null,"N","Bituminous",null,null,0.95,"NDI","SCR",{"$nulls":7},1.2,0.05631,0.05631,0.05631,0.05631,0.1,0.1,0.1,0.99,{"$nulls":7},"Duke Energy Indiana",100,"Duke Energy Corp",100,"Regulated"]
["Edwardsport","1004_G_ST",1004,"G","ST",90673,"IGCC",null,"MIS_INKY","Indiana",18,"Knox",83,"18083",245.2,11371,2013,9999,null,null,"N","Bituminous",null,null,0.95,"NDI","SCR",{"$nulls":7},1.2,0.05179,0.05179,0.05179,0.05179,0.1,0.1,0.1,0.99,{"$nulls":7},"Duke Energy Indiana",100,"Duke Energy Corp",100,"Regulated"]
["Kaweah Delta District Hospital","10042_G_KDHT1",10042,"G","KDHT1",null,"Combustion Turbine",null,"WECC_SCE","California",6,"Tulare",107,"06107",3.5,12369,2008,9999,null,null,"N","Natural Gas",{"$nulls":13},0.01246,0.01246,0.01246,0.01246,{"$nulls":11},"Kaweah Delta Hospital",100,"Kaweah Delta Hospital",100,"Non-regulated"]
["Little Mac Project","10049_G_1",10049,"G","1",null,"Hydro",null,"WECC_ID","Idaho",16,"Twin Falls",83,"16083",0.3,0,1984,9999,null,null,"N","Hydro",{"$nulls":13},0,0,0,0,{"$nulls":11},"J & R Energy Inc",100,"J & R Energy Inc",100,"Non-regulated"]
["Little Mac Project","10049_G_2",10049,"G","2",null,"Hydro",null,"WECC_ID","Idaho",16,"Twin Falls",83,"16083",0.4,0,1984,9999,null,null,"N","Hydro",{"$nulls":13},0,0,0,0,{"$nulls":11},"J & R Energy Inc",100,"J & R Energy Inc",100,"Non-regulated"]
["Little Mac Project","10049_G_3",10049,"G","3",null,"Hydro",null,"WECC_ID","Idaho",16,"Twin Falls",83,"16083",0.4,0,1984,9999,null,null,"N","Hydro",{"$nulls":13},0,0,0,0,{"$nulls":11},"J & R Energy Inc",100,"J & R Energy Inc",100,"Non-regulated"]
["Little Mac Project","10049_G_4",10049,"G","4",null,"Hydro",null,"WECC_ID","Idaho",16,"Twin Falls",83,"16083",0.4,0,1984,9999,null,null,"N","Hydro",{"$nulls":13},0,0,0,0,{"$nulls":11},"J & R Energy Inc",100,"J & R Energy Inc",100,"Non-regulated"]
["Markland","1005_G_1",1005,"G","1",null,"Hydro",null,"MIS_INKY","Indiana",18,"Switzerland",155,"18155",17.9,0,1967,9999,null,null,"N","Hydro",{"$nulls":13},0,0,0,0,{"$nulls":11},"Duke Energy Indiana",100,"Duke Energy Corp",100,"Regulated"]
["Markland","1005_G_2",1005,"G","2",null,"Hydro",null,"MIS_INKY","Indiana",18,"Switzerland",155,"18155",17.9,0,1967,9999,null,null,"N","Hydro",{"$nulls":13},0,0,0,0,{"$nulls":11},"Duke Energy Indiana",100,"Duke Energy Corp",100,"Regulated"]
["Markland","1005_G_3",1005,"G","3",null,"Hydro",null,"MIS_INKY","Indiana",18,"Switzerland",155,"18155",17.9,0,1967,9999,null,null,"N","Hydro",{"$nulls":13},0,0,0,0,{"$nulls":11},"Duke Energy Indiana",100,"Duke Energy Corp",100,"Regulated"]
["Fourche Creek Wastewater","10050_G_4",10050,"G","4",null,"Non-Fossil Waste",null,"MIS_AR","Arkansas",5,"Pulaski",119,"05119",1.3,3911,2009,9999,null,null,"Y","Non-Fossil Waste",{"$nulls":13},0,0,0,0,{"$nulls":11},"Little Rock Wastewater Utility",100,"Little Rock Wastewater Utility",100,"Non-regulated"]
["Lockville Hydropower","10051_G_GEN1",10051,"G","GEN1",null,"Hydro",null,"S_VACA","North Carolina",37,"Chatham",37,"37037",0.6,0,1985,9999,null,null,"N","Hydro",{"$nulls":13},0,0,0,0,{"$nulls":11},"Lockville Hydropower Co",100,"Lockville Hydropower Co",100,"Non-regulated"]
["Lockville Hydropower","10051_G_GEN2",10051,"G","GEN2",null,"Hydro",null,"S_VACA","North Carolina",37,"Chatham",37,"37037",0.6,0,1985,9999,null,null,"N","Hydro",{"$nulls":13},0,0,0,0,{"$nulls":11},"Lockville Hydropower Co",100,"Lockville Hydropower Co",100,"Non-regulated"]
["Mars Wrigley Confectionery US, LLC","10061_G_GEN1",10061,"G","GEN1",null,"Combined Cycle",null,"PJM_EMAC","New Jersey",34,"WARREN",41,"34041",8.8,7905,1989,9999,null,null,"Y","Natural Gas",{"$nulls":13},0.02214,0.02214,0.02214,0.02214,{"$nulls":11},"M & M Mars Inc",100,"Mars Inc",100,"Non-regulated"]
["Mars Wrigley Confectionery US, LLC","10061_G_GEN2",10061,"G","GEN2",null,"Combined Cycle",null,"PJM_EMAC","New Jersey",34,"WARREN",41,"34041",0.7,7905,1984,9999,null,null,"Y","Natural Gas",{"$nulls":11},0,null,0.02214,0.02214,0.02214,0.02214,{"$nulls":11},"Mars Wrigley Confectionery US, LLC",100,"Mars Wrigley Confectionery US, LLC",100,"Non-regulated"]
["Derby Hydro","10063_G_GEN1",10063,"G","GEN1",null,"Hydro",null,"NENG_CT","Connecticut",9,"Fairfield",1,"09001",4,0,1989,9999,null,null,"N","Hydro",{"$nulls":13},0,0,0,0,{"$nulls":11},"Mc Callum Enterprises I LP",100,"Mc Callum Enterprises I LP",100,"Non-regulated"]
["Derby Hydro","10063_G_GEN2",10063,"G","GEN2",null,"Hydro",null,"NENG_CT","Connecticut",9,"Fairfield",1,"09001",4,0,1989,9999,null,null,"N","Hydro",{"$nulls":13},0,0,0,0,{"$nulls":11},"Mc Callum Enterprises I LP",100,"Mc Callum Enterprises I LP",100,"Non-regulated"]
["Derby Hydro","10063_G_GEN3",10063,"G","GEN3",null,"Hydro",null,"NENG_CT","Connecticut",9,"Fairfield",1,"09001",0.3,0,1989,9999,null,null,"N","Hydro",{"$nulls":13},0,0,0,0,{"$nulls":11},"Mc Callum Enterprises I LP",100,"Mc Callum Enterprises I LP",100,"Non-regulated"]
["Derby Hydro","10063_G_GEN4",10063,"G","GEN4",null,"Hydro",null,"NENG_CT","Connecticut",9,"Fairfield",1,"09001",0.3,0,1989,9999,null,null,"N","Hydro",{"$nulls":13},0,0,0,0,{"$nulls":11},"Mc Callum Enterprises I LP",100,"Mc Callum Enterprises I LP",100,"Non-regulated"]
["Lockwood Hydroelectric Facility","10066_G_GEN1",10066,"G","GEN1",null,"Hydro",null,"NENG_ME","Maine",23,"Kennebec",11,"23011",0.7,0,1985,9999,null,null,"N","Hydro",{"$nulls":13},0,0,0,0,{"$nulls":11},"Merimil LP",100,"Merimil Holdings LLC",100,"Non-regulated"]
["Lockwood Hydroelectric Facility","10066_G_GEN2",10066,"G","GEN2",null,"Hydro",null,"NENG_ME","Maine",23,"Kennebec",11,"23011",0.7,0,1985,9999,null,null,"N","Hydro",{"$nulls":13},0,0,0,0,{"$nulls":11},"Merimil LP",100,"Merimil Holdings LLC",100,"Non-regulated"]
["Lockwood Hydroelectric Facility","10066_G_GEN3",10066,"G","GEN3",null,"Hydro",null,"NENG_ME","Maine",23,"Kennebec",11,"23011",0.7,0,1985,9999,null,null,"N","Hydro",{"$nulls":13},0,0,0,0,{"$nulls":11},"Merimil LP",100,"Merimil Holdings LLC",100,"Non-regulated"]
["Lockwood Hydroelectric Facility","10066_G_GEN4",10066,"G","GEN4",null,"Hydro",null,"NENG_ME","Maine",23,"Kennebec",11,"23011",0.7,0,1985,9999,null,null,"N","Hydro",{"$nulls":13},0,0,0,0,{"$nulls":11},"Merimil LP",100,"Merimil Holdings LLC",100,"Non-regulated"]
["Lockwood Hydroelectric Facility","10066_G_GEN5",10066,"G","GEN5",null,"Hydro",null,"NENG_ME","Maine",23,"Kennebec",11,"23011",0.7,0,1985,9999,null,null,"N","Hydro",{"$nulls":13},0,0,0,0,{"$nulls":11},"Merimil LP",100,"Merimil Holdings LLC",100,"Non-regulated"]
["Lockwood Hydroelectric Facility","10066_G_GEN6",10066,"G","GEN6",null,"Hydro",null,"NENG_ME","Maine",23,"Kennebec",11,"23011",0.7,0,1985,9999,null,null,"N","Hydro",{"$nulls":13},0,0,0,0,{"$nulls":11},"Merimil LP",100,"Merimil Holdings LLC",100,"Non-regulated"]
["Lockwood Hydroelectric Facility","10066_G_GEN7",10066,"G","GEN7",null,"Hydro",null,"NENG_ME","Maine",23,"Kennebec",11,"23011",2.2,0,1988,9999,null,null,"N","Hydro",{"$nulls":13},0,0,0,0,{"$nulls":11},"Merimil LP",100,"Merimil Holdings LLC",100,"Non-regulated"]
["Noblesville","1007_G_1",1007,"G","1",8288,"Combined Cycle",null,"MIS_INKY","Indiana",18,"Hamilton",57,"18057",42,8877,1950,9999,null,null,"N","Natural Gas",{"$nulls":3},"DLNB","SCR",{"$nulls":8},0.01131,0.01131,0.01131,0.01131,{"$nulls":11},"Duke Energy Indiana",100,"Duke Energy Corp",100,"Regulated"]
["Noblesville","1007_G_2",1007,"G","2",8288,"Combined Cycle",null,"MIS_INKY","Indiana",18,"Hamilton",57,"18057",43,8877,1950,9999,null,null,"N","Natural Gas",{"$nulls":3},"DLNB","SCR",{"$nulls":8},0.01131,0.01131,0.01131,0.01131,{"$nulls":11},"Duke Energy Indiana",100,"Duke Energy Corp",100,"Regulated"]
["Noblesville","1007_G_3",1007,"G","3",8288,"Combined Cycle",null,"MIS_INKY","Indiana",18,"Hamilton",57,"18057",60,8877,2003,9999,null,null,"N","Natural Gas",{"$nulls":3},"DLNB","SCR",{"$nulls":8},0.01131,0.01131,0.01131,0.01131,{"$nulls":11},"Duke Energy Indiana",100,"Duke Energy Corp",100,"Regulated"]
["Noblesville","1007_G_4",1007,"G","4",8290,"Combined Cycle",null,"MIS_INKY","Indiana",18,"Hamilton",57,"18057",60,8877,2003,9999,null,null,"N","Natural Gas",{"$nulls":3},"DLNB","SCR",{"$nulls":8},0.01131,0.01131,0.01131,0.01131,{"$nulls":11},"Duke Energy Indiana",100,"Duke Energy Corp",100,"Regulated"]
["Noblesville","1007_G_5",1007,"G","5",8292,"Combined Cycle",null,"MIS_INKY","Indiana",18,"Hamilton",57,"18057",59,8877,2003,9999,null,null,"N","Natural Gas",{"$nulls":3},"DLNB","SCR",{"$nulls":8},0.01131,0.01131,0.01131,0.01131,{"$nulls":11},"Duke Energy Indiana",100,"Duke Energy Corp",100,"Regulated"]
["Foothills Hydro Plant","10070_G_GEN1",10070,"G","GEN1",null,"Hydro",null,"WECC_CO","Colorado",8,"Douglas",35,"08035",3.1,0,1985,9999,null,null,"N","Hydro",{"$nulls":13},0,0,0,0,{"$nulls":11},"Denver Municipal Electric Utility",100,"Denver Municipal Electric Utility",100,"Non-regulated"]
["Strontia Springs Hydro Plant","10081_G_GEN1",10081,"G","GEN1",null,"Hydro",null,"WECC_CO","Colorado",8,"Douglas",35,"08035",374,0,1986,9999,null,null,"N","Hydro",{"$nulls":13},0,0,0,0,{"$nulls":11},"Denver Municipal Electric Utility",100,"Denver Municipal Electric Utility",100,"Non-regulated"]
["Total Energy Facilities","10091_G_G2",10091,"G","G2",null,"Non-Fossil Waste",null,"WEC_LADW","California",6,"Los Angeles",37,"06037",8,10489,2003,9999,null,null,"Y","Non-Fossil Waste",{"$nulls":13},0,0,0,0,{"$nulls":11},"Sanitation Districts of Los Angeles County",100,"Sanitation Districts of Los Angeles County",100,"Non-regulated"]
["Total Energy Facilities","10091_G_G3",10091,"G","G3",null,"Non-Fossil Waste",null,"WEC_LADW","California",6,"Los Angeles",37,"06037",8,10489,2001,9999,null,null,"Y","Non-Fossil Waste",{"$nulls":13},0,0,0,0,{"$nulls":11},"Sanitation Districts of Los Angeles County",100,"Sanitation Districts of Los Angeles County",100,"Non-regulated"]
["Total Energy Facilities","10091_G_GEN1",10091,"G","GEN1",null,"Non-Fossil Waste",null,"WEC_LADW","California",6,"Los Angeles",37,"06037",8,10489,1986,9999,null,null,"Y","Non-Fossil Waste",{"$nulls":13},0,0,0,0,{"$nulls":11},"Sanitation Districts of Los Angeles County",100,"Sanitation Districts of Los Angeles County",100,"Non-regulated"]
["Total Energy Facilities","10091_G_GEN4",10091,"G","GEN4",null,"Non-Fossil Waste",null,"WEC_LADW","California",6,"Los Angeles",37,"06037",7.4,10489,1986,9999,null,null,"Y","Non-Fossil Waste",{"$nulls":13},0,0,0,0,{"$nulls":11},"Sanitation Districts of Los Angeles County",100,"Sanitation Districts of Los Angeles County",100,"Non-regulated"]
["Stevens Mills Dam","10109_G_1G",10109,"G","1G",null,"Hydro",null,"NENGREST","New Hampshire",33,"Merrimack",13,"33013",0.2,0,1985,9999,null,null,"N","Hydro",{"$nulls":13},0,0,0,0,{"$nulls":11},"Franklin Power LLC",100,"Hudson Clean Energy Partners LP",100,"Non-regulated"]
["Stevens Mills Dam","10109_G_3G",10109,"G","3G",null,"Hydro",null,"NENGREST","New Hampshire",33,"Merrimack",13,"33013",1.8,0,1985,9999,null,null,"N","Hydro",{"$nulls":13},0,0,0,0,{"$nulls":11},"Franklin Power LLC",100,"Hudson Clean Energy Partners LP",100,"Non-regulated"]
["Grossmont Hospital","10115_G_GEN3",10115,"G","GEN3",null,"Combustion Turbine",null,"WEC_SDGE","California",6,"San Diego",73,"06073",4.2,8700,2016,9999,null,null,"Y","Natural Gas",{"$nulls":13},0.01092,0.01092,0.01092,0.01092,{"$nulls":11},"Grossmont Hospital",100,"Sharp Healthcare",100,"Non-regulated"]
["Hampshire Paper","10116_G_05",10116,"G","05",null,"Hydro",null,"NY_Z_C&E","New York",36,"St Lawrence",89,"36089",1.8,0,1987,9999,null,null,"N","Hydro",{"$nulls":13},0,0,0,0,{"$nulls":11},"Hampshire Paper Co Inc",100,"Hampshire Paper Co Inc",100,"Non-regulated"]
["High Shoals Hydro (GA)","10121_G_GEN1",10121,"G","GEN1",null,"Hydro",null,"S_SOU","Georgia",13,"Morgan",211,"13211",1.4,0,1988,9999,null,null,"N","Hydro",{"$nulls":13},0,0,0,0,{"$nulls":11},"High Shoals Hydro",100,"High Shoals Hydro",100,"Non-regulated"]
["Hines Energy Complex","7302_G_2GT",7302,"G","2GT",10029,"Combined Cycle",null,"FRCC","Florida",12,"Polk",105,"12105",176,7166,2003,9999,null,null,"N","Natural Gas, Distillate Fuel Oil",{"$nulls":3},"DLNB + H2O","SCR",{"$nulls":7},0.05,0.01173,0.01173,0.01173,0.01173,{"$nulls":11},"Duke Energy Florida",100,"Duke Energy Corp",100,"Regulated"]
["Hines Energy Complex","7302_G_2GT2",7302,"G","2GT2",10030,"Combined Cycle",null,"FRCC","Florida",12,"Polk",105,"12105",174,7166,2003,9999,null,null,"N","Natural Gas, Distillate Fuel Oil",{"$nulls":3},"DLNB + H2O","SCR",{"$nulls":7},0.05,0.01173,0.01173,0.01173,0.01173,{"$nulls":11},"Duke Energy Florida",100,"Duke Energy Corp",100,"Regulated"]
["Hines Energy Complex","7302_G_2ST",7302,"G","2ST",10029,"Combined Cycle",null,"FRCC","Florida",12,"Polk",105,"12105",182,7166,2003,9999,null,null,"N","Natural Gas, Distillate Fuel Oil",{"$nulls":3},"DLNB + H2O","SCR",{"$nulls":7},0.05,0.01173,0.01173,0.01173,0.01173,{"$nulls":11},"Duke Energy Florida",100,"Duke Energy Corp",100,"Regulated"]
["Hines Energy Complex","7302_G_3GT",7302,"G","3GT",89245,"Combined Cycle",null,"FRCC","Florida",12,"Polk",105,"12105",171,7166,2005,9999,null,null,"N","Natural Gas, Distillate Fuel Oil",{"$nulls":3},"DLNB + H2O","SCR",{"$nulls":7},0.05,0.00805,0.00805,0.00805,0.00805,{"$nulls":11},"Duke Energy Florida",100,"Duke Energy Corp",100,"Regulated"]
["Hines Energy Complex","7302_G_3GT2",7302,"G","3GT2",89246,"Combined Cycle",null,"FRCC","Florida",12,"Polk",105,"12105",176,7166,2005,9999,null,null,"N","Natural Gas, Distillate Fuel Oil",{"$nulls":3},"DLNB + H2O","SCR",{"$nulls":7},0.05,0.00805,0.00805,0.00805,0.00805,{"$nulls":11},"Duke Energy Florida",100,"Duke Energy Corp",100,"Regulated"]
["Hines Energy Complex","7302_G_3ST",7302,"G","3ST",89245,"Combined Cycle",null,"FRCC","Florida",12,"Polk",105,"12105",176,7166,2005,9999,null,null,"N","Natural Gas, Distillate Fuel Oil",{"$nulls":3},"DLNB + H2O","SCR",{"$nulls":7},0.05,0.00805,0.00805,0.00805,0.00805,{"$nulls":11},"Duke Energy Florida",100,"Duke Energy Corp",100,"Regulated"]
["Hines Energy Complex","7302_G_4GT",7302,"G","4GT",90110,"Combined Cycle",null,"FRCC","Florida",12,"Polk",105,"12105",171,7166,2007,9999,null,null,"N","Natural Gas, Distillate Fuel Oil",{"$nulls":3},"DLNB + H2O","SCR",{"$nulls":8},0.0082,0.0082,0.0082,0.0082,{"$nulls":11},"Duke Energy Florida",100,"Duke Energy Corp",100,"Regulated"]
["Hines Energy Complex","7302_G_4GT2",7302,"G","4GT2",90111,"Combined Cycle",null,"FRCC","Florida",12,"Polk",105,"12105",171,7166,2007,9999,null,null,"N","Natural Gas, Distillate Fuel Oil",{"$nulls":3},"DLNB + H2O","SCR",{"$nulls":8},0.0082,0.0082,0.0082,0.0082,{"$nulls":11},"Duke Energy Florida",100,"Duke Energy Corp",100,"Regulated"]
["Hines Energy Complex","7302_G_4ST",7302,"G","4ST",90110,"Combined Cycle",null,"FRCC","Florida",12,"Polk",105,"12105",174,7166,2007,9999,null,null,"N","Natural Gas, Distillate Fuel Oil",{"$nulls":3},"DLNB + H2O","SCR",{"$nulls":8},0.0082,0.0082,0.0082,0.0082,{"$nulls":11},"Duke Energy Florida",100,"Duke Energy Corp",100,"Regulated"]
["Redding Power","7307_G_1",7307,"G","1",null,"Combustion Turbine",null,"WEC_BANC","California",6,"Shasta",89,"06089",16,15532,1996,9999,null,null,"N","Natural Gas",{"$nulls":12},0.74,0.01964,0.01964,0.01964,0.01964,{"$nulls":11},"Redding Electric Utility",100,"Redding Electric Utility",100,"Regulated"]
["Redding Power","7307_G_2",7307,"G","2",null,"Combustion Turbine",null,"WEC_BANC","California",6,"Shasta",89,"06089",23,15533,1996,9999,null,null,"N","Natural Gas",{"$nulls":12},0.74,0.02558,0.02558,0.02558,0.02558,{"$nulls":11},"Redding Electric Utility",100,"Redding Electric Utility",100,"Regulated"]
["Redding Power","7307_G_3",7307,"G","3",null,"Combustion Turbine",null,"WEC_BANC","California",6,"Shasta",89,"06089",23,15533,1996,9999,null,null,"N","Natural Gas",{"$nulls":12},0.74,0.04415,0.04415,0.04415,0.04415,{"$nulls":11},"Redding Electric Utility",100,"Redding Electric Utility",100,"Regulated"]
["Redding Power","7307_G_4",7307,"G","4",9189,"Combined Cycle",null,"WEC_BANC","California",6,"Shasta",89,"06089",27,8490,1989,9999,null,null,"N","Natural Gas",{"$nulls":3},"other","SCR",{"$nulls":8},0.00532,0.00532,0.00532,0.00532,{"$nulls":11},"Redding Electric Utility",100,"Redding Electric Utility",100,"Regulated"]
["Richard M Flynn","7314_G_NA2",7314,"G","NA2",3092,"Combined Cycle",null,"NY_Z_K","New York",36,"Suffolk",103,"36103",49.4,8042,1994,9999,null,null,"N","Natural Gas, Distillate Fuel Oil",{"$nulls":12},0.2,0.03806,0.03806,0.03806,0.03806,{"$nulls":11},"New York Power Authority",100,"New York Power Authority",100,"Regulated"]
["Robins","7348_G_2",7348,"G","2",3104,"Combustion Turbine",null,"S_SOU","Georgia",13,"Houston",153,"13153",80,14042,1995,9999,null,null,"N","Natural Gas, Distillate Fuel Oil",{"$nulls":3},"H2O",{"$nulls":8},0.309,0.74288,0.74288,0.74288,0.74288,{"$nulls":11},"Georgia Power Co",100,"Southern Co",100,"Regulated"]
["Midulla Generating Station","7380_G_ST3",7380,"G","ST3",8366,"Combined Cycle",null,"FRCC","Florida",12,"Hardee",49,"12049",185,7417,2002,9999,null,null,"N","Natural Gas, Distillate Fuel Oil",{"$nulls":3},"DLNB + H2O","SCR",{"$nulls":8},0.02921,0.02921,0.02921,0.02921,{"$nulls":11},"Seminole Electric Coop Inc",100,"Seminole Electric Coop Inc",100,"Regulated"]
["Interstate","7425_G_1",7425,"G","1",3116,"Combustion Turbine",null,"MIS_IL","Illinois",17,"Sangamon",167,"17167",109,12948,1997,2045,null,null,"N","Natural Gas, Distillate Fuel Oil",{"$nulls":3},"H2O",{"$nulls":8},1,0.12418,0.12418,0.12418,0.12418,{"$nulls":11},"Springfield Water Light & Power Dept",100,"Springfield Water Light & Power Dept",100,"Regulated"]
["VMEA 1 Credit Gen","7440_G_V3",7440,"G","V3",null,"Combustion Turbine","IC Engine","PJM_Dom","Virginia",51,"Prince William",153,"51153",1.5,10745,1990,9999,null,null,"N","Distillate Fuel Oil",{"$nulls":12},1.06,1.64976,1.64976,1.64976,1.64976,{"$nulls":11},"Harrisonburg VA (City of)",48.58,"Harrisonburg VA (City of)",48.58,"Regulated"]
["Power Island","10154_G_GEN1",10154,"G","GEN1",null,"Combustion Turbine",null,"ERC_REST","Texas",48,"Brazoria",39,"48039",30,11996,1985,9999,null,null,"Y","Natural Gas",{"$nulls":11},0,null,0.47388,0.47388,0.47388,0.47388,{"$nulls":11},"INEOS USA LLC",100,"INEOS USA LLC",100,"Non-regulated"]
["Butler-Warner Generation Plant","1016_G_9",1016,"G","9",9622,"Combined Cycle",null,"S_VACA","North Carolina",37,"Cumberland",51,"37051",65,12530,1988,9999,null,null,"N","Natural Gas, Distillate Fuel Oil",{"$nulls":3},"H2O",{"$nulls":9},0.32498,0.32498,0.32498,0.32498,{"$nulls":11},"Fayetteville Public Works Commission",100,"Fayetteville Public Works Commission",100,"Regulated"]
["Metro Wastewater Reclamation District","10180_G_6",10180,"G","6",null,"Non-Fossil Waste",null,"WECC_CO","Colorado",8,"Denver",31,"08031",2.5,8785,2000,9999,null,null,"Y","Non-Fossil Waste",{"$nulls":13},0,0,0,0,{"$nulls":11},"SUEZ Denver Metro LLC",100,"ENGIE SA",100,"Non-regulated"]
["Mosaic Phosphates Uncle Sam","10198_G_GEN2",10198,"G","GEN2",null,"Non-Fossil Waste",null,"MIS_AMSO","Louisiana",22,"St James",93,"22093",11,18343,1968,9999,null,null,"Y","Non-Fossil Waste",{"$nulls":13},0,0,0,0,{"$nulls":11},"Mosaic Co",100,"Mosaic Co (The)",100,"Non-regulated"]
["Kansas River Project","10279_G_2",10279,"G","2",null,"Hydro",null,"SPP_N","Kansas",20,"Douglas",45,"20045",0.3,0,1922,9999,null,null,"N","Hydro",{"$nulls":13},0,0,0,0,{"$nulls":11},"Bowersock Mills & Power Co",100,"Bowersock Mills & Power Co",100,"Non-regulated"]
["Beowawe","10287_G_GEN1",10287,"G","GEN1",null,"Geothermal",null,"WECC_NNV","Nevada",32,"Lander",15,"32015",12.8,9771,1985,9999,null,null,"N","Geothermal",{"$nulls":13},0,0,0,0,0.4563,0.4563,0.4563,{"$nulls":8},"Beowawe Power LLC",100,"Caithness Energy LLC",100,"Non-regulated"]
["Southside Water Reclamation Plant","10339_G_GEN3",10339,"G","GEN3",null,"Non-Fossil Waste",null,"WECC_NM","New Mexico",35,"Bernalillo",1,"35001",1.1,15825,1987,9999,null,null,"Y","Non-Fossil Waste",{"$nulls":13},0,0,0,0,{"$nulls":11},"Albuquerque (City of)",100,"Albuquerque (City of)",100,"Non-regulated"]
["New-Indy Ontario Mill","10427_G_GEN3",10427,"G","GEN3",null,"Combustion Turbine",null,"WECC_SCE","California",6,"San Bernardino",71,"06071",14.7,12369,2019,9999,null,null,"N","Natural Gas",{"$nulls":13},0.011,0.011,0.011,0.011,{"$nulls":11},"New Indy Ontario LLC",100,"New Indy Containerboard LLC",100,"Non-regulated"]
["ExxonMobil Baytown Refinery","10436_G_GT45",10436,"G","GT45",null,"Combustion Turbine",null,"ERC_REST","Texas",48,"Harris",201,"48201",31,8700,1988,9999,null,null,"Y","Natural Gas",{"$nulls":13},0.00921,0.00921,0.00921,0.00921,{"$nulls":11},"Exxon Co USA",100,"ExxonMobil Corp",100,"Non-regulated"]
["International Falls Power","10487_G_GEN4",10487,"G","GEN4",null,"Hydro",null,"MIS_MNWI","Minnesota",27,"Koochiching",71,"27071",2.2,0,1946,9999,null,null,"N","Hydro",{"$nulls":13},0,0,0,0,{"$nulls":11},"Boise Cascade Corp International Falls",100,"Boise Cascade Corp",100,"Non-regulated"]
["Midland Cogeneration Venture","10745_G_GT6",10745,"G","GT6",88570,"Combined Cycle",null,"MIS_LMI","Michigan",26,"Midland",111,"26111",88,7613,1989,9999,null,null,"Y","Natural Gas",{"$nulls":3},"STM",{"$nulls":9},0.09909,0.09909,0.09909,0.09909,{"$nulls":11},"Midland Cogeneration Venture LP",100,"Ontario Municipal Employees Retirement System",100,"Non-regulated"]
["Coralville GT","1079_G_1",1079,"G","1",null,"Combustion Turbine",null,"MIS_MIDA","Iowa",19,"Johnson",103,"19103",15.5,25000,1970,9999,null,null,"N","Natural Gas",{"$nulls":12},1.24,0.95715,0.95715,0.95715,0.95715,{"$nulls":11},"MidAmerican Energy Co",100,"Berkshire Hathaway Inc",100,"Regulated"]
["Port Leyden Hydroelectric Project","10817_G_GEN2",10817,"G","GEN2",null,"Hydro",null,"NY_Z_C&E","New York",36,"Lewis",49,"36049",0.5,0,1985,9999,null,null,"N","Hydro",{"$nulls":13},0,0,0,0,{"$nulls":11},"Enel North America Inc",100,"Enel SpA",100,"Non-regulated"]
["River Hills","1084_G_3",1084,"G","3",null,"Combustion Turbine",null,"MIS_MIDA","Iowa",19,"Polk",153,"19153",14.6,25000,1966,9999,null,null,"N","Natural Gas",{"$nulls":12},0.5,0.31288,0.31288,0.31288,0.31288,{"$nulls":11},"MidAmerican Energy Co",100,"Berkshire Hathaway Inc",100,"Regulated"]
["Coso Power Developers","10874_G_GEN4",10874,"G","GEN4",null,"Geothermal",null,"WECC_SCE","California",6,"Inyo",27,"06027",30,9771,1989,9999,null,null,"N","Geothermal",{"$nulls":13},0,0,0,0,0.3713,0.3713,0.3713,{"$nulls":8},"Coso Power Developers",100,"Abengoa SA",100,"Non-regulated"]
["Medical Area Total Energy Plant","10883_G_DEG2",10883,"G","DEG2",null,"Combustion Turbine","IC Engine","NENGREST","Massachusetts",25,"Suffolk",25,"25025",6,8700,1985,9999,null,null,"Y","Distillate Fuel Oil",{"$nulls":4},"SCR",{"$nulls":7},0.789,0.04957,0.04957,0.04957,0.04957,{"$nulls":11},"Morgan Stanley Infrastructure Partners",60,"Morgan Stanley",60,"Non-regulated"]
["Ebensburg Power","10603_B_031",10603,"B","031",3557,"Coal Steam",null,"PJM_PENE","Pennsylvania",42,"Cambria",21,"42021",50,14500,1991,9999,"FBC","dry","N","Waste Coal","Reagent Injection",1991,0.9,"CF",{"$nulls":3},"B","NA",{"$nulls":3},1,0.09405,0.09405,0.09405,0.09405,0.01,0.01,0.01,0.98,"Yes",1991,{"$nulls":5},"Ebensburg Power Co",100,"McDermott International Inc",100,"Non-regulated"]
["Colver Green Energy","10143_B_ABB01",10143,"B","ABB01",3529,"Coal Steam",null,"PJM_PENE","Pennsylvania",42,"Cambria",21,"42021",110,11032,1995,9999,"FBC","dry","N","Waste Coal","Reagent Injection",1995,0.933,"NH3","SNCR",null,1995,"B","NA",{"$nulls":3},0.54,0.15758,0.15758,0.15758,0.15758,0.01,0.01,0.01,0.98,"Yes",2016,{"$nulls":5},"Inter Power/Ahlcon Partners L P",100,"UBS AG",100,"Non-regulated"]
["T B Simon Power Plant","10328_B_BLR6",10328,"B","BLR6",89142,"O/G Steam",null,"MIS_LMI","Michigan",26,"Ingham",65,"26065",17,8300,2004,9999,"wall","dry","Y","Natural Gas",{"$nulls":3},"LNB","SNCR",{"$nulls":7},1.67,0.14368,0.14368,0.14368,0.14368,{"$nulls":11},"Michigan State University",100,"Michigan State University",100,"Non-regulated"]
["ReEnergy Black River","10464_B_E0003",10464,"B","E0003",3549,"Biomass",null,"NY_Z_C&E","New York",36,"Jefferson",45,"36045",18.3,17949,2013,9999,"FBC","dry","N","Biomass","Wet Scrubber",1989,0.999,"CF + FU + LA",{"$nulls":3},"B","NA",{"$nulls":3},3.8,0.13123,0.13123,0.13123,0.13123,0.05,0.05,0.05,{"$nulls":8},"ReEnergy Black River LLC",100,"ReEnergy",100,"Non-regulated"]
["Rio Bravo Rocklin","10772_B_CFB",10772,"B","CFB",null,"Biomass",null,"WEC_CALN","California",6,"Placer",61,"06061",24.4,14571,1990,9999,null,null,"N","Biomass",{"$nulls":3},"NH3","SNCR",null,null,"ESPC","No",{"$nulls":4},0.07,0.07,0.07,0.07,{"$nulls":11},"Rio Bravo Rocklin",100,"IHI Corp",100,"Non-regulated"]
["Walter Scott Jr Energy Center","1082_B_3",1082,"B","3",756,"Coal Steam",null,"MIS_MIDA","Iowa",19,"Pottawattamie",155,"19155",702,9926,1978,9999,"wall","dry","Y","Subbituminous","Dry Scrubber",2009,0.984,"LNBO",{"$nulls":3},"ESPC + B","Yes","ACI",2015,0.9,0.1,0.21342,0.21342,0.21342,0.21342,0.1,0.1,0.1,0.986,{"$nulls":7},"MidAmerican Energy Co",79.1,"Berkshire Hathaway Inc",79.1,"Regulated"]
["George Neal North","1091_B_3",1091,"B","3",762,"Coal Steam",null,"MIS_MIDA","Iowa",19,"Woodbury",193,"19193",504,10462,1975,9999,"wall","dry","N","Subbituminous","Dry Scrubber",2014,0.9,"LNBO","SNCR",null,2014,"ESPC + B","No","ACI",2015,0.9,1.2,0.2048,0.2048,0.2048,0.2048,0.1,0.1,0.1,0.95,{"$nulls":7},"MidAmerican Energy Co",72,"Berkshire Hathaway Inc",72,"Regulated"]
["Ghent","1356_B_2",1356,"B","2",885,"Coal Steam",null,"S_C_KY","Kentucky",21,"Carroll",41,"21041",495,10767,1977,2034,"tangential","dry","N","Bituminous","Wet Scrubber",2009,0.93,"LNC3",{"$nulls":3},"ESPH + B","No","ACI",2015,0.9,1.2,0.30525,0.30525,0.30525,0.30525,0.05,0.1,0.1,0.98,"Yes",2015,{"$nulls":5},"Kentucky Utilities Co",100,"PPL Corp",100,"Regulated"]
["Agua Fria","141_B_3",141,"B","3",88,"O/G Steam",null,"WECC_AZ","Arizona",4,"Maricopa",13,"04013",181,11979,1961,9999,"wall","dry","N","Natural Gas",{"$nulls":12},1,0.1,0.1,0.1,0.1,{"$nulls":11},"Salt River Project",100,"Salt River Project",100,"Regulated"]
["Monroe (MI)","1733_B_3",1733,"B","3",1184,"Coal Steam",null,"MIS_LMI","Michigan",26,"Monroe",115,"26115",773,10180,1973,2029,"cell","dry","N","Bituminous, Subbituminous, Petroleum Coke","Wet Scrubber",2009,0.97,"LNCB","SCR",2003,null,"ESPC","Yes",{"$nulls":3},1.6,0.4623,0.06559,0.4623,0.06559,0.05,0.07,0.07,0.99,{"$nulls":7},"DTE Electric Co",100,"DTE Energy Co",100,"Regulated"]
["Hibbing","1979_B_2",1979,"B","2",null,"Biomass",null,"MIS_MNWI","Minnesota",27,"St Louis",137,"27137",7.6,8665,1952,9999,null,null,"Y","Biomass",{"$nulls":7},"ESPC","No",{"$nulls":3},4,0.46222,0.46222,0.46222,0.46222,0.1,0.1,0.1,{"$nulls":8},"Hibbing Public Utilities Commission",100,"Hibbing Public Utilities Commission",100,"Regulated"]
["Hopewell Cogeneration","10633_G_GT3",10633,"G","GT3",88337,"Combined Cycle",null,"PJM_Dom","Virginia",51,"Prince George",149,"51149",94.1,8922,1990,9999,null,null,"Y","Natural Gas, Distillate Fuel Oil",{"$nulls":3},"STM",{"$nulls":9},0.11258,0.11258,0.11258,0.11258,{"$nulls":11},"Hopewell Power Generation LLC",100,"Vistra Energy",100,"Non-regulated"]
["Black River Hydro Associates","10687_G_DE1",10687,"G","DE1",null,"Hydro",null,"NY_Z_C&E","New York",36,"Lewis",49,"36049",1.5,0,1984,9999,null,null,"N","Hydro",{"$nulls":13},0,0,0,0,{"$nulls":11},"CHI Power Marketing Inc",98.5,"Enel SpA",98.5,"Non-regulated"]
["Coffeyville","1271_G_2",1271,"G","2",null,"Combustion Turbine","IC Engine","SPP_N","Kansas",20,"Montgomery",125,"20125",2,10745,2007,9999,null,null,"N","Distillate Fuel Oil",{"$nulls":13},1.64976,1.64976,1.64976,1.64976,{"$nulls":11},"Coffeyville Municipal Light & Power",100,"Coffeyville Municipal Light & Power",100,"Regulated"]
["Garnett Municipal","1278_G_2",1278,"G","2",null,"Combustion Turbine","IC Engine","SPP_N","Kansas",20,"Anderson",3,"20003",0.3,25000,1930,9999,null,null,"N","Distillate Fuel Oil",{"$nulls":13},1.64976,1.64976,1.64976,1.64976,{"$nulls":11},"Garnett KS (City of)",100,"Garnett KS (City of)",100,"Regulated"]
["Hill City","1285_G_4",1285,"G","4",null,"Combustion Turbine","IC Engine","SPP_N","Kansas",20,"Graham",65,"20065",1,12283,1967,9999,null,null,"N","Natural Gas, Distillate Fuel Oil",{"$nulls":13},1.06095,1.06095,1.06095,1.06095,{"$nulls":11},"Hill City KS (City of)",100,"Hill City KS (City of)",100,"Regulated"]
["Alta Municipal Utilities","1121_G_2A",1121,"G","2A",null,"Combustion Turbine","IC Engine","MIS_MIDA","Iowa",19,"Buena Vista",21,"19021",2,10745,2018,9999,null,null,"N","Distillate Fuel Oil",{"$nulls":13},1.64976,1.64976,1.64976,1.64976,{"$nulls":11},"Alta IA (City of)",100,"Alta IA (City of)",100,"Regulated"]
["Corning","1134_G_6",1134,"G","6",null,"Combustion Turbine","IC Engine","MIS_IA","Iowa",19,"Adams",3,"19003",2,11413,2006,9999,null,null,"N","Distillate Fuel Oil",{"$nulls":12},2.5,1.64976,1.64976,1.64976,1.64976,{"$nulls":11},"Corning Municipal Utilities",100,"Corning Municipal Utilities",100,"Regulated"]
["Dayton (IA)","1135_G_5",1135,"G","5",null,"Combustion Turbine","IC Engine","MIS_IA","Iowa",19,"Webster",187,"19187",1.8,10745,2000,9999,null,null,"N","Distillate Fuel Oil",{"$nulls":12},2.5,1.64976,1.64976,1.64976,1.64976,{"$nulls":11},"Dayton IA (City of)",100,"Dayton IA (City of)",100,"Regulated"]
["Lake Mills","1154_G_8",1154,"G","8",null,"Combustion Turbine","IC Engine","MIS_IA","Iowa",19,"Winnebago",189,"19189",3.1,9905,2022,9999,null,null,"N","Distillate Fuel Oil",{"$nulls":11},0,null,0.011,0.011,0.011,0.011,{"$nulls":11},"City of Lake Mills",100,"City of Lake Mills",100,"Regulated"]
["Manning","1160_G_4",1160,"G","4",null,"Combustion Turbine","IC Engine","MIS_MIDA","Iowa",19,"Carroll",27,"19027",0.6,12283,1949,9999,null,null,"N","Distillate Fuel Oil",{"$nulls":12},2.5,1.64976,1.64976,1.64976,1.64976,{"$nulls":11},"Manning IA (City of)",100,"Manning IA (City of)",100,"Regulated"]
["Montezuma","1165_G_10",1165,"G","10",null,"Combustion Turbine","IC Engine","MIS_MIDA","Iowa",19,"Poweshiek",157,"19157",0.2,11468,2003,9999,null,null,"N","Distillate Fuel Oil",{"$nulls":13},1.64976,1.64976,1.64976,1.64976,{"$nulls":11},"Montezuma Municipal Light & Power",100,"Montezuma Municipal Light & Power",100,"Regulated"]
["New Hampton","1168_G_5",1168,"G","5",null,"Combustion Turbine","IC Engine","MIS_IA","Iowa",19,"Chickasaw",37,"19037",5,18000,1973,9999,null,null,"N","Natural Gas, Distillate Fuel Oil",{"$nulls":12},1.575,1.06095,1.06095,1.06095,1.06095,{"$nulls":11},"New Hampton Municipal Light Plant",100,"New Hampton Municipal Light Plant",100,"Regulated"]
["West Phoenix","117_G_C5-1",117,"G","C5-1",71,"Combined Cycle",null,"WECC_AZ","Arizona",4,"Maricopa",13,"04013",155,8230,2003,9999,null,null,"N","Natural Gas",{"$nulls":3},"DLNB","SCR",{"$nulls":8},0.01471,0.01471,0.01471,0.01471,{"$nulls":11},"Arizona Public Service Co",100,"Pinnacle West Capital Corp",100,"Regulated"]
["Rockford","1180_G_5",1180,"G","5",null,"Combustion Turbine","IC Engine","MIS_MIDA","Iowa",19,"Floyd",67,"19067",0.9,11288,1961,9999,null,null,"N","Distillate Fuel Oil",{"$nulls":12},1.564,1.64976,1.64976,1.64976,1.64976,{"$nulls":11},"Rockford Municipal Light Plant",100,"Rockford Municipal Light Plant",100,"Regulated"]
["Sumner","1191_G_G1",1191,"G","G1",null,"Combustion Turbine","IC Engine","MIS_MIDA","Iowa",19,"Bremer",17,"19017",1.8,9905,2021,9999,null,null,"N","Distillate Fuel Oil",{"$nulls":13},0.011,0.011,0.011,0.011,{"$nulls":11},"City of Sumner - (IA)",100,"City of Sumner - (IA)",100,"Regulated"]
["Winterset","1203_G_2",1203,"G","2",null,"Combustion Turbine","IC Engine","MIS_IA","Iowa",19,"Madison",121,"19121",1.5,25000,1956,9999,null,null,"N","Natural Gas, Distillate Fuel Oil",{"$nulls":12},0.156,1.64976,1.64976,1.64976,1.64976,{"$nulls":11},"Winterset IA (City of)",100,"Winterset IA (City of)",100,"Regulated"]
["Demoss Petrie","124_G_GT2",124,"G","GT2",76,"Combustion Turbine",null,"WECC_AZ","Arizona",4,"Pima",19,"04019",75,10745,2001,9999,null,null,"N","Natural Gas",{"$nulls":3},"DLNB",{"$nulls":8},0.8,0.03438,0.03438,0.03438,0.03438,{"$nulls":11},"Tucson Electric Power Co",100,"Uns Energy Corp",100,"Regulated"]
["H Wilson Sundt Generating Station","126_G_RIC1",126,"G","RIC1",null,"Combustion Turbine","IC Engine","WECC_AZ","Arizona",4,"Pima",19,"04019",18.2,10745,2020,9999,null,null,"N","Natural Gas",{"$nulls":13},0.2,0.2,0.2,0.2,{"$nulls":11},"Tucson Electric Power Co",100,"Uns Energy Corp",100,"Regulated"]
["Belleville","1263_G_4",1263,"G","4",null,"Combustion Turbine","IC Engine","SPP_NEBR","Kansas",20,"Republic",157,"20157",1,11740,1955,9999,null,null,"N","Natural Gas, Distillate Fuel Oil",{"$nulls":12},3,1.64976,1.64976,1.64976,1.64976,{"$nulls":11},"Belleville KS (City of)",100,"Belleville KS (City of)",100,"Regulated"]
["Philadelphia","1557_G_GT3",1557,"G","GT3",null,"Combustion Turbine",null,"PJM_SMAC","Maryland",24,"Baltimore City",510,"24510",14.8,18086,1970,9999,null,null,"N","Distillate Fuel Oil",{"$nulls":12},1.053,0.60913,0.60913,0.60913,0.60913,{"$nulls":11},"Constellation Energy Commodities Group Inc",100,"Exelon Corp",100,"Non-regulated"]
["Iola","1291_G_16",1291,"G","16",null,"Combustion Turbine","IC Engine","SPP_N","Kansas",20,"Allen",1,"20001",1.8,9905,2021,9999,null,null,"N","Distillate Fuel Oil",{"$nulls":13},0.011,0.011,0.011,0.011,{"$nulls":11},"City of Iola - (KS)",100,"City of Iola - (KS)",100,"Regulated"]
["Kingman Municipal Power and Light Plant","1296_G_4",1296,"G","4",null,"Combustion Turbine","IC Engine","SPP_N","Kansas",20,"Kingman",95,"20095",1.9,12673,1977,9999,null,null,"N","Natural Gas, Distillate Fuel Oil",{"$nulls":12},3,2.7,2.7,2.7,2.7,{"$nulls":11},"Kingman Municipal Electric Dept",100,"Kingman Municipal Electric Dept",100,"Regulated"]
["Meade","1306_G_4",1306,"G","4",null,"Combustion Turbine","IC Engine","SPP_N","Kansas",20,"Meade",119,"20119",1.3,10745,1961,9999,null,null,"N","Natural Gas, Distillate Fuel Oil",{"$nulls":12},3,1.06095,1.06095,1.06095,1.06095,{"$nulls":11},"Meade KS (City of)",100,"Meade KS (City of)",100,"Regulated"]
["Osborne","1315_G_3",1315,"G","3",null,"Combustion Turbine","IC Engine","SPP_N","Kansas",20,"Osborne",141,"20141",0.6,13707,1957,9999,null,null,"N","Natural Gas, Distillate Fuel Oil",{"$nulls":12},3,1.64976,1.64976,1.64976,1.64976,{"$nulls":11},"Osborne KS (City of)",100,"Osborne KS (City of)",100,"Regulated"]
["St Francis","1321_G_4",1321,"G","4",null,"Combustion Turbine","IC Engine","SPP_N","Kansas",20,"Cheyenne",23,"20023",2.7,12283,1972,9999,null,null,"N","Natural Gas, Distillate Fuel Oil",{"$nulls":13},1.64976,1.64976,1.64976,1.64976,{"$nulls":11},"St Francis KS (City of)",100,"St Francis KS (City of)",100,"Regulated"]
["Stafford","1325_G_4",1325,"G","4",null,"Combustion Turbine","IC Engine","SPP_WEST","Kansas",20,"Stafford",185,"20185",1.4,10745,1973,9999,null,null,"N","Natural Gas, Distillate Fuel Oil",{"$nulls":12},3,1.64976,1.64976,1.64976,1.64976,{"$nulls":11},"Stafford KS (City of)",100,"Stafford KS (City of)",100,"Regulated"]
["Washington","1329_G_1",1329,"G","1",null,"Combustion Turbine","IC Engine","SPP_N","Kansas",20,"Washington",201,"20201",1,16366,1963,9999,null,null,"N","Distillate Fuel Oil",{"$nulls":12},3,1.64976,1.64976,1.64976,1.64976,{"$nulls":11},"Washington KS (City of)",100,"Washington KS (City of)",100,"Regulated"]
["Ohio Falls","1365_G_4",1365,"G","4",null,"Hydro",null,"S_C_KY","Kentucky",21,"Jefferson",111,"21111",12.6,0,1928,9999,null,null,"N","Hydro",{"$nulls":13},0,0,0,0,{"$nulls":11},"Louisville Gas & Electric Co",100,"PPL Corp",100,"Regulated"]
["Paris (KY)","1376_G_7",1376,"G","7",null,"Combustion Turbine","IC Engine","S_C_KY","Kentucky",21,"Bourbon",17,"21017",3,11197,1974,9999,null,null,"N","Distillate Fuel Oil",{"$nulls":12},4,1.64976,1.64976,1.64976,1.64976,{"$nulls":11},"Paris KY (City of)",100,"Paris KY (City of)",100,"Regulated"]
["Coughlin Power Station","1396_G_U6CT",1396,"G","U6CT",957,"Combined Cycle",null,"MIS_LA","Louisiana",22,"Evangeline",39,"22039",155.5,7629,2000,9999,null,null,"N","Natural Gas",{"$nulls":3},"DLNB","SCR",{"$nulls":8},0.06107,0.06107,0.06107,0.06107,{"$nulls":11},"CLECO Evangeline LLC",100,"Cleco Corp",100,"Regulated"]
["Conowingo","1574_G_10",1574,"G","10",null,"Hydro",null,"PJM_EMAC","Maryland",24,"Harford",25,"24025",65,0,1964,9999,null,null,"N","Hydro",{"$nulls":13},0,0,0,0,{"$nulls":11},"Susquehanna Electric Co",100,"Exelon Corp",100,"Non-regulated"]
["Easton","1580_G_12",1580,"G","12",null,"Combustion Turbine","IC Engine","PJM_EMAC","Maryland",24,"Talbot",41,"24041",4.1,13504,1970,9999,null,null,"N","Distillate Fuel Oil",{"$nulls":12},0.3,2.65097,2.65097,2.65097,2.65097,{"$nulls":11},"Easton Utilities Commission",100,"Easton Utilities",100,"Regulated"]
["Apache Station","160_G_GT2",160,"G","GT2",null,"Combustion Turbine",null,"WECC_AZ","Arizona",4,"Cochise",3,"04003",18.5,13017,1972,9999,null,null,"N","Natural Gas, Distillate Fuel Oil",{"$nulls":12},1,0.05083,0.05083,0.05083,0.05083,{"$nulls":11},"Arizona Electric Power Coop Inc",100,"Arizona Electric Power Coop Inc",100,"Regulated"]
["Redbridge","1638_G_RB4",1638,"G","RB4",null,"Hydro",null,"NENGREST","Massachusetts",25,"Hampden",13,"25013",1.8,0,1926,9999,null,null,"N","Hydro",{"$nulls":13},0,0,0,0,{"$nulls":11},"EP Energy Massachusetts LLC",100,"Essential Power LLC",100,"Non-regulated"]
["New Roads","1453_G_3",1453,"G","3",null,"Combustion Turbine","IC Engine","MIS_LA","Louisiana",22,"Pointe Coupee",77,"22077",0.7,13290,1957,9999,null,null,"N","Natural Gas, Distillate Fuel Oil",{"$nulls":12},5.261,0.19999,0.19999,0.19999,0.19999,{"$nulls":11},"New Roads LA (Town of)",100,"New Roads LA (Town of)",100,"Regulated"]
["Mormon Flat","148_G_MF2",148,"G","MF2",null,"Pumped Storage",null,"WECC_AZ","Arizona",4,"Maricopa",13,"04013",57.3,0,1971,9999,null,null,"N","Pumped Storage",{"$nulls":13},0,0,0,0,{"$nulls":11},"Salt River Project",100,"Salt River Project",100,"Regulated"]
["Deer Rips","1488_G_DR5",1488,"G","DR5",null,"Hydro",null,"NENG_ME","Maine",23,"Androscoggin",1,"23001",0.7,0,1913,9999,null,null,"N","Hydro",{"$nulls":13},0,0,0,0,{"$nulls":11},"Brookfield White Pine Hydro LLC",100,"Brookfield Asset Management Inc",100,"Non-regulated"]
["Shawmut","1504_G_SH8",1504,"G","SH8",null,"Hydro",null,"NENG_ME","Maine",23,"Somerset",25,"23025",1.9,0,1982,9999,null,null,"N","Hydro",{"$nulls":13},0,0,0,0,{"$nulls":11},"Brookfield White Pine Hydro LLC",100,"Brookfield Asset Management Inc",100,"Non-regulated"]
["West Buxton","1508_G_WB4",1508,"G","WB4",null,"Hydro",null,"NENG_ME","Maine",23,"York",31,"23031",0.7,0,1907,9999,null,null,"N","Hydro",{"$nulls":13},0,0,0,0,{"$nulls":11},"Brookfield White Pine Hydro LLC",100,"Brookfield Asset Management Inc",100,"Non-regulated"]
["Glen Canyon Dam","153_G_6",153,"G","6",null,"Hydro",null,"WECC_AZ","Arizona",4,"Coconino",5,"04005",165,0,1965,9999,null,null,"N","Hydro",{"$nulls":13},0,0,0,0,{"$nulls":11},"U S Bureau of Reclamation",100,"U S Bureau of Reclamation",100,"Regulated"]
["Mitchell Dam","17_G_4",17,"G","4",null,"Hydro",null,"S_SOU","Alabama",1,"Coosa",37,"01037",22.4,0,1949,9999,null,null,"N","Hydro",{"$nulls":13},0,0,0,0,{"$nulls":11},"Alabama Power Co",100,"Southern Co",100,"Regulated"]
["Hardy","1707_G_2",1707,"G","2",null,"Hydro",null,"MIS_LMI","Michigan",26,"Newaygo",123,"26123",10.7,0,1931,9999,null,null,"N","Hydro",{"$nulls":13},0,0,0,0,{"$nulls":11},"Consumers Energy Co",100,"CMS Energy Corp",100,"Regulated"]
["Colfax","1725_G_3",1725,"G","3",null,"Combustion Turbine","IC Engine","MIS_LMI","Michigan",26,"Livingston",93,"26093",3,25000,1969,9999,null,null,"N","Distillate Fuel Oil",{"$nulls":12},1.67,1.64976,1.64976,1.64976,1.64976,{"$nulls":11},"DTE Electric Co",100,"DTE Energy Co",100,"Regulated"]
["Monroe (MI)","1733_G_IC3",1733,"G","IC3",null,"Combustion Turbine","IC Engine","MIS_LMI","Michigan",26,"Monroe",115,"26115",3,17587,1969,9999,null,null,"N","Distillate Fuel Oil",{"$nulls":12},1.67,1.64976,1.64976,1.64976,1.64976,{"$nulls":11},"DTE Electric Co",100,"DTE Energy Co",100,"Regulated"]
["Placid 12","1737_G_2",1737,"G","2",null,"Combustion Turbine","IC Engine","MIS_LMI","Michigan",26,"Oakland",125,"26125",3,25000,1970,9999,null,null,"N","Distillate Fuel Oil",{"$nulls":12},1.67,1.64976,1.64976,1.64976,1.64976,{"$nulls":11},"DTE Electric Co",100,"DTE Energy Co",100,"Regulated"]
["St Clair","1743_G_12B",1743,"G","12B",null,"Combustion Turbine","IC Engine","MIS_LMI","Michigan",26,"St Clair",147,"26147",3,24862,1970,9999,null,null,"N","Distillate Fuel Oil",{"$nulls":12},1.67,1.64976,1.64976,1.64976,1.64976,{"$nulls":11},"DTE Electric Co",100,"DTE Energy Co",100,"Regulated"]
["Edison Sault","1751_G_37",1751,"G","37",null,"Hydro",null,"MIS_WUMS","Michigan",26,"Chippewa",33,"26033",0.4,0,1963,9999,null,null,"N","Hydro",{"$nulls":13},0,0,0,0,{"$nulls":11},"Cloverland Electric Coop",100,"Cloverland Electric Coop",100,"Regulated"]
["Edison Sault","1751_G_53",1751,"G","53",null,"Hydro",null,"MIS_WUMS","Michigan",26,"Chippewa",33,"26033",0.4,0,1963,9999,null,null,"N","Hydro",{"$nulls":13},0,0,0,0,{"$nulls":11},"Cloverland Electric Coop",100,"Cloverland Electric Coop",100,"Regulated"]
["Edison Sault","1751_G_76",1751,"G","76",null,"Hydro",null,"MIS_WUMS","Michigan",26,"Chippewa",33,"26033",0.4,0,1916,9999,null,null,"N","Hydro",{"$nulls":13},0,0,0,0,{"$nulls":11},"Cloverland Electric Coop",100,"Cloverland Electric Coop",100,"Regulated"]
["Berrien Springs","1753_G_9",1753,"G","9",null,"Hydro",null,"PJM_West","Michigan",26,"Berrien",21,"26021",0.4,0,1996,9999,null,null,"N","Hydro",{"$nulls":13},0,0,0,0,{"$nulls":11},"Indiana Michigan Power Co",100,"American Electric Power Co Inc",100,"Regulated"]
["Mottville","1761_G_3",1761,"G","3",null,"Hydro",null,"PJM_West","Michigan",26,"St Joseph",149,"26149",0.1,0,1923,9999,null,null,"N","Hydro",{"$nulls":13},0,0,0,0,{"$nulls":11},"Indiana Michigan Power Co",100,"American Electric Power Co Inc",100,"Regulated"]
["Michigamme Falls","1780_G_2",1780,"G","2",null,"Hydro",null,"MIS_WUMS","Michigan",26,"Iron",71,"26071",4.8,0,1953,9999,null,null,"N","Hydro",{"$nulls":13},0,0,0,0,{"$nulls":11},"Wisconsin Electric Power Co",100,"WEC Energy Group Inc",100,"Regulated"]
["James R Smith","1842_G_2",1842,"G","2",null,"Hydro",null,"MIS_WUMS","Michigan",26,"Marquette",103,"26103",1.6,0,1922,9999,null,null,"N","Hydro",{"$nulls":13},0,0,0,0,{"$nulls":11},"Marquette Board of Light & Power",100,"Marquette Board of Light & Power",100,"Regulated"]
["Hydro Plant","1856_G_4",1856,"G","4",null,"Hydro",null,"PJM_West","Michigan",26,"St Joseph",149,"26149",0.7,0,1983,9999,null,null,"N","Hydro",{"$nulls":13},0,0,0,0,{"$nulls":11},"Sturgis MI (City of)",100,"Sturgis MI (City of)",100,"Regulated"]
["Zeeland","1867_G_1",1867,"G","1",null,"Combustion Turbine","IC Engine","MIS_LMI","Michigan",26,"Ottawa",139,"26139",1.5,18000,1966,9999,null,null,"N","Natural Gas, Distillate Fuel Oil",{"$nulls":12},1.67,1.06095,1.06095,1.06095,1.06095,{"$nulls":11},"Zeeland MI (City of)",100,"Zeeland MI (City of)",100,"Regulated"]
["Ubly","1875_G_6",1875,"G","6",null,"Combustion Turbine","IC Engine","MIS_LMI","Michigan",26,"Huron",63,"26063",1.5,10745,1993,9999,null,null,"N","Natural Gas, Distillate Fuel Oil",{"$nulls":12},1.67,1.64976,1.64976,1.64976,1.64976,{"$nulls":11},"Thumb Electric Coop Michigan",100,"Thumb Electric Coop Michigan",100,"Regulated"]
["Knife Falls","1895_G_2",1895,"G","2",null,"Hydro",null,"MIS_MNWI","Minnesota",27,"Carlton",17,"27017",0.8,0,1922,9999,null,null,"N","Hydro",{"$nulls":13},0,0,0,0,{"$nulls":11},"ALLETE Inc",100,"ALLETE Inc",100,"Regulated"]
["Black Dog","1904_G_5",1904,"G","5",1241,"Combined Cycle",null,"MIS_MNWI","Minnesota",27,"Dakota",37,"27037",165,7422,2002,9999,null,null,"N","Natural Gas",{"$nulls":4},"SCR",{"$nulls":7},0.006,0.0144,0.0144,0.0144,0.0144,{"$nulls":11},"Northern States Power Co (Minnesota)",100,"Xcel Energy Inc",100,"Regulated"]
["Monticello Nuclear Facility","1922_G_1",1922,"G","1",null,"Nuclear",null,"MIS_MNWI","Minnesota",27,"Wright",171,"27171",617,10456,1971,9999,null,null,"N","Nuclear Fuel",{"$nulls":13},0,0,0,0,{"$nulls":11},"Northern States Power Co (Minnesota)",100,"Xcel Energy Inc",100,"Regulated"]
["Blue Earth","1967_G_IC4",1967,"G","IC4",null,"Combustion Turbine","IC Engine","MIS_MNWI","Minnesota",27,"Faribault",43,"27043",1.6,10745,1993,9999,null,null,"N","Distillate Fuel Oil",{"$nulls":13},1.64976,1.64976,1.64976,1.64976,{"$nulls":11},"Blue Earth Light & Water Dept",100,"Blue Earth Light & Water Dept",100,"Regulated"]
["Elk River City of","1971_G_1",1971,"G","1",null,"Combustion Turbine","IC Engine","MIS_MNWI","Minnesota",27,"Sherburne",141,"27141",0.5,23898,1948,9999,null,null,"N","Distillate Fuel Oil",{"$nulls":13},1.64976,1.64976,1.64976,1.64976,{"$nulls":11},"Elk River Municipal Utilities",100,"Elk River Municipal Utilities",100,"Regulated"]
["Granite Falls","1977_G_2",1977,"G","2",null,"Hydro",null,"MIS_MNWI","Minnesota",27,"Chippewa",23,"27023",0.2,0,1932,9999,null,null,"N","Hydro",{"$nulls":13},0,0,0,0,{"$nulls":11},"Granite Falls Light & Water Dept",100,"Granite Falls Light & Water Dept",100,"Regulated"]
["Lake Crystal","1985_G_3",1985,"G","3",null,"Combustion Turbine","IC Engine","MIS_MNWI","Minnesota",27,"Blue Earth",13,"27013",2,10745,1971,9999,null,null,"N","Natural Gas, Distillate Fuel Oil",{"$nulls":13},1.64976,1.64976,1.64976,1.64976,{"$nulls":11},"Lake Crystal MN (City of)",100,"Lake Crystal MN (City of)",100,"Regulated"]
["Luverne","1990_G_5A",1990,"G","5A",null,"Combustion Turbine","IC Engine","MIS_IA","Minnesota",27,"Rock",133,"27133",3.1,9905,2022,9999,null,null,"N","Distillate Fuel Oil",{"$nulls":11},0,null,0.011,0.011,0.011,0.011,{"$nulls":11},"City of Luverne - (MN)",100,"City of Luverne - (MN)",100,"Regulated"]
["Mountain Lake","1998_G_5",1998,"G","5",null,"Combustion Turbine","IC Engine","MIS_MNWI","Minnesota",27,"Cottonwood",33,"27033",1.2,10951,1959,9999,null,null,"N","Natural Gas, Distillate Fuel Oil",{"$nulls":13},1.64976,1.64976,1.64976,1.64976,{"$nulls":11},"Municipal Utilities Mountain Lake",100,"Municipal Utilities Mountain Lake",100,"Regulated"]
["Rochester Hydro","2007_G_1",2007,"G","1",null,"Hydro",null,"MIS_MNWI","Minnesota",27,"Wabasha",157,"27157",1.3,0,1984,9999,null,null,"N","Hydro",{"$nulls":13},0,0,0,0,{"$nulls":11},"Rochester Dept Public Utilities",100,"Rochester Dept Public Utilities",100,"Regulated"]
["Wells IC","2020_G_5",2020,"G","5",null,"Combustion Turbine","IC Engine","MIS_MNWI","Minnesota",27,"Faribault",43,"27043",2.3,18958,1975,9999,null,null,"N","Natural Gas, Distillate Fuel Oil",{"$nulls":13},1.64976,1.64976,1.64976,1.64976,{"$nulls":11},"Wells MN (City of)",100,"Wells MN (City of)",100,"Regulated"]
["Worthington","2024_G_13",2024,"G","13",null,"Onshore Wind",null,"MIS_MNWI","Minnesota",27,"Nobles",105,"27105",1,0,2003,9999,null,null,"N","Wind",{"$nulls":13},0,0,0,0,{"$nulls":11},"Worthington MN (City of)",100,"Worthington MN (City of)",100,"Regulated"]
["Yazoo","2067_G_GT1",2067,"G","GT1",null,"Combined Cycle",null,"MIS_MS","Mississippi",28,"Yazoo",163,"28163",14.7,15000,1968,9999,null,null,"N","Natural Gas, Distillate Fuel Oil",{"$nulls":12},4.8,0.06843,0.06843,0.06843,0.06843,{"$nulls":11},"Public Service Commission of Yazoo City",100,"Public Service Commission of Yazoo City",100,"Regulated"]
["Northeast (MO)","2081_G_15",2081,"G","15",90057,"Combustion Turbine",null,"SPP_N","Missouri",29,"Jackson",95,"29095",47.5,25000,1976,9999,null,null,"N","Distillate Fuel Oil",{"$nulls":12},8,1.20004,1.20004,1.20004,1.20004,{"$nulls":11},"Evergy Metro Inc",100,"Evergy Inc",100,"Regulated"]
["Butler Municipal Power Plant","2115_G_NG2",2115,"G","NG2",null,"Combustion Turbine","IC Engine","SPP_N","Missouri",29,"Bates",13,"29013",1.8,15639,2000,9999,null,null,"N","Distillate Fuel Oil",{"$nulls":12},2.3,1.49761,1.49761,1.49761,1.49761,{"$nulls":11},"Butler MO (City of)",100,"Butler MO (City of)",100,"Regulated"]
["Carrollton","2120_G_9",2120,"G","9",null,"Combustion Turbine","IC Engine","SPP_N","Missouri",29,"Carroll",33,"29033",3.7,18000,1970,9999,null,null,"N","Natural Gas, Distillate Fuel Oil",{"$nulls":12},2.3,1.06095,1.06095,1.06095,1.06095,{"$nulls":11},"Carrollton Municipal Utilities",100,"Carrollton Municipal Utilities",100,"Regulated"]
["Columbia (MO)","2123_G_SH1",2123,"G","SH1",null,"Combustion Turbine","IC Engine","MIS_MO","Missouri",29,"Boone",19,"29019",1.3,12959,2002,9999,null,null,"N","Distillate Fuel Oil",{"$nulls":12},2.3,1.64976,1.64976,1.64976,1.64976,{"$nulls":11},"Columbia Water & Light",100,"Columbia Water & Light",100,"Regulated"]
["Kahoka","2138_G_8",2138,"G","8",null,"Combustion Turbine","IC Engine","MIS_MO","Missouri",29,"Clark",45,"29045",1.4,18000,1969,9999,null,null,"N","Natural Gas, Distillate Fuel Oil",{"$nulls":12},2.3,1.06095,1.06095,1.06095,1.06095,{"$nulls":11},"Kahoka MO (City of)",100,"Kahoka MO (City of)",100,"Regulated"]
["Malden","2142_G_8",2142,"G","8",null,"Combustion Turbine","IC Engine","SPP_WEST","Missouri",29,"Dunklin",69,"29069",3.8,10745,1973,9999,null,null,"N","Distillate Fuel Oil",{"$nulls":12},2.3,1.64976,1.64976,1.64976,1.64976,{"$nulls":11},"Malden MO (City of)",100,"Malden MO (City of)",100,"Regulated"]
["Unionville City of","2164_G_3",2164,"G","3",null,"Combustion Turbine","IC Engine","S_D_AECI","Missouri",29,"Putnam",171,"29171",0.2,17778,1935,9999,null,null,"N","Distillate Fuel Oil",{"$nulls":12},2.3,1.64976,1.64976,1.64976,1.64976,{"$nulls":11},"Unionville MO (City of)",100,"Unionville MO (City of)",100,"Regulated"]
["Black Eagle","2181_G_BLA1",2181,"G","BLA1",null,"Hydro",null,"WECC_MT","Montana",30,"Cascade",13,"30013",8.5,0,1927,9999,null,null,"N","Hydro",{"$nulls":13},0,0,0,0,{"$nulls":11},"NorthWestern Corp",100,"NorthWestern Corp",100,"Regulated"]
["Noxon Rapids","2199_G_2",2199,"G","2",null,"Hydro",null,"WECC_MT","Montana",30,"Sanders",89,"30089",105,0,1959,9999,null,null,"N","Hydro",{"$nulls":13},0,0,0,0,{"$nulls":11},"Avista Corp",100,"Avista Corp",100,"Regulated"]
["Beaver City","2217_G_1",2217,"G","1",null,"Combustion Turbine","IC Engine","SPP_NEBR","Nebraska",31,"Furnas",65,"31065",0.4,11532,1957,9999,null,null,"N","Distillate Fuel Oil",{"$nulls":12},2.5,1.64976,1.64976,1.64976,1.64976,{"$nulls":11},"Beaver City NE (City of)",100,"Beaver City NE (City of)",100,"Regulated"]
["Cambridge","2223_G_CAT1",2223,"G","CAT1",null,"Combustion Turbine","IC Engine","SPP_NEBR","Nebraska",31,"Furnas",65,"31065",2,18323,2005,9999,null,null,"N","Distillate Fuel Oil",{"$nulls":12},2.5,1.64976,1.64976,1.64976,1.64976,{"$nulls":11},"Cambridge Light & Water",100,"Cambridge Light & Water",100,"Regulated"]
["Curtis","2232_G_3",2232,"G","3",null,"Combustion Turbine","IC Engine","SPP_NEBR","Nebraska",31,"Frontier",63,"31063",1,18000,1969,9999,null,null,"N","Natural Gas, Distillate Fuel Oil",{"$nulls":12},2.5,1.50473,1.50473,1.50473,1.50473,{"$nulls":11},"Curtis NE (City of)",100,"Curtis NE (City of)",100,"Regulated"]
["Franklin (NE)","2238_G_4",2238,"G","4",null,"Combustion Turbine","IC Engine","SPP_NEBR","Nebraska",31,"Franklin",61,"31061",0.9,13643,1955,9999,null,null,"N","Natural Gas, Distillate Fuel Oil",{"$nulls":12},2.5,1.06095,1.06095,1.06095,1.06095,{"$nulls":11},"Franklin NE (City of)",100,"Franklin NE (City of)",100,"Regulated"]
["Chili Bar","225_G_1",225,"G","1",null,"Hydro",null,"WEC_CALN","California",6,"El Dorado",17,"06017",7,0,1965,9999,null,null,"N","Hydro",{"$nulls":13},0,0,0,0,{"$nulls":11},"Pacific Gas & Electric Co",100,"PG&E Corp",100,"Regulated"]
["Sarpy County","2292_G_5",2292,"G","5",1390,"Combustion Turbine",null,"SPP_NEBR","Nebraska",31,"Sarpy",153,"31153",47.9,13381,2000,9999,null,null,"N","Natural Gas, Distillate Fuel Oil",{"$nulls":3},"H2O",{"$nulls":8},2.5,0.07618,0.07618,0.07618,0.07618,{"$nulls":11},"Omaha Public Power District",100,"Omaha Public Power District",100,"Regulated"]
["Spalding","2303_G_4",2303,"G","4",null,"Combustion Turbine","IC Engine","SPP_NEBR","Nebraska",31,"Greeley",77,"31077",0.2,13228,1947,9999,null,null,"N","Distillate Fuel Oil",{"$nulls":12},2.5,1.64976,1.64976,1.64976,1.64976,{"$nulls":11},"Spalding NE (City of)",100,"Spalding NE (City of)",100,"Regulated"]
["Stuart (NE)","2305_G_2",2305,"G","2",null,"Combustion Turbine","IC Engine","SPP_NEBR","Nebraska",31,"Holt",89,"31089",0.2,12843,1960,9999,null,null,"N","Distillate Fuel Oil",{"$nulls":12},2.5,0.79581,0.79581,0.79581,0.79581,{"$nulls":11},"Stuart Municipal Water & Power",100,"Stuart Municipal Water & Power",100,"Regulated"]
["Wisner","2316_G_4",2316,"G","4",null,"Combustion Turbine","IC Engine","SPP_NEBR","Nebraska",31,"Cuming",39,"31039",1.5,14301,2010,9999,null,null,"N","Distillate Fuel Oil",{"$nulls":13},1.64976,1.64976,1.64976,1.64976,{"$nulls":11},"Wisner NE (City of)",100,"Wisner NE (City of)",100,"Regulated"]
["Clark (NVE)","2322_G_GT4",2322,"G","GT4",null,"Combustion Turbine",null,"WECC_SNV","Nevada",32,"Clark",3,"32003",55,10971,1973,9999,null,null,"N","Natural Gas",{"$nulls":12},1.4,0.42278,0.42278,0.42278,0.42278,{"$nulls":11},"Nevada Power Co",100,"Berkshire Hathaway Inc",100,"Regulated"]
["S C Moore","2351_G_GEN4",2351,"G","GEN4",null,"Hydro",null,"NENGREST","New Hampshire",33,"Grafton",9,"33009",47.2,0,1957,9999,null,null,"N","Hydro",{"$nulls":13},0,0,0,0,{"$nulls":11},"Great River Hydro LLC",100,"ArcLight Capital Partners LLC",100,"Non-regulated"]
["Amoskeag","2354_G_1",2354,"G","1",null,"Hydro",null,"NENGREST","New Hampshire",33,"Hillsborough",11,"33011",6.2,0,1924,9999,null,null,"N","Hydro",{"$nulls":13},0,0,0,0,{"$nulls":11},"CRP NH Amoskeag LLC",100,"Hull Street Energy LLC",100,"Non-regulated"]
["Bergen Generating Station","2398_G_1401",2398,"G","1401",1488,"Combined Cycle",null,"PJM_EMAC","New Jersey",34,"Bergen",3,"34003",115,7813,1995,9999,null,null,"N","Natural Gas, Distillate Fuel Oil",{"$nulls":3},"DLNB + H2O",{"$nulls":9},0.0238,0.0238,0.0238,0.0238,{"$nulls":11},"PSEG Fossil LLC",100,"Public Service Enterprise Group Inc",100,"Non-regulated"]
["PSEG Kearny Generating Station","2404_G_N121",2404,"G","N121",1540,"Combustion Turbine",null,"PJM_EMAC","New Jersey",34,"Hudson",17,"34017",43.8,10745,2001,9999,null,null,"N","Natural Gas, Distillate Fuel Oil",{"$nulls":3},"H2O",{"$nulls":8},0.21,0.10186,0.10186,0.10186,0.10186,{"$nulls":11},"PSEG Fossil LLC",100,"Public Service Enterprise Group Inc",100,"Non-regulated"]
["Hat Creek 1","243_G_1",243,"G","1",null,"Hydro",null,"WEC_CALN","California",6,"Shasta",89,"06089",8.5,0,1921,9999,null,null,"N","Hydro",{"$nulls":13},0,0,0,0,{"$nulls":11},"Pacific Gas & Electric Co",100,"PG&E Corp",100,"Regulated"]
["Humboldt Bay","246_G_IC8",246,"G","IC8",null,"Combustion Turbine","IC Engine","WEC_CALN","California",6,"Humboldt",23,"06023",16.3,10745,2010,9999,null,null,"N","Natural Gas, Distillate Fuel Oil",{"$nulls":13},0.01491,0.01491,0.01491,0.01491,{"$nulls":11},"Pacific Gas & Electric Co",100,"PG&E Corp",100,"Regulated"]
["Gowanus Gas Turbines Generating","2494_G_GT17",2494,"G","GT17",1625,"Combustion Turbine",null,"NY_Z_J","New York",36,"Kings",47,"36047",18,17317,1971,9999,null,null,"N","Distillate Fuel Oil",{"$nulls":12},0.316,0.16278,0.16278,0.16278,0.16278,{"$nulls":11},"Astoria Generating",100,"ArcLight Capital Partners LLC",100,"Non-regulated"]
["Narrows Gas Turbines Generating","2499_G_NT16",2499,"G","NT16",1664,"Combustion Turbine",null,"NY_Z_J","New York",36,"Kings",47,"36047",16.3,17193,1972,9999,null,null,"N","Natural Gas, Distillate Fuel Oil",{"$nulls":12},0.316,0.0919,0.0919,0.0919,0.0919,{"$nulls":11},"Astoria Generating",100,"ArcLight Capital Partners LLC",100,"Non-regulated"]
["E F Barrett","2511_G_GT2",2511,"G","GT2",1728,"Combustion Turbine",null,"NY_Z_K","New York",36,"Nassau",59,"36059",17.6,16050,1970,9999,null,null,"N","Natural Gas, Distillate Fuel Oil",{"$nulls":12},1.053,0.0919,0.0919,0.0919,0.0919,{"$nulls":11},"National Grid Generation LLC",100,"National Grid Plc",100,"Regulated"]
["High Falls - Saranac NY","2530_G_3",2530,"G","3",null,"Hydro",null,"NY_Z_D","New York",36,"Clinton",19,"36019",7,0,1956,9999,null,null,"N","Hydro",{"$nulls":13},0,0,0,0,{"$nulls":11},"New York State Electric & Gas Corp",100,"Iberdrola SA",100,"Regulated"]
["Bethlehem Energy Center","2539_G_7",2539,"G","7",1773,"Combined Cycle",null,"NY_Z_F","New York",36,"Albany",1,"36001",177.9,7056,2005,9999,null,null,"N","Natural Gas",{"$nulls":3},"LNB","SCR",{"$nulls":8},0.00723,0.00723,0.00723,0.00723,{"$nulls":11},"PSEG Power New York Inc",100,"Public Service Enterprise Group Inc",100,"Non-regulated"]
["Eagle","2555_G_4",2555,"G","4",null,"Hydro",null,"NY_Z_C&E","New York",36,"Lewis",49,"36049",2,0,1925,9999,null,null,"N","Hydro",{"$nulls":13},0,0,0,0,{"$nulls":11},"Brookfield Renewable Energy Partners LP",100,"Brookfield Asset Management Inc",100,"Non-regulated"]
["Glenwood Hydro","2568_G_1",2568,"G","1",null,"Hydro",null,"NY_Z_B","New York",36,"Orleans",73,"36073",0.5,0,1950,9999,null,null,"N","Hydro",{"$nulls":13},0,0,0,0,{"$nulls":11},"Brookfield Renewable Energy Partners LP",100,"Brookfield Asset Management Inc",100,"Non-regulated"]
["High Dam","2574_G_2",2574,"G","2",null,"Hydro",null,"NY_Z_C&E","New York",36,"Oswego",75,"36075",2.2,0,1928,9999,null,null,"N","Hydro",{"$nulls":13},0,0,0,0,{"$nulls":11},"Oswego (City of)",100,"Oswego (City of)",100,"Regulated"]
["Macomb","2583_G_1",2583,"G","1",null,"Hydro",null,"NY_Z_D","New York",36,"Franklin",33,"36033",0.8,0,1940,9999,null,null,"N","Hydro",{"$nulls":13},0,0,0,0,{"$nulls":11},"Brookfield Renewable Energy Partners LP",100,"Brookfield Asset Management Inc",100,"Non-regulated"]
["Parishville","2597_G_1",2597,"G","1",null,"Hydro",null,"NY_Z_D","New York",36,"St Lawrence",89,"36089",2.3,0,1925,9999,null,null,"N","Hydro",{"$nulls":13},0,0,0,0,{"$nulls":11},"Brookfield Renewable Energy Partners LP",100,"Brookfield Asset Management Inc",100,"Non-regulated"]
["Sherman Island","2609_G_6",2609,"G","6",null,"Hydro",null,"NY_Z_F","New York",36,"Saratoga",91,"36091",1.3,0,2009,9999,null,null,"N","Hydro",{"$nulls":13},0,0,0,0,{"$nulls":11},"Brookfield Renewable Energy Partners LP",100,"Brookfield Asset Management Inc",100,"Non-regulated"]
["Varick","2621_G_3",2621,"G","3",null,"Hydro",null,"NY_Z_C&E","New York",36,"Oswego",75,"36075",1.4,0,1926,9999,null,null,"N","Hydro",{"$nulls":13},0,0,0,0,{"$nulls":11},"Brookfield Renewable Energy Partners LP",100,"Brookfield Asset Management Inc",100,"Non-regulated"]
["Swinging Bridge 2","2634_G_SWI3",2634,"G","SWI3",null,"Hydro",null,"NY_Z_G-I","New York",36,"Sullivan",105,"36105",1.2,0,2019,9999,null,null,"N","Hydro",{"$nulls":13},0,0,0,0,{"$nulls":11},"Eagle Creek Hydro Power LLC",100,"Ontario Power Generation Inc",100,"Non-regulated"]
["Pit 5","268_G_H4",268,"G","H4",null,"Hydro",null,"WEC_CALN","California",6,"Shasta",89,"06089",40,0,1944,9999,null,null,"N","Hydro",{"$nulls":13},0,0,0,0,{"$nulls":11},"Pacific Gas & Electric Co",100,"PG&E Corp",100,"Regulated"]
["Robert Moses Niagara","2693_G_11",2693,"G","11",null,"Hydro",null,"NY_Z_A","New York",36,"Niagara",63,"36063",187.3,0,1962,9999,null,null,"N","Hydro",{"$nulls":13},0,0,0,0,{"$nulls":11},"New York Power Authority",100,"New York Power Authority",100,"Regulated"]
["Robert Moses Power Dam","2694_G_30",2694,"G","30",null,"Hydro",null,"NY_Z_D","New York",36,"St Lawrence",89,"36089",53.5,0,1958,9999,null,null,"N","Hydro",{"$nulls":13},0,0,0,0,{"$nulls":11},"New York Power Authority",100,"New York Power Authority",100,"Regulated"]
["Blewett","2707_G_2",2707,"G","2",null,"Hydro",null,"S_VACA","North Carolina",37,"Anson",7,"37007",4,0,1912,9999,null,null,"N","Hydro",{"$nulls":13},0,0,0,0,{"$nulls":11},"Duke Energy Progress",100,"Duke Energy Corp",100,"Regulated"]
["Blewett","2707_G_GT4",2707,"G","GT4",90045,"Combustion Turbine",null,"S_VACA","North Carolina",37,"Anson",7,"37007",13,25000,1971,9999,null,null,"N","Distillate Fuel Oil",{"$nulls":12},2.3,1.19943,1.19943,1.19943,1.19943,{"$nulls":11},"Duke Energy Progress",100,"Duke Energy Corp",100,"Regulated"]
["Lookout Shoals","2726_G_3",2726,"G","3",null,"Hydro",null,"S_VACA","North Carolina",37,"Iredell",97,"37097",9,0,1915,9999,null,null,"N","Hydro",{"$nulls":13},0,0,0,0,{"$nulls":11},"Duke Energy Carolinas",100,"Duke Energy Corp",100,"Regulated"]
["Nantahala","2747_G_1",2747,"G","1",null,"Hydro",null,"S_VACA","North Carolina",37,"Macon",113,"37113",45,0,1942,9999,null,null,"N","Hydro",{"$nulls":13},0,0,0,0,{"$nulls":11},"Duke Energy Carolinas",100,"Duke Energy Corp",100,"Regulated"]
["Roanoke Rapids","2758_G_2",2758,"G","2",null,"Hydro",null,"PJM_Dom","North Carolina",37,"Halifax",83,"37083",24,0,1955,9999,null,null,"N","Hydro",{"$nulls":13},0,0,0,0,{"$nulls":11},"Virginia Electric & Power Co",100,"Dominion Energy Inc",100,"Regulated"]
["South","280_G_1",280,"G","1",null,"Hydro",null,"WEC_CALN","California",6,"Tehama",103,"06103",7,0,1979,9999,null,null,"N","Hydro",{"$nulls":13},0,0,0,0,{"$nulls":11},"Pacific Gas & Electric Co",100,"PG&E Corp",100,"Regulated"]
["Miami Fort","2832_G_GT3",2832,"G","GT3",null,"Combustion Turbine",null,"PJM_West","Ohio",39,"Hamilton",61,"39061",14,23420,1971,9999,null,null,"N","Distillate Fuel Oil",{"$nulls":12},0.5,0.86604,0.86604,0.86604,0.86604,{"$nulls":11},"Miami Fort Power Co LLC",100,"Vistra Energy",100,"Non-regulated"]
["Geysers Unit 5-20","286_G_U11",286,"G","U11",null,"Geothermal",null,"WEC_CALN","California",6,"Sonoma",97,"06097",68,9771,1975,9999,null,null,"N","Geothermal",{"$nulls":13},0,0,0,0,0.3713,0.3713,0.3713,{"$nulls":8},"Geysers Power Co LLC",100,"Energy Capital Partners",100,"Non-regulated"]
["West Lorain","2869_G_6",2869,"G","6",8324,"Combustion Turbine",null,"PJM_ATSI","Ohio",39,"Lorain",93,"39093",79.6,14558,2001,9999,null,null,"N","Natural Gas, Distillate Fuel Oil",{"$nulls":3},"DLNB + H2O",{"$nulls":8},0.03,0.05828,0.05828,0.05828,0.05828,{"$nulls":11},"Vermillion Power LLC",100,"Starwood Capital Group Global LLC",100,"Non-regulated"]
["Dover","2914_G_5",2914,"G","5",null,"Combustion Turbine","IC Engine","PJM_West","Ohio",39,"Tuscarawas",157,"39157",2.4,10745,1966,9999,null,null,"N","Distillate Fuel Oil",{"$nulls":12},0.5,1.64976,1.64976,1.64976,1.64976,{"$nulls":11},"Dover OH (City of)",100,"Dover OH (City of)",100,"Regulated"]
["Copco 1","294_G_1",294,"G","1",null,"Hydro",null,"WECC_PNW","California",6,"Siskiyou",93,"06093",14,0,1918,9999,null,null,"N","Hydro",{"$nulls":13},0,0,0,0,{"$nulls":11},"PacifiCorp",100,"Berkshire Hathaway Inc",100,"Regulated"]
["Cushing","2975_G_10",2975,"G","10",null,"Combustion Turbine","IC Engine","SPP_WEST","Oklahoma",40,"Payne",119,"40119",4,10745,1972,9999,null,null,"N","Natural Gas, Distillate Fuel Oil",{"$nulls":12},0.8,1.64976,1.64976,1.64976,1.64976,{"$nulls":11},"Cushing OK (City of)",100,"Cushing OK (City of)",100,"Regulated"]
["Salina","2982_G_3",2982,"G","3",null,"Pumped Storage",null,"SPP_WEST","Oklahoma",40,"Mayes",97,"40097",49,0,1968,9999,null,null,"N","Pumped Storage",{"$nulls":13},0,0,0,0,{"$nulls":11},"Grand River Dam Authority",100,"Grand River Dam Authority",100,"Regulated"]
["Pawhuska","2995_G_3",2995,"G","3",null,"Combustion Turbine","IC Engine","SPP_WEST","Oklahoma",40,"Osage",113,"40113",2.5,14775,1966,9999,null,null,"N","Distillate Fuel Oil",{"$nulls":12},0.8,1.64976,1.64976,1.64976,1.64976,{"$nulls":11},"Pawhuska Electric Production",100,"Pawhuska Electric Production",100,"Regulated"]
["Madelia","30_G_1",30,"G","1",null,"Combustion Turbine","IC Engine","MIS_MNWI","Minnesota",27,"Watonwan",165,"27165",3.1,12283,2001,9999,null,null,"N","Natural Gas, Distillate Fuel Oil",{"$nulls":13},1.06095,1.06095,1.06095,1.06095,{"$nulls":11},"Madelia MN (City of)",100,"Madelia MN (City of)",100,"Regulated"]
["Clearwater 2","3021_G_1",3021,"G","1",null,"Hydro",null,"WECC_PNW","Oregon",41,"Douglas",19,"41019",31,0,1953,9999,null,null,"N","Hydro",{"$nulls":13},0,0,0,0,{"$nulls":11},"PacifiCorp",100,"Berkshire Hathaway Inc",100,"Regulated"]
["River Mill","3049_G_5",3049,"G","5",null,"Hydro",null,"WECC_PNW","Oregon",41,"Clackamas",5,"41005",6.6,0,1952,9999,null,null,"N","Hydro",{"$nulls":13},0,0,0,0,{"$nulls":11},"Portland General Electric Co",100,"Portland General Electric Co",100,"Regulated"]
["Sullivan","3053_G_2",3053,"G","2",null,"Hydro",null,"WECC_PNW","Oregon",41,"Clackamas",5,"41005",1.5,0,1952,9999,null,null,"N","Hydro",{"$nulls":13},0,0,0,0,{"$nulls":11},"Portland General Electric Co",100,"Portland General Electric Co",100,"Regulated"]
["Bonneville","3075_G_18",3075,"G","18",null,"Hydro",null,"WECC_PNW","Oregon",41,"Multnomah",51,"41051",66.5,0,1981,9999,null,null,"N","Hydro",{"$nulls":13},0,0,0,0,{"$nulls":11},"USACE Northwestern Division",100,"U S Army Corps of Engineers",100,"Regulated"]
["John Day","3082_G_12",3082,"G","12",null,"Hydro",null,"WECC_PNW","Oregon",41,"Sherman",55,"41055",118,0,1970,9999,null,null,"N","Hydro",{"$nulls":13},0,0,0,0,{"$nulls":11},"USACE Northwestern Division",100,"U S Army Corps of Engineers",100,"Regulated"]
["Brunot Island","3096_G_ST4",3096,"G","ST4",2032,"Combined Cycle",null,"PJM_West","Pennsylvania",42,"Allegheny",3,"42003",101.6,11247,1974,9999,null,null,"N","Natural Gas",{"$nulls":3},"H2O","SCR",{"$nulls":7},0.003,0.03636,0.03636,0.03636,0.03636,{"$nulls":11},"Brunot Island Power LLC",100,"GenOn Energy Inc",100,"Non-regulated"]
["Blossburg","3120_G_1",3120,"G","1",null,"Combustion Turbine",null,"PJM_PENE","Pennsylvania",42,"Tioga",117,"42117",20.9,13745,1971,9999,null,null,"N","Natural Gas",{"$nulls":12},3.7,0.18686,0.18686,0.18686,0.18686,{"$nulls":11},"Blossburg Power LLC",100,"GenOn Energy Inc",100,"Non-regulated"]
["Holtwood","3145_G_HW13",3145,"G","HW13",null,"Hydro",null,"PJM_EMAC","Pennsylvania",42,"Lancaster",71,"42071",1.2,0,2011,9999,null,null,"N","Hydro",{"$nulls":13},0,0,0,0,{"$nulls":11},"BIF III Holtwood LLC",100,"Brookfield Asset Management Inc",100,"Non-regulated"]
["Delaware Generating Station","3160_G_11",3160,"G","11",null,"Combustion Turbine",null,"PJM_EMAC","Pennsylvania",42,"Philadelphia",101,"42101",13,15644,1969,9999,null,null,"N","Distillate Fuel Oil",{"$nulls":12},0.2,0.41347,0.41347,0.41347,0.41347,{"$nulls":11},"Exelon Generation Supply LLC",100,"Exelon Corp",100,"Non-regulated"]
["Castaic","392_G_4",392,"G","4",null,"Pumped Storage",null,"WEC_LADW","California",6,"Los Angeles",37,"06037",270.5,0,1977,9999,null,null,"N","Pumped Storage",{"$nulls":13},0,0,0,0,{"$nulls":11},"Los Angeles Dept of Water & Power",100,"Los Angeles Dept of Water & Power",100,"Regulated"]
["Safe Harbor","3175_G_41",3175,"G","41",null,"Hydro",null,"PJM_WMAC","Pennsylvania",42,"Lancaster",71,"42071",2,0,1931,9999,null,null,"N","Hydro",{"$nulls":13},0,0,0,0,{"$nulls":11},"Safe Harbor Water Power Corp",100,"Brookfield Asset Management Inc",100,"Non-regulated"]
["Big Creek 2","318_G_5",318,"G","5",null,"Hydro",null,"WECC_SCE","California",6,"Fresno",19,"06019",17.5,0,1921,9999,null,null,"N","Hydro",{"$nulls":13},0,0,0,0,{"$nulls":11},"Southern California Edison Co",100,"Edison International",100,"Regulated"]
["Bishop Creek 4","325_G_3",325,"G","3",null,"Hydro",null,"WECC_SCE","California",6,"Inyo",27,"06027",2,0,1906,9999,null,null,"N","Hydro",{"$nulls":13},0,0,0,0,{"$nulls":11},"Southern California Edison Co",100,"Edison International",100,"Regulated"]
["Fishing Creek","3257_G_1",3257,"G","1",null,"Hydro",null,"S_VACA","South Carolina",45,"Chester",23,"45023",11,0,1916,9999,null,null,"N","Hydro",{"$nulls":13},0,0,0,0,{"$nulls":11},"Duke Energy Carolinas",100,"Duke Energy Corp",100,"Regulated"]
["Saluda Dam","3267_G_2",3267,"G","2",null,"Hydro",null,"S_VACA","South Carolina",45,"Greenville",45,"45045",0.6,0,1996,9999,null,null,"N","Hydro",{"$nulls":13},0,0,0,0,{"$nulls":11},"Northbrook Carolina Hydro LLC",100,"Ares Management LP",100,"Non-regulated"]
["Wateree Hydro","3270_G_4",3270,"G","4",null,"Hydro",null,"S_VACA","South Carolina",45,"Kershaw",55,"45055",17,0,1919,9999,null,null,"N","Hydro",{"$nulls":13},0,0,0,0,{"$nulls":11},"Duke Energy Carolinas",100,"Duke Energy Corp",100,"Regulated"]
["Chief Joseph","3921_G_4",3921,"G","4",null,"Hydro",null,"WECC_PNW","Washington",53,"Douglas",17,"53017",88.2,0,1958,9999,null,null,"N","Hydro",{"$nulls":13},0,0,0,0,{"$nulls":11},"USACE Northwestern Division",100,"U S Army Corps of Engineers",100,"Regulated"]
["Du Bay","3972_G_2",3972,"G","2",null,"Hydro",null,"MIS_WUMS","Wisconsin",55,"Portage",97,"55097",2,0,1942,9999,null,null,"N","Hydro",{"$nulls":13},0,0,0,0,{"$nulls":11},"Consolidated Water Power Co",100,"Verso Paper Corp",100,"Regulated"]
["Wisconsin Rapids","3974_G_9",3974,"G","9",null,"Hydro",null,"MIS_WUMS","Wisconsin",55,"Wood",141,"55141",0.6,0,1903,9999,null,null,"N","Hydro",{"$nulls":13},0,0,0,0,{"$nulls":11},"Consolidated Water Power Co",100,"Verso Paper Corp",100,"Regulated"]
["Lockhart","3275_G_HY1",3275,"G","HY1",null,"Hydro",null,"S_VACA","South Carolina",45,"Union",87,"45087",4.2,0,1921,9999,null,null,"N","Hydro",{"$nulls":13},0,0,0,0,{"$nulls":11},"Lockhart Power Co",100,"Milliken & Co",100,"Regulated"]
["Parr Hydro","3290_G_6",3290,"G","6",null,"Hydro",null,"S_VACA","South Carolina",45,"Fairfield",39,"45039",4.7,0,1921,9999,null,null,"N","Hydro",{"$nulls":13},0,0,0,0,{"$nulls":11},"Dominion Energy South Carolina",100,"Dominion Energy Inc",100,"Regulated"]
["Hilton Head","3318_G_1",3318,"G","1",88281,"Combustion Turbine",null,"S_VACA","South Carolina",45,"Beaufort",13,"45013",16,24821,1973,9999,null,null,"N","Distillate Fuel Oil",{"$nulls":12},3.5,1.19559,1.19559,1.19559,1.19559,{"$nulls":11},"Central Electric Power Coop Inc (SC)",100,"Central Electric Power Coop Inc",100,"Regulated"]
["Oahe","3356_G_7",3356,"G","7",null,"Hydro",null,"SPP_WAUE","South Dakota",46,"Hughes",65,"46065",102,0,1963,9999,null,null,"N","Hydro",{"$nulls":13},0,0,0,0,{"$nulls":11},"USACE Omaha District",100,"U S Army Corps of Engineers",100,"Regulated"]
["Big Bend Dam","3375_G_8",3375,"G","8",null,"Hydro",null,"SPP_WAUE","South Dakota",46,"Buffalo",17,"46017",65,0,1966,9999,null,null,"N","Hydro",{"$nulls":13},0,0,0,0,{"$nulls":11},"USACE Omaha District",100,"U S Army Corps of Engineers",100,"Regulated"]
["Cherokee Dam","3397_G_2",3397,"G","2",null,"Hydro",null,"S_C_TVA","Tennessee",47,"Jefferson",89,"47089",39.8,0,1953,9999,null,null,"N","Hydro",{"$nulls":13},0,0,0,0,{"$nulls":11},"Tennessee Valley Authority",100,"Tennessee Valley Authority",100,"Regulated"]
["Gallatin (TN)","3403_G_GT4",3403,"G","GT4",88165,"Combustion Turbine",null,"S_C_TVA","Tennessee",47,"Sumner",165,"47165",71.5,12635,1975,9999,null,null,"N","Natural Gas, Distillate Fuel Oil",{"$nulls":12},5,0.38898,0.38898,0.38898,0.38898,{"$nulls":11},"Tennessee Valley Authority",100,"Tennessee Valley Authority",100,"Regulated"]
["Nickajack","3409_G_1",3409,"G","1",null,"Hydro",null,"S_C_TVA","Tennessee",47,"Marion",115,"47115",28.3,0,1968,9999,null,null,"N","Hydro",{"$nulls":13},0,0,0,0,{"$nulls":11},"Tennessee Valley Authority",100,"Tennessee Valley Authority",100,"Regulated"]
["Watts Bar Hydro","3420_G_HY4",3420,"G","HY4",null,"Hydro",null,"S_C_TVA","Tennessee",47,"Rhea",143,"47143",39.2,0,1944,9999,null,null,"N","Hydro",{"$nulls":13},0,0,0,0,{"$nulls":11},"Tennessee Valley Authority",100,"Tennessee Valley Authority",100,"Regulated"]
["Wilbur","3421_G_4",3421,"G","4",null,"Hydro",null,"S_C_TVA","Tennessee",47,"Carter",19,"47019",7,0,1950,9999,null,null,"N","Hydro",{"$nulls":13},0,0,0,0,{"$nulls":11},"Tennessee Valley Authority",100,"Tennessee Valley Authority",100,"Regulated"]
["Newman","3456_G_5CT1",3456,"G","5CT1",91266,"Combined Cycle",null,"WECC_NM","Texas",48,"El Paso",141,"48141",67,9283,2009,9999,null,null,"N","Natural Gas",{"$nulls":3},"DLNB","SCR",{"$nulls":8},0.01842,0.00989,0.01842,0.00989,{"$nulls":11},"El Paso Electric Co",100,"JPMorgan Chase & Co",100,"Regulated"]
["Morgan Creek","3492_G_CT2",3492,"G","CT2",90018,"Combustion Turbine",null,"ERC_WEST","Texas",48,"Mitchell",335,"48335",65,15037,1988,9999,null,null,"N","Natural Gas, Distillate Fuel Oil",{"$nulls":3},"H2O",{"$nulls":8},0.5,0.70036,0.70036,0.70036,0.70036,{"$nulls":11},"Luminant",100,"Vistra Energy",100,"Non-regulated"]
["Poole","353_G_1",353,"G","1",null,"Hydro",null,"WECC_SCE","California",6,"Mono",51,"06051",11.3,0,1924,9999,null,null,"N","Hydro",{"$nulls":13},0,0,0,0,{"$nulls":11},"Southern California Edison Co",100,"Edison International",100,"Regulated"]
["Abbott TP 3","3581_G_2",3581,"G","2",null,"Hydro",null,"ERC_REST","Texas",48,"Guadalupe",187,"48187",1.4,0,1927,9999,null,null,"N","Hydro",{"$nulls":13},0,0,0,0,{"$nulls":11},"Guadalupe Blanco River Authority",100,"Guadalupe Blanco River Authority",100,"Regulated"]
["Marble Falls","3599_G_2",3599,"G","2",null,"Hydro",null,"ERC_REST","Texas",48,"Burnet",53,"48053",19.8,0,1951,9999,null,null,"N","Hydro",{"$nulls":13},0,0,0,0,{"$nulls":11},"Lower Colorado River Authority",100,"Lower Colorado River Authority",100,"Regulated"]
["Pearsall","3630_G_15A",3630,"G","15A",null,"Combustion Turbine","IC Engine","ERC_REST","Texas",48,"Frio",163,"48163",8.4,10745,2010,9999,null,null,"N","Natural Gas",{"$nulls":13},0.01781,0.01781,0.01781,0.01781,{"$nulls":11},"South Texas Electric Coop Inc",100,"South Texas Electric Coop Inc",100,"Regulated"]
["Granite","3651_G_1",3651,"G","1",null,"Hydro",null,"WECC_UT","Utah",49,"Salt Lake",35,"49035",1.2,0,1896,9999,null,null,"N","Hydro",{"$nulls":13},0,0,0,0,{"$nulls":11},"PacifiCorp",100,"Berkshire Hathaway Inc",100,"Regulated"]
["Bartholomew","3688_G_2",3688,"G","2",null,"Hydro",null,"WECC_UT","Utah",49,"Utah",49,"49049",1,0,1988,9999,null,null,"N","Hydro",{"$nulls":13},0,0,0,0,{"$nulls":11},"Springville UT (City of)",100,"Springville UT (City of)",100,"Regulated"]
["Cavendish","3710_G_1",3710,"G","1",null,"Hydro",null,"NENGREST","Vermont",50,"Windsor",27,"50027",0.4,0,1907,9999,null,null,"N","Hydro",{"$nulls":13},0,0,0,0,{"$nulls":11},"Green Mountain Power Corp",100,"Gaz Métropolitain & Co LP",100,"Regulated"]
["Newport","3731_G_3",3731,"G","3",null,"Hydro",null,"NENGREST","Vermont",50,"Orleans",19,"50019",0.6,0,1936,9999,null,null,"N","Hydro",{"$nulls":13},0,0,0,0,{"$nulls":11},"Gravity Renewables Inc",100,"Gravity Renewables Inc",100,"Non-regulated"]
["Harriman","3746_G_GEN2",3746,"G","GEN2",null,"Hydro",null,"NENGREST","Vermont",50,"Windham",25,"50025",13.6,0,1924,9999,null,null,"N","Hydro",{"$nulls":13},0,0,0,0,{"$nulls":11},"Great River Hydro LLC",100,"ArcLight Capital Partners LLC",100,"Non-regulated"]
["Grayson","377_G_8BC",377,"G","8BC",null,"Combined Cycle",null,"WEC_LADW","California",6,"Los Angeles",37,"06037",46,11114,1977,9999,"other","dry","N","Natural Gas",{"$nulls":4},"SCR",{"$nulls":8},0.21719,0.04344,0.21719,0.04344,{"$nulls":11},"Glendale Water & Power",100,"Glendale Water & Power",100,"Regulated"]
["Newport Hydro Station","3790_G_2",3790,"G","2",null,"Hydro",null,"PJM_West","Virginia",51,"Page",139,"51139",0.5,0,1923,9999,null,null,"N","Hydro",{"$nulls":13},0,0,0,0,{"$nulls":11},"PE Hydro Generation LLC",100,"Ontario Power Generation Inc",100,"Non-regulated"]
["Cushaw","3798_G_2",3798,"G","2",null,"Hydro",null,"PJM_Dom","Virginia",51,"Amherst",9,"51009",0.4,0,1930,9999,null,null,"N","Hydro",{"$nulls":13},0,0,0,0,{"$nulls":11},"Cushaw Hydro LLC",100,"Cushaw Hydro LLC",100,"Regulated"]
["Moccasin","381_G_1",381,"G","1",null,"Hydro",null,"WEC_CALN","California",6,"Tuolumne",109,"06109",50,0,1969,9999,null,null,"N","Hydro",{"$nulls":13},0,0,0,0,{"$nulls":11},"City & County of San Francisco",100,"City & County of San Francisco",100,"Regulated"]
["John H Kerr","3833_G_4",3833,"G","4",null,"Hydro",null,"PJM_Dom","Virginia",51,"Mecklenburg",117,"51117",46.8,0,1953,9999,null,null,"N","Hydro",{"$nulls":13},0,0,0,0,{"$nulls":11},"USACE Wilmington District",100,"U S Army Corps of Engineers",100,"Regulated"]
["Drop 3 (CA)","386_G_2",386,"G","2",null,"Hydro",null,"WECC_IID","California",6,"Imperial",25,"06025",4.4,0,1966,9999,null,null,"N","Hydro",{"$nulls":13},0,0,0,0,{"$nulls":11},"Imperial Irrigation District",100,"Imperial Irrigation District",100,"Regulated"]
["Long Lake","3867_G_1",3867,"G","1",null,"Hydro",null,"WECC_PNW","Washington",53,"Lincoln",43,"53043",22.4,0,1915,9999,null,null,"N","Hydro",{"$nulls":13},0,0,0,0,{"$nulls":11},"Avista Corp",100,"Avista Corp",100,"Regulated"]
["Wells","3886_G_U-10",3886,"G","U-10",null,"Hydro",null,"WECC_PNW","Washington",53,"Douglas",17,"53017",84,0,1969,9999,null,null,"N","Hydro",{"$nulls":13},0,0,0,0,{"$nulls":11},"PUD No 1 of Douglas County",100,"PUD No 1 of Douglas County",100,"Regulated"]
["El Centro Hybrid","389_G_2A",389,"G","2A",255,"Combined Cycle",null,"WECC_IID","California",6,"Imperial",25,"06025",73,8128,1993,9999,null,null,"N","Natural Gas, Distillate Fuel Oil",{"$nulls":4},"SCR",{"$nulls":8},0.03817,0.03817,0.03817,0.03817,{"$nulls":11},"Imperial Irrigation District",100,"Imperial Irrigation District",100,"Regulated"]
["The Dalles","3895_G_17",3895,"G","17",null,"Hydro",null,"WECC_PNW","Oregon",41,"Wasco",65,"41065",86,0,1973,9999,null,null,"N","Hydro",{"$nulls":13},0,0,0,0,{"$nulls":11},"USACE Northwestern Division",100,"U S Army Corps of Engineers",100,"Regulated"]
["Alder","3913_G_12",3913,"G","12",null,"Hydro",null,"WECC_PNW","Washington",53,"Pierce",53,"53053",25.2,0,1945,9999,null,null,"N","Hydro",{"$nulls":13},0,0,0,0,{"$nulls":11},"Tacoma Public Utilities",100,"Tacoma Public Utilities",100,"Regulated"]
["Harbor","399_G_GT10",399,"G","GT10",262,"Combustion Turbine",null,"WEC_LADW","California",6,"Los Angeles",37,"06037",47.4,11029,2002,9999,null,null,"N","Natural Gas",{"$nulls":4},"SCR",{"$nulls":7},0.74,0.02694,0.02694,0.02694,0.02694,{"$nulls":11},"Los Angeles Dept of Water & Power",100,"Los Angeles Dept of Water & Power",100,"Regulated"]
["Haynes","400_G_14",400,"G","14",90758,"Combustion Turbine",null,"WEC_LADW","California",6,"Los Angeles",37,"06037",99.2,10745,2013,9999,null,null,"N","Natural Gas",{"$nulls":3},"H2O","SCR",{"$nulls":8},0.00966,0.00966,0.00966,0.00966,{"$nulls":11},"Los Angeles Dept of Water & Power",100,"Los Angeles Dept of Water & Power",100,"Regulated"]
["French Island","4005_G_4",4005,"G","4",90032,"Combustion Turbine",null,"MIS_MNWI","Wisconsin",55,"La Crosse",63,"55063",58,21386,1974,2030,null,null,"N","Distillate Fuel Oil",{"$nulls":13},1.2001,1.2001,1.2001,1.2001,{"$nulls":11},"Northern States Power Co (Wisconsin)",100,"Xcel Energy Inc",100,"Regulated"]
["Scattergood","404_G_4",404,"G","4",90958,"Combined Cycle",null,"WEC_LADW","California",6,"Los Angeles",37,"06037",206,7126,2015,9999,null,null,"N","Natural Gas",{"$nulls":3},"NH3","SCR",{"$nulls":8},0.0054,0.0054,0.0054,0.0054,{"$nulls":11},"Los Angeles Dept of Water & Power",100,"Los Angeles Dept of Water & Power",100,"Regulated"]
["Point Beach Nuclear Plant","4046_G_2",4046,"G","2",null,"Nuclear",null,"MIS_WUMS","Wisconsin",55,"Manitowoc",71,"55071",599.2,10456,1972,9999,null,null,"N","Nuclear Fuel",{"$nulls":13},0,0,0,0,{"$nulls":11},"NextEra Energy Point Beach LLC",100,"NextEra Energy Inc",100,"Non-regulated"]
["Grandfather Falls","4063_G_1",4063,"G","1",null,"Hydro",null,"MIS_WUMS","Wisconsin",55,"Lincoln",69,"55069",11,0,1938,9999,null,null,"N","Hydro",{"$nulls":13},0,0,0,0,{"$nulls":11},"Wisconsin Public Service Corp",100,"WEC Energy Group Inc",100,"Regulated"]
["Merrill","4068_G_2",4068,"G","2",null,"Hydro",null,"MIS_WUMS","Wisconsin",55,"Lincoln",69,"55069",0.4,0,1917,9999,null,null,"N","Hydro",{"$nulls":13},0,0,0,0,{"$nulls":11},"Wisconsin Public Service Corp",100,"WEC Energy Group Inc",100,"Regulated"]
["Petenwell","4080_G_3",4080,"G","3",null,"Hydro",null,"MIS_WUMS","Wisconsin",55,"Juneau",57,"55057",5,0,1949,9999,null,null,"N","Hydro",{"$nulls":13},0,0,0,0,{"$nulls":11},"Wisconsin River Power Co",100,"Alliant Energy Corp",100,"Regulated"]
["Barron","4102_G_4",4102,"G","4",null,"Combustion Turbine","IC Engine","MIS_MNWI","Wisconsin",55,"Barron",5,"55005",1.1,12283,1998,9999,null,null,"N","Distillate Fuel Oil",{"$nulls":12},3,1.64976,1.64976,1.64976,1.64976,{"$nulls":11},"Barron WI (City of)",100,"Barron WI (City of)",100,"Regulated"]
["Rapide Croche","4122_G_4",4122,"G","4",null,"Hydro",null,"MIS_WUMS","Wisconsin",55,"Outagamie",87,"55087",0.6,0,1926,9999,null,null,"N","Hydro",{"$nulls":13},0,0,0,0,{"$nulls":11},"Kaukauna WI (City of)",100,"Kaukauna WI (City of)",100,"Regulated"]
["Glendo","4177_G_1",4177,"G","1",null,"Hydro",null,"WECC_WY","Wyoming",56,"Platte",31,"56031",19,0,1958,9999,null,null,"N","Hydro",{"$nulls":13},0,0,0,0,{"$nulls":11},"U S Bureau of Reclamation",100,"U S Bureau of Reclamation",100,"Regulated"]
["Kelly Ridge","418_G_1",418,"G","1",null,"Hydro",null,"WEC_CALN","California",6,"Butte",7,"06007",10,0,1963,9999,null,null,"N","Hydro",{"$nulls":13},0,0,0,0,{"$nulls":11},"South Feather Water & Power Agency",100,"South Feather Water & Power Agency",100,"Regulated"]
["Easton 2","4257_G_203",4257,"G","203",null,"Combustion Turbine",null,"PJM_EMAC","Maryland",24,"Talbot",41,"24041",4.5,13367,2004,9999,null,null,"N","Distillate Fuel Oil",{"$nulls":12},0.3,0.10188,0.10188,0.10188,0.10188,{"$nulls":11},"Easton Utilities Commission",100,"Easton Utilities",100,"Regulated"]
["Camino","430_G_H2",430,"G","H2",null,"Hydro",null,"WEC_BANC","California",6,"El Dorado",17,"06017",77,0,1968,9999,null,null,"N","Hydro",{"$nulls":13},0,0,0,0,{"$nulls":11},"Sacramento Municipal Utility District",100,"Sacramento Municipal Utility District",100,"Regulated"]
["Don Pedro","439_G_3",439,"G","3",null,"Hydro",null,"WEC_CALN","California",6,"Tuolumne",109,"06109",55,0,1971,9999,null,null,"N","Hydro",{"$nulls":13},0,0,0,0,{"$nulls":11},"Turlock Irrigation District",68.46,"Turlock Irrigation District",68.46,"Regulated"]
["Southwestern Bell Telephone","54858_G_E/G3",54858,"G","E/G3",null,"Combustion Turbine","IC Engine","MIS_MO","Missouri",29,"St Louis City",510,"29510",2,13469,1992,9999,null,null,"N","Distillate Fuel Oil",{"$nulls":13},1.64976,1.64976,1.64976,1.64976,{"$nulls":11},"Southwestern Bell Telephone Co",100,"AT&T Inc",100,"Non-regulated"]
["Trinity","451_G_2",451,"G","2",null,"Hydro",null,"WEC_CALN","California",6,"Trinity",105,"06105",70,0,1964,9999,null,null,"N","Hydro",{"$nulls":13},0,0,0,0,{"$nulls":11},"U S Bureau of Reclamation",100,"U S Bureau of Reclamation",100,"Regulated"]
["Colbert","47_G_GT4",47,"G","GT4",88153,"Combustion Turbine",null,"S_C_TVA","Alabama",1,"Colbert",33,"01033",45.4,14638,1972,9999,null,null,"N","Natural Gas, Distillate Fuel Oil",{"$nulls":12},4,0.48169,0.48169,0.48169,0.48169,{"$nulls":11},"Tennessee Valley Authority",100,"Tennessee Valley Authority",100,"Regulated"]
["Coyote Creek","483_G_1",483,"G","1",null,"Hydro",null,"WECC_SCE","California",6,"Orange",59,"06059",3.1,0,1984,9999,null,null,"N","Hydro",{"$nulls":13},0,0,0,0,{"$nulls":11},"Metropolitan Water District",100,"Metropolitan Water District",100,"Regulated"]
["Martin Drake","492_G_A1",492,"G","A1",null,"Combustion Turbine",null,"WECC_CO","Colorado",8,"El Paso",41,"08041",27.3,9905,2023,9999,null,null,"N","Natural Gas",{"$nulls":13},0.011,0.011,0.011,0.011,{"$nulls":11},"City of Colorado Springs - (CO)",100,"City of Colorado Springs - (CO)",100,"Regulated"]
["Linden Cogen Plant","50006_G_GTG1",50006,"G","GTG1",3631,"Combined Cycle",null,"NY_Z_J","New Jersey",34,"Union",39,"34039",98.9,6069,1992,9999,null,null,"Y","Natural Gas",{"$nulls":3},"STM","SCR",{"$nulls":8},0.02395,0.02395,0.02395,0.02395,{"$nulls":11},"Cogeneration Technologies Linden Venture LP",100,"Chubu Electric Power Co",100,"Non-regulated"]
["Narrows (NC)","54894_G_YN1",54894,"G","YN1",null,"Hydro",null,"S_VACA","North Carolina",37,"Stanly",167,"37167",30,0,1917,9999,null,null,"N","Hydro",{"$nulls":13},0,0,0,0,{"$nulls":11},"Cube Yadkin Generation LLC",100,"Ontario Power Generation Inc",100,"Regulated"]
["Brent Run Generating Station","54910_G_7-4",54910,"G","7-4",null,"Landfill Gas",null,"MIS_LMI","Michigan",26,"Genesee",49,"26049",1.6,13500,2012,9999,null,null,"N","Landfill Gas",{"$nulls":13},0.19329,0.19329,0.19329,0.19329,{"$nulls":11},"Energy Developments Inc",100,"Energy Developments",100,"Non-regulated"]
["Prairie View I & II LFGTE","54926_G_II-1",54926,"G","II-1",null,"Landfill Gas",null,"PJM_West","Indiana",18,"St Joseph",141,"18141",0.8,13500,2007,9999,null,null,"N","Landfill Gas",{"$nulls":13},0.24082,0.24082,0.24082,0.24082,{"$nulls":11},"Wabash Valley Power Association Inc",100,"Wabash Valley Power Association Inc",100,"Regulated"]
["Linden Cogen Plant","50006_G_STG1",50006,"G","STG1",3631,"Combined Cycle",null,"NY_Z_J","New Jersey",34,"Union",39,"34039",98.9,6069,1992,9999,null,null,"Y","Natural Gas",{"$nulls":3},"STM","SCR",{"$nulls":8},0.02395,0.02395,0.02395,0.02395,{"$nulls":11},"Cogeneration Technologies Linden Venture LP",100,"Chubu Electric Power Co",100,"Non-regulated"]
["International Paper Jay Hydro","50047_G_GEN2",50047,"G","GEN2",null,"Hydro",null,"NENG_ME","Maine",23,"Franklin",7,"23007",0.5,0,1912,9999,null,null,"N","Hydro",{"$nulls":13},0,0,0,0,{"$nulls":11},"Eagle Creek Renewable Energy LLC",100,"Ontario Power Generation Inc",100,"Non-regulated"]
["International Paper Riley Hydro","50081_G_GEN5",50081,"G","GEN5",null,"Hydro",null,"NENG_ME","Maine",23,"Franklin",7,"23007",1.1,0,1981,9999,null,null,"N","Hydro",{"$nulls":13},0,0,0,0,{"$nulls":11},"Eagle Creek Renewable Energy LLC",100,"Ontario Power Generation Inc",100,"Non-regulated"]
["Hal C Weaver Power Plant","50118_G_GEN9",50118,"G","GEN9",null,"Combined Cycle",null,"ERC_REST","Texas",48,"Travis",453,"48453",26.1,5500,2004,9999,null,null,"Y","Natural Gas, Distillate Fuel Oil",{"$nulls":4},"SCR",{"$nulls":8},0.14455,0.03115,0.14455,0.03115,{"$nulls":11},"University of Texas At Austin",100,"University of Texas System (The)",100,"Non-regulated"]
["Indian Valley Dam Hydro Project","50129_G_8332",50129,"G","8332",null,"Hydro",null,"WEC_CALN","California",6,"Lake",33,"06033",0.1,0,1983,9999,null,null,"N","Hydro",{"$nulls":13},0,0,0,0,{"$nulls":11},"Yolo County Flood Control & Water Conservation District",100,"Yolo County Flood Control & Water Conservation District",100,"Non-regulated"]
["Holly","502_G_CAT",502,"G","CAT",null,"Combustion Turbine","IC Engine","WECC_CO","Colorado",8,"Prowers",99,"08099",1.7,15892,2007,9999,null,null,"N","Distillate Fuel Oil",{"$nulls":13},1.64976,1.64976,1.64976,1.64976,{"$nulls":11},"Holly CO (City of)",100,"Holly CO (City of)",100,"Regulated"]
["Frankenheimer Power Plant","50219_G_U1",50219,"G","U1",null,"Hydro",null,"WEC_CALN","California",6,"Stanislaus",99,"06099",4,0,1983,9999,null,null,"N","Hydro",{"$nulls":13},0,0,0,0,{"$nulls":11},"South San Joaquin Irrigation District",100,"South San Joaquin Irrigation District",100,"Non-regulated"]
["Worumbo Hydro Station","50278_G_GEN2",50278,"G","GEN2",null,"Hydro",null,"NENG_ME","Maine",23,"Androscoggin",1,"23001",4.6,0,1989,9999,null,null,"N","Hydro",{"$nulls":13},0,0,0,0,{"$nulls":11},"Miller Hydro Group Inc",100,"Miller Hydro Group Inc",100,"Non-regulated"]
["Pembroke Hydro","50312_G_1",50312,"G","1",null,"Hydro",null,"NENGREST","New Hampshire",33,"Merrimack",13,"33013",0.6,0,1985,9999,null,null,"N","Hydro",{"$nulls":13},0,0,0,0,{"$nulls":11},"Pembroke Hydro Associates",100,"Hudson Clean Energy Partners LP",100,"Non-regulated"]
["Penacook Lower Falls","50353_G_1",50353,"G","1",null,"Hydro",null,"NENGREST","New Hampshire",33,"Merrimack",13,"33013",4.6,0,1983,9999,null,null,"N","Hydro",{"$nulls":13},0,0,0,0,{"$nulls":11},"New Hampshire Hydro Associates",100,"Essex Hydro Associates LLC",100,"Non-regulated"]
["Gregg Falls","50384_G_1",50384,"G","1",null,"Hydro",null,"NENGREST","New Hampshire",33,"Hillsborough",11,"33011",2.1,0,1985,9999,null,null,"N","Hydro",{"$nulls":13},0,0,0,0,{"$nulls":11},"Gregg Falls Hydro Electric Partnership",100,"Hudson Clean Energy Partners LP",100,"Non-regulated"]
["Chester Operations","50410_G_6A",50410,"G","6A",null,"Combined Cycle",null,"PJM_EMAC","Pennsylvania",42,"Delaware",45,"42045",14.1,6370,2020,9999,null,null,"Y","Natural Gas, Distillate Fuel Oil",{"$nulls":13},0.011,0.011,0.011,0.011,{"$nulls":11},"Kimberly-Clark Corp",100,"Kimberly-Clark Corp",100,"Non-regulated"]
["Bronx Zoo","50427_G_GEN3",50427,"G","GEN3",null,"Combustion Turbine","IC Engine","NY_Z_J","New York",36,"Bronx",5,"36005",1.1,8700,1991,9999,null,null,"Y","Natural Gas",{"$nulls":12},0.316,0.50846,0.50846,0.50846,0.50846,{"$nulls":11},"New York Zoological Society",100,"New York Zoological Society",100,"Non-regulated"]
["Sugarloaf Hydro Plant","50435_G_SUG1",50435,"G","SUG1",null,"Hydro",null,"WECC_CO","Colorado",8,"Lake",65,"08065",2.5,0,1985,9999,null,null,"N","Hydro",{"$nulls":13},0,0,0,0,{"$nulls":11},"STS HydroPower Ltd",100,"Energy Investors Funds Group",100,"Non-regulated"]
["PPG Powerhouse C","50489_G_C2",50489,"G","C2",null,"Combustion Turbine",null,"MIS_WOTA","Louisiana",22,"Calcasieu",19,"22019",55,8700,1978,9999,"tangential",null,"Y","Natural Gas",{"$nulls":12},5.261,0.5135,0.5135,0.5135,0.5135,{"$nulls":11},"PPG Industries Inc",100,"PPG Industries Inc",100,"Non-regulated"]
["Victory Garden (Tehachapi)","50532_G_15SLE",50532,"G","15SLE",null,"Onshore Wind",null,"WECC_SCE","California",6,"Kern",29,"06029",1.5,0,2000,9999,null,null,"N","Wind",{"$nulls":13},0,0,0,0,{"$nulls":11},"Terra Gen VG Wind LLC",100,"Energy Capital Partners",100,"Non-regulated"]
["New Milford Gas Recovery","50564_G_GEN4",50564,"G","GEN4",null,"Landfill Gas",null,"NENG_CT","Connecticut",9,"Litchfield",5,"09005",0.8,14103,2008,9999,null,null,"N","Landfill Gas",{"$nulls":13},0.24082,0.24082,0.24082,0.24082,{"$nulls":11},"WM Renewable Energy LLC",100,"Waste Management Inc",100,"Non-regulated"]
["High Acres Gas Recovery","50568_G_GEN8",50568,"G","GEN8",null,"Landfill Gas",null,"NY_Z_C&E","New York",36,"Monroe",55,"36055",1.6,13500,2008,9999,null,null,"N","Landfill Gas",{"$nulls":13},0.24082,0.24082,0.24082,0.24082,{"$nulls":11},"WM Renewable Energy LLC",100,"Waste Management Inc",100,"Non-regulated"]
["Paulsboro Refinery","50628_G_GEN1",50628,"G","GEN1",null,"Combustion Turbine",null,"PJM_EMAC","New Jersey",34,"Gloucester",15,"34015",27,8700,1991,9999,null,null,"Y","Natural Gas",{"$nulls":13},0.09481,0.09481,0.09481,0.09481,{"$nulls":11},"Paulsboro Refining Co LLC",100,"PBF Holding Co LLC",100,"Non-regulated"]
["Steamboat Hills LP","50654_G_OEC52",50654,"G","OEC52",null,"Geothermal",null,"WECC_NNV","Nevada",32,"Washoe",31,"32031",4,30000,2020,9999,null,null,"N","Geothermal",{"$nulls":13},0,0,0,0,0.4563,0.4563,0.4563,{"$nulls":8},"Ormat Nevada Inc",100,"Ormat Nevada Inc",100,"Non-regulated"]
["JM Shafer Generating Station","50707_G_LMA",50707,"G","LMA",90505,"Combined Cycle",null,"WECC_CO","Colorado",8,"Weld",123,"08123",40.1,9308,1994,9999,null,null,"Y","Natural Gas",{"$nulls":3},"STM",{"$nulls":9},0.08869,0.08869,0.08869,0.08869,{"$nulls":11},"Thermo Cogeneration Partner LP",100,"Tri State Generation & Transmission Association Inc",100,"Regulated"]
["Pontook Hydro Facility","50741_G_GEN3",50741,"G","GEN3",null,"Hydro",null,"NENGREST","New Hampshire",33,"Coos",7,"33007",3.5,0,1986,9999,null,null,"N","Hydro",{"$nulls":13},0,0,0,0,{"$nulls":11},"Pontook Operating LP",100,"Great Lakes Hydro Income Fund (The)",100,"Non-regulated"]
["West End Dam Hydroelectric Project","50759_G_GEN2",50759,"G","GEN2",null,"Hydro",null,"NY_Z_C&E","New York",36,"Jefferson",45,"36045",2.1,0,1985,9999,null,null,"N","Hydro",{"$nulls":13},0,0,0,0,{"$nulls":11},"West End Dam Associates",100,"Theolia Group",100,"Non-regulated"]
["PE Berkeley","50849_G_GEN1",50849,"G","GEN1",null,"Combined Cycle",null,"WEC_CALN","California",6,"Alameda",1,"06001",22,5639,1987,9999,null,null,"Y","Natural Gas, Distillate Fuel Oil",{"$nulls":13},0.04937,0.04937,0.04937,0.04937,{"$nulls":11},"PE Berkeley Inc",100,"Olympus Holdings LLC",100,"Non-regulated"]
["S E Hazelton A","50896_G_GEN2",50896,"G","GEN2",null,"Hydro",null,"WECC_ID","Idaho",16,"Jerome",53,"16053",2.8,0,1990,9999,null,null,"N","Hydro",{"$nulls":13},0,0,0,0,{"$nulls":11},"Se Hazelton A LP",100,"Enel SpA",100,"Non-regulated"]
["Hardee Power Station","50949_G_GEN4",50949,"G","GEN4",null,"Combustion Turbine",null,"FRCC","Florida",12,"Hardee",49,"12049",70,13552,1993,9999,null,null,"N","Natural Gas, Distillate Fuel Oil",{"$nulls":3},"H2O",{"$nulls":8},0.8,0.1518,0.1518,0.1518,0.1518,{"$nulls":11},"Hardee Power Partners Ltd",100,"Invenergy LLC",100,"Non-regulated"]
["Carr Street Generating Station","50978_G_GEN3",50978,"G","GEN3",3708,"Combined Cycle",null,"NY_Z_C&E","New York",36,"Onondaga",67,"36067",23,8755,1993,9999,null,null,"N","Natural Gas, Distillate Fuel Oil",{"$nulls":3},"H2O + NH3","SCR",{"$nulls":8},0.02706,0.02706,0.02706,0.02706,{"$nulls":11},"Carr Street Generating Station LP",100,"Brookfield Asset Management Inc",100,"Non-regulated"]
["Big Thompson","515_G_1",515,"G","1",null,"Hydro",null,"WECC_CO","Colorado",8,"Larimer",69,"08069",5.2,0,1959,9999,null,null,"N","Hydro",{"$nulls":13},0,0,0,0,{"$nulls":11},"U S Bureau of Reclamation",100,"U S Bureau of Reclamation",100,"Regulated"]
["Yough Hydro Power","52036_G_GEN2",52036,"G","GEN2",null,"Hydro",null,"PJM_PENE","Pennsylvania",42,"Somerset",111,"42111",6.1,0,1989,9999,null,null,"N","Hydro",{"$nulls":13},0,0,0,0,{"$nulls":11},"D/R Hydro Co",100,"D/R Hydro Co",100,"Non-regulated"]
["Herkimer","52057_G_04",52057,"G","04",null,"Hydro",null,"NY_Z_C&E","New York",36,"Herkimer",43,"36043",0.1,0,1987,9999,null,null,"N","Hydro",{"$nulls":13},0,0,0,0,{"$nulls":11},"Trafalgar Power Inc",100,"Algonquin Power Income Fund",100,"Non-regulated"]
["Berry Placerita Cogen","52096_G_GEN1",52096,"G","GEN1",null,"Combustion Turbine",null,"WECC_SCE","California",6,"Los Angeles",37,"06037",20,8700,1990,9999,null,null,"Y","Natural Gas",{"$nulls":12},0.74,0.02755,0.02755,0.02755,0.02755,{"$nulls":11},"Berry Petroleum Co",100,"Linn Energy LLC",100,"Non-regulated"]
["Berry Placerita Cogen","52096_G_GEN2",52096,"G","GEN2",null,"Combustion Turbine",null,"WECC_SCE","California",6,"Los Angeles",37,"06037",20,8700,1990,9999,null,null,"Y","Natural Gas",{"$nulls":12},0.74,0.02755,0.02755,0.02755,0.02755,{"$nulls":11},"Berry Petroleum Co",100,"Linn Energy LLC",100,"Non-regulated"]
["C R Wing Cogen Plant","52176_G_GEN1",52176,"G","GEN1",89347,"Combined Cycle",null,"ERC_WEST","Texas",48,"Howard",227,"48227",71,9048,1987,9999,null,null,"Y","Natural Gas",{"$nulls":3},"STM",{"$nulls":9},0.12041,0.12041,0.12041,0.12041,{"$nulls":11},"Power Resources Ltd",100,"Berkshire Hathaway Inc",100,"Non-regulated"]
["Camanche","537_G_3",537,"G","3",null,"Hydro",null,"WEC_CALN","California",6,"San Joaquin",77,"06077",3.5,0,1983,9999,null,null,"N","Hydro",{"$nulls":13},0,0,0,0,{"$nulls":11},"East Bay Municipal Utility District",100,"East Bay Municipal Utility District",100,"Regulated"]
["San Gabriel Hydro Project","54017_G_U2",54017,"G","U2",null,"Hydro",null,"WECC_SCE","California",6,"Los Angeles",37,"06037",1.1,0,1987,9999,null,null,"N","Hydro",{"$nulls":13},0,0,0,0,{"$nulls":11},"Los Angeles County San Gabriel",100,"Los Angeles County San Gabriel",100,"Non-regulated"]
["Port Edwards Mill","54103_G_HG1",54103,"G","HG1",null,"Hydro",null,"MIS_WUMS","Wisconsin",55,"Wood",141,"55141",0.4,0,1913,9999,null,null,"N","Hydro",{"$nulls":13},0,0,0,0,{"$nulls":11},"Domtar Industries Inc",100,"Domtar Inc",100,"Non-regulated"]
["Great Lakes Hydro America - ME","54134_G_DOH8",54134,"G","DOH8",null,"Hydro",null,"NENG_ME","Maine",23,"Penobscot",19,"23019",3.4,0,1930,9999,null,null,"N","Hydro",{"$nulls":13},0,0,0,0,{"$nulls":11},"Great Lakes Hydro America LLC",100,"Great Lakes Hydro Income Fund (The)",100,"Non-regulated"]
["Great Lakes Hydro America - ME","54134_G_NOH3",54134,"G","NOH3",null,"Hydro",null,"NENG_ME","Maine",23,"Penobscot",19,"23019",3,0,1986,9999,null,null,"N","Hydro",{"$nulls":13},0,0,0,0,{"$nulls":11},"Great Lakes Hydro America LLC",100,"Great Lakes Hydro Income Fund (The)",100,"Non-regulated"]
["Franklin Heating Station","54224_G_EG3",54224,"G","EG3",null,"Combustion Turbine","IC Engine","MIS_MNWI","Minnesota",27,"Olmsted",109,"27109",2,13469,2001,9999,null,null,"N","Distillate Fuel Oil",{"$nulls":13},1.64976,1.64976,1.64976,1.64976,{"$nulls":11},"Franklin Heating Station",100,"Franklin Heating Station",100,"Non-regulated"]
["Naval Submarine Base Kings Bay","54239_G_3029",54239,"G","3029",null,"Combustion Turbine","IC Engine","S_SOU","Georgia",13,"Camden",39,"13039",2.5,14775,1989,9999,null,null,"N","Distillate Fuel Oil",{"$nulls":12},0.8,1.64976,1.64976,1.64976,1.64976,{"$nulls":11},"Kings Bay Naval Base",100,"US Dept of Navy",100,"Non-regulated"]
["Saguaro Power","54271_G_STG",54271,"G","STG",null,"Combined Cycle",null,"WECC_SNV","Nevada",32,"Clark",3,"32003",29,6824,1991,9999,null,null,"Y","Natural Gas, Distillate Fuel Oil",{"$nulls":3},"NH3","SCR",{"$nulls":7},0.05,0.02399,0.02399,0.02399,0.02399,{"$nulls":11},"Saguaro Power Co",100,"NRG Energy Inc",100,"Non-regulated"]
["Four Mile Hydropower Project","54341_G_1",54341,"G","1",null,"Hydro",null,"MIS_LMI","Michigan",26,"Alpena",7,"26007",0.6,0,1990,9999,null,null,"N","Hydro",{"$nulls":13},0,0,0,0,{"$nulls":11},"Thunder Bay Power Co",100,"Hudson Clean Energy Partners LP",100,"Non-regulated"]
["Stillwater Hydro Electric Project","54395_G_1",54395,"G","1",null,"Hydro",null,"NY_Z_F","New York",36,"Saratoga",91,"36091",1.7,0,1993,9999,null,null,"N","Hydro",{"$nulls":13},0,0,0,0,{"$nulls":11},"Gravity Renewables Inc",100,"Gravity Renewables Inc",100,"Non-regulated"]
["Dome Project","54449_G_T2",54449,"G","T2",null,"Combustion Turbine",null,"WEC_CALN","California",6,"Kern",29,"06029",2.5,8700,1988,9999,null,null,"Y","Natural Gas",{"$nulls":12},0.74,0.47388,0.47388,0.47388,0.47388,{"$nulls":11},"Nuevo Energy Co Dome",100,"Plains Exploration & Production Co",100,"Non-regulated"]
["Hewlett Packard Enterprise","54457_G_ALF1",54457,"G","ALF1",null,"Combustion Turbine","IC Engine","S_SOU","Georgia",13,"Fulton",121,"13121",1,14775,1989,9999,null,null,"N","Distillate Fuel Oil",{"$nulls":13},1.64976,1.64976,1.64976,1.64976,{"$nulls":11},"Compaq Computer Corp",100,"Hewlett Packard Co",100,"Non-regulated"]
["Sumpter Energy Associates","54536_G_0388",54536,"G","0388",null,"Landfill Gas",null,"MIS_LMI","Michigan",26,"Wayne",163,"26163",0.8,14103,1992,9999,null,null,"N","Landfill Gas",{"$nulls":13},0.24082,0.24082,0.24082,0.24082,{"$nulls":11},"Sumpter Energy Associates",100,"Landfill Energy Systems",100,"Non-regulated"]
["W&T Onshore Treating Facility (OTF)","54550_G_901",54550,"G","901",null,"Combined Cycle",null,"S_SOU","Alabama",1,"Mobile",97,"01097",0.9,5500,1993,9999,null,null,"Y","Natural Gas",{"$nulls":13},0.02457,0.02457,0.02457,0.02457,{"$nulls":11},"Exxon Mobil Production Co",100,"ExxonMobil Corp",100,"Non-regulated"]
["MM Yolo Power","54567_G_4",54567,"G","4",null,"Landfill Gas",null,"WEC_CALN","California",6,"Yolo",113,"06113",0.6,13500,1993,9999,null,null,"N","Landfill Gas",{"$nulls":13},0.17175,0.17175,0.17175,0.17175,{"$nulls":11},"MM Yolo Power LLC",100,"FORTISTAR",100,"Non-regulated"]
["Berlin Gorham","54639_G_CAS3",54639,"G","CAS3",null,"Hydro",null,"NENGREST","New Hampshire",33,"Coos",7,"33007",3.1,0,1918,9999,null,null,"N","Hydro",{"$nulls":13},0,0,0,0,{"$nulls":11},"Fraser NH LLC",100,"Brookfield Asset Management Inc",100,"Non-regulated"]
["NAEA Lakewood LLC","54640_G_GEN3",54640,"G","GEN3",3790,"Combined Cycle",null,"PJM_EMAC","New Jersey",34,"Ocean",29,"34029",79.7,8217,1994,9999,null,null,"N","Natural Gas, Distillate Fuel Oil",{"$nulls":3},"NH3","SCR",{"$nulls":7},0.007,0.01922,0.01922,0.01922,0.01922,{"$nulls":11},"EP Lakewood Cogeneration LP",80,"Essential Power LLC",80,"Non-regulated"]
["Woodland Landfill Gas Recovery","54662_G_GEN2",54662,"G","GEN2",null,"Landfill Gas",null,"PJM_COMD","Illinois",17,"Kane",89,"17089",0.8,13500,1992,9999,null,null,"N","Landfill Gas",{"$nulls":13},0.24082,0.24082,0.24082,0.24082,{"$nulls":11},"Bio Energy Partners",100,"Waste Management Inc",100,"Non-regulated"]
["Falls River Hydro","54668_G_2",54668,"G","2",null,"Hydro",null,"WECC_ID","Idaho",16,"Fremont",43,"16043",4.5,0,1993,9999,null,null,"N","Hydro",{"$nulls":13},0,0,0,0,{"$nulls":11},"Environmental Energy Co",50,"Environmental Energy Co",50,"Non-regulated"]
["Yuma Cogeneration Associates","54694_G_GEN1",54694,"G","GEN1",91085,"Combined Cycle",null,"WECC_AZ","Arizona",4,"Yuma",27,"04027",35.1,8037,1994,9999,null,null,"Y","Natural Gas",{"$nulls":3},"STM",{"$nulls":9},0.08776,0.08776,0.08776,0.08776,{"$nulls":11},"Yuma Cogeneration Associates",100,"TransAlta Corp",100,"Non-regulated"]
["Alliant SBD 9205 A Y McDonald","54710_G_0001",54710,"G","0001",null,"Combustion Turbine","IC Engine","MIS_IA","Iowa",19,"Dubuque",61,"19061",1.5,25000,1993,9999,null,null,"N","Distillate Fuel Oil",{"$nulls":12},0.165,1.64976,1.64976,1.64976,1.64976,{"$nulls":11},"Alliant Energy Integ Ser Cogeneration",100,"Alliant Energy Corp",100,"Non-regulated"]
["I 95 Landfill Phase II","54723_G_UNT1",54723,"G","UNT1",null,"Landfill Gas",null,"PJM_Dom","Virginia",51,"Fairfax",59,"51059",0.8,13500,1993,9999,null,null,"N","Landfill Gas",{"$nulls":13},0.6,0.6,0.6,0.6,{"$nulls":11},"Landfill Energy Systems LLC",100,"Energy Investors Funds Group",100,"Non-regulated"]
["Grand Blanc Generating Station","54757_G_4-7",54757,"G","4-7",null,"Landfill Gas",null,"MIS_LMI","Michigan",26,"Genesee",49,"26049",1.6,13500,2012,9999,null,null,"N","Landfill Gas",{"$nulls":13},0.24082,0.24082,0.24082,0.24082,{"$nulls":11},"Energy Developments Inc",100,"Energy Developments",100,"Non-regulated"]
["Boydton Plank Road Cogen Plant Hybrid","54766_G_GEN22",54766,"G","GEN22",null,"Combustion Turbine","IC Engine","PJM_Dom","Virginia",51,"Dinwiddie",53,"51053",0.3,11084,2000,9999,null,null,"N","Natural Gas, Distillate Fuel Oil",{"$nulls":13},1.64976,1.64976,1.64976,1.64976,{"$nulls":11},"Dinwiddie Power Inc",100,"INGENCO",100,"Non-regulated"]
["Boydton Plank Road Cogen Plant Hybrid","54766_G_GEN27",54766,"G","GEN27",null,"Combustion Turbine","IC Engine","PJM_Dom","Virginia",51,"Dinwiddie",53,"51053",0.3,11084,2000,9999,null,null,"N","Natural Gas, Distillate Fuel Oil",{"$nulls":13},1.64976,1.64976,1.64976,1.64976,{"$nulls":11},"Dinwiddie Power Inc",100,"INGENCO",100,"Non-regulated"]
["Seneca Energy","54782_G_GEN4",54782,"G","GEN4",null,"Landfill Gas",null,"NY_Z_C&E","New York",36,"Seneca",99,"36099",0.8,13500,1996,9999,null,null,"N","Landfill Gas",{"$nulls":13},0.27477,0.27477,0.27477,0.27477,{"$nulls":11},"Seneca Energy II LLC",100,"Archaea Energy Inc",100,"Non-regulated"]
["Shepherd Center","54813_G_4",54813,"G","4",null,"Combustion Turbine","IC Engine","S_SOU","Georgia",13,"Fulton",121,"13121",0.3,12283,1981,9999,null,null,"N","Distillate Fuel Oil",{"$nulls":13},1.64976,1.64976,1.64976,1.64976,{"$nulls":11},"Shepherd Center",100,"Shepherd Center",100,"Non-regulated"]
["South Georgia Medical Center","54848_G_GEN2A",54848,"G","GEN2A",null,"Combustion Turbine","IC Engine","S_SOU","Georgia",13,"Lowndes",185,"13185",2,13469,2013,9999,null,null,"N","Distillate Fuel Oil",{"$nulls":13},1.64976,1.64976,1.64976,1.64976,{"$nulls":11},"Lowndes County Hospital Authority",100,"Lowndes County Hospital Authority",100,"Non-regulated"]
["Dixon Hydroelectric Dam","54969_G_5",54969,"G","5",null,"Hydro",null,"PJM_COMD","Illinois",17,"Lee",103,"17103",0.6,0,1925,9999,null,null,"N","Hydro",{"$nulls":13},0,0,0,0,{"$nulls":11},"STS HydroPower Ltd",100,"Energy Investors Funds Group",100,"Non-regulated"]
["Crestwood Dothan","54985_G_GEN8",54985,"G","GEN8",null,"Combustion Turbine","IC Engine","S_SOU","Alabama",1,"Houston",69,"01069",0.7,20050,1997,9999,null,null,"N","Distillate Fuel Oil",{"$nulls":12},4,1.64976,1.64976,1.64976,1.64976,{"$nulls":11},"Crestwood Corp",100,"Crestwood Corp",100,"Non-regulated"]
["Nashua Plant","55006_G_UNT2",55006,"G","UNT2",null,"Landfill Gas",null,"NENGREST","New Hampshire",33,"Hillsborough",11,"33011",0.7,13500,1996,9999,null,null,"N","Landfill Gas",{"$nulls":12},0.27,0.17629,0.17629,0.17629,0.17629,{"$nulls":11},"Suncook Energy LLC",100,"FORTISTAR",100,"Non-regulated"]
["Androscoggin Energy Center","55031_G_CT02",55031,"G","CT02",3821,"Combustion Turbine",null,"NENG_ME","Maine",23,"Franklin",7,"23007",40.7,8700,1999,9999,null,null,"Y","Natural Gas, Distillate Fuel Oil",{"$nulls":3},"DLNB + H2O","SCR",{"$nulls":8},0.0148,0.0148,0.0148,0.0148,{"$nulls":11},"Pixelle Androscoggin LLC",100,"Verso Paper Corp",100,"Non-regulated"]
["Jameson Gas Processing Plant","55052_G_620",55052,"G","620",null,"Combustion Turbine","IC Engine","ERC_WEST","Texas",48,"Coke",81,"48081",0.4,14286,1981,9999,null,null,"N","Natural Gas",{"$nulls":13},1.06095,1.06095,1.06095,1.06095,{"$nulls":11},"C & L Processors Partnership",100,"Sago Energy LP",100,"Non-regulated"]
["Batesville Generation Facility","55063_G_CTG1",55063,"G","CTG1",3846,"Combined Cycle",null,"S_C_TVA","Mississippi",28,"Panola",107,"28107",176,7350,2000,9999,null,null,"N","Natural Gas",{"$nulls":4},"SCR",{"$nulls":8},0.02559,0.02559,0.02559,0.02559,{"$nulls":11},"Cooperative Energy",100,"South Mississippi Electric Power Association",100,"Regulated"]
["Zeeland Generating Station","55087_G_2C",55087,"G","2C",3867,"Combined Cycle",null,"MIS_LMI","Michigan",26,"Ottawa",139,"26139",215,7272,2002,9999,null,null,"N","Natural Gas",{"$nulls":3},"LNB","SCR",{"$nulls":7},0.8,0.01046,0.01046,0.01046,0.01046,{"$nulls":11},"Consumers Energy Co",100,"CMS Energy Corp",100,"Regulated"]
["Lamar Power Project","55097_G_CTG2",55097,"G","CTG2",3880,"Combined Cycle",null,"ERC_REST","Texas",48,"Lamar",277,"48277",145,7254,2000,9999,null,null,"N","Natural Gas",{"$nulls":3},"DLNB",{"$nulls":9},0.03286,0.03286,0.03286,0.03286,{"$nulls":11},"La Frontera Holdings LLC",100,"Vistra Energy",100,"Non-regulated"]
["Rhode Island State Energy Center","55107_G_STG1",55107,"G","STG1",3903,"Combined Cycle",null,"NENGREST","Rhode Island",44,"Providence",7,"44007",218,7098,2002,9999,null,null,"N","Natural Gas",{"$nulls":3},"DLNB","SCR",{"$nulls":8},0.0069,0.0069,0.0069,0.0069,{"$nulls":11},"Rhode Island State Energy Center LP",100,"Carlyle Group (The)",100,"Non-regulated"]
["Sutter Energy Center","55112_G_CT01",55112,"G","CT01",3928,"Combined Cycle",null,"WEC_CALN","California",6,"Sutter",101,"06101",175,7766,2001,9999,null,null,"N","Natural Gas",{"$nulls":3},"DLNB","SCR",{"$nulls":8},0.0627,0.0627,0.0627,0.0627,{"$nulls":11},"CCFC Sutter Energy LLC",100,"Energy Capital Partners",100,"Non-regulated"]
["Griffith Energy LLC","55124_G_CTG2",55124,"G","CTG2",3954,"Combined Cycle",null,"WECC_AZ","Arizona",4,"Mohave",15,"04015",147,7359,2002,9999,null,null,"N","Natural Gas",{"$nulls":3},"DLNB","SCR",{"$nulls":8},0.0097,0.0097,0.0097,0.0097,{"$nulls":11},"Griffith Energy LLC",100,"ArcLight Capital Partners LLC",100,"Non-regulated"]
["Thomson Reuters Campus Bldg A-D","55133_G_3086",55133,"G","3086",null,"Combustion Turbine","IC Engine","MIS_MNWI","Minnesota",27,"Dakota",37,"27037",1.6,13469,1999,9999,null,null,"N","Distillate Fuel Oil",{"$nulls":13},1.64976,1.64976,1.64976,1.64976,{"$nulls":11},"Thomson Corp (The)",100,"Thomson Corp (The)",100,"Non-regulated"]
["Rio Nogales Power Project","55137_G_STG1",55137,"G","STG1",3975,"Combined Cycle",null,"ERC_REST","Texas",48,"Guadalupe",187,"48187",303,7050,2002,9999,null,null,"N","Natural Gas",{"$nulls":3},"LNB",{"$nulls":9},0.02739,0.02739,0.02739,0.02739,{"$nulls":11},"Rio Nogales Power Project LP",100,"CPS Energy",100,"Regulated"]
["Guadalupe Generating Station","55153_G_CTG2",55153,"G","CTG2",4029,"Combined Cycle",null,"ERC_REST","Texas",48,"Guadalupe",187,"48187",154.4,7178,2000,9999,null,null,"N","Natural Gas",{"$nulls":3},"DLNB",{"$nulls":9},0.03201,0.03201,0.03201,0.03201,{"$nulls":11},"Guadalupe Power Partners LP",100,"Energy Capital Partners",100,"Non-regulated"]
["Broad River Energy Center","55166_G_CT05",55166,"G","CT05",8450,"Combustion Turbine",null,"S_VACA","South Carolina",45,"Cherokee",21,"45021",173.2,10745,2001,9999,null,null,"N","Natural Gas, Distillate Fuel Oil",{"$nulls":3},"DLNB",{"$nulls":8},3.5,0.0375,0.0375,0.0375,0.0375,{"$nulls":11},"Broad River Energy LLC",100,"Energy Capital Partners",100,"Non-regulated"]
["Acadia Energy Center","55173_G_ST26",55173,"G","ST26",4060,"Combined Cycle",null,"MIS_LA","Louisiana",22,"Acadia",1,"22001",232.4,7343,2002,9999,null,null,"N","Natural Gas",{"$nulls":3},"LNB","SCR",{"$nulls":8},0.00917,0.00917,0.00917,0.00917,{"$nulls":11},"Entergy Louisiana LLC",100,"Entergy Corp",100,"Regulated"]
["Nelson Energy Center","55183_G_ST2",55183,"G","ST2",4074,"Combined Cycle",null,"PJM_COMD","Illinois",17,"Lee",103,"17103",125,7332,2015,2045,null,null,"N","Natural Gas",{"$nulls":3},"DLNB","SCR",{"$nulls":8},0.01672,0.01672,0.01672,0.01672,{"$nulls":11},"Invenergy Nelson LLC",100,"Invenergy LLC",100,"Non-regulated"]
["Riverside Generating LLC","55198_G_GTG2",55198,"G","GTG2",4106,"Combustion Turbine",null,"PJM_West","Kentucky",21,"Lawrence",127,"21127",165,11408,2001,9999,null,null,"N","Natural Gas",{"$nulls":3},"DLNB",{"$nulls":8},4,0.05421,0.05421,0.05421,0.05421,{"$nulls":11},"Riverside Generating Co LLC",100,"DTE Energy Co",100,"Non-regulated"]
["Gibson City Energy Center LLC","55201_G_1",55201,"G","1",4126,"Combustion Turbine",null,"MIS_IL","Illinois",17,"Ford",53,"17053",116,12178,2000,2045,null,null,"N","Natural Gas, Distillate Fuel Oil",{"$nulls":3},"DLNB + H2O",{"$nulls":8},0.28,0.0698,0.0698,0.0698,0.0698,{"$nulls":11},"Gibson City Energy Center LLC",100,"Rockland Capital",100,"Non-regulated"]
["Hinds Energy Facility","55218_G_H02",55218,"G","H02",4156,"Combined Cycle",null,"MIS_MS","Mississippi",28,"Hinds",49,"28049",147.1,7143,2001,9999,null,null,"N","Natural Gas",{"$nulls":3},"DLNB","SCR",{"$nulls":8},0.01068,0.01068,0.01068,0.01068,{"$nulls":11},"Entergy Mississippi LLC",100,"Entergy Corp",100,"Regulated"]
["Ennis Power Company LLC","55223_G_GT1",55223,"G","GT1",4182,"Combined Cycle",null,"ERC_REST","Texas",48,"Ellis",139,"48139",245.1,7319,2002,9999,null,null,"N","Natural Gas",{"$nulls":4},"SCR",{"$nulls":8},0.02814,0.02814,0.02814,0.02814,{"$nulls":11},"Ennis Tractebel Power Co LP",100,"Vistra Energy",100,"Non-regulated"]
["Greenville Electric Generating Station","55228_G_GT3",55228,"G","GT3",4216,"Combustion Turbine",null,"PJM_West","Ohio",39,"Darke",37,"39037",49,10745,2000,9999,null,null,"N","Natural Gas, Distillate Fuel Oil",{"$nulls":3},"H2O",{"$nulls":8},0.5,0.09895,0.09895,0.09895,0.09895,{"$nulls":11},"Buckeye Power Inc",100,"Buckeye Power Inc",100,"Regulated"]
["Marshall Energy Facility","55232_G_CT5",55232,"G","CT5",4244,"Combustion Turbine",null,"S_C_TVA","Kentucky",21,"Marshall",157,"21157",72.7,24624,2002,9999,null,null,"N","Natural Gas, Distillate Fuel Oil",{"$nulls":3},"DLNB + H2O",{"$nulls":9},0.0308,0.0308,0.0308,0.0308,{"$nulls":11},"Tennessee Valley Authority",100,"Tennessee Valley Authority",100,"Regulated"]
["Lee Energy Facility","55236_G_CT1",55236,"G","CT1",4266,"Combustion Turbine",null,"PJM_COMD","Illinois",17,"Lee",103,"17103",84.9,12699,2001,2045,null,null,"N","Natural Gas",{"$nulls":3},"DLNB",{"$nulls":8},1,0.03062,0.03062,0.03062,0.03062,{"$nulls":11},"Lee County Generating Station LLC",100,"Rockland Capital",100,"Non-regulated"]
["Doyle Energy Facility","55244_G_CTG4",55244,"G","CTG4",4311,"Combustion Turbine",null,"S_SOU","Georgia",13,"Walton",297,"13297",75,12392,2000,9999,null,null,"N","Natural Gas",{"$nulls":3},"DLNB",{"$nulls":8},0.006,0.02894,0.02894,0.02894,0.02894,{"$nulls":11},"Doyle I LLC",100,"Walton EMC (The)",100,"Regulated"]
["University Park South","55250_G_UPG3",55250,"G","UPG3",4328,"Combustion Turbine",null,"PJM_COMD","Illinois",17,"Will",197,"17197",50,11824,2001,2045,null,null,"N","Natural Gas",{"$nulls":3},"H2O",{"$nulls":8},1,0.16981,0.16981,0.16981,0.16981,{"$nulls":11},"University Park Energy LLC",100,"LS Power Group",100,"Non-regulated"]
["Jackson Generating Station","55270_G_LM2",55270,"G","LM2",4378,"Combined Cycle",null,"MIS_LMI","Michigan",26,"Jackson",75,"26075",45,8213,2002,9999,null,null,"N","Natural Gas",{"$nulls":3},"STM",{"$nulls":9},0.0678,0.0678,0.0678,0.0678,{"$nulls":11},"Consumers Energy Co",100,"CMS Energy Corp",100,"Regulated"]
["Aurora","55279_G_CTG8",55279,"G","CTG8",4415,"Combustion Turbine",null,"PJM_COMD","Illinois",17,"DuPage",43,"17043",50.2,10801,2001,2045,null,null,"N","Natural Gas",{"$nulls":3},"H2O",{"$nulls":8},1E-3,0.09172,0.09172,0.09172,0.09172,{"$nulls":11},"Aurora Generation LLC",100,"LS Power Group",100,"Non-regulated"]
["Big Sandy Peaker Plant","55284_G_BSG2",55284,"G","BSG2",4425,"Combustion Turbine",null,"PJM_West","West Virginia",54,"Wayne",99,"54099",50,11141,2001,9999,null,null,"N","Natural Gas",{"$nulls":3},"H2O",{"$nulls":8},2.7,0.19436,0.19436,0.19436,0.19436,{"$nulls":11},"Big Sandy Peaker Plant LLC",100,"Middle River Power II LLC",100,"Non-regulated"]
["Westbrook Energy Center Power Plant","55294_G_STG3",55294,"G","STG3",4465,"Combined Cycle",null,"NENG_ME","Maine",23,"Cumberland",5,"23005",189.1,7183,2001,9999,null,null,"N","Natural Gas",{"$nulls":4},"SCR",{"$nulls":8},0.01934,0.01934,0.01934,0.01934,{"$nulls":11},"Westbrook Energy Center LLC",100,"Energy Capital Partners",100,"Non-regulated"]
["New Covert Generating Facility","55297_G_2",55297,"G","2",4472,"Combined Cycle",null,"MIS_LMI","Michigan",26,"Van Buren",159,"26159",225.5,7131,2004,9999,null,null,"N","Natural Gas",{"$nulls":3},"DLNB","SCR",{"$nulls":8},0.0073,0.0073,0.0073,0.0073,{"$nulls":11},"New Covert Generating Co LLC",100,"ArcLight Capital Partners LLC",100,"Non-regulated"]
["Gila River Power Block 4","55306_G_ST12",55306,"G","ST12",8520,"Combined Cycle",null,"WECC_AZ","Arizona",4,"Maricopa",13,"04013",223,7534,2003,9999,null,null,"N","Natural Gas",{"$nulls":3},"LNB","SCR",{"$nulls":8},0.01187,0.01187,0.01187,0.01187,{"$nulls":11},"Gila River Energy Supply LLC",100,"Entegra Power Group LLC",100,"Regulated"]
["Chuck Lenzie Generating Station","55322_G_CTG2",55322,"G","CTG2",9007,"Combined Cycle",null,"WECC_SNV","Nevada",32,"Clark",3,"32003",165,7244,2006,9999,null,null,"N","Natural Gas",{"$nulls":3},"DLNB","SCR",{"$nulls":8},0.01018,0.01018,0.01018,0.01018,{"$nulls":11},"Nevada Power Co",100,"Berkshire Hathaway Inc",100,"Regulated"]
["Armstrong","55347_G_4",55347,"G","4",4534,"Combustion Turbine",null,"PJM_AP","Pennsylvania",42,"Armstrong",5,"42005",169.7,10745,2002,9999,null,null,"N","Natural Gas, Distillate Fuel Oil",{"$nulls":3},"DLNB + H2O",{"$nulls":8},3.7,0.03288,0.03288,0.03288,0.03288,{"$nulls":11},"Armstrong Power LLC",100,"LS Power Group",100,"Non-regulated"]
["Cottonwood Energy Project","55358_G_ST4",55358,"G","ST4",4548,"Combined Cycle",null,"MIS_WOTA","Texas",48,"Newton",351,"48351",139.3,7336,2003,9999,null,null,"N","Natural Gas",{"$nulls":3},"DLNB","SCR",{"$nulls":8},0.01125,0.01125,0.01125,0.01125,{"$nulls":11},"Cottonwood Energy Co LP",100,"Cleco Corp",100,"Non-regulated"]
["Astoria Energy","55375_G_CT2",55375,"G","CT2",4582,"Combined Cycle",null,"NY_Z_J","New York",36,"Queens",81,"36081",165,7307,2006,9999,null,null,"N","Natural Gas, Distillate Fuel Oil",{"$nulls":3},"DLNB + H2O","SCR",{"$nulls":8},0.00612,0.00612,0.00612,0.00612,{"$nulls":11},"Astoria Energy II LLC",100,"Harbert Management Corp",100,"Non-regulated"]
["Union Power Station","55380_G_STG4",55380,"G","STG4",4597,"Combined Cycle",null,"MIS_AR","Arkansas",5,"Union",139,"05139",212.1,7359,2003,9999,null,null,"N","Natural Gas",{"$nulls":3},"DLNB","SCR",{"$nulls":8},0.01208,0.01208,0.01208,0.01208,{"$nulls":11},"Entergy Louisiana LLC",100,"Entergy Corp",100,"Regulated"]
["Metcalf Energy Center","55393_G_CTG2",55393,"G","CTG2",4666,"Combined Cycle",null,"WEC_CALN","California",6,"Santa Clara",85,"06085",172,7518,2005,9999,null,null,"N","Natural Gas",{"$nulls":3},"DLNB","SCR",{"$nulls":8},0.00735,0.00735,0.00735,0.00735,{"$nulls":11},"Metcalf Energy Center LLC",100,"Energy Capital Partners",100,"Non-regulated"]
["Elk Hills Power LLC","55400_G_STG",55400,"G","STG",88308,"Combined Cycle",null,"WEC_CALN","California",6,"Kern",29,"06029",213,6524,2003,9999,null,null,"Y","Natural Gas",{"$nulls":3},"LNB + NH3","SCR",{"$nulls":8},0.00523,0.00523,0.00523,0.00523,{"$nulls":11},"Elk Hills Power LLC",100,"Occidental Petroleum Corp",100,"Non-regulated"]
["Vandolah Power Station","55415_G_G101",55415,"G","G101",4700,"Combustion Turbine",null,"FRCC","Florida",12,"Hardee",49,"12049",165.5,10745,2002,9999,null,null,"N","Natural Gas, Distillate Fuel Oil",{"$nulls":3},"DLNB + H2O",{"$nulls":8},0.8,0.03246,0.03246,0.03246,0.03246,{"$nulls":11},"Vandolah Power Co LLC",100,"UBS AG",100,"Non-regulated"]
["Tenaska Virginia Generating Station","55439_G_CTG3",55439,"G","CTG3",4757,"Combined Cycle",null,"PJM_Dom","Virginia",51,"Fluvanna",65,"51065",183.2,7230,2004,9999,null,null,"N","Natural Gas, Distillate Fuel Oil",{"$nulls":3},"DLNB + H2O","SCR",{"$nulls":8},0.00701,0.00701,0.00701,0.00701,{"$nulls":11},"Tenaska Virginia Partners LP",99,"Tenaska Inc",99.9,"Non-regulated"]
["Fountain Valley Power Facility","55453_G_S2",55453,"G","S2",4791,"Combustion Turbine",null,"WECC_CO","Colorado",8,"El Paso",41,"08041",39,11034,2001,9999,null,null,"N","Natural Gas",{"$nulls":3},"H2O",{"$nulls":8},1.2,0.1189,0.1189,0.1189,0.1189,{"$nulls":11},"Southwest Generation Operating Co LLC",100,"JPMorgan Chase & Co",100,"Non-regulated"]
["Ouachita","55467_G_CTG3",55467,"G","CTG3",4831,"Combined Cycle",null,"MIS_LA","Louisiana",22,"Ouachita",73,"22073",143.3,7296,2002,9999,null,null,"N","Natural Gas",{"$nulls":3},"DLNB","SCR",{"$nulls":8},0.01337,0.01337,0.01337,0.01337,{"$nulls":11},"Entergy Louisiana LLC",100,"Entergy Corp",100,"Regulated"]
["Green Power 2","55470_G_TR2",55470,"G","TR2",4844,"Combined Cycle",null,"ERC_REST","Texas",48,"Galveston",167,"48167",158,5500,2003,9999,null,null,"Y","Natural Gas",{"$nulls":3},"DLNB","SCR",{"$nulls":8},0.01012,0.01012,0.01012,0.01012,{"$nulls":11},"South Houston Green Power LLC",100,"Marathon Oil Corp",100,"Non-regulated"]
["Goose Creek Energy Center","55496_G_CT05",55496,"G","CT05",10127,"Combustion Turbine",null,"MIS_IL","Illinois",17,"Piatt",147,"17147",72,13485,2003,2045,null,null,"N","Natural Gas",{"$nulls":3},"DLNB",{"$nulls":8},1E-3,0.02204,0.02204,0.02204,0.02204,{"$nulls":11},"Ameren Missouri",100,"Ameren Corp",100,"Regulated"]
["Wallingford Energy","55517_G_CTG3",55517,"G","CTG3",4929,"Combustion Turbine",null,"NENG_CT","Connecticut",9,"New Haven",9,"09009",46.1,10824,2001,9999,null,null,"N","Natural Gas",{"$nulls":3},"LNB","SCR",{"$nulls":7},0.003,0.01109,0.01109,0.01109,0.01109,{"$nulls":11},"Wallingford Energy LLC",100,"LS Power Group",100,"Non-regulated"]
["Sundance","55522_G_CT8",55522,"G","CT8",9958,"Combustion Turbine",null,"WECC_AZ","Arizona",4,"Pinal",21,"04021",41,10930,2002,9999,null,null,"N","Natural Gas",{"$nulls":3},"H2O","SCR",{"$nulls":7},0.8,0.01775,0.01775,0.01775,0.01775,{"$nulls":11},"Arizona Public Service Co",100,"Pinnacle West Capital Corp",100,"Regulated"]
["Security","55556_G_GEN5",55556,"G","GEN5",null,"Landfill Gas",null,"MIS_WOTA","Texas",48,"Montgomery",339,"48339",1.7,8513,2003,9999,null,null,"N","Landfill Gas",{"$nulls":13},0.22117,0.22117,0.22117,0.22117,{"$nulls":11},"TX LFG Energy, LP",100,"TX LFG Energy, LP",100,"Non-regulated"]
["Soliloquoy Ridge LLC","55570_G_SR30",55570,"G","SR30",null,"Onshore Wind",null,"MIS_MNWI","Minnesota",27,"Lincoln",81,"27081",1.9,0,2001,9999,null,null,"N","Wind",{"$nulls":13},0,0,0,0,{"$nulls":11},"Northern Alternative Energy",51,"Northern Alternative Energy",51,"Non-regulated"]
["GRS CMS","55599_G_1",55599,"G","1",null,"Landfill Gas",null,"S_VACA","North Carolina",37,"Cabarrus",25,"37025",4.3,15696,1999,9999,null,null,"N","Landfill Gas",{"$nulls":13},0.22117,0.22117,0.22117,0.22117,{"$nulls":11},"CMS Charlotte Energy LLC",100,"FORTISTAR",100,"Non-regulated"]
["University Park North","55640_G_10",55640,"G","10",8662,"Combustion Turbine",null,"PJM_COMD","Illinois",17,"Will",197,"17197",45,10745,2002,2045,null,null,"N","Natural Gas",{"$nulls":3},"H2O","SCR",{"$nulls":7},1,0.01855,0.01614,0.01855,0.01614,{"$nulls":11},"LSP University Park LLC",100,"LS Power Group",100,"Non-regulated"]
["Spring Creek Energy Center","55651_G_CT04",55651,"G","CT04",5038,"Combustion Turbine",null,"SPP_N","Oklahoma",40,"Logan",83,"40083",68,12597,2001,9999,null,null,"N","Natural Gas",{"$nulls":3},"DLNB",{"$nulls":8},0.8,0.02,0.02,0.02,0.02,{"$nulls":11},"Evergy Kansas Central Inc",100,"Evergy Inc",100,"Regulated"]
["Chehalis Generating Facility","55662_G_CT2",55662,"G","CT2",8782,"Combined Cycle",null,"WECC_PNW","Washington",53,"Lewis",41,"53041",160,7630,2003,9999,null,null,"N","Natural Gas",{"$nulls":3},"DLNB + H2O","SCR",{"$nulls":8},0.00972,0.00972,0.00972,0.00972,{"$nulls":11},"PacifiCorp",100,"Berkshire Hathaway Inc",100,"Regulated"]
["Bethlehem Power Plant","55690_G_CTG2",55690,"G","CTG2",8896,"Combined Cycle",null,"PJM_WMAC","Pennsylvania",42,"Northampton",95,"42095",127,8107,2002,9999,null,null,"N","Natural Gas, Distillate Fuel Oil",{"$nulls":3},"H2O + OFA","SCR",{"$nulls":8},0.00538,0.00538,0.00538,0.00538,{"$nulls":11},"Calpine Bethlehem LLC",100,"Energy Capital Partners",100,"Non-regulated"]
["Quantum Choctaw Power LLC","55694_G_CT2",55694,"G","CT2",8926,"Combined Cycle",null,"S_C_TVA","Mississippi",28,"Choctaw",19,"28019",220,7148,2006,9999,null,null,"N","Natural Gas",{"$nulls":3},"DLNB","SCR",{"$nulls":8},0.01279,0.01279,0.01279,0.01279,{"$nulls":11},"Choctaw Gas Generation LLC",100,"Tennessee Valley Authority",100,"Regulated"]
["Bennett Mountain","55733_G_1",55733,"G","1",9983,"Combustion Turbine",null,"WECC_ID","Idaho",16,"Elmore",39,"16039",165.1,10745,2005,9999,null,null,"N","Natural Gas",{"$nulls":3},"DLNB",{"$nulls":8},1.75,0.08107,0.08107,0.08107,0.08107,{"$nulls":11},"Idaho Power Co",100,"IDACORP Inc",100,"Regulated"]
["Sonoma Central Landfill Phase I","55752_G_P-13",55752,"G","P-13",null,"Landfill Gas",null,"WEC_CALN","California",6,"Sonoma",97,"06097",0.7,14103,1993,9999,null,null,"N","Landfill Gas",{"$nulls":13},0.33092,0.33092,0.33092,0.33092,{"$nulls":11},"County of Sonoma Dept of Transportation",100,"County of Sonoma Dept of Transportation",100,"Non-regulated"]
["Marcus Hook Energy LP","55801_G_CT13",55801,"G","CT13",10140,"Combined Cycle",null,"PJM_EMAC","Pennsylvania",42,"Delaware",45,"42045",182.7,7287,2004,9999,null,null,"Y","Natural Gas",{"$nulls":3},"DLNB","SCR",{"$nulls":7},0.007,0.01342,0.01342,0.01342,0.01342,{"$nulls":11},"Marcus Hook Energy LP",100,"Starwood Capital Group Global LLC",100,"Non-regulated"]
["Oak Point Cogen","55857_G_5131",55857,"G","5131",null,"Combustion Turbine",null,"MIS_AMSO","Louisiana",22,"Plaquemines",75,"22075",4.6,8700,1999,9999,null,null,"Y","Natural Gas",{"$nulls":13},0.23894,0.23894,0.23894,0.23894,{"$nulls":11},"Chevron Oronite Co LLC",100,"Chevron Corp",100,"Non-regulated"]
["Rainbow (CT)","559_G_2",559,"G","2",null,"Hydro",null,"NENG_CT","Connecticut",9,"Hartford",3,"09003",4,0,1925,9999,null,null,"N","Hydro",{"$nulls":13},0,0,0,0,{"$nulls":11},"Farmington River Power Co",100,"Farmington River Power Co",100,"Regulated"]
["McMinnville","55928_G_11",55928,"G","11",null,"Combustion Turbine","IC Engine","S_C_TVA","Tennessee",47,"Warren",177,"47177",1.8,10745,2001,9999,null,null,"N","Distillate Fuel Oil",{"$nulls":12},5,1.64976,1.64976,1.64976,1.64976,{"$nulls":11},"McMinnville Electric System",100,"McMinnville Electric System",100,"Regulated"]
["Drews Generating Facility","55935_G_D4",55935,"G","D4",null,"Combustion Turbine",null,"WECC_SCE","California",6,"San Bernardino",71,"06071",9.5,14764,2001,9999,null,null,"N","Natural Gas",{"$nulls":12},0.74,0.79549,0.79549,0.79549,0.79549,{"$nulls":11},"Colton Power LP",100,"JPMorgan Chase & Co",100,"Non-regulated"]
["Brown Station Road Plant II","55964_G_3",55964,"G","3",null,"Landfill Gas",null,"PJM_SMAC","Maryland",24,"Prince Georges",33,"24033",0.8,14103,2003,9999,null,null,"N","Landfill Gas",{"$nulls":13},0.22117,0.22117,0.22117,0.22117,{"$nulls":11},"Prince Georges County",100,"Prince Georges County",100,"Non-regulated"]
["Minot Wind Project","55995_G_MWP2",55995,"G","MWP2",null,"Onshore Wind",null,"SPP_WAUE","North Dakota",38,"Ward",101,"38101",4.5,0,2009,9999,null,null,"N","Wind",{"$nulls":13},0,0,0,0,{"$nulls":11},"Basin Electric Power Coop",100,"Basin Electric Power Coop",100,"Regulated"]
["Mount Clinton","56004_G_D-5",56004,"G","D-5",null,"Combustion Turbine","IC Engine","PJM_Dom","Virginia",51,"Rockingham",165,"51165",2,10745,2004,9999,null,null,"N","Distillate Fuel Oil",{"$nulls":12},2.64,1.64483,1.64483,1.64483,1.64483,{"$nulls":11},"Harrisonburg VA (City of)",100,"Harrisonburg VA (City of)",100,"Regulated"]
["Waste Water Plant Generator","56022_G_1",56022,"G","1",null,"Combustion Turbine","IC Engine","SPP_N","Kansas",20,"Cowley",35,"20035",1.6,17500,1993,9999,null,null,"N","Distillate Fuel Oil",{"$nulls":13},1.64976,1.64976,1.64976,1.64976,{"$nulls":11},"Winfield KS (City of)",100,"Winfield KS (City of)",100,"Regulated"]
["Malburg","56041_G_M2",56041,"G","M2",89632,"Combined Cycle",null,"WECC_SCE","California",6,"Los Angeles",37,"06037",44,7775,2005,9999,null,null,"N","Natural Gas",{"$nulls":3},"DLNB + LNB + NH3","SCR",{"$nulls":8},7.62E-3,7.62E-3,7.62E-3,7.62E-3,{"$nulls":11},"Bicent (California) Malburg LLC",100,"Beowulf Energy LLC",100,"Regulated"]
["Casey City of","56053_G_2",56053,"G","2",null,"Combustion Turbine","IC Engine","MIS_IL","Illinois",17,"Clark",23,"17023",1.8,10745,2002,9999,null,null,"N","Distillate Fuel Oil",{"$nulls":12},1,2.67622,2.67622,2.67622,2.67622,{"$nulls":11},"Casey IL (City of)",100,"Casey Electric Dept",100,"Regulated"]
["TransAlta Wyoming Wind","56093_G_GE15",56093,"G","GE15",null,"Onshore Wind",null,"WECC_WY","Wyoming",56,"Uinta",41,"56041",142.2,0,2003,9999,null,null,"N","Wind",{"$nulls":13},0,0,0,0,{"$nulls":11},"TransAlta Wyoming Wind LLC",100,"TransAlta Corp",100,"Non-regulated"]
["Brazos Wind Farm","56111_G_GEN1",56111,"G","GEN1",null,"Onshore Wind",null,"ERC_WEST","Texas",48,"Scurry",415,"48415",160,0,2003,9999,null,null,"N","Wind",{"$nulls":13},0,0,0,0,{"$nulls":11},"Brazos Wind LP",50,"Mitsui & Co Ltd",50,"Non-regulated"]
["Sub 3 Generating Station","56128_G_1",56128,"G","1",null,"Combustion Turbine","IC Engine","S_D_AECI","Missouri",29,"Macon",121,"29121",1.8,12283,2003,9999,null,null,"N","Distillate Fuel Oil",{"$nulls":12},2.3,1.64976,1.64976,1.64976,1.64976,{"$nulls":11},"Macon MO (City of)",100,"Macon MO (City of)",100,"Regulated"]
["Freeport Energy Center","56152_G_CTG1",56152,"G","CTG1",null,"Combined Cycle",null,"ERC_REST","Texas",48,"Brazoria",39,"48039",169.4,5500,2007,9999,null,null,"Y","Natural Gas",{"$nulls":13},0.01059,0.01059,0.01059,0.01059,{"$nulls":11},"Calpine Corp",100,"Energy Capital Partners",100,"Non-regulated"]
["Red Bluff","56184_G_IC15",56184,"G","IC15",null,"Combustion Turbine","IC Engine","WEC_CALN","California",6,"Tehama",103,"06103",2.8,10745,2001,9999,null,null,"N","Natural Gas",{"$nulls":12},0.74,0.2046,0.2046,0.2046,0.2046,{"$nulls":11},"California Power Holdings LLC",100,"EWP America Inc",100,"Non-regulated"]
["Chowchilla II","56185_G_IC10",56185,"G","IC10",null,"Combustion Turbine","IC Engine","WEC_CALN","California",6,"Madera",39,"06039",3.1,10745,2001,9999,null,null,"N","Natural Gas",{"$nulls":12},0.74,0.2046,0.2046,0.2046,0.2046,{"$nulls":11},"California Power Holdings LLC",100,"EWP America Inc",100,"Non-regulated"]
["Combine Hills I","56195_G_001",56195,"G","001",null,"Onshore Wind",null,"WECC_PNW","Oregon",41,"Umatilla",59,"41059",43,0,2003,9999,null,null,"N","Wind",{"$nulls":13},0,0,0,0,{"$nulls":11},"Eurus Combine Hills I LLC",100,"Tokyo Electric Power Co",100,"Non-regulated"]
["Allendorf","56215_G_ST",56215,"G","ST",null,"Onshore Wind",null,"MIS_IA","Iowa",19,"Osceola",143,"19143",0.6,0,1998,9999,null,null,"N","Wind",{"$nulls":13},0,0,0,0,{"$nulls":11},"Gregory J Jaunich",99,"Gregory J Jaunich",99,"Non-regulated"]
["West Group Data Center F","56247_G_3",56247,"G","3",null,"Combustion Turbine","IC Engine","MIS_MNWI","Minnesota",27,"Dakota",37,"27037",0.6,13469,2004,9999,null,null,"N","Distillate Fuel Oil",{"$nulls":13},1.64976,1.64976,1.64976,1.64976,{"$nulls":11},"Thomson Corp (The)",100,"Thomson Corp (The)",100,"Non-regulated"]
["Ontario LFGTE","56250_G_GEN8",56250,"G","GEN8",null,"Landfill Gas",null,"NY_Z_C&E","New York",36,"Ontario",69,"36069",0.8,13500,2010,9999,null,null,"N","Landfill Gas",{"$nulls":13},0.22117,0.22117,0.22117,0.22117,{"$nulls":11},"Seneca Energy II LLC",100,"Archaea Energy Inc",100,"Non-regulated"]
["Gastonia, Tulip Drive","56262_G_Unit2",56262,"G","Unit2",null,"Combustion Turbine","IC Engine","S_VACA","North Carolina",37,"Gaston",71,"37071",1.8,25000,2005,9999,null,null,"N","Distillate Fuel Oil",{"$nulls":12},2.3,1.64976,1.64976,1.64976,1.64976,{"$nulls":11},"North Carolina Municipal Power Agency No 1",100,"North Carolina Municipal Power Agency No 1",100,"Regulated"]
["Green Valley LFGTE","56278_G_3",56278,"G","3",null,"Landfill Gas",null,"PJM_West","Kentucky",21,"Greenup",89,"21089",0.8,13500,2003,9999,null,null,"N","Landfill Gas",{"$nulls":13},0.22117,0.22117,0.22117,0.22117,{"$nulls":11},"East Kentucky Power Coop",100,"East Kentucky Power Coop",100,"Regulated"]
["Salem Street Dept","56289_G_1",56289,"G","1",null,"Combustion Turbine","IC Engine","PJM_West","Virginia",51,"Salem City",775,"51775",2,13469,2005,9999,null,null,"N","Distillate Fuel Oil",{"$nulls":13},1.64976,1.64976,1.64976,1.64976,{"$nulls":11},"Salem VA (City of)",100,"Salem VA (City of)",100,"Regulated"]
["Roseville Energy Park","56298_G_0005",56298,"G","0005",null,"Combustion Turbine",null,"WEC_BANC","California",6,"Placer",61,"06061",30,9905,2022,9999,null,null,"N","Natural Gas",{"$nulls":11},0,null,0.011,0.011,0.011,0.011,{"$nulls":11},"California Dept. of Water Resources",100,"California Dept. of Water Resources",100,"Regulated"]
["Mustang Station Unit 4","56326_G_GEN3",56326,"G","GEN3",90776,"Combustion Turbine",null,"SPP_SPS","Texas",48,"Yoakum",501,"48501",158,11410,2013,9999,null,null,"N","Natural Gas",{"$nulls":3},"DLNB",{"$nulls":9},0.02748,0.02748,0.02748,0.02748,{"$nulls":11},"Golden Spread Electric Coop Inc",100,"Golden Spread Electric Coop Inc",100,"Regulated"]
["Bear Valley Power Plant","56346_G_ICE7",56346,"G","ICE7",null,"Combustion Turbine","IC Engine","WECC_SCE","California",6,"San Bernardino",71,"06071",1.2,18000,2005,9999,null,null,"N","Natural Gas",{"$nulls":12},0.74,0.2046,0.2046,0.2046,0.2046,{"$nulls":11},"Bear Valley Electric Service",100,"American States Water Co",100,"Regulated"]
["Clearwater Power Plant","56356_G_CT1",56356,"G","CT1",null,"Combined Cycle",null,"WECC_SCE","California",6,"Riverside",65,"06065",21,7417,2005,9999,null,null,"Y","Natural Gas",{"$nulls":13},0.03187,0.03187,0.03187,0.03187,{"$nulls":11},"Corona CA (City of)",100,"Corona CA (City of)",100,"Regulated"]
["Top of Iowa Windfarm III","56386_G_TOI3",56386,"G","TOI3",null,"Onshore Wind",null,"MIS_IA","Iowa",19,"Worth",195,"19195",3.4,0,2008,9999,null,null,"N","Wind",{"$nulls":13},0,0,0,0,{"$nulls":11},"Madison Gas & Electric Co",100,"MGE Energy Inc",100,"Regulated"]
["Treasure Coast Energy Center","56400_G_CT1",56400,"G","CT1",89720,"Combined Cycle",null,"FRCC","Florida",12,"St Lucie",111,"12111",158.8,7050,2008,9999,null,null,"N","Natural Gas, Distillate Fuel Oil",{"$nulls":3},"DLNB + H2O","SCR",{"$nulls":7},1E-3,0.00576,0.00576,0.00576,0.00576,{"$nulls":11},"Florida Municipal Power Agency",100,"Florida Municipal Power Agency",100,"Regulated"]
["Redwood Falls Wind","56414_G_WND1",56414,"G","WND1",null,"Onshore Wind",null,"MIS_MNWI","Minnesota",27,"Redwood",127,"27127",1.7,0,2004,9999,null,null,"N","Wind",{"$nulls":13},0,0,0,0,{"$nulls":11},"Southern Minnesota Municipal Power Agency",100,"Southern Minnesota Municipal Power Agency",100,"Regulated"]
["Ameresco Santa Cruz Energy","56428_G_Unit1",56428,"G","Unit1",null,"Landfill Gas",null,"WEC_CALN","California",6,"Santa Cruz",87,"06087",1,13500,2006,9999,null,null,"N","Landfill Gas",{"$nulls":13},0.14914,0.14914,0.14914,0.14914,{"$nulls":11},"Ameresco Santa Cruz Energy LLC",100,"Ameresco Inc",100,"Non-regulated"]
["Hobbs Generating Station","56458_G_ST3",56458,"G","ST3",89738,"Combined Cycle",null,"SPP_SPS","New Mexico",35,"Lea",25,"35025",253.7,7504,2008,9999,null,null,"N","Natural Gas",{"$nulls":3},"NH3","SCR",{"$nulls":8},0.00649,0.00649,0.00649,0.00649,{"$nulls":11},"Lea Power Partners LLC",100,"ContourGlobal PLC",100,"Non-regulated"]
["Liberty I & II LFGTE","56465_G_2",56465,"G","2",null,"Landfill Gas",null,"MIS_INKY","Indiana",18,"White",181,"18181",0.8,13500,2005,9999,null,null,"N","Landfill Gas",{"$nulls":13},0.22117,0.22117,0.22117,0.22117,{"$nulls":11},"Wabash Valley Power Association Inc",100,"Wabash Valley Power Association Inc",100,"Regulated"]
["Grapeland Hybrid","56472_G_1",56472,"G","1",90070,"Combustion Turbine",null,"WECC_SCE","California",6,"San Bernardino",71,"06071",46,10745,2007,9999,null,null,"N","Natural Gas",{"$nulls":3},"DLNB",{"$nulls":9},0.01489,0.01489,0.01489,0.01489,{"$nulls":11},"Southern California Edison Co",100,"Edison International",100,"Regulated"]
["White Creek Wind Farm","56487_G_1",56487,"G","1",null,"Onshore Wind",null,"WECC_PNW","Washington",53,"Klickitat",39,"53039",204,0,2007,9999,null,null,"N","Wind",{"$nulls":13},0,0,0,0,{"$nulls":11},"White Creek Wind I LLC",100,"Lehman Brothers Holdings Inc",100,"Non-regulated"]
["Goodman Energy Center","56497_G_2",56497,"G","2",null,"Combustion Turbine","IC Engine","SPP_WEST","Kansas",20,"Ellis",51,"20051",8.2,10745,2008,9999,null,null,"N","Natural Gas",{"$nulls":4},"SCR",{"$nulls":8},0.01538,0.01538,0.01538,0.01538,{"$nulls":11},"Midwest Energy Inc",100,"Midwest Energy Inc",100,"Regulated"]
["Western 102 Power Plant","56500_G_G102",56500,"G","G102",null,"Combustion Turbine","IC Engine","WECC_NNV","Nevada",32,"Storey",29,"32029",8.8,10872,2005,9999,null,null,"N","Natural Gas",{"$nulls":13},1.06095,1.06095,1.06095,1.06095,{"$nulls":11},"Barrick Gold Corp",100,"Barrick Gold Corp",100,"Non-regulated"]
["GLRA Landfill","56512_G_GEN1",56512,"G","GEN1",null,"Landfill Gas",null,"PJM_WMAC","Pennsylvania",42,"Lebanon",75,"42075",1.6,13500,2007,9999,null,null,"N","Landfill Gas",{"$nulls":13},0.22117,0.22117,0.22117,0.22117,{"$nulls":11},"Lebanon Methane Recovery Inc",100,"Lebanon Methane Recovery Inc",100,"Non-regulated"]
["Deertrack Park Gas Recovery","56520_G_GEN6",56520,"G","GEN6",null,"Landfill Gas",null,"MIS_WUMS","Wisconsin",55,"Jefferson",55,"55055",0.8,13500,2007,9999,null,null,"N","Landfill Gas",{"$nulls":13},0.22117,0.22117,0.22117,0.22117,{"$nulls":11},"WM Renewable Energy LLC",100,"Waste Management Inc",100,"Non-regulated"]
["Two Pine Landfill Gas Recovery","56523_G_GEN3",56523,"G","GEN3",null,"Landfill Gas",null,"MIS_AR","Arkansas",5,"Pulaski",119,"05119",0.8,13500,2006,9999,null,null,"N","Landfill Gas",{"$nulls":13},0.23013,0.23013,0.23013,0.23013,{"$nulls":11},"WM Renewable Energy LLC",100,"Waste Management Inc",100,"Non-regulated"]
["Timberline Trail Gas Recovery","56525_G_GEN5",56525,"G","GEN5",null,"Landfill Gas",null,"MIS_MNWI","Wisconsin",55,"Rusk",107,"55107",0.8,13500,2007,9999,null,null,"N","Landfill Gas",{"$nulls":13},0.22117,0.22117,0.22117,0.22117,{"$nulls":11},"Waste Management Inc",100,"Waste Management Inc",100,"Non-regulated"]
["Conception","56537_G_1",56537,"G","1",null,"Onshore Wind",null,"S_D_AECI","Missouri",29,"Nodaway",147,"29147",50.4,0,2008,9999,null,null,"N","Wind",{"$nulls":13},0,0,0,0,{"$nulls":11},"CR Clearing LLC",100,"Exelon Corp",100,"Non-regulated"]
["PPS Power Plant No 1","56556_G_1",56556,"G","1",90590,"Combustion Turbine",null,"S_C_KY","Kentucky",21,"McCracken",145,"21145",55,11653,2010,9999,null,null,"N","Natural Gas",{"$nulls":3},"H2O",{"$nulls":9},0.10606,0.10606,0.10606,0.10606,{"$nulls":11},"Paducah Energy LLC",100,"Paducah Power",100,"Regulated"]
["Terra-Gen VG Wind LLC","56570_G_WGNS",56570,"G","WGNS",null,"Onshore Wind",null,"WECC_SCE","California",6,"Kern",29,"06029",7.4,0,1984,9999,null,null,"N","Wind",{"$nulls":13},0,0,0,0,{"$nulls":11},"Terra Gen VG Wind LLC",100,"Energy Capital Partners",100,"Non-regulated"]
["Deer Creek Station","56610_G_01",56610,"G","01",90691,"Combined Cycle",null,"SPP_WAUE","South Dakota",46,"Brookings",11,"46011",150,7539,2012,9999,null,null,"N","Natural Gas",{"$nulls":4},"SCR",{"$nulls":8},0.01816,0.01816,0.01816,0.01816,{"$nulls":11},"Basin Electric Power Coop",100,"Basin Electric Power Coop",100,"Regulated"]
["Camp Grove Wind Farm","56640_G_1",56640,"G","1",null,"Onshore Wind",null,"PJM_COMD","Illinois",17,"STARK",175,"17175",150,0,2007,9999,null,null,"N","Wind",{"$nulls":13},0,0,0,0,{"$nulls":11},"Camp Grove Wind Farm LLC",100,"General Electric Co",100,"Non-regulated"]
["Whirlwind Energy Center","56673_G_WEC",56673,"G","WEC",null,"Onshore Wind",null,"ERC_PHDL","Texas",48,"Floyd",153,"48153",57,0,2007,9999,null,null,"N","Wind",{"$nulls":13},0,0,0,0,{"$nulls":11},"Whirlwind Energy LLC",100,"RES Group",100,"Non-regulated"]
["Wicomico","56680_G_18",56680,"G","18",null,"Landfill Gas",null,"PJM_EMAC","Maryland",24,"Wicomico",45,"24045",0.3,13500,2007,9999,null,null,"N","Landfill Gas",{"$nulls":13},0.22117,0.22117,0.22117,0.22117,{"$nulls":11},"INGENCO Wholesale Power LLC",100,"INGENCO",100,"Non-regulated"]
["Amelia","56681_G_22",56681,"G","22",null,"Landfill Gas",null,"PJM_Dom","Virginia",51,"Amelia",7,"51007",0.3,13500,2001,9999,null,null,"N","Landfill Gas",{"$nulls":13},0.6,0.6,0.6,0.6,{"$nulls":11},"INGENCO",100,"INGENCO",100,"Non-regulated"]
["Amelia","56681_G_38",56681,"G","38",null,"Landfill Gas",null,"PJM_Dom","Virginia",51,"Amelia",7,"51007",0.3,13500,2001,9999,null,null,"N","Landfill Gas",{"$nulls":13},0.6,0.6,0.6,0.6,{"$nulls":11},"INGENCO",100,"INGENCO",100,"Non-regulated"]
["Brunswick Landfill Gas","56682_G_28",56682,"G","28",null,"Landfill Gas",null,"PJM_Dom","Virginia",51,"Brunswick",25,"51025",0.3,13500,2007,9999,null,null,"N","Landfill Gas",{"$nulls":13},0.6,0.6,0.6,0.6,{"$nulls":11},"INGENCO Wholesale Power LLC",100,"INGENCO",100,"Non-regulated"]
["Charles City","56683_G_18",56683,"G","18",null,"Landfill Gas",null,"PJM_Dom","Virginia",51,"Charles City",36,"51036",0.3,13500,2003,9999,null,null,"N","Landfill Gas",{"$nulls":13},0.6,0.6,0.6,0.6,{"$nulls":11},"INGENCO Wholesale Power LLC",100,"INGENCO",100,"Non-regulated"]
["Charles City","56683_G_33",56683,"G","33",null,"Landfill Gas",null,"PJM_Dom","Virginia",51,"Charles City",36,"51036",0.3,13500,2003,9999,null,null,"N","Landfill Gas",{"$nulls":13},0.6,0.6,0.6,0.6,{"$nulls":11},"INGENCO Wholesale Power LLC",100,"INGENCO",100,"Non-regulated"]
["Charles City","56683_G_43",56683,"G","43",null,"Landfill Gas",null,"PJM_Dom","Virginia",51,"Charles City",36,"51036",0.3,13500,2003,9999,null,null,"N","Landfill Gas",{"$nulls":13},0.6,0.6,0.6,0.6,{"$nulls":11},"INGENCO Wholesale Power LLC",100,"INGENCO",100,"Non-regulated"]
["Chesterfield Landfill Gas","56684_G_25",56684,"G","25",null,"Landfill Gas",null,"PJM_Dom","Virginia",51,"Chesterfield",41,"51041",0.3,13500,2004,9999,null,null,"N","Landfill Gas",{"$nulls":13},0.6,0.6,0.6,0.6,{"$nulls":11},"INGENCO Wholesale Power LLC",100,"INGENCO",100,"Non-regulated"]
["Chesterfield Landfill Gas","56684_G_6",56684,"G","6",null,"Landfill Gas",null,"PJM_Dom","Virginia",51,"Chesterfield",41,"51041",0.3,13500,2004,9999,null,null,"N","Landfill Gas",{"$nulls":13},0.6,0.6,0.6,0.6,{"$nulls":11},"INGENCO Wholesale Power LLC",100,"INGENCO",100,"Non-regulated"]
["King & Queen","56686_G_17",56686,"G","17",null,"Landfill Gas",null,"PJM_Dom","Virginia",51,"King and Queen",97,"51097",0.3,13500,2008,9999,null,null,"N","Landfill Gas",{"$nulls":13},0.6,0.6,0.6,0.6,{"$nulls":11},"INGENCO Wholesale Power LLC",100,"INGENCO",100,"Non-regulated"]
["Mountain View","56687_G_2",56687,"G","2",null,"Landfill Gas",null,"PJM_AP","Pennsylvania",42,"Franklin",55,"42055",0.3,13500,2003,9999,null,null,"N","Landfill Gas",{"$nulls":13},0.22117,0.22117,0.22117,0.22117,{"$nulls":11},"INGENCO",100,"INGENCO",100,"Non-regulated"]
["Mountain View","56687_G_42",56687,"G","42",null,"Landfill Gas",null,"PJM_AP","Pennsylvania",42,"Franklin",55,"42055",0.3,13500,2003,9999,null,null,"N","Landfill Gas",{"$nulls":13},0.22117,0.22117,0.22117,0.22117,{"$nulls":11},"INGENCO",100,"INGENCO",100,"Non-regulated"]
["New Bern","56688_G_11",56688,"G","11",null,"Landfill Gas",null,"S_VACA","North Carolina",37,"Craven",49,"37049",0.3,13500,2007,9999,null,null,"N","Landfill Gas",{"$nulls":13},0.32586,0.32586,0.32586,0.32586,{"$nulls":11},"INGENCO Wholesale Power LLC",100,"INGENCO",100,"Non-regulated"]
["Pine Grove","56690_G_5",56690,"G","5",null,"Combustion Turbine","IC Engine","PJM_WMAC","Pennsylvania",42,"Schuylkill",107,"42107",0.3,13500,2008,9999,null,null,"N","Distillate Fuel Oil",{"$nulls":13},0.22117,0.22117,0.22117,0.22117,{"$nulls":11},"INGENCO Wholesale Power LLC",100,"INGENCO",100,"Non-regulated"]
["Virginia Beach","56693_G_14",56693,"G","14",null,"Landfill Gas",null,"PJM_Dom","Virginia",51,"Virginia Beach City",810,"51810",0.3,13500,2001,9999,null,null,"N","Landfill Gas",{"$nulls":13},0.6,0.6,0.6,0.6,{"$nulls":11},"INGENCO",100,"INGENCO",100,"Non-regulated"]
["Virginia Beach","56693_G_3",56693,"G","3",null,"Landfill Gas",null,"PJM_Dom","Virginia",51,"Virginia Beach City",810,"51810",0.3,13500,2001,9999,null,null,"N","Landfill Gas",{"$nulls":13},0.6,0.6,0.6,0.6,{"$nulls":11},"INGENCO",100,"INGENCO",100,"Non-regulated"]
["Spanish Fork Wind Park 2 LLC","56751_G_1",56751,"G","1",null,"Onshore Wind",null,"WECC_UT","Utah",49,"Utah",49,"49049",18.9,0,2008,9999,null,null,"N","Wind",{"$nulls":13},0,0,0,0,{"$nulls":11},"Spanish Fork Wind Park 2 LLC",100,"NRG Energy Inc",100,"Non-regulated"]
["Fowler Ridge Wind Farm LLC","56777_G_FII",56777,"G","FII",null,"Onshore Wind",null,"PJM_West","Indiana",18,"Benton",7,"18007",200,0,2009,9999,null,null,"N","Wind",{"$nulls":13},0,0,0,0,{"$nulls":11},"Fowler Ridge II Wind Farm LLC",50,"Dominion Energy Inc",50,"Non-regulated"]
["Greenland Energy Center","56799_G_2",56799,"G","2",90381,"Combustion Turbine",null,"FRCC","Florida",12,"Duval",31,"12031",178.6,11206,2011,9999,null,null,"N","Natural Gas, Distillate Fuel Oil",{"$nulls":3},"DLNB + H2O",{"$nulls":9},0.02998,0.02998,0.02998,0.02998,{"$nulls":11},"JEA",100,"JEA",100,"Regulated"]
["CSU Fresno Solar Project","56813_G_1",56813,"G","1",null,"Solar PV",null,"WEC_CALN","California",6,"Fresno",19,"06019",0.5,0,2007,9999,null,null,"N","Solar",{"$nulls":13},0,0,0,0,{"$nulls":11},"MMA Fresno Power LP",100,"SunEdison",100,"Non-regulated"]
["North Brawley Geothermal Plant","56832_G_GE2",56832,"G","GE2",null,"Geothermal",null,"WECC_IID","California",6,"Imperial",25,"06025",10.7,9771,2009,9999,null,null,"N","Geothermal",{"$nulls":13},0,0,0,0,0.4625,0.4625,0.4625,{"$nulls":8},"ORNI 18 LLC",100,"Ormat Technologies Inc",100,"Non-regulated"]
["Trans-Jordan Generating Station","56853_G_2",56853,"G","2",null,"Landfill Gas",null,"WECC_UT","Utah",49,"Salt Lake",35,"49035",1.5,13500,2009,9999,null,null,"N","Landfill Gas",{"$nulls":13},0.22117,0.22117,0.22117,0.22117,{"$nulls":11},"Energy Developments of South Jordan LLC",100,"Energy Developments",100,"Non-regulated"]
["Loraine County Project","56869_G_5",56869,"G","5",null,"Landfill Gas",null,"PJM_ATSI","Ohio",39,"Lorain",93,"39093",1.4,13500,2001,9999,null,null,"N","Landfill Gas",{"$nulls":13},0.22117,0.22117,0.22117,0.22117,{"$nulls":11},"Bio Energy (Ohio II) LLC",100,"Energy Developments",100,"Non-regulated"]
["Taylor","56870_G_7",56870,"G","7",null,"Landfill Gas",null,"S_SOU","Georgia",13,"Taylor",269,"13269",1,13798,2011,9999,null,null,"N","Landfill Gas",{"$nulls":13},0.22117,0.22117,0.22117,0.22117,{"$nulls":11},"Bio Energy (Georgia) LLC",100,"Energy Developments",100,"Non-regulated"]
["Cumberland County Solid Waste Complex","56884_G_GEN 3",56884,"G","GEN 3",null,"Landfill Gas",null,"PJM_EMAC","New Jersey",34,"Cumberland",11,"34011",1.6,13500,2008,9999,null,null,"N","Landfill Gas",{"$nulls":13},0.07761,0.07761,0.07761,0.07761,{"$nulls":11},"EPP New Jersey Biogas LLC",100,"Exelon Corp",100,"Non-regulated"]
["Ameresco Stafford","56894_G_2",56894,"G","2",null,"Landfill Gas",null,"PJM_Dom","Virginia",51,"Stafford",179,"51179",1,13500,2009,9999,null,null,"N","Landfill Gas",{"$nulls":13},0.6,0.6,0.6,0.6,{"$nulls":11},"Ameresco Stafford LLC",100,"Ameresco Inc",100,"Non-regulated"]
["Langdon Wind II LLC","56912_G_GE15",56912,"G","GE15",null,"Onshore Wind",null,"MIS_MAPP","North Dakota",38,"Cavalier",19,"38019",40.5,0,2008,9999,null,null,"N","Wind",{"$nulls":13},0,0,0,0,{"$nulls":11},"Otter Tail Power Co",100,"Otter Tail Corp",100,"Non-regulated"]
["Imperial Valley Solar, LLC","56917_G_1",56917,"G","1",null,"Solar PV",null,"WECC_IID","California",6,"Imperial",25,"06025",101,0,2013,9999,null,null,"N","Solar",{"$nulls":13},0,0,0,0,{"$nulls":11},"Imperial Valley Solar 1 LLC",100,"Brookfield Asset Management Inc",100,"Non-regulated"]
["Coolidge Generation Station","56948_G_10",56948,"G","10",90473,"Combustion Turbine",null,"WECC_AZ","Arizona",4,"Pinal",21,"04021",43.4,10745,2011,9999,null,null,"N","Natural Gas",{"$nulls":3},"H2O","SCR",{"$nulls":8},0.0087,0.0087,0.0087,0.0087,{"$nulls":11},"Coolidge Power LLC",100,"TC Energy Corp",100,"Regulated"]
["Gastonia Prime Power Park","56954_G_4",56954,"G","4",null,"Combustion Turbine","IC Engine","S_VACA","North Carolina",37,"Gaston",71,"37071",1.8,25000,2012,9999,null,null,"N","Distillate Fuel Oil",{"$nulls":13},1.64976,1.64976,1.64976,1.64976,{"$nulls":11},"North Carolina Municipal Power Agency No 1",100,"North Carolina Municipal Power Agency No 1",100,"Regulated"]
["West Deptford Energy Station","56963_G_E102",56963,"G","E102",90892,"Combined Cycle",null,"PJM_EMAC","New Jersey",34,"Gloucester",15,"34015",211.8,7074,2014,9999,null,null,"N","Natural Gas",{"$nulls":3},"DLNB","SCR",{"$nulls":8},6.13E-3,6.13E-3,6.13E-3,6.13E-3,{"$nulls":11},"West Deptford Energy LLC",100,"LS Power Group",100,"Non-regulated"]
["Ward Butte Windfarm LLC","56975_G_1",56975,"G","1",null,"Onshore Wind",null,"WECC_PNW","Oregon",41,"Umatilla",59,"41059",6.6,0,2009,9999,null,null,"N","Wind",{"$nulls":13},0,0,0,0,{"$nulls":11},"Oregon Trail Windfarm LLC",22.2,"Exelon Corp",92.5,"Non-regulated"]
["Hyland LFGTE Facility","56987_G_GEN2",56987,"G","GEN2",null,"Landfill Gas",null,"NY_Z_B","New York",36,"Allegany",3,"36003",1.6,13500,2008,9999,null,null,"N","Landfill Gas",{"$nulls":13},0.15987,0.15987,0.15987,0.15987,{"$nulls":11},"Hyland Facility Associates",100,"Casella Waste Systems Inc",100,"Non-regulated"]
["Pueblo Airport Generating Station","56998_G_7",56998,"G","7",90560,"Combined Cycle",null,"WECC_CO","Colorado",8,"Pueblo",101,"08101",37,7728,2012,9999,null,null,"N","Natural Gas",{"$nulls":3},"H2O","SCR",{"$nulls":8},0.00328,0.00328,0.00328,0.00328,{"$nulls":11},"Black Hills Colorado IPP LLC",100,"Black Hills Corp",100,"Non-regulated"]
["Waste Management Columbia Ridge LFGTE","57015_G_GEN6",57015,"G","GEN6",null,"Landfill Gas",null,"WECC_PNW","Oregon",41,"Gilliam",21,"41021",0.8,13500,2009,9999,null,null,"N","Landfill Gas",{"$nulls":13},0.22117,0.22117,0.22117,0.22117,{"$nulls":11},"Waste Management Inc",100,"Waste Management Inc",100,"Non-regulated"]
["Waste Management King George LFGTE","57022_G_GEN4",57022,"G","GEN4",null,"Landfill Gas",null,"PJM_Dom","Virginia",51,"King George",99,"51099",2.9,17054,2011,9999,null,null,"N","Landfill Gas",{"$nulls":13},0.6,0.6,0.6,0.6,{"$nulls":11},"WM Renewable Energy LLC",100,"Waste Management Inc",100,"Non-regulated"]
["Waste Management Eco Vista LFGTE","57025_G_GEN5",57025,"G","GEN5",null,"Landfill Gas",null,"SPP_WEST","Arkansas",5,"Washington",143,"05143",0.8,13500,2010,9999,null,null,"N","Landfill Gas",{"$nulls":13},0.22117,0.22117,0.22117,0.22117,{"$nulls":11},"WM Renewable Energy LLC",100,"Waste Management Inc",100,"Non-regulated"]
["Willmar Municipal East Substation","57034_G_E05",57034,"G","E05",null,"Combustion Turbine","IC Engine","MIS_MNWI","Minnesota",27,"Kandiyohi",67,"27067",2,10745,2000,9999,null,null,"N","Distillate Fuel Oil",{"$nulls":13},1.64976,1.64976,1.64976,1.64976,{"$nulls":11},"Willmar Municipal Utilities Commission",100,"Willmar Municipal Utilities Commission",100,"Regulated"]
["Merricourt Wind Energy Center","57048_G_1",57048,"G","1",null,"Onshore Wind",null,"MIS_MAPP","North Dakota",38,"McIntosh",51,"38051",150,0,2020,9999,null,null,"N","Wind",{"$nulls":13},0,0,0,0,{"$nulls":11},"Otter Tail Power Co",100,"Otter Tail Corp",100,"Regulated"]
["Whittier LFG Power Plant #1","57102_G_EN02",57102,"G","EN02",null,"Landfill Gas",null,"WECC_SCE","California",6,"Los Angeles",37,"06037",1,13500,2010,9999,null,null,"N","Landfill Gas",{"$nulls":13},0.22117,0.22117,0.22117,0.22117,{"$nulls":11},"J&A Whittier LLC",100,"Janchek & Associates",100,"Non-regulated"]
["Lost Lakes Wind Farm LLC","57111_G_GEN 1",57111,"G","GEN 1",null,"Onshore Wind",null,"MIS_IA","Iowa",19,"Dickinson",59,"19059",100,0,2009,9999,null,null,"N","Wind",{"$nulls":13},0,0,0,0,{"$nulls":11},"Lost Lakes Wind Farm LLC",100,"Energias de Portugal SA",100,"Non-regulated"]
["Big Sky Wind LLC","57135_G_1",57135,"G","1",null,"Onshore Wind",null,"PJM_COMD","Illinois",17,"Bureau",11,"17011",239.4,0,2011,9999,null,null,"N","Wind",{"$nulls":13},0,0,0,0,{"$nulls":11},"Big Sky Wind LLC",100,"BlackRock Inc",100,"Non-regulated"]
["Suburban Landfill Gas Recovery","57170_G_GEN7",57170,"G","GEN7",null,"Landfill Gas",null,"PJM_West","Ohio",39,"Perry",127,"39127",0.8,13500,2011,9999,null,null,"N","Landfill Gas",{"$nulls":13},0.22117,0.22117,0.22117,0.22117,{"$nulls":11},"Waste Management Inc",100,"Waste Management Inc",100,"Non-regulated"]
["Cricket Valley Energy","57185_G_U005",57185,"G","U005",null,"Combined Cycle",null,"NY_Z_G-I","New York",36,"Dutchess",27,"36027",195.4,7050,2020,9999,null,null,"N","Natural Gas, Hydrogen",{"$nulls":3},"DLNB","SCR",{"$nulls":8},0.011,0.011,0.011,0.011,{"$nulls":11},"Cricket Valley Energy Center LLC",100,"Advanced Power",100,"Non-regulated"]
["Shelby Solar Energy Generation Facility","57200_G_1",57200,"G","1",null,"Solar PV",null,"S_VACA","North Carolina",37,"Cleveland",45,"37045",1,0,2010,9999,null,null,"N","Solar",{"$nulls":13},0,0,0,0,{"$nulls":11},"Solar Star North Carolina I LLC",100,"Duke Energy Corp",100,"Non-regulated"]
["Cedar Creek II","57210_G_1",57210,"G","1",null,"Onshore Wind",null,"WECC_CO","Colorado",8,"Weld",123,"08123",248.3,0,2011,9999,null,null,"N","Wind",{"$nulls":13},0,0,0,0,{"$nulls":11},"Cedar Creek II LLC",100,"BP plc",100,"Non-regulated"]
["Solar Photovoltaic Project #05","57219_G_S005E",57219,"G","S005E",null,"Solar PV",null,"WECC_SCE","California",6,"San Bernardino",71,"06071",0.5,0,2012,9999,null,null,"N","Solar",{"$nulls":13},0,0,0,0,{"$nulls":11},"Southern California Edison Co",100,"Edison International",100,"Regulated"]
["Solar Photovoltaic Project #11","57225_G_S011C",57225,"G","S011C",null,"Solar PV",null,"WECC_SCE","California",6,"San Bernardino",71,"06071",0.5,0,2015,9999,null,null,"N","Solar",{"$nulls":13},0,0,0,0,{"$nulls":11},"Southern California Edison Co",100,"Edison International",100,"Regulated"]
["Solar Photovoltaic Project #22","57237_G_S022C",57237,"G","S022C",null,"Solar PV",null,"WECC_SCE","California",6,"San Bernardino",71,"06071",0.5,0,2011,9999,null,null,"N","Solar",{"$nulls":13},0,0,0,0,{"$nulls":11},"Southern California Edison Co",100,"Edison International",100,"Regulated"]
["Solar Photovoltaic Project #26","57245_G_S026J",57245,"G","S026J",null,"Solar PV",null,"WECC_SCE","California",6,"San Bernardino",71,"06071",0.5,0,2015,9999,null,null,"N","Solar",{"$nulls":13},0,0,0,0,{"$nulls":11},"Southern California Edison Co",100,"Edison International",100,"Regulated"]
["Iowa Lakes Superior Wind Farm","57252_G_SUP1",57252,"G","SUP1",null,"Onshore Wind",null,"MIS_IA","Iowa",19,"Dickinson",59,"19059",10.5,0,2009,9999,null,null,"N","Wind",{"$nulls":13},0,0,0,0,{"$nulls":11},"Iowa Lakes Electric Coop",100,"Iowa Lakes Electric Coop",100,"Regulated"]
["Haverhill Solar Power Project","57269_G_1",57269,"G","1",null,"Solar PV",null,"NENGREST","Massachusetts",25,"Essex",9,"25009",0.8,0,2010,9999,null,null,"N","Solar",{"$nulls":13},0,0,0,0,{"$nulls":11},"National Grid USA",100,"National Grid Plc",100,"Regulated"]
["Cedar Hills","57298_G_3",57298,"G","3",null,"Landfill Gas",null,"WECC_PNW","Washington",53,"King",33,"53033",0.3,13500,2009,9999,null,null,"N","Landfill Gas",{"$nulls":13},0.22117,0.22117,0.22117,0.22117,{"$nulls":11},"INGENCO",100,"INGENCO",100,"Non-regulated"]
["Cedar Hills","57298_G_7",57298,"G","7",null,"Landfill Gas",null,"WECC_PNW","Washington",53,"King",33,"53033",0.3,13500,2009,9999,null,null,"N","Landfill Gas",{"$nulls":13},0.22117,0.22117,0.22117,0.22117,{"$nulls":11},"INGENCO",100,"INGENCO",100,"Non-regulated"]
["Crossroads Wind Farm","57332_G_1-98",57332,"G","1-98",null,"Onshore Wind",null,"SPP_WEST","Oklahoma",40,"Dewey",43,"40043",227.5,0,2012,9999,null,null,"N","Wind",{"$nulls":13},0,0,0,0,{"$nulls":11},"Oklahoma Gas & Electric Co",100,"OGE Energy Corp",100,"Regulated"]
["Henrico","57356_G_4",57356,"G","4",null,"Landfill Gas",null,"PJM_Dom","Virginia",51,"Henrico",87,"51087",0.3,13500,2010,9999,null,null,"N","Landfill Gas",{"$nulls":13},0.6,0.6,0.6,0.6,{"$nulls":11},"INGENCO Wholesale Power LLC",100,"INGENCO",100,"Non-regulated"]
["Terreva Wayne County RNG, LLC","57366_G_1A",57366,"G","1A",null,"Landfill Gas",null,"S_VACA","North Carolina",37,"Wayne",191,"37191",1.1,13500,2010,9999,null,null,"N","Landfill Gas",{"$nulls":13},0.13048,0.13048,0.13048,0.13048,{"$nulls":11},"MP Wayne LLC",100,"Methane Power Inc",100,"Non-regulated"]
["UASTP I","57392_G_UATP1",57392,"G","UATP1",null,"Solar PV",null,"WECC_AZ","Arizona",4,"Pima",19,"04019",1.2,0,2010,9999,null,null,"N","Solar",{"$nulls":13},0,0,0,0,{"$nulls":11},"Tucson Electric Power Co",100,"Uns Energy Corp",100,"Regulated"]
["Willow Island Hydroelectric Plant","57401_G_WIG2",57401,"G","WIG2",null,"Hydro",null,"PJM_AP","West Virginia",54,"Pleasants",73,"54073",22,0,2016,9999,null,null,"N","Hydro",{"$nulls":13},0,0,0,0,{"$nulls":11},"American Municipal Power Inc",100,"American Municipal Power Inc",100,"Regulated"]
["Geneva","57410_G_GEN5",57410,"G","GEN5",null,"Landfill Gas",null,"PJM_ATSI","Ohio",39,"Ashtabula",7,"39007",0.8,13500,2013,9999,null,null,"N","Landfill Gas",{"$nulls":13},0.08858,0.08858,0.08858,0.08858,{"$nulls":11},"WM Renewable Energy LLC",100,"Waste Management Inc",100,"Non-regulated"]
["Solar Photovoltaic Project #42","57441_G_S42F",57441,"G","S42F",null,"Solar PV",null,"WECC_SCE","California",6,"Tulare",107,"06107",0.5,0,2012,9999,null,null,"N","Solar",{"$nulls":13},0,0,0,0,{"$nulls":11},"Southern California Edison Co",100,"Edison International",100,"Regulated"]
["Laurel Mountain Hybrid","57447_G_1",57447,"G","1",null,"Onshore Wind",null,"PJM_AP","West Virginia",54,"Barbour",1,"54001",97.6,0,2011,9999,null,null,"N","Wind",{"$nulls":13},0,0,0,0,{"$nulls":11},"AES Laurel Mountain LLC",100,"Alberta Investment Management Corp",100,"Non-regulated"]
["Caltech Central","57460_G_CL07",57460,"G","CL07",null,"Fuel Cell",null,"WEC_LADW","California",6,"Los Angeles",37,"06037",0.1,6469,2010,9999,null,null,"N","Natural Gas",{"$nulls":13},0,0,0,0,{"$nulls":11},"Bloom Energy 2009 PPA",100,"Bloom Energy 2009 PPA",100,"Non-regulated"]
["Sentinel Energy Center, LLC","57482_G_CTG2",57482,"G","CTG2",90715,"Combustion Turbine",null,"WECC_SCE","California",6,"Riverside",65,"06065",100,10745,2013,9999,null,null,"N","Natural Gas",{"$nulls":3},"H2O","SCR",{"$nulls":8},0.01184,0.01184,0.01184,0.01184,{"$nulls":11},"Sentinel Energy Center LLC",100,"Mitsubishi Corp",100,"Non-regulated"]
["Mariposa Energy Project","57483_G_CTG4",57483,"G","CTG4",90695,"Combustion Turbine",null,"WEC_CALN","California",6,"Alameda",1,"06001",49.9,10838,2012,9999,null,null,"N","Natural Gas",{"$nulls":4},"SCR",{"$nulls":8},0.01544,0.01544,0.01544,0.01544,{"$nulls":11},"Mariposa Energy LLC",100,"Mitsubishi Corp",100,"Non-regulated"]
["RV CSU Power II LLC","57507_G_CSUII",57507,"G","CSUII",null,"Solar PV",null,"WECC_CO","Colorado",8,"Larimer",69,"08069",3,0,2010,9999,null,null,"N","Solar",{"$nulls":13},0,0,0,0,{"$nulls":11},"FRV CSU Power II LLC",100,"SunEdison",100,"Non-regulated"]
["Solar Photovoltaic Project #33","57535_G_S33B",57535,"G","S33B",null,"Solar PV",null,"WECC_SCE","California",6,"San Bernardino",71,"06071",0.5,0,2015,9999,null,null,"N","Solar",{"$nulls":13},0,0,0,0,{"$nulls":11},"Southern California Edison Co",100,"Edison International",100,"Regulated"]
["CCCSD Wastewater Treatment Plnt","57573_G_S188",57573,"G","S188",null,"Combustion Turbine",null,"WEC_CALN","California",6,"Contra Costa",13,"06013",3,8700,1995,9999,null,null,"Y","Natural Gas",{"$nulls":13},0.79549,0.79549,0.79549,0.79549,{"$nulls":11},"Central Contra Costa Sanitary District",100,"Central Contra Costa Sanitary District",100,"Non-regulated"]
["Broken Bow Wind LLC","57593_G_1",57593,"G","1",null,"Onshore Wind",null,"SPP_NEBR","Nebraska",31,"Custer",41,"31041",79.9,0,2012,9999,null,null,"N","Wind",{"$nulls":13},0,0,0,0,{"$nulls":11},"Broken Bow Wind LLC",100,"Edison International",100,"Non-regulated"]
["Water Treatment 1 & 2","57605_G_WT2",57605,"G","WT2",null,"Combustion Turbine","IC Engine","NENG_CT","Connecticut",9,"New London",11,"09011",2.5,10745,2010,9999,null,null,"N","Distillate Fuel Oil",{"$nulls":13},1.64976,1.64976,1.64976,1.64976,{"$nulls":11},"Connecticut Municipal Electric Energy Coop",100,"Connecticut Municipal Electric Energy Coop",100,"Regulated"]
["Vestas Towers America, Inc.","57643_G_V100",57643,"G","V100",null,"Onshore Wind",null,"WECC_CO","Colorado",8,"Pueblo",101,"08101",1.8,0,2010,9999,null,null,"N","Wind",{"$nulls":13},0,0,0,0,{"$nulls":11},"Vestas Towers America Inc",100,"Vestas Wind Systems",100,"Non-regulated"]
["Oregon State University Energy Center","57653_G_CTG",57653,"G","CTG",null,"Combined Cycle",null,"WECC_PNW","Oregon",41,"Benton",3,"41003",5.2,5500,2010,9999,null,null,"Y","Natural Gas, Distillate Fuel Oil",{"$nulls":13},0.02457,0.02457,0.02457,0.02457,{"$nulls":11},"Oregon University System",100,"Oregon University System",100,"Non-regulated"]
["SAF Hydroelectric LLC","57665_G_2",57665,"G","2",null,"Hydro",null,"MIS_MNWI","Minnesota",27,"Hennepin",53,"27053",0.6,0,2011,9999,null,null,"N","Hydro",{"$nulls":13},0,0,0,0,{"$nulls":11},"Saf Hydroelectric LLC",100,"Brookfield Asset Management Inc",100,"Non-regulated"]
["Staples La Mirada, CA","57683_G_1",57683,"G","1",null,"Solar PV",null,"WECC_SCE","California",6,"Los Angeles",37,"06037",0.9,0,2009,9999,null,null,"N","Solar",{"$nulls":13},0,0,0,0,{"$nulls":11},"SunEdison",100,"SunEdison",100,"Non-regulated"]
["Cheyenne Prairie Generating Station","57703_G_01C",57703,"G","01C",90707,"Combined Cycle",null,"WECC_WY","Wyoming",56,"Laramie",21,"56021",20,8002,2014,9999,null,null,"N","Natural Gas",{"$nulls":3},"DLNB","SCR",{"$nulls":8},0.00732,0.00732,0.00732,0.00732,{"$nulls":11},"Black Hills Power Inc",57.9,"Black Hills Corp",100,"Regulated"]
["City of Palo Alto","57714_G_GEN2",57714,"G","GEN2",null,"Combustion Turbine","IC Engine","WEC_CALN","California",6,"Santa Clara",85,"06085",1.1,11897,2002,9999,null,null,"N","Natural Gas",{"$nulls":13},0.33313,0.33313,0.33313,0.33313,{"$nulls":11},"Palo Alto CA (City of)",100,"Palo Alto CA (City of)",100,"Regulated"]
["Cherry Hill","57734_G_CH",57734,"G","CH",null,"Solar PV",null,"PJM_EMAC","New Jersey",34,"Camden",7,"34007",1.1,0,2010,9999,null,null,"N","Solar",{"$nulls":13},0,0,0,0,{"$nulls":11},"NFI Solar Inc",100,"NFI Industries",100,"Non-regulated"]
["FedEx Field Solar Facility","57747_G_1",57747,"G","1",null,"Solar PV",null,"PJM_SMAC","Maryland",24,"Prince Georges",33,"24033",2,0,2011,9999,null,null,"N","Solar",{"$nulls":13},0,0,0,0,{"$nulls":11},"NRG Solar Arrowhead LLC",100,"NRG Energy Inc",100,"Non-regulated"]
["Arizona Western College PV","57765_G_SHP",57765,"G","SHP",null,"Solar PV",null,"WECC_AZ","Arizona",4,"Yuma",27,"04027",0.9,0,2011,9999,null,null,"N","Solar",{"$nulls":13},0,0,0,0,{"$nulls":11},"MFP Co III LLC",100,"MFP Co Holdings LLC",100,"Non-regulated"]
["RE Kammerer 3 LLC","57782_G_KAM3",57782,"G","KAM3",null,"Solar PV",null,"WEC_BANC","California",6,"Sacramento",67,"06067",5,0,2012,9999,null,null,"N","Solar",{"$nulls":13},0,0,0,0,{"$nulls":11},"RE Kammerer 3 LLC",100,"Canadian Solar Inc",100,"Non-regulated"]
["RE McKenzie 1 LLC","57816_G_MCK1",57816,"G","MCK1",null,"Solar PV",null,"WEC_BANC","California",6,"Sacramento",67,"06067",5,0,2012,9999,null,null,"N","Solar",{"$nulls":13},0,0,0,0,{"$nulls":11},"RE McKenzie 1 LLC",100,"Goldman Sachs Group Inc (The)",100,"Non-regulated"]
["Wabash Valley Power IGCC","57842_G_1A",57842,"G","1A",720,"Combustion Turbine",null,"MIS_INKY","Indiana",18,"Vigo",167,"18167",154,12189,1995,9999,null,null,"N","Natural Gas",{"$nulls":3},"NDI",{"$nulls":8},0.71,0.04178,0.04178,0.04178,0.04178,{"$nulls":11},"Wabash Valley Power Association Inc",100,"Wabash Valley Power Association Inc",100,"Regulated"]
["Antelope Station","57865_G_E07",57865,"G","E07",null,"Combustion Turbine","IC Engine","SPP_SPS","Texas",48,"Hale",189,"48189",8.5,10745,2011,9999,null,null,"N","Natural Gas",{"$nulls":13},0.02354,0.02354,0.02354,0.02354,{"$nulls":11},"Golden Spread Electric Coop Inc",100,"Golden Spread Electric Coop Inc",100,"Regulated"]
["Antelope Station","57865_G_E16",57865,"G","E16",null,"Combustion Turbine","IC Engine","SPP_SPS","Texas",48,"Hale",189,"48189",8.3,10745,2011,9999,null,null,"N","Natural Gas",{"$nulls":13},0.0241,0.0241,0.0241,0.0241,{"$nulls":11},"Golden Spread Electric Coop Inc",100,"Golden Spread Electric Coop Inc",100,"Regulated"]
["Eolos Wind Energy Research Field Station","57880_G_1",57880,"G","1",null,"Onshore Wind",null,"MIS_MNWI","Minnesota",27,"Dakota",37,"27037",2.5,0,2011,9999,null,null,"N","Wind",{"$nulls":13},0,0,0,0,{"$nulls":11},"Clipper Windpower Inc",100,"Clipper Windpower Inc",100,"Non-regulated"]
["City West Diesel Plant","57886_G_DI2",57886,"G","DI2",null,"Combustion Turbine","IC Engine","S_VACA","South Carolina",45,"Union",87,"45087",1.8,10745,2011,9999,null,null,"N","Distillate Fuel Oil",{"$nulls":13},1.64976,1.64976,1.64976,1.64976,{"$nulls":11},"Lockhart Power Co",100,"Milliken & Co",100,"Regulated"]
["El Segundo Energy Center LLC","57901_G_5",57901,"G","5",90376,"Combined Cycle",null,"WEC_LADW","California",6,"Los Angeles",37,"06037",195,8368,2013,9999,null,null,"N","Natural Gas",{"$nulls":3},"DLNB","SCR",{"$nulls":8},0.00421,0.00421,0.00421,0.00421,{"$nulls":11},"El Segundo Energy Center LLC",100,"NRG Energy Inc",100,"Non-regulated"]
["East Campus Utility Plant","57929_G_P007",57929,"G","P007",null,"Combustion Turbine","IC Engine","PJM_West","Ohio",39,"Hamilton",61,"39061",1.7,13469,2006,9999,null,null,"N","Distillate Fuel Oil",{"$nulls":13},1.64976,1.64976,1.64976,1.64976,{"$nulls":11},"University of Cincinnati",100,"University of Cincinnati",100,"Non-regulated"]
["Lonesome Creek Station","57943_G_06",57943,"G","06",null,"Combustion Turbine",null,"SPP_WAUE","North Dakota",38,"McKenzie",53,"38053",40,9905,2021,9999,null,null,"N","Natural Gas",{"$nulls":4},"SCR",{"$nulls":8},0.011,0.011,0.011,0.011,{"$nulls":11},"Basin Electric Power Coop",100,"Basin Electric Power Coop",100,"Regulated"]
["Butte College Main Campus Solar","57970_G_SOL1",57970,"G","SOL1",null,"Solar PV",null,"WEC_CALN","California",6,"Butte",7,"06007",3.6,0,2011,9999,null,null,"N","Solar",{"$nulls":13},0,0,0,0,{"$nulls":11},"Butte College (CA)",100,"Butte College (CA)",100,"Non-regulated"]
["Meridian Vineyards","57982_G_PV-2",57982,"G","PV-2",null,"Solar PV",null,"WEC_CALN","California",6,"San Luis Obispo",79,"06079",0.6,0,2010,9999,null,null,"N","Solar",{"$nulls":13},0,0,0,0,{"$nulls":11},"Gestamp Asetym Solar North America Inc",100,"Gestamp Corp",100,"Non-regulated"]
["Desert Sunlight 300, LLC","57993_G_DSL3",57993,"G","DSL3",null,"Solar PV",null,"WECC_SCE","California",6,"Riverside",65,"06065",40.3,0,2013,9999,null,null,"N","Solar",{"$nulls":13},0,0,0,0,{"$nulls":11},"Desert Sunlight 300 LLC",100,"Starwood Capital Group Global LLC",100,"Non-regulated"]
["IKEA Perryville 460","58014_G_PV",58014,"G","PV",null,"Solar PV",null,"PJM_EMAC","Maryland",24,"Cecil",15,"24015",2,0,2013,9999,null,null,"N","Solar",{"$nulls":13},0,0,0,0,{"$nulls":11},"IKEA Group",100,"Ikea Systems BV",100,"Non-regulated"]
["Whitetail","58021_G_1",58021,"G","1",null,"Onshore Wind",null,"ERC_REST","Texas",48,"Webb",479,"48479",91.2,0,2012,9999,null,null,"N","Wind",{"$nulls":13},0,0,0,0,{"$nulls":11},"Whitetail Wind Energy LLC",100,"Exelon Corp",100,"Non-regulated"]
["Black Mountain Solar LLC","58042_G_1",58042,"G","1",null,"Solar PV",null,"WECC_AZ","Arizona",4,"Mohave",15,"04015",9,0,2012,9999,null,null,"N","Solar",{"$nulls":13},0,0,0,0,{"$nulls":11},"Black Mountain Solar LLC",100,"Duke Energy Corp",100,"Non-regulated"]
["Roeder Family Wind Farm LLC","58089_G_1",58089,"G","1",null,"Onshore Wind",null,"MIS_IA","Iowa",19,"Worth",195,"19195",1.6,0,2011,9999,null,null,"N","Wind",{"$nulls":13},0,0,0,0,{"$nulls":11},"5045 Wind Partners LLC",100,"5045 Wind Partners LLC",100,"Non-regulated"]
["Bed Bath & Beyond DC Port Reading NJ","58096_G_PTNJ",58096,"G","PTNJ",null,"Solar PV",null,"PJM_EMAC","New Jersey",34,"Middlesex",23,"34023",1.8,0,2011,9999,null,null,"N","Solar",{"$nulls":13},0,0,0,0,{"$nulls":11},"Bed Bath & Beyond",100,"Bed Bath & Beyond",100,"Non-regulated"]
["La Joya Del Sol","58118_G_JDS1",58118,"G","JDS1",null,"Solar PV",null,"WEC_CALN","California",6,"Fresno",19,"06019",1.5,0,2012,9999,null,null,"N","Solar",{"$nulls":13},0,0,0,0,{"$nulls":11},"Gestamp Asetym Solar North America Inc",100,"Gestamp Corp",100,"Non-regulated"]
["Washington White Post Solar LLC","58135_G_1",58135,"G","1",null,"Solar PV",null,"S_VACA","North Carolina",37,"Beaufort",13,"37013",12.4,0,2012,9999,null,null,"N","Solar",{"$nulls":13},0,0,0,0,{"$nulls":11},"Washington White Post Solar LLC",100,"Duke Energy Corp",100,"Non-regulated"]
["Kishwaukee CHP Plant","58177_G_1",58177,"G","1",null,"Non-Fossil Waste",null,"PJM_COMD","Illinois",17,"Winnebago",201,"17201",1,4424,2010,9999,null,null,"Y","Non-Fossil Waste",{"$nulls":13},0,0,0,0,{"$nulls":11},"Rock River Water Reclamation District",100,"Rock River Water Reclamation District",100,"Non-regulated"]
["Central Utility Plant at White Oak","58207_G_G2",58207,"G","G2",null,"Combustion Turbine","IC Engine","PJM_SMAC","Maryland",24,"Montgomery",31,"24031",2.3,13469,2003,9999,null,null,"N","Distillate Fuel Oil",{"$nulls":13},1.64976,1.64976,1.64976,1.64976,{"$nulls":11},"Sempra Energy",100,"Sempra Energy",100,"Non-regulated"]
["Lee Combined Cycle Plant","58215_G_ST1",58215,"G","ST1",90644,"Combined Cycle",null,"S_VACA","North Carolina",37,"Wayne",191,"37191",378,7239,2012,9999,null,null,"N","Natural Gas, Distillate Fuel Oil",{"$nulls":3},"DLNB + H2O","SCR",{"$nulls":8},0.03869,0.03869,0.03869,0.03869,{"$nulls":11},"Duke Energy Progress",100,"Duke Energy Corp",100,"Regulated"]
["SEPV 8","58234_G_SPV8",58234,"G","SPV8",null,"Solar PV",null,"WECC_SCE","California",6,"San Bernardino",71,"06071",11.8,0,2013,9999,null,null,"N","Solar",{"$nulls":13},0,0,0,0,{"$nulls":11},"Highlander Solar 1 LLC",100,"Duke Energy Corp",100,"Non-regulated"]
["Millersville LFG","58246_G_CAT2",58246,"G","CAT2",null,"Landfill Gas",null,"PJM_SMAC","Maryland",24,"Anne Arundel",3,"24003",1.5,13500,2012,9999,null,null,"N","Landfill Gas",{"$nulls":13},0.09048,0.09048,0.09048,0.09048,{"$nulls":11},"les Operations Services LLC",100,"Energy Investors Funds Group",100,"Non-regulated"]
["Port Westward Unit 2","58266_G_6",58266,"G","6",null,"Combustion Turbine","IC Engine","WECC_PNW","Oregon",41,"Columbia",9,"41009",18.7,10745,2014,9999,null,null,"N","Natural Gas",{"$nulls":13},1.06095,1.06095,1.06095,1.06095,{"$nulls":11},"Portland General Electric Co",100,"Portland General Electric Co",100,"Regulated"]
["Raeford Farm","58274_G_RAEF",58274,"G","RAEF",null,"Solar PV",null,"S_VACA","North Carolina",37,"Hoke",93,"37093",4.9,0,2012,9999,null,null,"N","Solar",{"$nulls":13},0,0,0,0,{"$nulls":11},"Raeford Farm LLC",100,"Raeford Farm LLC",100,"Non-regulated"]
["Exeter Solar","58306_G_1",58306,"G","1",null,"Solar PV",null,"WECC_SCE","California",6,"Tulare",107,"06107",1,0,2014,9999,null,null,"N","Solar",{"$nulls":13},0,0,0,0,{"$nulls":11},"Tulare PV 1 LLC",100,"Immodo Group",100,"Non-regulated"]
["Railroad Farm","58316_G_1",58316,"G","1",null,"Solar PV",null,"S_VACA","North Carolina",37,"Robeson",155,"37155",5,0,2012,9999,null,null,"N","Solar",{"$nulls":13},0,0,0,0,{"$nulls":11},"Railroad Farm LLC",100,"Railroad Farm LLC",100,"Non-regulated"]
["Yanceyville Farm","58343_G_1",58343,"G","1",null,"Solar PV",null,"S_VACA","North Carolina",37,"Caswell",33,"37033",5,0,2013,9999,null,null,"N","Solar",{"$nulls":13},0,0,0,0,{"$nulls":11},"Yanceyville Farm LLC",100,"Strata Solar LLC",100,"Non-regulated"]
["Two Lines Farm","58348_G_1",58348,"G","1",null,"Solar PV",null,"S_VACA","North Carolina",37,"Catawba",35,"37035",5,0,2013,9999,null,null,"N","Solar",{"$nulls":13},0,0,0,0,{"$nulls":11},"Strata Solar Development LLC",100,"Strata Solar LLC",100,"Non-regulated"]
["Bryan Solar Field","58381_G_1",58381,"G","1",null,"Solar PV",null,"PJM_ATSI","Ohio",39,"Williams",171,"39171",1.8,0,2012,9999,null,null,"N","Solar",{"$nulls":13},0,0,0,0,{"$nulls":11},"Bryan Municipal Utilities",100,"Bryan OH (City of)",100,"Regulated"]
["Solar Star New Jersey NJ LLC","58402_G_1",58402,"G","1",null,"Solar PV",null,"PJM_EMAC","New Jersey",34,"Somerset",35,"34035",1.5,0,2012,9999,null,null,"N","Solar",{"$nulls":13},0,0,0,0,{"$nulls":11},"Solar Star New Jersey VI LLC",100,"WEC Energy Group Inc",100,"Non-regulated"]
["Hamilton Patriot Generation Plant","58426_G_GEN1",58426,"G","GEN1",90868,"Combined Cycle",null,"PJM_WMAC","Pennsylvania",42,"Lycoming",81,"42081",412.5,7050,2016,9999,null,null,"N","Natural Gas",{"$nulls":3},"DLNB","SCR",{"$nulls":8},0.00709,0.00709,0.00709,0.00709,{"$nulls":11},"Panda Patriot LLC",100,"Panda Power Funds",100,"Non-regulated"]
["Red Lion Energy Center","58433_G_RED6",58433,"G","RED6",null,"Fuel Cell",null,"PJM_EMAC","Delaware",10,"New Castle",3,"10003",3.2,7539,2013,9999,null,null,"N","Natural Gas",{"$nulls":13},0,0,0,0,{"$nulls":11},"Yellow Jacket Energy LLC",100,"Bloom Energy Corp",100,"Non-regulated"]
["CBS Studio Center","58440_G_9583",58440,"G","9583",null,"Fuel Cell",null,"WEC_LADW","California",6,"Los Angeles",37,"06037",0.4,8508,2013,9999,null,null,"N","Natural Gas",{"$nulls":13},0,0,0,0,{"$nulls":11},"CBS Corp",100,"CBS Corp",100,"Non-regulated"]
["Ma","58451_G_1",58451,"G","1",null,"Solar PV",null,"WEC_LADW","California",6,"Los Angeles",37,"06037",1.5,0,2013,9999,null,null,"N","Solar",{"$nulls":13},0,0,0,0,{"$nulls":11},"CD US Solar PO 2 LLC",100,"Capital Dynamics",100,"Non-regulated"]
["McCoy Solar Energy Project Hybrid","58462_G_MCST1",58462,"G","MCST1",null,"Energy Storage",null,"WECC_SCE","California",6,"Riverside",65,"06065",230,0,2021,9999,null,null,"N","Energy Storage",{"$nulls":13},0,0,0,0,{"$nulls":11},"McCoy Solar, LLC",100,"McCoy Solar, LLC",100,"Non-regulated"]
["RE Rosamond Two LLC","58499_G_RTWO",58499,"G","RTWO",null,"Solar PV",null,"WECC_SCE","California",6,"Kern",29,"06029",20,0,2014,9999,null,null,"N","Solar",{"$nulls":13},0,0,0,0,{"$nulls":11},"RE Rosamond Two LLC",100,"KKR Global Infrastructure Investors LP",100,"Non-regulated"]
["Ironwood Solar LLC","58513_G_0937",58513,"G","0937",null,"Solar PV",null,"WECC_SCE","California",6,"Riverside",65,"06065",4,0,2012,9999,null,null,"N","Solar",{"$nulls":13},0,0,0,0,{"$nulls":11},"Ironwood Solar LLC",100,"SunEdison",100,"Non-regulated"]
["Progress Manis I","58529_G_P11A",58529,"G","P11A",null,"Solar PV",null,"S_VACA","North Carolina",37,"Scotland",165,"37165",2,0,2012,9999,null,null,"N","Solar",{"$nulls":13},0,0,0,0,{"$nulls":11},"North Carolina Solar I LLC",100,"Blu Leaf Energy Inc",100,"Non-regulated"]
["Desert Sunlight 250, LLC","58542_G_DSL18",58542,"G","DSL18",null,"Solar PV",null,"WECC_SCE","California",6,"Riverside",65,"06065",29,0,2014,9999,null,null,"N","Solar",{"$nulls":13},0,0,0,0,{"$nulls":11},"Desert Sunlight 250 LLC",100,"General Electric Co",100,"Non-regulated"]
["Huerfano River Wind","58548_G_WTG4",58548,"G","WTG4",null,"Onshore Wind",null,"WECC_CO","Colorado",8,"Huerfano",55,"08055",2,0,2013,9999,null,null,"N","Wind",{"$nulls":13},0,0,0,0,{"$nulls":11},"Huerfano River Wind LLC",100,"New Centennial Power LLC",100,"Non-regulated"]
["Lakeland Solar Energy LLC","58572_G_1",58572,"G","1",null,"Solar PV",null,"S_SOU","Georgia",13,"Lanier",173,"13173",0.9,0,2013,9999,null,null,"N","Solar",{"$nulls":13},0,0,0,0,{"$nulls":11},"Lakeland Solar Energy LLC",100,"Invenergy LLC",100,"Non-regulated"]
["Buckhorn Solar Plant","58600_G_BSP1",58600,"G","BSP1",null,"Solar PV",null,"WECC_UT","Utah",49,"Iron",21,"49021",3,0,2015,9999,null,null,"N","Solar",{"$nulls":13},0,0,0,0,{"$nulls":11},"Buckhorn Solar LLC",100,"Brookfield Asset Management Inc",100,"Non-regulated"]
["Simon Solar Farm LLC","58628_G_SRSSF",58628,"G","SRSSF",null,"Solar PV",null,"S_SOU","Georgia",13,"Walton",297,"13297",30,0,2013,9999,null,null,"N","Solar",{"$nulls":13},0,0,0,0,{"$nulls":11},"Simon Solar Farm LLC",100,"Steve Ivey",100,"Non-regulated"]
["Silver State Solar Power South","58644_G_BLK2",58644,"G","BLK2",null,"Solar PV",null,"WECC_SNV","Nevada",32,"Clark",3,"32003",27.9,0,2015,9999,null,null,"N","Solar",{"$nulls":13},0,0,0,0,{"$nulls":11},"Silver State Solar Power South LLC",100,"NextEra Energy Inc",100,"Non-regulated"]
["Celina Solar Project #1, LLC","58665_G_CSP1",58665,"G","CSP1",null,"Solar PV",null,"PJM_West","Ohio",39,"Mercer",107,"39107",4,0,2012,9999,null,null,"N","Solar",{"$nulls":13},0,0,0,0,{"$nulls":11},"Celina Solar Project 1 LLC",100,"Solarvision",100,"Non-regulated"]
["Upper Newton Falls","58679_G_2",58679,"G","2",null,"Hydro",null,"NY_Z_C&E","New York",36,"St Lawrence",89,"36089",0.6,0,1927,9999,null,null,"N","Hydro",{"$nulls":13},0,0,0,0,{"$nulls":11},"Brookfield Renewable Energy Partners LP",100,"Brookfield Asset Management Inc",100,"Non-regulated"]
["ABEC Bidart-Old River LLC","58699_G_GEN 2",58699,"G","GEN 2",null,"Non-Fossil Waste",null,"WECC_SCE","California",6,"Kern",29,"06029",0.9,13500,2013,9999,null,null,"N","Non-Fossil Waste",{"$nulls":13},0,0,0,0,{"$nulls":11},"ABEC Bidart Old River LLC",100,"Es Alternatives LP",100,"Non-regulated"]
["Phoenix Airport Rental Car Center","58709_G_PARCC",58709,"G","PARCC",null,"Solar PV",null,"WECC_AZ","Arizona",4,"Maricopa",13,"04013",1.4,0,2012,9999,null,null,"N","Solar",{"$nulls":13},0,0,0,0,{"$nulls":11},"Solar Star Arizona II LLC",100,"TOTAL SA",100,"Non-regulated"]
["Lancaster Dry Farm Ranch B","58750_G_LDFRB",58750,"G","LDFRB",null,"Solar PV",null,"WEC_LADW","California",6,"Los Angeles",37,"06037",5,0,2014,9999,null,null,"N","Solar",{"$nulls":13},0,0,0,0,{"$nulls":11},"Lancaster Dry Farm Ranch B LLC",100,"Sustainable Power Group LLC",100,"Non-regulated"]
["Spring Canyon Expansion Wind Energy Ctr","58769_G_1",58769,"G","1",null,"Onshore Wind",null,"WECC_CO","Colorado",8,"Logan",75,"08075",34,0,2014,9999,null,null,"N","Wind",{"$nulls":13},0,0,0,0,{"$nulls":11},"Spring Canyon Energy II LLC",100,"Global Infrastructure Partners",100,"Non-regulated"]
["Ayrshire","58792_G_PV1",58792,"G","PV1",null,"Solar PV",null,"S_VACA","North Carolina",37,"Cleveland",45,"37045",19.4,0,2017,9999,null,null,"N","Solar",{"$nulls":13},0,0,0,0,{"$nulls":11},"Ayrshire Holdings LLC",100,"Birdseye Renewable Energy",100,"Non-regulated"]
["Samarcand Solar Farm, LLC","58805_G_INV5",58805,"G","INV5",null,"Solar PV",null,"S_VACA","North Carolina",37,"Moore",125,"37125",0.5,0,2014,9999,null,null,"N","Solar",{"$nulls":13},0,0,0,0,{"$nulls":11},"Samarcand Solar Farm LLC",100,"Entropy Solar Integrators LLC",100,"Non-regulated"]
["Alpaca","58813_G_2",58813,"G","2",null,"Combustion Turbine","IC Engine","PJM_PENE","Pennsylvania",42,"Bradford",15,"42015",6.8,10745,2017,9999,null,null,"N","Natural Gas",{"$nulls":13},1.18093,1.18093,1.18093,1.18093,{"$nulls":11},"Alpaca Energy LLC",100,"Iron Mountain Generation LLC",100,"Non-regulated"]
["Cross Winds Energy Park","58830_G_CWEP3",58830,"G","CWEP3",null,"Onshore Wind",null,"MIS_LMI","Michigan",26,"Tuscola",157,"26157",75.9,0,2019,9999,null,null,"N","Wind",{"$nulls":13},0,0,0,0,{"$nulls":11},"Consumers Energy Co",100,"Consumers Energy Co",100,"Regulated"]
["Reventure Park","58865_G_LFG",58865,"G","LFG",null,"Landfill Gas",null,"S_VACA","North Carolina",37,"Mecklenburg",119,"37119",1.9,4210,2014,9999,null,null,"Y","Landfill Gas",{"$nulls":13},0.22117,0.22117,0.22117,0.22117,{"$nulls":11},"Forsite Development Inc",100,"Forsite Development Inc",100,"Non-regulated"]
["Highland Wind Project (IA)","58883_G_HLWF3",58883,"G","HLWF3",null,"Onshore Wind",null,"MIS_MIDA","Iowa",19,"O'Brien",141,"19141",87.1,0,2015,9999,null,null,"N","Wind",{"$nulls":13},0,0,0,0,{"$nulls":11},"MidAmerican Energy Co",100,"Berkshire Hathaway Inc",100,"Regulated"]
["Temple SEGF","58897_G_19G02",58897,"G","19G02",null,"Combustion Turbine","IC Engine","PJM_EMAC","Pennsylvania",42,"Philadelphia",101,"42101",1.6,11686,1993,9999,null,null,"N","Natural Gas",{"$nulls":13},1.06095,1.06095,1.06095,1.06095,{"$nulls":11},"Temple University",100,"Temple University",100,"Non-regulated"]
["MCAGCC Cogen Plant","58914_G_CG100",58914,"G","CG100",null,"Combustion Turbine",null,"WECC_SCE","California",6,"San Bernardino",71,"06071",4.6,25000,2014,9999,null,null,"Y","Natural Gas",{"$nulls":13},0.79549,0.79549,0.79549,0.79549,{"$nulls":11},"USMC Air Ground Combat Center",100,"US Marine Corps",100,"Non-regulated"]
["Copper Mountain Solar 3","58915_G_8",58915,"G","8",null,"Solar PV",null,"WECC_SNV","Nevada",32,"Clark",3,"32003",26,0,2014,9999,null,null,"N","Solar",{"$nulls":13},0,0,0,0,{"$nulls":11},"Copper Mountain Solar 3 LLC",100,"Sempra Energy",100,"Non-regulated"]
["Halifax","58943_G_1",58943,"G","1",null,"Solar PV",null,"PJM_Dom","North Carolina",37,"Halifax",83,"37083",20,0,2014,9999,null,null,"N","Solar",{"$nulls":13},0,0,0,0,{"$nulls":11},"Duke Energy Renewables NC Solar LLC",100,"Duke Energy Corp",100,"Non-regulated"]
["Bristol Myers Squibb Lawrenceville","58947_G_TG102",58947,"G","TG102",null,"Combustion Turbine",null,"PJM_EMAC","New Jersey",34,"Mercer",21,"34021",5.4,9905,2021,9999,null,null,"Y","Natural Gas, Distillate Fuel Oil",{"$nulls":13},0.011,0.011,0.011,0.011,{"$nulls":11},"Bristol-Myers Squibb Co",100,"Bristol-Myers Squibb Co",100,"Non-regulated"]
["Dept of Corrections NCCI Wind","58992_G_WND-1",58992,"G","WND-1",null,"Onshore Wind",null,"NENGREST","Massachusetts",25,"Worcester",27,"25027",1.7,0,2013,9999,null,null,"N","Wind",{"$nulls":13},0,0,0,0,{"$nulls":11},"Massachusetts Dept of Corrections",100,"Massachusetts Dept of Corrections",100,"Non-regulated"]
["Mariah del Norte","59005_G_MAR1",59005,"G","MAR1",null,"Onshore Wind",null,"ERC_PHDL","Texas",48,"Parmer",369,"48369",230.4,0,2016,9999,null,null,"N","Wind",{"$nulls":13},0,0,0,0,{"$nulls":11},"Mariah Del Norte LLC",100,"First Reserve Corp",100,"Non-regulated"]
["Back River Waste Water Treatment","59026_G_CHP 2",59026,"G","CHP 2",null,"Non-Fossil Waste",null,"PJM_SMAC","Maryland",24,"Baltimore City",510,"24510",0.9,16769,2009,9999,null,null,"N","Non-Fossil Waste",{"$nulls":13},0,0,0,0,{"$nulls":11},"Baltimore County MD",100,"Baltimore County MD",100,"Non-regulated"]
["West Davisville Solar","59043_G_PV1",59043,"G","PV1",null,"Solar PV",null,"NENGREST","Rhode Island",44,"Washington",9,"44009",2,0,2013,9999,null,null,"N","Solar",{"$nulls":13},0,0,0,0,{"$nulls":11},"WR TGC Solar Generation VI LLC",100,"True Green Capital Management LLC",100,"Non-regulated"]
["Rariton OMP","59055_G_PV1",59055,"G","PV1",null,"Solar PV",null,"PJM_EMAC","New Jersey",34,"Somerset",35,"34035",2.4,0,2012,9999,null,null,"N","Solar",{"$nulls":13},0,0,0,0,{"$nulls":11},"Global Pharma Co",100,"Global Pharma Co",100,"Non-regulated"]
["SC 1 Data Center, Phase 2","59074_G_18B",59074,"G","18B",null,"Combustion Turbine","IC Engine","WEC_CALN","California",6,"Santa Clara",85,"06085",2.3,13469,2017,9999,null,null,"N","Distillate Fuel Oil",{"$nulls":13},1.64976,1.64976,1.64976,1.64976,{"$nulls":11},"Xeres Ventures LLC",100,"Xeres Ventures LLC",100,"Non-regulated"]
["SC 1 Data Center, Phase 2","59074_G_EG16B",59074,"G","EG16B",null,"Combustion Turbine","IC Engine","WEC_CALN","California",6,"Santa Clara",85,"06085",2.3,13469,2015,9999,null,null,"N","Distillate Fuel Oil",{"$nulls":13},0.05841,0.05841,0.05841,0.05841,{"$nulls":11},"Xeres Ventures LLC",100,"Xeres Ventures LLC",100,"Non-regulated"]
["Berry Plastics Solar","59097_G_PV1",59097,"G","PV1",null,"Solar PV",null,"PJM_EMAC","New Jersey",34,"Warren",41,"34041",9.8,0,2013,9999,null,null,"N","Solar",{"$nulls":13},0,0,0,0,{"$nulls":11},"Berry Plastics Solar",100,"East Coast Clean Energy",100,"Non-regulated"]
["Yanceyville Farm 2 LLC","59113_G_1",59113,"G","1",null,"Solar PV",null,"S_VACA","North Carolina",37,"Caswell",33,"37033",5,0,2015,9999,null,null,"N","Solar",{"$nulls":13},0,0,0,0,{"$nulls":11},"Yancyville Farm 2 LLC",100,"Strata Solar LLC",100,"Non-regulated"]
["Methuen Landfill","59136_G_57449",59136,"G","57449",null,"Solar PV",null,"NENGREST","Massachusetts",25,"Essex",9,"25009",1.3,0,2013,9999,null,null,"N","Solar",{"$nulls":13},0,0,0,0,{"$nulls":11},"GLC (MA) Methuen LLC",100,"Green Lake Capital LLC",100,"Non-regulated"]
["Bradley PV1","59154_G_BRAD1",59154,"G","BRAD1",null,"Solar PV",null,"PJM_Dom","North Carolina",37,"Hertford",91,"37091",5,0,2015,9999,null,null,"N","Solar",{"$nulls":13},0,0,0,0,{"$nulls":11},"Fresh Air Energy IX LLC",100,"Ecoplexus Inc",100,"Non-regulated"]
["Chapman Ranch Wind I","59193_G_CHA1",59193,"G","CHA1",null,"Onshore Wind",null,"ERC_REST","Texas",48,"Nueces",355,"48355",249,0,2017,9999,null,null,"N","Wind",{"$nulls":13},0,0,0,0,{"$nulls":11},"Chapman Ranch Wind I LLC",100,"Apex Clean Energy Inc",100,"Non-regulated"]
["Sterling PV 3","59198_G_STER3",59198,"G","STER3",null,"Solar PV",null,"WECC_CO","Colorado",8,"Logan",75,"08075",1.6,0,2014,9999,null,null,"N","Solar",{"$nulls":13},0,0,0,0,{"$nulls":11},"Fresh Air Energy VII LLC",100,"Ecoplexus Inc",100,"Non-regulated"]
["Optimum Wind 3 LLC","59227_G_WT1",59227,"G","WT1",null,"Onshore Wind",null,"MIS_MIDA","Iowa",19,"Story",169,"19169",3,0,2017,9999,null,null,"N","Wind",{"$nulls":13},0,0,0,0,{"$nulls":11},"Optimum Wind 7 LLC",100,"Optimum Renewables LLC",100,"Non-regulated"]
["Johnston LFG Turbine Plant","59254_G_GENT4",59254,"G","GENT4",null,"Landfill Gas",null,"NENGREST","Rhode Island",44,"Providence",7,"44007",5.5,13500,2013,9999,null,null,"N","Landfill Gas",{"$nulls":13},0.0191,0.0191,0.0191,0.0191,{"$nulls":11},"Rhode Island LFG Genco LLC",100,"Energy Developments",100,"Non-regulated"]
["WED NK Green","59295_G_NKG1",59295,"G","NKG1",null,"Onshore Wind",null,"NENGREST","Rhode Island",44,"Washington",9,"44009",1.5,0,2012,9999,null,null,"N","Wind",{"$nulls":13},0,0,0,0,{"$nulls":11},"Wed NK Green LLC",100,"Wind Energy Development",100,"Non-regulated"]
["Hecate Energy Beacon Solar 1","59315_G_BEAC1",59315,"G","BEAC1",null,"Solar PV",null,"WECC_SCE","California",6,"Kern",29,"06029",51,0,2017,9999,null,null,"N","Solar",{"$nulls":13},0,0,0,0,{"$nulls":11},"Beacon Solar 1 LLC",100,"FTP Power LLC",100,"Non-regulated"]
["Middletown Energy Center","59326_G_MEC2",59326,"G","MEC2",91013,"Combined Cycle",null,"PJM_West","Ohio",39,"Butler",17,"39017",215.6,7050,2018,9999,null,null,"N","Natural Gas",{"$nulls":3},"LNB + NH3","SCR",{"$nulls":8},6.13E-3,6.13E-3,6.13E-3,6.13E-3,{"$nulls":11},"Ohio Power Partners LLC",100,"NTE Energy LLC",100,"Non-regulated"]
["Dorena Hydro-Electric Facility","59357_G_KAPLN",59357,"G","KAPLN",null,"Hydro",null,"WECC_PNW","Oregon",41,"Lane",39,"41039",6.1,0,2014,9999,null,null,"N","Hydro",{"$nulls":13},0,0,0,0,{"$nulls":11},"Dorena Hydro LLC",100,"Riverbank Power Corp",100,"Non-regulated"]
["Escalante Solar I, LLC","59387_G_ESCS1",59387,"G","ESCS1",null,"Solar PV",null,"WECC_UT","Utah",49,"Beaver",1,"49001",80,0,2016,9999,null,null,"N","Solar",{"$nulls":13},0,0,0,0,{"$nulls":11},"Escalante Solar I LLC",100,"Global Infrastructure Partners",100,"Non-regulated"]
["SCE-Snowline-White Road (South)","59421_G_11111",59421,"G","11111",null,"Solar PV",null,"WECC_SCE","California",6,"San Bernardino",71,"06071",1.5,0,2014,9999,null,null,"N","Solar",{"$nulls":13},0,0,0,0,{"$nulls":11},"SunE Solar XV Lessor LLC",100,"Brookfield Asset Management Inc",100,"Non-regulated"]
["Duke Building 129","59434_G_DU129",59434,"G","DU129",null,"Solar PV",null,"MIS_INKY","Indiana",18,"Marion",97,"18097",3.4,0,2014,9999,null,null,"N","Solar",{"$nulls":13},0,0,0,0,{"$nulls":11},"Half Moon Ventures LLC",100,"Half Moon Ventures LLC",100,"Non-regulated"]
["Desert Star Hybrid","59444_G_PV1",59444,"G","PV1",null,"Solar PV",null,"WECC_AZ","Arizona",4,"Maricopa",13,"04013",10,0,2015,9999,null,null,"N","Solar",{"$nulls":13},0,0,0,0,{"$nulls":11},"Arizona Public Service Co",100,"Pinnacle West Capital Corp",100,"Regulated"]
["Denver Intl Airport IV Solar","59462_G_DIA4",59462,"G","DIA4",null,"Solar PV",null,"WECC_CO","Colorado",8,"Denver",31,"08031",1.5,0,2014,9999,null,null,"N","Solar",{"$nulls":13},0,0,0,0,{"$nulls":11},"Denver Solar IV LLC",100,"Denver Solar IV LLC",100,"Non-regulated"]
["Tracy Solar","59498_G_PV1",59498,"G","PV1",null,"Solar PV",null,"S_VACA","North Carolina",37,"Nash",127,"37127",10,0,2015,9999,null,null,"N","Solar",{"$nulls":13},0,0,0,0,{"$nulls":11},"Tracy Solar LLC",100,"Cate Street Capital LLC",100,"Non-regulated"]
["Giffen Solar Park","59522_G_FRGSP",59522,"G","FRGSP",null,"Solar PV",null,"WEC_CALN","California",6,"Fresno",19,"06019",20,0,2017,9999,null,null,"N","Solar",{"$nulls":13},0,0,0,0,{"$nulls":11},"Giffen Solar Park LLC",100,"Boralex Inc",100,"Non-regulated"]
["Bannock County LFG to Energy","59529_G_GEN1",59529,"G","GEN1",null,"Landfill Gas",null,"WECC_ID","Idaho",16,"Bannock",5,"16005",1.4,14103,2014,9999,null,null,"N","Landfill Gas",{"$nulls":13},0.22117,0.22117,0.22117,0.22117,{"$nulls":11},"Bannock County Public Works Dept",100,"Bannock County Public Works Dept",100,"Non-regulated"]
["Apple Campus 2 Fuel Cell","59557_G_AC2FC",59557,"G","AC2FC",null,"Landfill Gas",null,"WEC_CALN","California",6,"Santa Clara",85,"06085",4,14103,2017,9999,null,null,"N","Landfill Gas",{"$nulls":13},0.22117,0.22117,0.22117,0.22117,{"$nulls":11},"Apple Inc",100,"Apple Inc",100,"Non-regulated"]
["Tart Farm","59583_G_PV1",59583,"G","PV1",null,"Solar PV",null,"S_VACA","North Carolina",37,"Cumberland",51,"37051",5,0,2016,9999,null,null,"N","Solar",{"$nulls":13},0,0,0,0,{"$nulls":11},"Tart Farm LLC",100,"Tart Farm LLC",100,"Non-regulated"]
["Monterey Diesel Generation Facility","59614_G_MDG5",59614,"G","MDG5",null,"Combustion Turbine","IC Engine","PJM_AP","Virginia",51,"Highland",91,"51091",0.6,10745,2016,9999,null,null,"N","Distillate Fuel Oil",{"$nulls":4},"SCR",{"$nulls":8},1.86849,1.86849,1.86849,1.86849,{"$nulls":11},"Old Dominion Electric Coop",100,"Old Dominion Electric Coop",100,"Regulated"]
["Twiss Street Solar","59624_G_PV1",59624,"G","PV1",null,"Solar PV",null,"NENGREST","Massachusetts",25,"Hampden",13,"25013",1.5,0,2015,9999,null,null,"N","Solar",{"$nulls":13},0,0,0,0,{"$nulls":11},"Twiss Street Solar LLC",100,"Citizens Enterprises Corp",100,"Non-regulated"]
["Gaston Solar","59642_G_5MWPV",59642,"G","5MWPV",null,"Solar PV",null,"PJM_Dom","North Carolina",37,"Northampton",131,"37131",5,0,2016,9999,null,null,"N","Solar",{"$nulls":13},0,0,0,0,{"$nulls":11},"Gaston Solar LLC",100,"Community Energy Inc (Cei)",100,"Non-regulated"]
["Innovative Solar 67","59678_G_IS067",59678,"G","IS067",null,"Solar PV",null,"S_VACA","North Carolina",37,"Pender",141,"37141",33.3,0,2018,9999,null,null,"N","Solar",{"$nulls":13},0,0,0,0,{"$nulls":11},"Innovative Solar 67 LLC",100,"Innovative Solar Systems LLC",100,"Non-regulated"]
["Wake County LFG Facility","59688_G_E2",59688,"G","E2",null,"Landfill Gas",null,"S_VACA","North Carolina",37,"Wake",183,"37183",0.3,13500,2013,9999,null,null,"N","Landfill Gas",{"$nulls":13},0.22117,0.22117,0.22117,0.22117,{"$nulls":11},"Industrial Power Generating Co",100,"Industrial Power Generating Co",100,"Non-regulated"]
["Gulf Coast Solar Center I","59689_G_GCSC1",59689,"G","GCSC1",null,"Solar PV",null,"S_SOU","Florida",12,"Okaloosa",91,"12091",30,0,2017,9999,null,null,"N","Solar",{"$nulls":13},0,0,0,0,{"$nulls":11},"Gulf Coast Solar Center I LLC",100,"Capital Dynamics",100,"Non-regulated"]
["CII Methane Management IV, LLC","59711_G_GEN1",59711,"G","GEN1",null,"Landfill Gas",null,"S_VACA","North Carolina",37,"Johnston",101,"37101",1.5,13500,2014,9999,null,null,"N","Landfill Gas",{"$nulls":13},0.22117,0.22117,0.22117,0.22117,{"$nulls":11},"CII Methane Management IV LLC",100,"Chugach Alaska Corp",100,"Non-regulated"]
["Seville 2","59723_G_SEV2",59723,"G","SEV2",null,"Solar PV",null,"WECC_IID","California",6,"Imperial",25,"06025",30,0,2015,9999,null,null,"N","Solar",{"$nulls":13},0,0,0,0,{"$nulls":11},"Seville Solar Two LLC",100,"Duke Energy Corp",100,"Non-regulated"]
["Broadway Solar Center, LLC","59762_G_BRDWY",59762,"G","BRDWY",null,"Solar PV",null,"S_VACA","North Carolina",37,"Columbus",47,"37047",4.9,0,2014,9999,null,null,"N","Solar",{"$nulls":13},0,0,0,0,{"$nulls":11},"Broadway Solar Center LLC",100,"Heliosage Energy LLC",100,"Non-regulated"]
["BioTown Ag","59774_G_ENG5",59774,"G","ENG5",null,"Non-Fossil Waste",null,"MIS_INKY","Indiana",18,"White",181,"18181",1,10701,2014,9999,null,null,"Y","Non-Fossil Waste",{"$nulls":13},0,0,0,0,{"$nulls":11},"BioTown Ag",100,"Bio Town Ag",100,"Non-regulated"]
["Gila River Power Block 3","59784_G_ST11",59784,"G","ST11",8516,"Combined Cycle",null,"WECC_AZ","Arizona",4,"Maricopa",13,"04013",223,7536,2003,9999,null,null,"N","Natural Gas",{"$nulls":3},"LNB + NH3","SCR",{"$nulls":8},7.26E-3,7.26E-3,7.26E-3,7.26E-3,{"$nulls":11},"Tucson Electric Power Co",100,"Uns Energy Corp",100,"Regulated"]
["Jayhawk","59806_G_SOLAR",59806,"G","SOLAR",null,"Solar PV",null,"ERC_WEST","Texas",48,"Mitchell",335,"48335",101,0,2025,9999,null,null,"N","Solar",{"$nulls":13},0,0,0,0,{"$nulls":11},"Luminant Generation Company LLC",100,"Luminant Generation Company LLC",100,"Non-regulated"]
["Concord Farm","59818_G_1",59818,"G","1",null,"Solar PV",null,"S_VACA","North Carolina",37,"Cabarrus",25,"37025",4.9,0,2011,9999,null,null,"N","Solar",{"$nulls":13},0,0,0,0,{"$nulls":11},"Shoe Show Inc",100,"Shoe Show Inc",100,"Non-regulated"]
["New River","59845_G_E11",59845,"G","E11",null,"Landfill Gas",null,"PJM_West","Virginia",51,"Pulaski",155,"51155",0.3,13500,2013,9999,null,null,"N","Landfill Gas",{"$nulls":13},0.22117,0.22117,0.22117,0.22117,{"$nulls":11},"Industrial Power Generating Co",100,"Industrial Power Generating Co",100,"Non-regulated"]
["New River","59845_G_E3",59845,"G","E3",null,"Landfill Gas",null,"PJM_West","Virginia",51,"Pulaski",155,"51155",0.3,13500,2013,9999,null,null,"N","Landfill Gas",{"$nulls":13},0.22117,0.22117,0.22117,0.22117,{"$nulls":11},"Industrial Power Generating Co",100,"Industrial Power Generating Co",100,"Non-regulated"]
["Twin Branch PV","59861_G_TBPV1",59861,"G","TBPV1",null,"Solar PV",null,"PJM_West","Indiana",18,"St Joseph",141,"18141",2.6,0,2016,9999,null,null,"N","Solar",{"$nulls":13},0,0,0,0,{"$nulls":11},"Indiana Michigan Power Co",100,"American Electric Power Co Inc",100,"Regulated"]
["Cardinal Point Wind","59902_G_GEN",59902,"G","GEN",null,"Onshore Wind",null,"MIS_IL","Illinois",17,"McDonough",109,"17109",150,0,2020,9999,null,null,"N","Wind",{"$nulls":13},0,0,0,0,{"$nulls":11},"Cardinal Point LLC",100,"Capital Power Corp",100,"Non-regulated"]
["Alpine Power Plant","59926_G_AI2",59926,"G","AI2",91052,"Combustion Turbine",null,"MIS_LMI","Michigan",26,"Otsego",137,"26137",202.6,11166,2016,9999,null,null,"N","Natural Gas",{"$nulls":3},"DLNB",{"$nulls":9},0.04722,0.04722,0.04722,0.04722,{"$nulls":11},"Wolverine Power Supply Coop Inc",100,"Wolverine Power Supply Coop Inc",100,"Regulated"]
["Great Valley Solar Portfolio Holdings, LLC","59940_G_GVS4",59940,"G","GVS4",null,"Solar PV",null,"WEC_CALN","California",6,"Fresno",19,"06019",20,0,2017,9999,null,null,"N","Solar",{"$nulls":13},0,0,0,0,{"$nulls":11},"Great Valley Solar 4 LLC",100,"Sempra Energy",100,"Non-regulated"]
["Potrero Hills Energy Producers","59952_G_2",59952,"G","2",null,"Landfill Gas",null,"WEC_CALN","California",6,"Solano",95,"06095",1.6,13500,2016,9999,null,null,"N","Landfill Gas",{"$nulls":13},0.15615,0.15615,0.15615,0.15615,{"$nulls":11},"Waste Connections Inc",100,"Waste Connections Inc",100,"Non-regulated"]
["Pepperidge Farm Bloomfield","59967_G_FCB",59967,"G","FCB",null,"Fuel Cell",null,"NENG_CT","Connecticut",9,"Hartford",3,"09003",0.8,6046,2008,9999,null,null,"Y","Natural Gas",{"$nulls":13},0,0,0,0,{"$nulls":11},"BNB Renewable Energy Holdings",100,"BNB Renewable Energy Holdings",100,"Non-regulated"]
["Joseph M Farley","6001_G_2",6001,"G","2",null,"Nuclear",null,"S_SOU","Alabama",1,"Houston",69,"01069",896,10456,1981,9999,null,null,"N","Nuclear Fuel",{"$nulls":13},0,0,0,0,{"$nulls":11},"Alabama Power Co",100,"Southern Co",100,"Regulated"]
["Pecan Solar","60030_G_PECAN",60030,"G","PECAN",null,"Solar PV",null,"PJM_Dom","North Carolina",37,"Northampton",131,"37131",74.9,0,2018,9999,null,null,"N","Solar",{"$nulls":13},0,0,0,0,{"$nulls":11},"Geenex LLC",100,"Geenex LLC",100,"Non-regulated"]
["Portage Solar","60046_G_PV7",60046,"G","PV7",null,"Solar PV",null,"MIS_INKY","Indiana",18,"Porter",127,"18127",1.5,0,2012,9999,null,null,"N","Solar",{"$nulls":13},0,0,0,0,{"$nulls":11},"Portage Solar LLC",100,"Allco Renewable Energy Limited",100,"Non-regulated"]
["Live Oak Solar, LLC","60063_G_LVEOK",60063,"G","LVEOK",null,"Solar PV",null,"S_SOU","Georgia",13,"Candler",43,"13043",51,0,2016,9999,null,null,"N","Solar",{"$nulls":13},0,0,0,0,{"$nulls":11},"Live Oak Solar LLC",100,"NextEra Energy Inc",100,"Non-regulated"]
["Blythe Solar II, LLC","60092_G_BLCK4",60092,"G","BLCK4",null,"Solar PV",null,"WECC_SCE","California",6,"Riverside",65,"06065",33.2,0,2016,9999,null,null,"N","Solar",{"$nulls":13},0,0,0,0,{"$nulls":11},"Blythe Solar II LLC",100,"NextEra Energy Inc",100,"Non-regulated"]
["Blythe Solar 110, LLC","60093_G_BLCK2",60093,"G","BLCK2",null,"Solar PV",null,"WECC_SCE","California",6,"Riverside",65,"06065",36.3,0,2016,9999,null,null,"N","Solar",{"$nulls":13},0,0,0,0,{"$nulls":11},"Blythe Solar 110 LLC",100,"NextEra Energy Inc",100,"Non-regulated"]
["UDR Glastonbury Fuel Cell","60109_G_UDRFC",60109,"G","UDRFC",null,"Fuel Cell",null,"NENG_CT","Connecticut",9,"Hartford",3,"09003",2.5,8060,2016,9999,null,null,"N","Natural Gas",{"$nulls":13},0,0,0,0,{"$nulls":11},"UIL Distributed Resources LLC",100,"Iberdrola SA",100,"Non-regulated"]
["Zephyr Wind","60128_G_Z3",60128,"G","Z3",null,"Onshore Wind",null,"PJM_West","Ohio",39,"Hancock",63,"39063",1.5,0,2015,9999,null,null,"N","Wind",{"$nulls":13},0,0,0,0,{"$nulls":11},"One Energy LLC",100,"One Energy LLC",100,"Non-regulated"]
["Heedeh Solar","60157_G_PV1",60157,"G","PV1",null,"Solar PV",null,"S_VACA","North Carolina",37,"Columbus",47,"37047",4.5,0,2018,9999,null,null,"N","Solar",{"$nulls":13},0,0,0,0,{"$nulls":11},"Heedeh Solar LLC",100,"Cate Street Capital Inc",100,"Non-regulated"]
["South Valley Solar Energy Center","60195_G_SVSEC",60195,"G","SVSEC",null,"Solar PV",null,"WECC_NM","New Mexico",35,"Bernalillo",1,"35001",9.9,0,2015,9999,null,null,"N","Solar",{"$nulls":13},0,0,0,0,{"$nulls":11},"Public Service Co of New Mexico",100,"PNM Resources Inc",100,"Regulated"]
["Bristol Plant","60222_G_A6",60222,"G","A6",null,"Landfill Gas",null,"S_C_TVA","Virginia",51,"Bristol City",520,"51520",0.3,13500,2016,9999,null,null,"N","Landfill Gas",{"$nulls":13},0.21546,0.21546,0.21546,0.21546,{"$nulls":11},"INGENCO",100,"INGENCO",100,"Non-regulated"]
["Conn Mun Electric Energy Coop","60228_G_PV1",60228,"G","PV1",null,"Solar PV",null,"NENG_CT","Connecticut",9,"New London",11,"09011",1,0,2016,9999,null,null,"N","Solar",{"$nulls":13},0,0,0,0,{"$nulls":11},"SolarCity Corp",100,"Tesla Inc",100,"Non-regulated"]
["Yanceyville Farm 3, LLC","60240_G_1",60240,"G","1",null,"Solar PV",null,"S_VACA","North Carolina",37,"Caswell",33,"37033",4.9,0,2015,9999,null,null,"N","Solar",{"$nulls":13},0,0,0,0,{"$nulls":11},"Yanceyville Farm 3 LLC",100,"Strata Solar LLC",100,"Non-regulated"]
["Westside Solar Power PV1","60275_G_WSPV1",60275,"G","WSPV1",null,"Solar PV",null,"WEC_CALN","California",6,"Kings",31,"06031",2,0,2016,9999,null,null,"N","Solar",{"$nulls":13},0,0,0,0,{"$nulls":11},"Westlands Investor MM LLC",100,"Westlands Investor MM LLC",100,"Non-regulated"]
["Keys Energy Center","60302_G_10",60302,"G","10",91141,"Combined Cycle",null,"PJM_SMAC","Maryland",24,"Prince Georges",33,"24033",299,7050,2018,9999,null,null,"N","Natural Gas",{"$nulls":4},"SCR",{"$nulls":8},0.00571,0.00571,0.00571,0.00571,{"$nulls":11},"PSEG Keys Energy Center LLC",100,"Public Service Enterprise Group Inc",100,"Non-regulated"]
["Midway Solar Farm III","60315_G_MSF3",60315,"G","MSF3",null,"Solar PV",null,"WECC_IID","California",6,"Imperial",25,"06025",20,0,2018,9999,null,null,"N","Solar",{"$nulls":13},0,0,0,0,{"$nulls":11},"97WI 8ME LLC",100,"8 Minute Solar Energy",100,"Non-regulated"]
["Providence Solar","60337_G_PROV",60337,"G","PROV",null,"Solar PV",null,"S_C_TVA","Tennessee",47,"Madison",113,"47113",16,0,2017,9999,null,null,"N","Solar",{"$nulls":13},0,0,0,0,{"$nulls":11},"Providence Solar Center LLC",100,"Heliosage Energy LLC",100,"Non-regulated"]
["Brady II Wind Energy Center","60354_G_BWEC2",60354,"G","BWEC2",null,"Onshore Wind",null,"SPP_WAUE","North Dakota",38,"Stark",89,"38089",150,0,2016,9999,null,null,"N","Wind",{"$nulls":13},0,0,0,0,{"$nulls":11},"Brady Wind II LLC",100,"NextEra Energy Inc",100,"Non-regulated"]
["South Field Energy","60356_G_SFST2",60356,"G","SFST2",null,"Combined Cycle",null,"PJM_ATSI","Ohio",39,"Columbiana",29,"39029",260.8,7050,2021,9999,null,null,"N","Natural Gas, Distillate Fuel Oil",{"$nulls":4},"SCR",{"$nulls":8},0.011,0.011,0.011,0.011,{"$nulls":11},"South Field Energy, LLC",100,"South Field Energy, LLC",100,"Non-regulated"]
["Beech Ridge Energy Storage","60390_G_BRES",60390,"G","BRES",null,"Energy Storage",null,"PJM_AP","West Virginia",54,"Greenbrier",25,"54025",31.5,0,2015,9999,null,null,"N","Energy Storage",{"$nulls":13},0,0,0,0,{"$nulls":11},"Beech Ridge Energy Storage LLC",100,"Invenergy LLC",100,"Non-regulated"]
["Innovative Solar 65","60398_G_FLS1",60398,"G","FLS1",null,"Solar PV",null,"S_VACA","North Carolina",37,"Scotland",165,"37165",4.9,0,2016,9999,null,null,"N","Solar",{"$nulls":13},0,0,0,0,{"$nulls":11},"Innovative Solar 65 LLC",100,"Innovative Solar Systems LLC",100,"Non-regulated"]
["Veyo Heat Recovery Project","60421_G_WHR1",60421,"G","WHR1",null,"Non-Fossil Waste",null,"WECC_UT","Utah",49,"Washington",53,"49053",8.4,9182,2016,9999,null,null,"N","Non-Fossil Waste",{"$nulls":13},0,0,0,0,{"$nulls":11},"Utah Associated Municipal Power System",100,"Utah Associated Municipal Power System",100,"Regulated"]
["Bernards Solar","60437_G_BERNS",60437,"G","BERNS",null,"Solar PV",null,"PJM_EMAC","New Jersey",34,"Somerset",35,"34035",2.9,0,2016,9999,null,null,"N","Solar",{"$nulls":13},0,0,0,0,{"$nulls":11},"Bernards Solar LLC",100,"New Jersey Resources Corp",100,"Non-regulated"]
["St Lucie","6045_G_2",6045,"G","2",null,"Nuclear",null,"FRCC","Florida",12,"St Lucie",111,"12111",987,10456,1983,9999,null,null,"N","Nuclear Fuel",{"$nulls":13},0,0,0,0,{"$nulls":11},"Florida Power & Light Co",85.11,"NextEra Energy Inc",85.11,"Regulated"]
["DeBary","6046_G_6",6046,"G","6",null,"Combustion Turbine",null,"FRCC","Florida",12,"Volusia",127,"12127",46,13802,1976,9999,null,null,"N","Distillate Fuel Oil",{"$nulls":12},0.501,0.40136,0.40136,0.40136,0.40136,{"$nulls":11},"Duke Energy Florida",100,"Duke Energy Corp",100,"Regulated"]
["CPS 1 Community Solar","60472_G_CPS1",60472,"G","CPS1",null,"Solar PV",null,"ERC_REST","Texas",48,"Bexar",29,"48029",1,0,2016,9999,null,null,"N","Solar",{"$nulls":13},0,0,0,0,{"$nulls":11},"Clean Energy Collective LLC",100,"Clean Energy Collective LLC",100,"Regulated"]
["Clear Spring Ranch PV Project","60511_G_PV1",60511,"G","PV1",null,"Solar PV",null,"WECC_CO","Colorado",8,"El Paso",41,"08041",10,0,2016,9999,null,null,"N","Solar",{"$nulls":13},0,0,0,0,{"$nulls":11},"DG Colorado Solar LLC",100,"NextEra Energy Inc",100,"Non-regulated"]
["Hastings Solar","60525_G_PV1",60525,"G","PV1",null,"Solar PV",null,"MIS_MNWI","Minnesota",27,"Dakota",37,"27037",4.5,0,2016,9999,null,null,"N","Solar",{"$nulls":13},0,0,0,0,{"$nulls":11},"Aurora Distributed Solar LLC",100,"Rahn Group",100,"Non-regulated"]
["Big Level Wind","60551_G_BLW01",60551,"G","BLW01",null,"Onshore Wind",null,"PJM_AP","Pennsylvania",42,"Potter",105,"42105",90,0,2019,9999,null,null,"N","Wind",{"$nulls":13},0,0,0,0,{"$nulls":11},"Big Level Wind LLC",100,"TransAlta Corp",100,"Non-regulated"]
["Westside Energy Station","60564_G_WES5",60564,"G","WES5",null,"Combustion Turbine","IC Engine","MIS_MNWI","Minnesota",27,"Olmsted",109,"27109",9.3,10745,2018,9999,null,null,"N","Natural Gas",{"$nulls":13},1.06095,1.06095,1.06095,1.06095,{"$nulls":11},"Rochester Dept Public Utilities",100,"Rochester Dept Public Utilities",100,"Regulated"]
["Baron Winds Farm","60596_G_1",60596,"G","1",null,"Onshore Wind",null,"NY_Z_C&E","New York",36,"Steuben",101,"36101",130,0,2023,9999,null,null,"N","Wind",{"$nulls":13},0,0,0,0,{"$nulls":11},"RWE Renewables Americas, LLC",100,"RWE Renewables Americas, LLC",100,"Non-regulated"]
["Duplin Solar I LLC (160 Houston Lane)","60599_G_DPLN",60599,"G","DPLN",null,"Solar PV",null,"S_VACA","North Carolina",37,"Duplin",61,"37061",5,0,2014,9999,null,null,"N","Solar",{"$nulls":13},0,0,0,0,{"$nulls":11},"Duplin Solar I LLC",100,"SG Landlord 3 LLC",100,"Non-regulated"]
["Auten Road Farm, LLC","60634_G_PV1",60634,"G","PV1",null,"Solar PV",null,"S_VACA","North Carolina",37,"Gaston",71,"37071",5,0,2017,9999,null,null,"N","Solar",{"$nulls":13},0,0,0,0,{"$nulls":11},"Auten Road Farm LLC",100,"Strata Solar LLC",100,"Non-regulated"]
["M&G Resins USA","60642_G_2",60642,"G","2",null,"Non-Fossil Waste",null,"ERC_REST","Texas",48,"Nueces",355,"48355",11.7,11084,2024,9999,null,null,"N","Non-Fossil Waste",{"$nulls":11},0,null,0,0,0,0,{"$nulls":11},"CC Polymers LLC",100,"CC Polymers LLC",100,"Non-regulated"]
["City of Havre De Grace C","60668_G_PV1",60668,"G","PV1",null,"Solar PV",null,"PJM_EMAC","Maryland",24,"Harford",25,"24025",2,0,2015,9999,null,null,"N","Solar",{"$nulls":13},0,0,0,0,{"$nulls":11},"Constellation NewEnergy Inc",100,"Exelon Corp",100,"Non-regulated"]
["BentonSun LLC","60695_G_MLC17",60695,"G","MLC17",null,"Solar PV",null,"MIS_MNWI","Minnesota",27,"Carver",19,"27019",1,0,2016,9999,null,null,"N","Solar",{"$nulls":13},0,0,0,0,{"$nulls":11},"BentonSun LLC",100,"Bentonsun LLC",100,"Non-regulated"]
["Fredonia","607_G_1",607,"G","1",null,"Combustion Turbine",null,"WECC_PNW","Washington",53,"Skagit",57,"53057",93,12802,1984,9999,null,null,"N","Natural Gas, Distillate Fuel Oil",{"$nulls":12},2.63,0.32121,0.32121,0.32121,0.32121,{"$nulls":11},"Puget Sound Energy Inc",100,"Puget Energy Inc",100,"Regulated"]
["Marshall Solar Farm (MO)","60707_G_MMSF1",60707,"G","MMSF1",null,"Solar PV",null,"SPP_N","Missouri",29,"Saline",195,"29195",2.8,0,2016,9999,null,null,"N","Solar",{"$nulls":13},0,0,0,0,{"$nulls":11},"MCP Marshall LLC",100,"MCP Marshall LLC",100,"Non-regulated"]
["Rosemount Community Solar","60714_G_RCS2",60714,"G","RCS2",null,"Solar PV",null,"MIS_MNWI","Minnesota",27,"Dakota",37,"27037",0.9,0,2016,9999,null,null,"N","Solar",{"$nulls":13},0,0,0,0,{"$nulls":11},"Rosemount Community Solar",100,"Berkshire Hathaway Inc",100,"Non-regulated"]
["Bridgewater Solar CSG","60730_G_PV1",60730,"G","PV1",null,"Solar PV",null,"NENGREST","Massachusetts",25,"Plymouth",23,"25023",2,0,2015,9999,null,null,"N","Solar",{"$nulls":13},0,0,0,0,{"$nulls":11},"Marina Energy LLC",100,"Goldman Sachs Group Inc (The)",100,"Non-regulated"]
["Argonne National Laboratory CHP","60742_G_CHP",60742,"G","CHP",null,"Combustion Turbine",null,"PJM_COMD","Illinois",17,"DuPage",43,"17043",4.7,10629,2016,2045,null,null,"Y","Natural Gas",{"$nulls":13},0.011,0.011,0.011,0.011,{"$nulls":11},"Argonne National Laboratory",100,"Argonne National Laboratory",100,"Non-regulated"]
["PPA Grand","60760_G_PE101",60760,"G","PE101",null,"Energy Storage",null,"WECC_SCE","California",6,"Orange",59,"06059",2,0,2016,9999,null,null,"N","Energy Storage",{"$nulls":13},0,0,0,0,{"$nulls":11},"PPA Grand Johanna LLC",100,"Powin Energy Corp",100,"Non-regulated"]
["American Kings Solar, LLC","60777_G_GEN01",60777,"G","GEN01",null,"Solar PV",null,"WEC_CALN","California",6,"Kings",31,"06031",128,0,2020,9999,null,null,"N","Solar",{"$nulls":13},0,0,0,0,{"$nulls":11},"MN8 Energy LLC",100,"MN8 Energy LLC",100,"Non-regulated"]
["Stony Brook","6081_G_CA1",6081,"G","CA1",2756,"Combined Cycle",null,"NENGREST","Massachusetts",25,"Hampden",13,"25013",96,9451,1981,9999,null,null,"N","Natural Gas, Distillate Fuel Oil",{"$nulls":3},"STM",{"$nulls":8},1.2,0.20444,0.20444,0.20444,0.20444,{"$nulls":11},"Massachusetts Municipal Wholesale Electric Co",88.44,"Massachusetts Municipal Wholesale Electric Co",88.44,"Regulated"]
["Stony Brook","6081_G_CT1",6081,"G","CT1",2756,"Combined Cycle",null,"NENGREST","Massachusetts",25,"Hampden",13,"25013",69.7,9451,1981,9999,null,null,"N","Natural Gas, Distillate Fuel Oil",{"$nulls":3},"STM",{"$nulls":8},1.2,0.20444,0.20444,0.20444,0.20444,{"$nulls":11},"Massachusetts Municipal Wholesale Electric Co",88.44,"Massachusetts Municipal Wholesale Electric Co",88.44,"Regulated"]
["River Terminal Development Solar","60843_G_RTD5",60843,"G","RTD5",null,"Solar PV",null,"PJM_EMAC","New Jersey",34,"Hudson",17,"34017",0.4,0,2016,9999,null,null,"N","Solar",{"$nulls":13},0,0,0,0,{"$nulls":11},"RTC Properties Inc",100,"RTC Properties Inc",100,"Non-regulated"]
["Cornell","6086_G_1",6086,"G","1",null,"Hydro",null,"MIS_MNWI","Wisconsin",55,"Chippewa",17,"55017",6.2,0,1976,9999,null,null,"N","Hydro",{"$nulls":13},0,0,0,0,{"$nulls":11},"Northern States Power Co (Wisconsin)",100,"Xcel Energy Inc",100,"Regulated"]
["Wallace Dam","6087_G_5",6087,"G","5",null,"Pumped Storage",null,"S_SOU","Georgia",13,"Hancock",141,"13141",53.6,0,1980,9999,null,null,"N","Pumped Storage",{"$nulls":13},0,0,0,0,{"$nulls":11},"Georgia Power Co",100,"Southern Co",100,"Regulated"]
["Downsville DPC Solar","60892_G_PV1",60892,"G","PV1",null,"Solar PV",null,"MIS_MNWI","Wisconsin",55,"Dunn",33,"55033",1,0,2017,9999,null,null,"N","Solar",{"$nulls":13},0,0,0,0,{"$nulls":11},"SoCore Energy LLC",100,"SoCore Energy",100,"Non-regulated"]
["Salem Harbor Power Development LP","60903_G_1",60903,"G","1",91204,"Combined Cycle",null,"NENGREST","Massachusetts",25,"Essex",9,"25009",134.1,7050,2018,9999,null,null,"N","Natural Gas",{"$nulls":3},"DLNB","SCR",{"$nulls":8},0.00725,0.00725,0.00725,0.00725,{"$nulls":11},"Footprint Power Salem Harbor Operations LLC",100,"Footprint Power LLC",100,"Non-regulated"]
["St. Charles Power Station (LA)","60926_G_1C",60926,"G","1C",91295,"Combined Cycle",null,"MIS_AMSO","Louisiana",22,"St Charles",89,"22089",500,7050,2019,9999,null,null,"N","Natural Gas",{"$nulls":4},"SCR",{"$nulls":8},0.0065,0.0065,0.0065,0.0065,{"$nulls":11},"Entergy Services LLC",100,"Entergy Corp",100,"Regulated"]
["Morgan Community Solar","60942_G_BMCS2",60942,"G","BMCS2",null,"Solar PV",null,"MIS_MNWI","Minnesota",27,"Redwood",127,"27127",0.9,0,2017,9999,null,null,"N","Solar",{"$nulls":13},0,0,0,0,{"$nulls":11},"Morgan Community Solar",100,"Morgan Community Solar",100,"Non-regulated"]
["Sand Lake DPC Solar","60957_G_PV1",60957,"G","PV1",null,"Solar PV",null,"MIS_MNWI","Wisconsin",55,"Polk",95,"55095",1,0,2017,9999,null,null,"N","Solar",{"$nulls":13},0,0,0,0,{"$nulls":11},"SoCore Energy LLC",100,"SoCore Energy",100,"Non-regulated"]
["Hyperion Treatment Plant CHP Plant","60960_G_CTG2",60960,"G","CTG2",null,"Non-Fossil Waste",null,"WEC_LADW","California",6,"Los Angeles",37,"06037",10,13500,2017,9999,null,null,"N","Non-Fossil Waste",{"$nulls":13},0,0,0,0,{"$nulls":11},"Los Angeles County Dept of Public Works",100,"Los Angeles County Dept of Public Works",100,"Non-regulated"]
["Northern Cardinal Solar","60992_G_NCARD",60992,"G","NCARD",null,"Solar PV",null,"PJM_Dom","North Carolina",37,"Halifax",83,"37083",2,0,2018,9999,null,null,"N","Solar",{"$nulls":13},0,0,0,0,{"$nulls":11},"Geenex LLC",100,"Geenex LLC",100,"Non-regulated"]
["Whirlpool Corporation - Marion Wind Farm","61005_G_W1",61005,"G","W1",null,"Onshore Wind",null,"PJM_ATSI","Ohio",39,"Marion",101,"39101",1.5,0,2017,9999,null,null,"N","Wind",{"$nulls":13},0,0,0,0,{"$nulls":11},"OEE XXIII LLC",100,"One Energy Capital Corp",100,"Non-regulated"]
["Marin Clean Energy Solar One","61013_G_MCES1",61013,"G","MCES1",null,"Solar PV",null,"WEC_CALN","California",6,"Contra Costa",13,"06013",10.5,0,2017,9999,null,null,"N","Solar",{"$nulls":13},0,0,0,0,{"$nulls":11},"MCE Solar One LLC",100,"FTP Power LLC",100,"Non-regulated"]
["Loggerhead Solar Energy Center","61052_G_1",61052,"G","1",null,"Solar PV",null,"FRCC","Florida",12,"St Lucie",111,"12111",74.5,0,2018,9999,null,null,"N","Solar",{"$nulls":13},0,0,0,0,{"$nulls":11},"Florida Power & Light Co",100,"NextEra Energy Inc",100,"Regulated"]
["Sub 12","61080_G_IC2",61080,"G","IC2",null,"Combustion Turbine","IC Engine","FRCC","Florida",12,"Leon",73,"12073",9.2,10745,2018,9999,null,null,"N","Natural Gas",{"$nulls":13},1.06095,1.06095,1.06095,1.06095,{"$nulls":11},"Tallahassee FL (City of)",100,"Tallahassee FL (City of)",100,"Regulated"]
["James A Fitzpatrick","6110_G_1",6110,"G","1",null,"Nuclear",null,"NY_Z_C&E","New York",36,"Oswego",75,"36075",854,10456,1976,9999,null,null,"N","Nuclear Fuel",{"$nulls":13},0,0,0,0,{"$nulls":11},"Exelon Generation Supply LLC",100,"Exelon Corp",100,"Non-regulated"]
["Fort St Vrain","6112_G_6",6112,"G","6",90255,"Combustion Turbine",null,"WECC_CO","Colorado",8,"Weld",123,"08123",144,11455,2009,9999,null,null,"N","Natural Gas",{"$nulls":3},"DLNB",{"$nulls":8},0.06,0.03366,0.03366,0.03366,0.03366,{"$nulls":11},"Public Service Co of Colorado",100,"Xcel Energy Inc",100,"Regulated"]
["AT&T Anaheim","61154_G_AT058",61154,"G","AT058",null,"Fuel Cell",null,"WECC_SCE","California",6,"Orange",59,"06059",1.3,6515,2016,9999,null,null,"N","Natural Gas",{"$nulls":13},0,0,0,0,{"$nulls":11},"Bloom Energy Corp",100,"Bloom Energy Corp",100,"Non-regulated"]
["Onset West Community Solar Facility","61164_G_ONSW",61164,"G","ONSW",null,"Solar PV",null,"NENGREST","Massachusetts",25,"Plymouth",23,"25023",1,0,2016,9999,null,null,"N","Solar",{"$nulls":13},0,0,0,0,{"$nulls":11},"BCC Solar III LLC",100,"BCC Solar III LLC",100,"Non-regulated"]
["Caelum Community Solar","61180_G_PCCS2",61180,"G","PCCS2",null,"Solar PV",null,"MIS_MNWI","Minnesota",27,"Benton",9,"27009",0.9,0,2017,9999,null,null,"N","Solar",{"$nulls":13},0,0,0,0,{"$nulls":11},"Caelum Community Solar Gardens LLC",100,"Berkshire Hathaway Inc",100,"Non-regulated"]
["Mill Pond Solar Farm, LLC","61196_G_MILLL",61196,"G","MILLL",null,"Solar PV",null,"S_VACA","North Carolina",37,"Columbus",47,"37047",5,0,2017,9999,null,null,"N","Solar",{"$nulls":13},0,0,0,0,{"$nulls":11},"Mill Pond Solar Farm LLC",100,"Cypress Creek Holdings LLC",100,"Non-regulated"]
["Fort Myers","612_G_ST2",612,"G","ST2",406,"Combined Cycle",null,"FRCC","Florida",12,"Lee",71,"12071",459.2,7225,1969,9999,null,null,"N","Natural Gas",{"$nulls":3},"DLNB",{"$nulls":8},0.5,0.02721,0.02721,0.02721,0.02721,{"$nulls":11},"Florida Power & Light Co",100,"NextEra Energy Inc",100,"Regulated"]
["Green Island Hydroelectric Station","61207_G_UNIT1",61207,"G","UNIT1",null,"Hydro",null,"NY_Z_F","New York",36,"Albany",1,"36001",1.5,0,1922,9999,null,null,"N","Hydro",{"$nulls":13},0,0,0,0,{"$nulls":11},"Green Island Power Authority",100,"Green Island NY (Village of)",100,"Non-regulated"]
["NY - Presbyt. Hospital - 525 E 68TH St","61238_G_GRB3",61238,"G","GRB3",null,"Combustion Turbine","IC Engine","NY_Z_J","New York",36,"New York",61,"36061",1.4,13469,1997,9999,null,null,"N","Distillate Fuel Oil",{"$nulls":13},0.47113,0.47113,0.47113,0.47113,{"$nulls":11},"NY Presbyterian Hospital 525 E 68TH St",100,"NY Presbyterian Hospital 525 E 68TH St",100,"Non-regulated"]
["Shrewsbury","6125_G_5",6125,"G","5",null,"Combustion Turbine","IC Engine","NENGREST","Massachusetts",25,"Worcester",27,"25027",2.8,18500,1978,9999,null,null,"N","Distillate Fuel Oil",{"$nulls":12},0.789,4.43374,4.43374,4.43374,4.43374,{"$nulls":11},"Shrewsbury Electric Lighting Plant",100,"Shrewsbury Electric Lighting Plant",100,"Regulated"]
["Fairfield Pumped Storage","6126_G_7",6126,"G","7",null,"Pumped Storage",null,"S_VACA","South Carolina",45,"Fairfield",39,"45039",72,0,1978,9999,null,null,"N","Pumped Storage",{"$nulls":13},0,0,0,0,{"$nulls":11},"Dominion Energy South Carolina",100,"Dominion Energy Inc",100,"Regulated"]
["Farley Road Community Solar","61294_G_02419",61294,"G","02419",null,"Solar PV",null,"NENGREST","Massachusetts",25,"Worcester",27,"25027",1.9,0,2017,9999,null,null,"N","Solar",{"$nulls":13},0,0,0,0,{"$nulls":11},"Farley Road Solar LLC",100,"Nexamp",100,"Non-regulated"]
["Jones Bluff","6131_G_4",6131,"G","4",null,"Hydro",null,"S_SOU","Alabama",1,"Autauga",1,"01001",20.5,0,1975,9999,null,null,"N","Hydro",{"$nulls":13},0,0,0,0,{"$nulls":11},"USACE Mobile District",100,"U S Army Corps of Engineers",100,"Regulated"]
["Richard B Russell","6132_G_6",6132,"G","6",null,"Pumped Storage",null,"S_SOU","Georgia",13,"Elbert",105,"13105",82,0,2002,9999,null,null,"N","Pumped Storage",{"$nulls":13},0,0,0,0,{"$nulls":11},"USACE Savannah District",100,"U S Army Corps of Engineers",100,"Regulated"]
["West Point (GA)","6133_G_3",6133,"G","3",null,"Hydro",null,"S_SOU","Georgia",13,"Troup",285,"13285",42,0,1975,9999,null,null,"N","Hydro",{"$nulls":13},0,0,0,0,{"$nulls":11},"USACE Mobile District",100,"U S Army Corps of Engineers",100,"Regulated"]
["Westmont 400A","61348_G_W5691",61348,"G","W5691",null,"Solar PV",null,"WEC_LADW","California",6,"Los Angeles",37,"06037",2.3,0,2017,9999,null,null,"N","Solar",{"$nulls":13},0,0,0,0,{"$nulls":11},"TGC Westmont Holdings LLC",100,"True Green Capital Management LLC",100,"Non-regulated"]
["Equuleus Community Solar Gardens","61363_G_CSG3",61363,"G","CSG3",null,"Solar PV",null,"MIS_MNWI","Minnesota",27,"Dakota",37,"27037",1,0,2017,9999,null,null,"N","Solar",{"$nulls":13},0,0,0,0,{"$nulls":11},"Equuleus Community Solar Gardens LLC",100,"Macquarie Group Limited",100,"Non-regulated"]
["Rengstorf Solar CSG","61383_G_RENG3",61383,"G","RENG3",null,"Solar PV",null,"MIS_MNWI","Minnesota",27,"Nicollet",103,"27103",1,0,2017,9999,null,null,"N","Solar",{"$nulls":13},0,0,0,0,{"$nulls":11},"SunE Rengstorf 1 LLC",100,"SunEdison",100,"Non-regulated"]
["F.D. Kuester Generating Station","61392_G_K1",61392,"G","K1",null,"Combustion Turbine","IC Engine","MIS_WUMS","Michigan",26,"Marquette",103,"26103",18.8,10745,2019,9999,null,null,"N","Natural Gas",{"$nulls":13},1.06095,1.06095,1.06095,1.06095,{"$nulls":11},"Upper Michigan Energy Resources Corp",100,"WEC Energy Group Inc",100,"Regulated"]
["Cottonwood Wind Energy Center","61407_G_CTNWD",61407,"G","CTNWD",null,"Onshore Wind",null,"SPP_NEBR","Nebraska",31,"Webster",181,"31181",89.7,0,2017,9999,null,null,"N","Wind",{"$nulls":13},0,0,0,0,{"$nulls":11},"Cottonwood Wind Project LLC",100,"NextEra Energy Inc",100,"Non-regulated"]
["West Boylston Community Shared Solar","61415_G_CS1",61415,"G","CS1",null,"Solar PV",null,"NENGREST","Massachusetts",25,"Worcester",27,"25027",1.5,0,2016,9999,null,null,"N","Solar",{"$nulls":13},0,0,0,0,{"$nulls":11},"West Boylston MA (Town of)",100,"West Boylston MA (Town of)",100,"Regulated"]
["Panasonic Carport Solar Hybrid","61439_G_PANBS",61439,"G","PANBS",null,"Energy Storage",null,"WECC_CO","Colorado",8,"Adams",1,"08001",1,0,2017,9999,null,null,"N","Energy Storage",{"$nulls":13},0,0,0,0,{"$nulls":11},"Xcel Energy Inc",100,"Xcel Energy Inc",100,"Regulated"]
["B.R. Sauk Rapids CSG","61455_G_42297",61455,"G","42297",null,"Solar PV",null,"MIS_MNWI","Minnesota",27,"Benton",9,"27009",1,0,2017,9999,null,null,"N","Solar",{"$nulls":13},0,0,0,0,{"$nulls":11},"Minnesota Solar CSG 9 LLC",100,"Minnesota Solar LLC",100,"Non-regulated"]
["CoreSite Real Estate 2972 Stender, L.P.","61464_G_G-1",61464,"G","G-1",null,"Combustion Turbine","IC Engine","WEC_CALN","California",6,"Santa Clara",85,"06085",2,12283,2011,9999,null,null,"N","Distillate Fuel Oil",{"$nulls":13},1.64976,1.64976,1.64976,1.64976,{"$nulls":11},"Coresite Real Estate 2972 Stender LP",100,"Coresite",100,"Non-regulated"]
["SL Babylon","61487_G_SLBAB",61487,"G","SLBAB",null,"Solar PV",null,"NY_Z_K","New York",36,"Suffolk",103,"36103",9,0,2017,9999,null,null,"N","Solar",{"$nulls":13},0,0,0,0,{"$nulls":11},"PSEG Solar Source LLC",100,"LS Power Group",100,"Non-regulated"]
["Estill Solar","61490_G_EST1",61490,"G","EST1",null,"Solar PV",null,"S_VACA","South Carolina",45,"Hampton",49,"45049",20,0,2017,9999,null,null,"N","Solar",{"$nulls":13},0,0,0,0,{"$nulls":11},"Estill Solar I LLC",100,"Energias de Portugal SA",100,"Non-regulated"]
["Bullock Solar, LLC","61512_G_GEN1",61512,"G","GEN1",null,"Solar PV",null,"S_VACA","North Carolina",37,"Vance",181,"37181",50,0,2017,9999,null,null,"N","Solar",{"$nulls":13},0,0,0,0,{"$nulls":11},"Bullock Solar LLC",100,"Cypress Creek Holdings LLC",100,"Non-regulated"]
["Callaway","6153_G_1",6153,"G","1",null,"Nuclear",null,"MIS_MO","Missouri",29,"Callaway",27,"29027",1247,10456,1984,9999,null,null,"N","Nuclear Fuel",{"$nulls":13},0,0,0,0,{"$nulls":11},"Ameren Missouri",100,"Ameren Corp",100,"Regulated"]
["CGSun, LLC Community Solar","61545_G_GEN1",61545,"G","GEN1",null,"Solar PV",null,"MIS_MNWI","Minnesota",27,"Washington",163,"27163",4,0,2017,9999,null,null,"N","Solar",{"$nulls":13},0,0,0,0,{"$nulls":11},"CGSun LLC",100,"Cypress Creek Holdings LLC",100,"Non-regulated"]
["English Farms","61565_G_1",61565,"G","1",null,"Onshore Wind",null,"MIS_IA","Iowa",19,"Poweshiek",157,"19157",171.5,0,2019,9999,null,null,"N","Wind",{"$nulls":13},0,0,0,0,{"$nulls":11},"English Farms Wind Project LLC",100,"Enel SpA",100,"Regulated"]
["Westmont 401","61594_G_W5792",61594,"G","W5792",null,"Solar PV",null,"WEC_LADW","California",6,"Los Angeles",37,"06037",2,0,2017,9999,null,null,"N","Solar",{"$nulls":13},0,0,0,0,{"$nulls":11},"TGC Westmont Holdings LLC",100,"True Green Capital Management LLC",100,"Non-regulated"]
["Marietta","61616_G_1",61616,"G","1",null,"Solar PV",null,"SPP_WEST","Oklahoma",40,"Love",85,"40085",3,0,2017,9999,null,null,"N","Solar",{"$nulls":13},0,0,0,0,{"$nulls":11},"Western Farmers Electric Coop",100,"Western Farmers Electric Coop",100,"Regulated"]
["Kilroy Solar","61628_G_KILRO",61628,"G","KILRO",null,"Solar PV",null,"WEC_SDGE","California",6,"San Diego",73,"06073",1.1,0,2018,9999,null,null,"N","Solar",{"$nulls":13},0,0,0,0,{"$nulls":11},"Nautilus Solar Solutions LLC",100,"Nautilus Energy LLC",100,"Non-regulated"]
["Grand Coulee","6163_G_9",6163,"G","9",null,"Hydro",null,"WECC_PNW","Washington",53,"Grant",25,"53025",125,0,1948,9999,null,null,"N","Hydro",{"$nulls":13},0,0,0,0,{"$nulls":11},"U S Bureau of Reclamation",100,"U S Bureau of Reclamation",100,"Regulated"]
["Seneca Falls Hydroelectric Project","61641_G_25",61641,"G","25",null,"Hydro",null,"NY_Z_C&E","New York",36,"Seneca",99,"36099",1.7,0,1917,9999,null,null,"N","Hydro",{"$nulls":13},0,0,0,0,{"$nulls":11},"Gravity Renewables Inc",100,"Gravity Renewables Inc",100,"Non-regulated"]
["Grange Hall Solar","61656_G_PV1",61656,"G","PV1",null,"Solar PV",null,"FRCC","Florida",12,"Hillsborough",57,"12057",61.1,0,2019,9999,null,null,"N","Solar",{"$nulls":13},0,0,0,0,{"$nulls":11},"Tampa Electric Co",100,"TECO Energy Inc",100,"Regulated"]
["Mountain View Solar (FL)","61664_G_GEN1",61664,"G","GEN1",null,"Solar PV",null,"FRCC","Florida",12,"Pasco",101,"12101",54.6,0,2022,9999,null,null,"N","Solar",{"$nulls":13},0,0,0,0,{"$nulls":11},"Tampa Electric Co",100,"Tampa Electric Co",100,"Regulated"]
["Perennial Windfarm","61677_G_T-1",61677,"G","T-1",null,"Onshore Wind",null,"SPP_NEBR","Nebraska",31,"Fillmore",59,"31059",2.3,0,2018,9999,null,null,"N","Wind",{"$nulls":13},0,0,0,0,{"$nulls":11},"Perennial Wind LLC",100,"Perennial Wind LLC",100,"Non-regulated"]
["Acturus Community Solar","61705_G_ARCT",61705,"G","ARCT",null,"Solar PV",null,"MIS_MNWI","Minnesota",27,"Le Sueur",79,"27079",1,0,2018,9999,null,null,"N","Solar",{"$nulls":13},0,0,0,0,{"$nulls":11},"Arcturus Community Solar Garden LLC",100,"Arcturus Power Trading LLC",100,"Non-regulated"]
["HEBT Irvine 1","61722_G_IRV01",61722,"G","IRV01",null,"Energy Storage",null,"WECC_SCE","California",6,"Orange",59,"06059",1,0,2018,9999,null,null,"N","Energy Storage",{"$nulls":13},0,0,0,0,{"$nulls":11},"Advanced Microgrid Solutions Inc",100,"Advanced Microgrid Solutions Inc",100,"Non-regulated"]
["Navy Yard Peaker Station","61737_G_GEN4",61737,"G","GEN4",null,"Combustion Turbine","IC Engine","PJM_EMAC","Pennsylvania",42,"Philadelphia",101,"42101",2,10745,2018,9999,null,null,"N","Natural Gas",{"$nulls":13},1.06095,1.06095,1.06095,1.06095,{"$nulls":11},"Philadelphia Industrial Development Corp",100,"Philadelphia Industrial Development Corp",100,"Non-regulated"]
["Foxtail Wind, LLC","61747_G_1",61747,"G","1",null,"Onshore Wind",null,"MIS_MAPP","North Dakota",38,"Dickey",21,"38021",150,0,2020,9999,null,null,"N","Wind",{"$nulls":13},0,0,0,0,{"$nulls":11},"Xcel Energy Inc",100,"Xcel Energy Inc",100,"Regulated"]
["Sherburne North Project CSG","61762_G_SHERB",61762,"G","SHERB",null,"Solar PV",null,"MIS_MNWI","Minnesota",27,"Sherburne",141,"27141",5,0,2018,9999,null,null,"N","Solar",{"$nulls":13},0,0,0,0,{"$nulls":11},"DG Minnesota CSG LLC",100,"NextEra Energy Inc",100,"Non-regulated"]
["LeGore Bridge Solar Center","61796_G_LGBSC",61796,"G","LGBSC",null,"Solar PV",null,"PJM_AP","Maryland",24,"Frederick",21,"24021",20,0,2023,9999,null,null,"N","Solar",{"$nulls":13},0,0,0,0,{"$nulls":11},"LeGore Bridge Solar Center, LLC",100,"LeGore Bridge Solar Center, LLC",100,"Non-regulated"]
["DG AMP Solar Brewster","61818_G_AMPBR",61818,"G","AMPBR",null,"Solar PV",null,"PJM_ATSI","Ohio",39,"Stark",151,"39151",1.9,0,2018,9999,null,null,"N","Solar",{"$nulls":13},0,0,0,0,{"$nulls":11},"DG AMP Solar LLC",100,"NextEra Energy Inc",100,"Non-regulated"]
["Sheep Solar","61830_G_PGRC8",61830,"G","PGRC8",null,"Solar PV",null,"WECC_PNW","Oregon",41,"Marion",47,"41047",2.2,0,2017,9999,null,null,"N","Solar",{"$nulls":13},0,0,0,0,{"$nulls":11},"Sheep Solar LLC",100,"Cypress Creek Holdings LLC",100,"Non-regulated"]
["Amana Society Service Company","61850_G_IC4",61850,"G","IC4",null,"Combustion Turbine","IC Engine","MIS_IA","Iowa",19,"Iowa",95,"19095",1.8,11011,2001,9999,null,null,"N","Distillate Fuel Oil",{"$nulls":13},1.64976,1.64976,1.64976,1.64976,{"$nulls":11},"Amana Society Service Co",100,"Amana Society Service Co",100,"Non-regulated"]
["Bronson","61868_G_GEN1",61868,"G","GEN1",null,"Solar PV",null,"ERC_REST","Texas",48,"Fort Bend",157,"48157",10,0,2018,9999,null,null,"N","Solar",{"$nulls":13},0,0,0,0,{"$nulls":11},"Bronson Solar LLC",100,"Cypress Creek Holdings LLC",100,"Non-regulated"]
["Solean Solar Project","61898_G_SOLEA",61898,"G","SOLEA",null,"Solar PV",null,"NY_Z_A","New York",36,"Cattaraugus",9,"36009",4,0,2016,9999,null,null,"N","Solar",{"$nulls":13},0,0,0,0,{"$nulls":11},"Solean LLC",100,"BQ Energy LLC",100,"Non-regulated"]
["Pegasus Wind","61916_G_PWEC",61916,"G","PWEC",null,"Onshore Wind",null,"MIS_LMI","Michigan",26,"Tuscola",157,"26157",48,0,2019,9999,null,null,"N","Wind",{"$nulls":13},0,0,0,0,{"$nulls":11},"Pegasus Wind A LLC",100,"NextEra Energy Inc",100,"Non-regulated"]
["Sunlight Beacon","61922_G_BEACO",61922,"G","BEACO",null,"Solar PV",null,"NY_Z_G-I","New York",36,"Dutchess",27,"36027",2,0,2018,9999,null,null,"N","Solar",{"$nulls":13},0,0,0,0,{"$nulls":11},"Renewable Strategies LLC",33.4,"Renewable Strategies LLC",33.4,"Non-regulated"]
["Willis Solar","61953_G_16",61953,"G","16",null,"Solar PV",null,"S_VACA","South Carolina",45,"Florence",41,"45041",2,0,2018,9999,null,null,"N","Solar",{"$nulls":13},0,0,0,0,{"$nulls":11},"Sustainable Energy Solutions LLC",100,"Sustainable Energy Solutions LLC",100,"Non-regulated"]
["Chisago Holdco LLC, CSG","61968_G_CHIS",61968,"G","CHIS",null,"Solar PV",null,"MIS_MNWI","Minnesota",27,"Chisago",25,"27025",3,0,2019,9999,null,null,"N","Solar",{"$nulls":13},0,0,0,0,{"$nulls":11},"Chisago Holdco LLC",100,"Chisago Holdco LLC",100,"Non-regulated"]
["Pacific Ethanol Madera Solar Array","61989_G_PV",61989,"G","PV",null,"Solar PV",null,"WEC_CALN","California",6,"Madera",39,"06039",3.9,0,2018,9999,null,null,"N","Solar",{"$nulls":11},0,null,0,0,0,0,{"$nulls":11},"Seaboard Energy California, LLC",100,"Seaboard Energy California, LLC",100,"Non-regulated"]
["USS Good Solar CSG","61998_G_USSGO",61998,"G","USSGO",null,"Solar PV",null,"MIS_MNWI","Minnesota",27,"Chisago",25,"27025",1,0,2018,9999,null,null,"N","Solar",{"$nulls":13},0,0,0,0,{"$nulls":11},"USS Good Solar LLC",100,"US Solar DG Development LLC",100,"Non-regulated"]
["Ross","6202_G_43",6202,"G","43",null,"Hydro",null,"WECC_PNW","Washington",53,"Whatcom",73,"53073",112.5,0,1953,9999,null,null,"N","Hydro",{"$nulls":13},0,0,0,0,{"$nulls":11},"Seattle City Light",100,"Seattle City Light",100,"Regulated"]
["Rollingstone Holdco CSG","62037_G_ROLLI",62037,"G","ROLLI",null,"Solar PV",null,"MIS_MNWI","Minnesota",27,"Winona",169,"27169",4.8,0,2019,9999,null,null,"N","Solar",{"$nulls":13},0,0,0,0,{"$nulls":11},"Rollingstone Holdco LLC",100,"Rollingstone Holdco LLC",100,"Non-regulated"]
["Tacoma","6206_G_1",6206,"G","1",null,"Hydro",null,"WECC_CO","Colorado",8,"La Plata",67,"08067",2.3,0,1906,9999,null,null,"N","Hydro",{"$nulls":13},0,0,0,0,{"$nulls":11},"Public Service Co of Colorado",100,"Xcel Energy Inc",100,"Regulated"]
["Hampden Solar PV","62073_G_LG390",62073,"G","LG390",null,"Solar PV",null,"NENGREST","Massachusetts",25,"Hampden",13,"25013",3.5,0,2019,9999,null,null,"N","Solar",{"$nulls":13},0,0,0,0,{"$nulls":11},"NSTAR Co d/b/a Eversource Energy",100,"Eversource Energy",100,"Regulated"]
["Quarter Horse Solar","62095_G_PGRF5",62095,"G","PGRF5",null,"Solar PV",null,"S_VACA","North Carolina",37,"Pender",141,"37141",4.5,0,2018,9999,null,null,"N","Solar",{"$nulls":13},0,0,0,0,{"$nulls":11},"Quarter Horse Farm LLC",100,"Strata Solar LLC",100,"Non-regulated"]
["AES Huntington Beach Energy Project","62116_G_1B",62116,"G","1B",null,"Combined Cycle",null,"WECC_SCE","California",6,"Orange",59,"06059",205,7050,2020,9999,null,null,"N","Natural Gas",{"$nulls":4},"SCR",{"$nulls":8},0.011,0.011,0.011,0.011,{"$nulls":11},"AES Southland LLC",100,"AES Corp (The)",100,"Non-regulated"]
["University Park Solar","62119_G_PSUPV",62119,"G","PSUPV",null,"Solar PV",null,"PJM_AP","Pennsylvania",42,"Centre",27,"42027",1.5,0,2018,9999,null,null,"N","Solar",{"$nulls":13},0,0,0,0,{"$nulls":11},"SS PA II PSU LLC",100,"SS PA II Psu LLC",100,"Non-regulated"]
["Turner Rd Community Solar Project","62160_G_300",62160,"G","300",null,"Solar PV",null,"NY_Z_C&E","New York",36,"Chemung",15,"36015",2,0,2019,9999,null,null,"N","Solar",{"$nulls":13},0,0,0,0,{"$nulls":11},"NY Baldwin II LLC",100,"NY Baldwin II LLC",100,"Non-regulated"]
["Labish Solar LLC","62171_G_LSPV2",62171,"G","LSPV2",null,"Solar PV",null,"WECC_PNW","Oregon",41,"Marion",47,"41047",2.2,0,2018,9999,null,null,"N","Solar",{"$nulls":13},0,0,0,0,{"$nulls":11},"Labish Solar LLC",100,"Labish Solar LLC",100,"Non-regulated"]
["Dudley Solar CSG","62201_G_02419",62201,"G","02419",null,"Solar PV",null,"NENGREST","Massachusetts",25,"Worcester",27,"25027",1.9,0,2017,9999,null,null,"N","Solar",{"$nulls":13},0,0,0,0,{"$nulls":11},"Dudley Solar LLC",100,"Nexamp",100,"Non-regulated"]
["GEB Solar","62217_G_40",62217,"G","40",null,"Solar PV",null,"S_VACA","South Carolina",45,"Darlington",31,"45031",60,0,2026,9999,null,null,"N","Solar",{"$nulls":13},0,0,0,0,{"$nulls":11},"GEB Solar",100,"GEB Solar",100,"Non-regulated"]
["Oak Leaf Solar XXV LLC (CSG)","62245_G_53968",62245,"G","53968",null,"Solar PV",null,"WECC_CO","Colorado",8,"Arapahoe",5,"08005",1.5,0,2018,9999,null,null,"N","Solar",{"$nulls":13},0,0,0,0,{"$nulls":11},"Oak Leaf Solar XXV LLC",100,"Greenbacker Renewable Energy Corp",100,"Non-regulated"]
["Oak Leaf Solar XXVIII LLC (CSG)","62255_G_53973",62255,"G","53973",null,"Solar PV",null,"WECC_CO","Colorado",8,"Weld",123,"08123",1.5,0,2019,9999,null,null,"N","Solar",{"$nulls":13},0,0,0,0,{"$nulls":11},"Oak Leaf Solar XXVIII LLC",100,"Greenbacker Renewable Energy Corp",100,"Non-regulated"]
["Valentine Solar, LLC","62288_G_VAL01",62288,"G","VAL01",null,"Solar PV",null,"WECC_SCE","California",6,"Kern",29,"06029",111.2,0,2019,9999,null,null,"N","Solar",{"$nulls":13},0,0,0,0,{"$nulls":11},"Valentine Solar LLC",100,"EDF Group",100,"Non-regulated"]
["Blue Star","62332_G_BLUES",62332,"G","BLUES",null,"Solar PV",null,"PJM_EMAC","Maryland",24,"Kent",29,"24029",7.5,0,2020,9999,null,null,"N","Solar",{"$nulls":13},0,0,0,0,{"$nulls":11},"OneEnergy Blue Star Solar LLC",100,"OneEnergy Inc",100,"Non-regulated"]
["Wright Kirby 1-5 CSG","62365_G_WK2",62365,"G","WK2",null,"Solar PV",null,"MIS_MNWI","Minnesota",27,"Wright",171,"27171",1,0,2019,9999,null,null,"N","Solar",{"$nulls":13},0,0,0,0,{"$nulls":11},"Wright Kirby Commmunty Solar",100,"Wright Kirby Commmunty Solar",100,"Non-regulated"]
["Spanish Peaks Solar","62379_G_47301",62379,"G","47301",null,"Solar PV",null,"WECC_CO","Colorado",8,"Las Animas",71,"08071",140,0,2024,9999,null,null,"N","Solar",{"$nulls":13},0,0,0,0,{"$nulls":11},"Spanish Peaks Solar LLC",100,"Spanish Peaks Solar LLC",100,"Non-regulated"]
["UMCES Ground Mount","62405_G_X0009",62405,"G","X0009",null,"Solar PV",null,"PJM_EMAC","Maryland",24,"Dorchester",19,"24019",2,0,2018,9999,null,null,"N","Solar",{"$nulls":13},0,0,0,0,{"$nulls":11},"Solar I Partnership LLC",100,"Standard Solar Inc",100,"Non-regulated"]
["DESI-2 Battery Storage Facility","62460_G_DESI2",62460,"G","DESI2",null,"Energy Storage",null,"WECC_SCE","California",6,"Orange",59,"06059",1.4,0,2019,9999,null,null,"N","Energy Storage",{"$nulls":13},0,0,0,0,{"$nulls":11},"Southern California Edison Co",100,"Edison International",100,"Regulated"]
["Crawfordsville 2 Solar Park","62484_G_SCRA2",62484,"G","SCRA2",null,"Solar PV",null,"MIS_INKY","Indiana",18,"Montgomery",107,"18107",7.9,0,2019,9999,null,null,"N","Solar",{"$nulls":13},0,0,0,0,{"$nulls":11},"Crawfordsville 2 Solar Array LLC",100,"Alchemy Renewable Energy LLC",100,"Regulated"]
["Telegraph Rd #2 Community Solar Farm","62498_G_1413",62498,"G","1413",null,"Solar PV",null,"NY_Z_A","New York",36,"Wyoming",121,"36121",2,0,2021,9999,null,null,"N","Solar",{"$nulls":13},0,0,0,0,{"$nulls":11},"Generate NY Community Solar IV",100,"Generate NY Community Solar IV",100,"Non-regulated"]
["South Texas Project","6251_G_1",6251,"G","1",null,"Nuclear",null,"ERC_REST","Texas",48,"Matagorda",321,"48321",1300,10456,1988,9999,null,null,"N","Nuclear Fuel",{"$nulls":13},0,0,0,0,{"$nulls":11},"NRG Texas LLC",44,"NRG Energy Inc",44,"Non-regulated"]
["Three Bridge","62540_G_PGR01",62540,"G","PGR01",null,"Solar PV",null,"S_VACA","North Carolina",37,"Robeson",155,"37155",2,0,2018,9999,null,null,"N","Solar",{"$nulls":13},0,0,0,0,{"$nulls":11},"Three Bridge Farm LLC",100,"Strata Solar LLC",100,"Non-regulated"]
["Elkhorn Battery Energy Storage System","62564_G_ELKHO",62564,"G","ELKHO",null,"Energy Storage",null,"WEC_CALN","California",6,"Monterey",53,"06053",182.5,0,2022,9999,null,null,"N","Energy Storage",{"$nulls":13},0,0,0,0,{"$nulls":11},"Pacific Gas & Electric Co.",100,"Pacific Gas & Electric Co.",100,"Regulated"]
["MER Queens","62576_G_MER01",62576,"G","MER01",null,"Fuel Cell",null,"NY_Z_J","New York",36,"Queens",81,"36081",1.2,9118,2017,9999,null,null,"N","Natural Gas",{"$nulls":13},0,0,0,0,{"$nulls":11},"Bloom Energy Corp",100,"Bloom Energy Corp",100,"Non-regulated"]
["Cookstown","62600_G_COOKS",62600,"G","COOKS",null,"Solar PV",null,"S_VACA","North Carolina",37,"Wayne",191,"37191",5,0,2019,9999,null,null,"N","Solar",{"$nulls":13},0,0,0,0,{"$nulls":11},"Cookstown Solar Farm LLC",100,"Cookstown Solar Farm LLC",100,"Non-regulated"]
["Starr","62602_G_STARR",62602,"G","STARR",null,"Solar PV",null,"S_VACA","North Carolina",37,"Sampson",163,"37163",4.9,0,2019,9999,null,null,"N","Solar",{"$nulls":13},0,0,0,0,{"$nulls":11},"Starr Farm LLC",100,"Strata Solar LLC",100,"Non-regulated"]
["Morehead Generating Facility","62641_G_M3516",62641,"G","M3516",null,"Landfill Gas",null,"PJM_West","Kentucky",21,"Rowan",205,"21205",1.4,13648,2019,9999,null,null,"N","Landfill Gas",{"$nulls":13},0.09,0.09,0.09,0.09,{"$nulls":11},"North American BioFuels LLC",100,"North American BioFuels LLC",100,"Non-regulated"]
["Washburn Road Solar","62646_G_WASHB",62646,"G","WASHB",null,"Solar PV",null,"NENGREST","Massachusetts",25,"Bristol",5,"25005",2,0,2019,9999,null,null,"N","Solar",{"$nulls":13},0,0,0,0,{"$nulls":11},"Washburn Road Solar LLC",100,"Washburn Road Solar LLC",100,"Non-regulated"]
["Cuyahoga Falls 1","62658_G_P005",62658,"G","P005",null,"Combustion Turbine","IC Engine","PJM_ATSI","Ohio",39,"Summit",153,"39153",1.5,10745,2018,9999,null,null,"N","Distillate Fuel Oil",{"$nulls":13},1.64976,1.64976,1.64976,1.64976,{"$nulls":11},"Cuyahoga Falls OH (City of)",100,"Cuyahoga Falls OH (City of)",100,"Regulated"]
["Antelope Expansion 3B","62674_G_ANX3B",62674,"G","ANX3B",null,"Solar PV",null,"WEC_LADW","California",6,"Los Angeles",37,"06037",5,0,2021,9999,null,null,"N","Solar",{"$nulls":13},0,0,0,0,{"$nulls":11},"AES Distributed Energy",100,"AES Distributed Energy",100,"Non-regulated"]
["Equinix Great Oaks Blvd. Fuel Cell","62702_G_EQ14B",62702,"G","EQ14B",null,"Fuel Cell",null,"WEC_CALN","California",6,"Santa Clara",85,"06085",2.1,9118,2017,9999,null,null,"N","Natural Gas",{"$nulls":13},0,0,0,0,{"$nulls":11},"2016 ESA Project Co LLC",100,"Southern Co",100,"Non-regulated"]
["MHG Wallingford","62728_G_X0041",62728,"G","X0041",null,"Solar PV",null,"NENGREST","Vermont",50,"Rutland",21,"50021",2.2,0,2019,9999,null,null,"N","Solar",{"$nulls":13},0,0,0,0,{"$nulls":11},"Standard Solar Inc",100,"Standard Solar Inc",100,"Non-regulated"]
["Matilda Hamilton Fee Hydroelectric Station","62747_G_1",62747,"G","1",null,"Hydro",null,"PJM_West","Kentucky",21,"Estill",65,"21065",0.5,0,2021,9999,null,null,"N","Hydro",{"$nulls":13},0,0,0,0,{"$nulls":11},"Lock 12 Hydro Partners",100,"Lock 12 Hydro Partners",100,"Non-regulated"]
["LafargeHolcim - Paulding Wind Project","62752_G_L2",62752,"G","L2",null,"Onshore Wind",null,"PJM_West","Ohio",39,"Paulding",125,"39125",1.5,0,2020,9999,null,null,"N","Wind",{"$nulls":13},0,0,0,0,{"$nulls":11},"OEE XXVIII LLC",100,"One Energy Capital Corp",100,"Non-regulated"]
["BT Cooke Solar, LLC","62773_G_BTCOO",62773,"G","BTCOO",null,"Solar PV",null,"ERC_REST","Texas",48,"Cooke",97,"48097",59,0,2020,9999,null,null,"N","Solar",{"$nulls":13},0,0,0,0,{"$nulls":11},"Adapture Renewables, Inc.",100,"Adapture Renewables, Inc.",100,"Non-regulated"]
["Crystal River","628_G_CC2ST",628,"G","CC2ST",91097,"Combined Cycle",null,"FRCC","Florida",12,"Citrus",17,"12017",320,7050,2018,9999,null,null,"N","Natural Gas",{"$nulls":3},"LNB","SCR",{"$nulls":8},0.05087,0.05087,0.05087,0.05087,{"$nulls":11},"Duke Energy Florida",100,"Duke Energy Corp",100,"Regulated"]
["BMP Wind (TX)","62809_G_BMP",62809,"G","BMP",null,"Onshore Wind",null,"ERC_WEST","Texas",48,"Callahan",59,"48059",293.3,0,2021,9999,null,null,"N","Wind",{"$nulls":13},0,0,0,0,{"$nulls":11},"BMP Wind LLC",100,"BMP Wind LLC",100,"Non-regulated"]
["Marengo Battery Storage LLC","62856_G_MBSS",62856,"G","MBSS",null,"Energy Storage",null,"PJM_COMD","Illinois",17,"McHenry",111,"17111",20,0,2018,9999,null,null,"N","Energy Storage",{"$nulls":13},0,0,0,0,{"$nulls":11},"Marengo Battery Storage LLC",100,"Swiss Green Electricity Management Holding SA",100,"Non-regulated"]
["Forest City Solar","62861_G_FOR7",62861,"G","FOR7",null,"Solar PV",null,"MIS_IA","Iowa",19,"Winnebago",189,"19189",3,0,2019,9999,null,null,"N","Solar",{"$nulls":13},0,0,0,0,{"$nulls":11},"Butter Solar LLC",100,"OneEnergy Inc",100,"Non-regulated"]
["Holiday Hill Community Wind","62897_G_HHCW1",62897,"G","HHCW1",null,"Onshore Wind",null,"NENGREST","Massachusetts",25,"Hampden",13,"25013",5,0,2019,9999,null,null,"N","Wind",{"$nulls":13},0,0,0,0,{"$nulls":11},"Greenbacker Renewable Energy Co LLC",100,"Greenbacker Renewable Energy Corp",100,"Non-regulated"]
["Day Four Solar LLC","62905_G_DAY04",62905,"G","DAY04",null,"Solar PV",null,"PJM_EMAC","New Jersey",34,"Burlington",5,"34005",4.5,0,2016,9999,null,null,"N","Solar",{"$nulls":13},0,0,0,0,{"$nulls":11},"Day Four Solar LLC",100,"Ralph Laks",100,"Non-regulated"]
["Athens BESS","62937_G_BA",62937,"G","BA",null,"Energy Storage",null,"MIS_MNWI","Minnesota",27,"Isanti",59,"27059",6,0,2018,9999,null,null,"N","Energy Storage",{"$nulls":13},0,0,0,0,{"$nulls":11},"Connexus Energy",100,"Connexus Energy",100,"Non-regulated"]
["Guernsey Power Station","62949_G_GPS3",62949,"G","GPS3",null,"Combined Cycle",null,"PJM_West","Ohio",39,"Guernsey",59,"39059",612,6370,2023,9999,null,null,"N","Natural Gas",{"$nulls":13},0.011,0.011,0.011,0.011,{"$nulls":11},"Guernsey Power Station LLC",100,"Guernsey Power Station LLC",100,"Non-regulated"]
["Novel DeCook Solar CSG","62979_G_DECO",62979,"G","DECO",null,"Solar PV",null,"MIS_MNWI","Minnesota",27,"Olmsted",109,"27109",1,0,2020,9999,null,null,"N","Solar",{"$nulls":13},0,0,0,0,{"$nulls":11},"REA Investments, LLC",100,"REA Investments, LLC",100,"Non-regulated"]
["Finchville Solar, LLC Hybrid CSG","62999_G_BESS",62999,"G","BESS",null,"Energy Storage",null,"NY_Z_G-I","New York",36,"Orange",71,"36071",3,0,2020,9999,null,null,"N","Energy Storage",{"$nulls":13},0,0,0,0,{"$nulls":11},"AES Distributed Energy",100,"AES Distributed Energy",100,"Non-regulated"]
["Green Lake Solar","63019_G_GRN1",63019,"G","GRN1",null,"Solar PV",null,"MIS_LMI","Michigan",26,"Grand Traverse",55,"26055",1,0,2018,9999,null,null,"N","Solar",{"$nulls":13},0,0,0,0,{"$nulls":11},"Heritage Sustainable Energy LLC",100,"Heritage Sustainable Energy LLC",100,"Non-regulated"]
["FastSun 14 CSG","63036_G_FS14",63036,"G","FS14",null,"Solar PV",null,"MIS_MNWI","Minnesota",27,"Blue Earth",13,"27013",1,0,2019,9999,null,null,"N","Solar",{"$nulls":13},0,0,0,0,{"$nulls":11},"FastSun 14 LLC",100,"Altus Power America Management LLC",100,"Non-regulated"]
["Guildlerland CSG","63052_G_106",63052,"G","106",null,"Solar PV",null,"NY_Z_F","New York",36,"Albany",1,"36001",2,0,2018,9999,null,null,"N","Solar",{"$nulls":13},0,0,0,0,{"$nulls":11},"FFP NY Guilderland Project1 LLC",100,"Mitsui & Co Ltd",100,"Non-regulated"]
["Caden Energix Hickory LLC","63084_G_ENX02",63084,"G","ENX02",null,"Solar PV",null,"PJM_Dom","Virginia",51,"Chesapeake City",550,"51550",20,0,2020,9999,null,null,"N","Solar",{"$nulls":13},0,0,0,0,{"$nulls":11},"Caden Energix Hickory LLC",100,"Caden Energix Hickory LLC",100,"Non-regulated"]
["UC Santa Cruz Solar","63091_G_18027",63091,"G","18027",null,"Energy Storage",null,"WEC_CALN","California",6,"Santa Cruz",87,"06087",1,0,2022,9999,null,null,"N","Energy Storage",{"$nulls":11},0,null,0,0,0,0,{"$nulls":11},"Forefront Power, LLC",100,"Forefront Power, LLC",100,"Non-regulated"]
["Roundhouse Wind Energy Project","63133_G_82059",63133,"G","82059",null,"Onshore Wind",null,"WECC_WY","Wyoming",56,"Laramie",21,"56021",124,0,2020,9999,null,null,"N","Wind",{"$nulls":13},0,0,0,0,{"$nulls":11},"Roundhouse Renewable Energy LLC",100,"NextEra Energy Inc",100,"Non-regulated"]
["USS Haven Solar LLC CSG","63138_G_USHAV",63138,"G","USHAV",null,"Solar PV",null,"MIS_MNWI","Minnesota",27,"Sherburne",141,"27141",1,0,2019,9999,null,null,"N","Solar",{"$nulls":13},0,0,0,0,{"$nulls":11},"US Solar DG Development LLC",100,"US Solar DG Development LLC",100,"Non-regulated"]
["USS Chariot Solar LLC","63171_G_CHROT",63171,"G","CHROT",null,"Solar PV",null,"MIS_MNWI","Minnesota",27,"Renville",129,"27129",1,0,2021,9999,null,null,"N","Solar",{"$nulls":13},0,0,0,0,{"$nulls":11},"USS Chariot Solar LLC",100,"US Solar DG Development LLC",100,"Non-regulated"]
["TPE Whitney Solar, LLC","63180_G_TXWHT",63180,"G","TXWHT",null,"Solar PV",null,"ERC_REST","Texas",48,"Bosque",35,"48035",9.9,0,2017,9999,null,null,"N","Solar",{"$nulls":13},0,0,0,0,{"$nulls":11},"Alchemy Renewable Energy LLC",100,"Alchemy Renewable Energy LLC",100,"Non-regulated"]
["Aviator Wind","63209_G_AVTOR",63209,"G","AVTOR",null,"Onshore Wind",null,"ERC_WEST","Texas",48,"Coke",81,"48081",525,0,2021,9999,null,null,"N","Wind",{"$nulls":13},0,0,0,0,{"$nulls":11},"Aviator Wind, LLC",100,"Aviator Wind, LLC",100,"Non-regulated"]
["Wheaton-STEU","63228_G_11410",63228,"G","11410",null,"Solar PV",null,"NY_Z_C&E","New York",36,"Steuben",101,"36101",5,0,2024,9999,null,null,"N","Solar",{"$nulls":13},0,0,0,0,{"$nulls":11},"Abundant Solar Power Inc.",100,"Abundant Solar Power Inc.",100,"Non-regulated"]
["Crowned Ridge Wind II Energy Center","63269_G_CRW2",63269,"G","CRW2",null,"Onshore Wind",null,"SPP_WAUE","South Dakota",46,"Codington",29,"46029",200.6,0,2020,9999,null,null,"N","Wind",{"$nulls":13},0,0,0,0,{"$nulls":11},"Northern States Power Co - Minnesota",100,"Northern States Power Co - Minnesota",100,"Regulated"]
["232 Long Branch 29 Solar I, LLC","63296_G_NCLFT",63296,"G","NCLFT",null,"Solar PV",null,"S_VACA","North Carolina",37,"Cleveland",45,"37045",2,0,2018,9999,null,null,"N","Solar",{"$nulls":13},0,0,0,0,{"$nulls":11},"Alchemy Renewable Energy",100,"Alchemy Renewable Energy",100,"Non-regulated"]
["Bluefin Origination 1","63323_G_SIMBA",63323,"G","SIMBA",null,"Solar PV",null,"PJM_SMAC","Maryland",24,"Prince Georges",33,"24033",2,0,2019,9999,null,null,"N","Solar",{"$nulls":13},0,0,0,0,{"$nulls":11},"Bluefin Origination 1, LLC",100,"Bluefin Origination 1, LLC",100,"Non-regulated"]
["HO Clarke Generating","63335_G_CTG-3",63335,"G","CTG-3",null,"Combustion Turbine",null,"ERC_REST","Texas",48,"Harris",201,"48201",44.5,9905,2021,9999,null,null,"N","Natural Gas, Distillate Fuel Oil",{"$nulls":4},"SCR",{"$nulls":8},0.011,0.011,0.011,0.011,{"$nulls":11},"HO Clarke Generating, LLC",100,"HO Clarke Generating, LLC",100,"Non-regulated"]
["Bearkat II Wind Energy LLC","63342_G_BKII",63342,"G","BKII",null,"Onshore Wind",null,"ERC_WEST","Texas",48,"Glasscock",173,"48173",162.1,0,2023,9999,null,null,"N","Wind",{"$nulls":13},0,0,0,0,{"$nulls":11},"Exus North America Management Partners LLC",100,"Exus North America Management Partners LLC",100,"Non-regulated"]
["Strandness Garden","63367_G_CGS",63367,"G","CGS",null,"Solar PV",null,"MIS_MNWI","Minnesota",27,"Pope",121,"27121",1,0,2020,9999,null,null,"N","Solar",{"$nulls":13},0,0,0,0,{"$nulls":11},"Strandness Garden LLC",100,"Strandness Garden LLC",100,"Non-regulated"]
["Goodhue Community Solar One LLC CSG","63380_G_52829",63380,"G","52829",null,"Solar PV",null,"MIS_MNWI","Minnesota",27,"Goodhue",49,"27049",1,0,2020,9999,null,null,"N","Solar",{"$nulls":13},0,0,0,0,{"$nulls":11},"Madison Energy Holdings LLC",100,"Madison Energy Holdings LLC",100,"Non-regulated"]
["Whittier","63408_G_300",63408,"G","300",null,"Solar PV",null,"NY_Z_B","New York",36,"Monroe",55,"36055",2,0,2019,9999,null,null,"N","Solar",{"$nulls":13},0,0,0,0,{"$nulls":11},"Solar Advocate Development LLC",100,"Solar Advocate Development LLC",100,"Non-regulated"]
["IGS CC, LLC","63428_G_254",63428,"G","254",null,"Solar PV",null,"PJM_SMAC","District of Columbia",11,"District of Columbia",1,"11001",1.5,0,2020,9999,null,null,"N","Solar",{"$nulls":13},0,0,0,0,{"$nulls":11},"IGS CC LLC",100,"Greenbacker Renewable Energy Corp",100,"Non-regulated"]
["1008 Matthews Solar","63447_G_1008",63447,"G","1008",null,"Solar PV",null,"S_VACA","North Carolina",37,"Surry",171,"37171",4.9,0,2021,9999,null,null,"N","Solar",{"$nulls":13},0,0,0,0,{"$nulls":11},"TransAlta Corporation",100,"TransAlta Corporation",100,"Non-regulated"]
["Progress Drive Generation Station","63457_G_PSG2",63457,"G","PSG2",null,"Combustion Turbine","IC Engine","PJM_West","Ohio",39,"Richland",139,"39139",1.8,9905,2019,9999,null,null,"N","Natural Gas, Distillate Fuel Oil",{"$nulls":13},1.64976,1.64976,1.64976,1.64976,{"$nulls":11},"City of Shelby - (OH)",100,"City of Shelby - (OH)",100,"Regulated"]
["Alcalde Solar Array","63477_G_SOLAR",63477,"G","SOLAR",null,"Solar PV",null,"WECC_NM","New Mexico",35,"Rio Arriba",39,"35039",2.4,0,2020,9999,null,null,"N","Solar",{"$nulls":13},0,0,0,0,{"$nulls":11},"Jemez Cuba LLC",100,"Jemez Cuba LLC",100,"Non-regulated"]
["Cherry Blossom Solar LLC","63505_G_CB",63505,"G","CB",null,"Solar PV",null,"S_VACA","South Carolina",45,"Williamsburg",89,"45089",10,0,2019,9999,null,null,"N","Solar",{"$nulls":13},0,0,0,0,{"$nulls":11},"CBH Lessor LLC",100,"CBH Lessor LLC",100,"Non-regulated"]
["California City","63516_G_CACTY",63516,"G","CACTY",null,"Solar PV",null,"WECC_SCE","California",6,"Kern",29,"06029",1.9,0,2018,9999,null,null,"N","Solar",{"$nulls":13},0,0,0,0,{"$nulls":11},"MN8 Energy LLC",100,"MN8 Energy LLC",100,"Non-regulated"]
["Fordham University","63544_G_WL500",63544,"G","WL500",null,"Combustion Turbine","IC Engine","NY_Z_J","New York",36,"Bronx",5,"36005",0.6,13470,1999,9999,null,null,"N","Distillate Fuel Oil",{"$nulls":11},0,null,1.64976,1.64976,1.64976,1.64976,{"$nulls":11},"Fordham University",100,"Fordham University",100,"Non-regulated"]
["Barton Acres Solar, LLC CSG","63558_G_BARAC",63558,"G","BARAC",null,"Solar PV",null,"NENGREST","Massachusetts",25,"Worcester",27,"25027",1,0,2017,9999,null,null,"N","Solar",{"$nulls":13},0,0,0,0,{"$nulls":11},"Barton Acres Solar, LLC",100,"Barton Acres Solar, LLC",100,"Non-regulated"]
["Ledeaux Solar, LLC CSG","63572_G_LEDEA",63572,"G","LEDEA",null,"Solar PV",null,"NENGREST","Massachusetts",25,"Worcester",27,"25027",1,0,2017,9999,null,null,"N","Solar",{"$nulls":13},0,0,0,0,{"$nulls":11},"Ledeaux Solar, LLC",100,"Ledeaux Solar, LLC",100,"Non-regulated"]
["Mount Sinai - Brooklyn","63581_G_DD750",63581,"G","DD750",null,"Combustion Turbine","IC Engine","NY_Z_J","New York",36,"Kings",47,"36047",0.8,9905,2010,9999,null,null,"N","Natural Gas, Distillate Fuel Oil",{"$nulls":13},1.64976,1.64976,1.64976,1.64976,{"$nulls":11},"Mount Sinai - Brooklyn",100,"Mount Sinai - Brooklyn",100,"Non-regulated"]
["Isabella Wind Park","63601_G_1",63601,"G","1",null,"Onshore Wind",null,"MIS_LMI","Michigan",26,"Isabella",73,"26073",383.5,0,2021,9999,null,null,"N","Wind",{"$nulls":13},0,0,0,0,{"$nulls":11},"DTE Electric Company",100,"DTE Electric Company",100,"Regulated"]
["OCSD","63616_G_OCSD1",63616,"G","OCSD1",null,"Energy Storage",null,"WECC_SCE","California",6,"Orange",59,"06059",4.9,0,2019,9999,null,null,"N","Energy Storage",{"$nulls":13},0,0,0,0,{"$nulls":11},"Sk Holdings Co. Ltd.",50,"Sk Holdings Co. Ltd.",50,"Non-regulated"]
["Jacobi Medical Center","63646_G_CATD",63646,"G","CATD",null,"Combustion Turbine","IC Engine","NY_Z_J","New York",36,"Bronx",5,"36005",1.2,9905,1998,9999,null,null,"N","Natural Gas, Distillate Fuel Oil",{"$nulls":13},1.64976,1.64976,1.64976,1.64976,{"$nulls":11},"Jacobi Medical Center",100,"Jacobi Medical Center",100,"Non-regulated"]
["SWM Fuel Cell","63661_G_SWM-1",63661,"G","SWM-1",null,"Fuel Cell",null,"NY_Z_K","New York",36,"Suffolk",103,"36103",2.8,6469,2021,9999,null,null,"N","Natural Gas",{"$nulls":13},0,0,0,0,{"$nulls":11},"Yaphank Fuel Cell Park, LLC",100,"Yaphank Fuel Cell Park, LLC",100,"Non-regulated"]
["Harlem Hospital Center","63671_G_CAT4",63671,"G","CAT4",null,"Combustion Turbine","IC Engine","NY_Z_J","New York",36,"New York",61,"36061",1,9905,2008,9999,null,null,"N","Natural Gas, Distillate Fuel Oil",{"$nulls":13},1.64976,1.64976,1.64976,1.64976,{"$nulls":11},"Harlem Hospital Center",100,"Harlem Hospital Center",100,"Non-regulated"]
["Hammer Community (CSG)","63684_G_HAMR",63684,"G","HAMR",null,"Solar PV",null,"MIS_MNWI","Minnesota",27,"Sherburne",141,"27141",1,0,2020,9999,null,null,"N","Solar",{"$nulls":13},0,0,0,0,{"$nulls":11},"Hammer Community Solar LLC",100,"Hammer Community Solar LLC",100,"Non-regulated"]
["Cranberry Solar","63697_G_13440",63697,"G","13440",null,"Solar PV",null,"NENGREST","Massachusetts",25,"Plymouth",23,"25023",1,0,2016,9999,null,null,"N","Solar",{"$nulls":13},0,0,0,0,{"$nulls":11},"GWE Cranberry Solar RT, LLC",100,"GWE Cranberry Solar RT, LLC",100,"Non-regulated"]
["TLR000 Hansen Fuel Cell","63717_G_TLR0C",63717,"G","TLR0C",null,"Fuel Cell",null,"WEC_CALN","California",6,"Monterey",53,"06053",0.5,6469,2019,9999,null,null,"N","Natural Gas",{"$nulls":13},0,0,0,0,{"$nulls":11},"2016 ESA Project Company, LLC",100,"2016 ESA Project Company, LLC",100,"Non-regulated"]
["RE Bravepost LLC","63730_G_BVPST",63730,"G","BVPST",null,"Solar PV",null,"ERC_WEST","Texas",48,"Tom Green",451,"48451",200,0,2025,9999,null,null,"N","Solar",{"$nulls":13},0,0,0,0,{"$nulls":11},"RE Bravepost LLC",100,"RE Bravepost LLC",100,"Non-regulated"]
["Grabinski","63752_G_GRA",63752,"G","GRA",null,"Solar PV",null,"NY_Z_G-I","New York",36,"Orange",71,"36071",2,0,2019,9999,null,null,"N","Solar",{"$nulls":13},0,0,0,0,{"$nulls":11},"Grabinski Solar LLC",100,"Grabinski Solar LLC",100,"Non-regulated"]
["Tech Square Microgrid","63775_G_BESS1",63775,"G","BESS1",null,"Energy Storage",null,"S_SOU","Georgia",13,"Fulton",121,"13121",0.2,0,2020,9999,null,null,"N","Energy Storage",{"$nulls":13},0,0,0,0,{"$nulls":11},"Georgia Power Co",100,"Georgia Power Co",100,"Regulated"]
["Dwight","6378_G_DW3",6378,"G","DW3",null,"Hydro",null,"NENGREST","Massachusetts",25,"Hampden",13,"25013",0.4,0,1920,9999,null,null,"N","Hydro",{"$nulls":13},0,0,0,0,{"$nulls":11},"EP Energy Massachusetts LLC",100,"Essential Power LLC",100,"Non-regulated"]
["Atlas","63798_G_ATLB1",63798,"G","ATLB1",null,"Energy Storage",null,"WECC_AZ","Arizona",4,"La Paz",12,"04012",300,0,2024,9999,null,null,"N","Energy Storage",{"$nulls":13},0,0,0,0,{"$nulls":11},"174 Power Global Corp.",100,"174 Power Global Corp.",100,"Non-regulated"]
["Allora Solar, LLC","63808_G_PGR30",63808,"G","PGR30",null,"Solar PV",null,"S_VACA","South Carolina",45,"Lexington",63,"45063",75,0,2023,9999,null,null,"N","Solar",{"$nulls":13},0,0,0,0,{"$nulls":11},"Allora Solar, LLC",100,"Allora Solar, LLC",100,"Non-regulated"]
["Golden Field Solar III, LLC","63859_G_RCTR",63859,"G","RCTR",null,"Solar PV",null,"WECC_SCE","California",6,"Kern",29,"06029",192,0,2020,9999,null,null,"N","Solar",{"$nulls":13},0,0,0,0,{"$nulls":11},"Golden Field Solar III, LLC",100,"Golden Field Solar III, LLC",100,"Non-regulated"]
["Turners Falls","6388_G_7",6388,"G","7",null,"Hydro",null,"NENGREST","Massachusetts",25,"Franklin",11,"25011",1.4,0,1910,9999,null,null,"N","Hydro",{"$nulls":13},0,0,0,0,{"$nulls":11},"FirstLight MA Hydro LLC",100,"Public Sector Pension Investment Board",100,"Non-regulated"]
["Tangier","6390_G_5",6390,"G","5",null,"Combustion Turbine","IC Engine","PJM_EMAC","Virginia",51,"Accomack",1,"51001",1.2,10745,1993,9999,null,null,"N","Distillate Fuel Oil",{"$nulls":12},2.64,3.31802,3.31802,3.31802,3.31802,{"$nulls":11},"A & N Electric Coop",100,"A & N Electric Coop",100,"Regulated"]
["Smith Island","6391_G_4",6391,"G","4",null,"Combustion Turbine","IC Engine","PJM_EMAC","Maryland",24,"Somerset",39,"24039",1,9905,2021,9999,null,null,"N","Distillate Fuel Oil",{"$nulls":13},0.011,0.011,0.011,0.011,{"$nulls":11},"A & N Electric Coop",100,"A & N Electric Coop",100,"Regulated"]
["Marion Garden","63935_G_CGS",63935,"G","CGS",null,"Solar PV",null,"MIS_MNWI","Minnesota",27,"Rice",131,"27131",1,0,2020,9999,null,null,"N","Solar",{"$nulls":13},0,0,0,0,{"$nulls":11},"Excelsior Energy Capital",100,"Excelsior Energy Capital",100,"Non-regulated"]
["Lena","63951_G_LENA",63951,"G","LENA",null,"Solar PV",null,"PJM_COMD","Illinois",17,"Stephenson",177,"17177",2,0,2021,9999,null,null,"N","Solar",{"$nulls":13},0,0,0,0,{"$nulls":11},"Lena Solar 1 LLC",100,"Lena Solar 1 LLC",100,"Non-regulated"]
["Central Generating","63977_G_1",63977,"G","1",null,"Landfill Gas",null,"MIS_LMI","Michigan",26,"Montcalm",117,"26117",1.6,8513,2018,9999,null,null,"N","Landfill Gas",{"$nulls":13},0.22117,0.22117,0.22117,0.22117,{"$nulls":11},"North American Central - LLC",100,"North American Central - LLC",100,"Non-regulated"]
["Pine Hill","63997_G_PHS01",63997,"G","PHS01",null,"Solar PV",null,"NENGREST","Rhode Island",44,"Providence",7,"44007",5,0,2020,9999,null,null,"N","Solar",{"$nulls":13},0,0,0,0,{"$nulls":11},"AEP Onsite Partners, LLC",100,"AEP Onsite Partners, LLC",100,"Non-regulated"]
["28 Livermore Hill Road Solar","64014_G_7405",64014,"G","7405",null,"Solar PV",null,"NENGREST","Massachusetts",25,"Worcester",27,"25027",5,0,2020,9999,null,null,"N","Solar",{"$nulls":13},0,0,0,0,{"$nulls":11},"28 Livermore Hill Road Solar, LLC",100,"28 Livermore Hill Road Solar, LLC",100,"Non-regulated"]
["Elephant Butte","6402_G_2",6402,"G","2",null,"Hydro",null,"WECC_NM","New Mexico",35,"Sierra",51,"35051",9.3,0,1940,9999,null,null,"N","Hydro",{"$nulls":13},0,0,0,0,{"$nulls":11},"U S Bureau of Reclamation",100,"U S Bureau of Reclamation",100,"Regulated"]
["Caddo Wind","64047_G_46002",64047,"G","46002",null,"Onshore Wind",null,"SPP_WEST","Oklahoma",40,"Caddo",15,"40015",303.6,0,2022,9999,null,null,"N","Wind",{"$nulls":13},0,0,0,0,{"$nulls":11},"Allete Clean Energy",100,"Allete Clean Energy",100,"Non-regulated"]
["Duran Mesa LLC","64065_G_1",64065,"G","1",null,"Onshore Wind",null,"WECC_NM","New Mexico",35,"Lincoln",27,"35027",105,0,2021,9999,null,null,"N","Wind",{"$nulls":13},0,0,0,0,{"$nulls":11},"Pattern Operators LP",100,"Pattern Operators LP",100,"Non-regulated"]
["Great Lakes Seaway Community Solar","64092_G_GLSCS",64092,"G","GLSCS",null,"Solar PV",null,"NY_Z_C&E","New York",36,"Jefferson",45,"36045",5,0,2019,9999,null,null,"N","Solar",{"$nulls":13},0,0,0,0,{"$nulls":11},"OYA Great Lakes Seaway LLC",100,"OYA Great Lakes Seaway LLC",100,"Non-regulated"]
["Mid-River PA, LLC (ABE4)","64101_G_259",64101,"G","259",null,"Solar PV",null,"PJM_WMAC","Pennsylvania",42,"Northampton",95,"42095",3,0,2020,9999,null,null,"N","Solar",{"$nulls":13},0,0,0,0,{"$nulls":11},"Greenbacker Renewable Energy Corporation",100,"Greenbacker Renewable Energy Corporation",100,"Non-regulated"]
["Chicopee","64120_G_CPMA5",64120,"G","CPMA5",null,"Solar PV",null,"NENGREST","Massachusetts",25,"Hampden",13,"25013",2,0,2017,9999,null,null,"N","Solar",{"$nulls":13},0,0,0,0,{"$nulls":11},"Captona Partners Solar I Finco LLC",100,"Captona Partners Solar I Finco LLC",100,"Non-regulated"]
["Forest Grove - Dodd","64131_G_FGPV1",64131,"G","FGPV1",null,"Solar PV",null,"ERC_REST","Texas",48,"Henderson",213,"48213",400,0,2024,9999,null,null,"N","Solar",{"$nulls":13},0,0,0,0,{"$nulls":11},"Vistra Zero LLC",100,"Vistra Zero LLC",100,"Non-regulated"]
["LabCorp Engine","64142_G_LCG",64142,"G","LCG",null,"Combustion Turbine","IC Engine","PJM_EMAC","New Jersey",34,"Somerset",35,"34035",3.2,9905,2019,9999,null,null,"N","Natural Gas",{"$nulls":13},1.06095,1.06095,1.06095,1.06095,{"$nulls":11},"AEP Onsite Partners, LLC",100,"AEP Onsite Partners, LLC",100,"Non-regulated"]
["Denison","6416_G_1",6416,"G","1",null,"Hydro",null,"ERC_REST","Texas",48,"Grayson",181,"48181",50,0,1945,9999,null,null,"N","Hydro",{"$nulls":13},0,0,0,0,{"$nulls":11},"USACE Tulsa District",100,"U S Army Corps of Engineers",100,"Regulated"]
["Beth","64175_G_1302",64175,"G","1302",null,"Solar PV",null,"S_VACA","North Carolina",37,"Guilford",81,"37081",5,0,2014,9999,null,null,"N","Solar",{"$nulls":13},0,0,0,0,{"$nulls":11},"Cypress Creek Renewables",100,"Cypress Creek Renewables",100,"Non-regulated"]
["McDonough Solar 1, LLC CSG","64201_G_MC1B",64201,"G","MC1B",null,"Solar PV",null,"MIS_IL","Illinois",17,"McDonough",109,"17109",2,0,2020,9999,null,null,"N","Solar",{"$nulls":13},0,0,0,0,{"$nulls":11},"McDonough Solar 1, LLC",100,"McDonough Solar 1, LLC",100,"Non-regulated"]
["Few Solar","64219_G_FEW",64219,"G","FEW",null,"Solar PV",null,"NENG_CT","Connecticut",9,"Tolland",13,"09013",1,0,2021,9999,null,null,"N","Solar",{"$nulls":13},0,0,0,0,{"$nulls":11},"Ecos Energy LLC",100,"Ecos Energy LLC",100,"Non-regulated"]
["Dodge County Solar Hybrid","64223_G_1",64223,"G","1",null,"Solar PV",null,"SPP_NEBR","Nebraska",31,"Dodge",53,"31053",0.7,0,2021,9999,null,null,"N","Solar",{"$nulls":13},0,0,0,0,{"$nulls":11},"BCSB, LLC",100,"BCSB, LLC",100,"Non-regulated"]
["Anderson 6","64249_G_SAND6",64249,"G","SAND6",null,"Solar PV",null,"PJM_West","Indiana",18,"Madison",95,"18095",6.8,0,2022,9999,null,null,"N","Solar",{"$nulls":13},0,0,0,0,{"$nulls":11},"Indiana Municipal Power Agency",100,"Indiana Municipal Power Agency",100,"Regulated"]
["1051 Lucky Solar, LLC","64271_G_018",64271,"G","018",null,"Solar PV",null,"S_VACA","North Carolina",37,"Yadkin",197,"37197",3,0,2021,9999,null,null,"N","Solar",{"$nulls":13},0,0,0,0,{"$nulls":11},"TransAlta Corporation",100,"TransAlta Corporation",100,"Non-regulated"]
["Brazoria","64296_G_BRAZ",64296,"G","BRAZ",null,"Energy Storage",null,"ERC_REST","Texas",48,"Brazoria",39,"48039",9.9,0,2020,9999,null,null,"N","Energy Storage",{"$nulls":13},0,0,0,0,{"$nulls":11},"Broad Reach Power",100,"Broad Reach Power",100,"Non-regulated"]
["Pueblo BA","64318_G_PBL2",64318,"G","PBL2",null,"Energy Storage",null,"ERC_REST","Texas",48,"Maverick",323,"48323",9.9,0,2022,9999,null,null,"N","Energy Storage",{"$nulls":13},0,0,0,0,{"$nulls":11},"Broad Reach Power",100,"Broad Reach Power",100,"Non-regulated"]
["Cedarville Road","64331_G_LENA",64331,"G","LENA",null,"Solar PV",null,"PJM_COMD","Illinois",17,"Stephenson",177,"17177",2,0,2020,9999,null,null,"N","Solar",{"$nulls":13},0,0,0,0,{"$nulls":11},"SRC P9 - Lena Solar, LLC",100,"SRC P9 - Lena Solar, LLC",100,"Non-regulated"]
["Orbit Bloom Fuel Cell","64350_G_OBFC",64350,"G","OBFC",null,"Fuel Cell",null,"NY_Z_K","New York",36,"Suffolk",103,"36103",6,6469,2020,9999,null,null,"N","Natural Gas",{"$nulls":13},0,0,0,0,{"$nulls":11},"DG Fuel Cell, LLC",100,"DG Fuel Cell, LLC",100,"Non-regulated"]
["Cortlandville I Solar CSG","64371_G_CORT1",64371,"G","CORT1",null,"Solar PV",null,"NY_Z_C&E","New York",36,"Cortland",23,"36023",5,0,2021,9999,null,null,"N","Solar",{"$nulls":13},0,0,0,0,{"$nulls":11},"DG New York CS, LLC",100,"DG New York CS, LLC",100,"Non-regulated"]
["Braes Bayou Plant","64383_G_CTG-7",64383,"G","CTG-7",null,"Combustion Turbine",null,"ERC_REST","Texas",48,"Fort Bend",157,"48157",44.5,9905,2022,9999,null,null,"N","Natural Gas",{"$nulls":11},0,null,0.011,0.011,0.011,0.011,{"$nulls":11},"Braes Bayou Generating, LLC",100,"Braes Bayou Generating, LLC",100,"Non-regulated"]
["Wilson Dam","6440_G_11",6440,"G","11",null,"Hydro",null,"S_C_TVA","Alabama",1,"Lauderdale",77,"01077",29.2,0,1942,9999,null,null,"N","Hydro",{"$nulls":13},0,0,0,0,{"$nulls":11},"Tennessee Valley Authority",100,"Tennessee Valley Authority",100,"Regulated"]
["California State Univ at Channel Islands","64403_G_CSUCI",64403,"G","CSUCI",null,"Solar PV",null,"WECC_SCE","California",6,"Ventura",111,"06111",3.7,0,2021,9999,null,null,"N","Solar",{"$nulls":13},0,0,0,0,{"$nulls":11},"SkyHigh 2 Solar",100,"SkyHigh 2 Solar",100,"Non-regulated"]
["Black Rock Wind","64433_G_BRW",64433,"G","BRW",null,"Onshore Wind",null,"PJM_AP","West Virginia",54,"Mineral",57,"54057",115,0,2022,9999,null,null,"N","Wind",{"$nulls":13},0,0,0,0,{"$nulls":11},"Black Rock Wind Force, LLC",100,"Black Rock Wind Force, LLC",100,"Non-regulated"]
["Brazoria West","64447_G_GEN1",64447,"G","GEN1",null,"Solar PV",null,"ERC_REST","Texas",48,"Brazoria",39,"48039",200,0,2022,9999,null,null,"N","Solar",{"$nulls":13},0,0,0,0,{"$nulls":11},"Brazoria West Solar Project, LLC",100,"Brazoria West Solar Project, LLC",100,"Non-regulated"]
["Geddes 1 Solar, LLC","64459_G_FACG1",64459,"G","FACG1",null,"Solar PV",null,"MIS_LMI","Michigan",26,"Saginaw",145,"26145",2,0,2020,9999,null,null,"N","Solar",{"$nulls":13},0,0,0,0,{"$nulls":11},"Geddes 1 Solar, LLC",100,"Geddes 1 Solar, LLC",100,"Non-regulated"]
["Novel Huneke Solar LLC CSG","64487_G_HNKE",64487,"G","HNKE",null,"Solar PV",null,"MIS_MNWI","Minnesota",27,"Goodhue",49,"27049",1,0,2021,9999,null,null,"N","Solar",{"$nulls":13},0,0,0,0,{"$nulls":11},"REA Investments, LLC",100,"REA Investments, LLC",100,"Non-regulated"]
["Palmer Community Solar LLC CSG","64503_G_PALM",64503,"G","PALM",null,"Solar PV",null,"MIS_MNWI","Minnesota",27,"Chisago",25,"27025",1,0,2021,9999,null,null,"N","Solar",{"$nulls":13},0,0,0,0,{"$nulls":11},"Palmer Community Solar LLC",100,"Palmer Community Solar LLC",100,"Non-regulated"]
["Centinela State Prison","64519_G_CENSP",64519,"G","CENSP",null,"Solar PV",null,"WECC_IID","California",6,"Imperial",25,"06025",6,0,2019,9999,null,null,"N","Solar",{"$nulls":13},0,0,0,0,{"$nulls":11},"Ecoplexus, Inc",100,"Ecoplexus, Inc",100,"Non-regulated"]
["Turtle Creek","64547_G_2",64547,"G","2",null,"Combustion Turbine",null,"SPP_NEBR","Nebraska",31,"Sarpy",153,"31153",221.1,9905,2024,9999,null,null,"N","Natural Gas",{"$nulls":13},0.011,0.011,0.011,0.011,{"$nulls":11},"Omaha Public Power District",100,"Omaha Public Power District",100,"Regulated"]
["Tioga Solar South(CSG)","64560_G_TSS",64560,"G","TSS",null,"Solar PV",null,"NY_Z_C&E","New York",36,"Tioga",107,"36107",5,0,2021,9999,null,null,"N","Solar",{"$nulls":13},0,0,0,0,{"$nulls":11},"237 State Route 96 Site 2, LLC",100,"237 State Route 96 Site 2, LLC",100,"Non-regulated"]
["Joe Jenny","64573_G_1",64573,"G","1",null,"Solar PV",null,"NENGREST","Massachusetts",25,"Worcester",27,"25027",1,0,2018,9999,null,null,"N","Solar",{"$nulls":13},0,0,0,0,{"$nulls":11},"AMP MA Joe Jenny",100,"AMP MA Joe Jenny",100,"Non-regulated"]
["Big Fork","6459_G_2",6459,"G","2",null,"Hydro",null,"WECC_MT","Montana",30,"Flathead",29,"30029",1.9,0,1928,9999,null,null,"N","Hydro",{"$nulls":13},0,0,0,0,{"$nulls":11},"PacifiCorp",100,"Berkshire Hathaway Inc",100,"Regulated"]
["MC6 Hydro Facility","64607_G_GEN1",64607,"G","GEN1",null,"Hydro",null,"WECC_ID","Idaho",16,"Ada",1,"16001",2.3,0,2021,9999,null,null,"N","Hydro",{"$nulls":13},0,0,0,0,{"$nulls":11},"MC6 Hydro Facility",100,"Sorenson Engineering Inc",100,"Non-regulated"]
["Kearsarge Montague BD(CSG)","64620_G_MBD",64620,"G","MBD",null,"Solar PV",null,"NENGREST","Massachusetts",25,"Franklin",11,"25011",2.5,0,2021,9999,null,null,"N","Solar",{"$nulls":13},0,0,0,0,{"$nulls":11},"Kearsarge Montague BD LLC",100,"Kearsarge Montague BD LLC",100,"Non-regulated"]
["Pivot Solar 14 LLC (CSG)","64650_G_SC",64650,"G","SC",null,"Solar PV",null,"WECC_CO","Colorado",8,"Morgan",87,"08087",2,0,2022,9999,null,null,"N","Solar",{"$nulls":13},0,0,0,0,{"$nulls":11},"Nautilus Solar Solutions",100,"Nautilus Solar Solutions",100,"Non-regulated"]
["Ryland Road Solar","64677_G_RYLND",64677,"G","RYLND",null,"Solar PV",null,"PJM_Dom","North Carolina",37,"Chowan",41,"37041",5,0,2021,9999,null,null,"N","Solar",{"$nulls":13},0,0,0,0,{"$nulls":11},"Greenbacker Renewable Energy Corporation",100,"Greenbacker Renewable Energy Corporation",100,"Non-regulated"]
["Dunstable Solar 1, LLC","64696_G_DUNST",64696,"G","DUNST",null,"Solar PV",null,"NENGREST","Massachusetts",25,"Middlesex",17,"25017",4.5,0,2021,9999,null,null,"N","Solar",{"$nulls":13},0,0,0,0,{"$nulls":11},"AES Distributed Energy",100,"AES Distributed Energy",100,"Non-regulated"]
["Sanborn BESS 1","64712_G_ESSB1",64712,"G","ESSB1",null,"Energy Storage",null,"WECC_SCE","California",6,"Kern",29,"06029",100,0,2021,9999,null,null,"N","Energy Storage",{"$nulls":13},0,0,0,0,{"$nulls":11},"Terra-Gen Operating Co-BESS",100,"Terra-Gen Operating Co-BESS",100,"Non-regulated"]
["Dodds (CSG)","64734_G_DOODS",64734,"G","DOODS",null,"Solar PV",null,"PJM_COMD","Illinois",17,"Stephenson",177,"17177",2,0,2021,9999,null,null,"N","Solar",{"$nulls":13},0,0,0,0,{"$nulls":11},"Dodds Solar, LLC",100,"Dodds Solar, LLC",100,"Non-regulated"]
["Glass Sands Wind Facility","64750_G_1",64750,"G","1",null,"Onshore Wind",null,"SPP_WEST","Oklahoma",40,"Murray",99,"40099",118.3,0,2021,9999,null,null,"N","Wind",{"$nulls":13},0,0,0,0,{"$nulls":11},"Glass Sands Wind Energy, LLC",100,"Glass Sands Wind Energy, LLC",100,"Non-regulated"]
["WAL194","64769_G_GEN2",64769,"G","GEN2",null,"Combustion Turbine","IC Engine","ERC_REST","Texas",48,"Harris",201,"48201",0.4,9905,2021,9999,null,null,"N","Natural Gas",{"$nulls":13},0.011,0.011,0.011,0.011,{"$nulls":11},"Walmart Stores Texas, LLC",100,"Walmart Stores Texas, LLC",100,"Non-regulated"]
["San Francisquito 1","6479_G_3",6479,"G","3",null,"Hydro",null,"WEC_LADW","California",6,"Los Angeles",37,"06037",11,0,1917,9999,null,null,"N","Hydro",{"$nulls":13},0,0,0,0,{"$nulls":11},"Los Angeles Dept of Water & Power",100,"Los Angeles Dept of Water & Power",100,"Regulated"]
["WAL462","64791_G_GEN1",64791,"G","GEN1",null,"Combustion Turbine","IC Engine","ERC_REST","Texas",48,"Brazoria",39,"48039",1.3,9905,2019,9999,null,null,"N","Natural Gas",{"$nulls":13},1.06095,1.06095,1.06095,1.06095,{"$nulls":11},"Walmart Stores Texas, LLC",100,"Walmart Stores Texas, LLC",100,"Non-regulated"]
["WAL772","64803_G_GEN2",64803,"G","GEN2",null,"Combustion Turbine","IC Engine","ERC_REST","Texas",48,"Harris",201,"48201",0.4,9905,2021,9999,null,null,"N","Natural Gas",{"$nulls":13},0.011,0.011,0.011,0.011,{"$nulls":11},"Walmart Stores Texas, LLC",100,"Walmart Stores Texas, LLC",100,"Non-regulated"]
["WAL940","64809_G_GEN3",64809,"G","GEN3",null,"Combustion Turbine","IC Engine","ERC_REST","Texas",48,"Tarrant",439,"48439",0.4,9905,2020,9999,null,null,"N","Natural Gas",{"$nulls":13},0.011,0.011,0.011,0.011,{"$nulls":11},"Walmart Stores Texas, LLC",100,"Walmart Stores Texas, LLC",100,"Non-regulated"]
["WAL1232","64816_G_GEN1",64816,"G","GEN1",null,"Combustion Turbine","IC Engine","ERC_REST","Texas",48,"Bell",27,"48027",0.4,9905,2020,9999,null,null,"N","Natural Gas",{"$nulls":13},0.011,0.011,0.011,0.011,{"$nulls":11},"Walmart Stores Texas, LLC",100,"Walmart Stores Texas, LLC",100,"Non-regulated"]
["WAL1272","64829_G_GEN1",64829,"G","GEN1",null,"Combustion Turbine","IC Engine","ERC_WEST","Texas",48,"Scurry",415,"48415",0.4,9905,2021,9999,null,null,"N","Natural Gas",{"$nulls":13},0.011,0.011,0.011,0.011,{"$nulls":11},"Walmart Stores Texas, LLC",100,"Walmart Stores Texas, LLC",100,"Non-regulated"]
["Mill C","6486_G_2",6486,"G","2",null,"Hydro",null,"NY_Z_D","New York",36,"Clinton",19,"36019",1.2,0,1943,9999,null,null,"N","Hydro",{"$nulls":13},0,0,0,0,{"$nulls":11},"New York State Electric & Gas Corp",100,"Iberdrola SA",100,"Regulated"]
["Pittsburgh Airport Gas Plant","64873_G_GEN5",64873,"G","GEN5",null,"Combustion Turbine","IC Engine","PJM_AP","Pennsylvania",42,"Allegheny",3,"42003",4.4,9905,2021,9999,null,null,"N","Natural Gas",{"$nulls":13},0.011,0.011,0.011,0.011,{"$nulls":11},"Peoples Gas",100,"Peoples Gas",100,"Non-regulated"]
["WAL1455","64883_G_GEN2",64883,"G","GEN2",null,"Combustion Turbine","IC Engine","ERC_REST","Texas",48,"Tarrant",439,"48439",0.4,9905,2021,9999,null,null,"N","Natural Gas",{"$nulls":13},0.011,0.011,0.011,0.011,{"$nulls":11},"Walmart Stores Texas, LLC",100,"Walmart Stores Texas, LLC",100,"Non-regulated"]
["WAL2724","64888_G_GEN2",64888,"G","GEN2",null,"Combustion Turbine","IC Engine","ERC_REST","Texas",48,"Harris",201,"48201",0.4,9905,2020,9999,null,null,"N","Natural Gas",{"$nulls":13},0.011,0.011,0.011,0.011,{"$nulls":11},"Walmart Stores Texas, LLC",100,"Walmart Stores Texas, LLC",100,"Non-regulated"]
["WAL3297","64898_G_GEN1",64898,"G","GEN1",null,"Combustion Turbine","IC Engine","ERC_REST","Texas",48,"Harris",201,"48201",0.4,9905,2020,9999,null,null,"N","Natural Gas",{"$nulls":13},0.011,0.011,0.011,0.011,{"$nulls":11},"Walmart Stores Texas, LLC",100,"Walmart Stores Texas, LLC",100,"Non-regulated"]
["Cuba 2.5ac, LLC","64903_G_SOLAR",64903,"G","SOLAR",null,"Solar PV",null,"WECC_NM","New Mexico",35,"Sandoval",43,"35043",2.5,0,2022,9999,null,null,"N","Solar",{"$nulls":13},0,0,0,0,{"$nulls":11},"Cuba 2.5ac, LLC",100,"Cuba 2.5ac, LLC",100,"Non-regulated"]
["Santa Ana Storage 2","64921_G_SAP2",64921,"G","SAP2",null,"Energy Storage",null,"WECC_SCE","California",6,"Orange",59,"06059",20,0,2022,9999,null,null,"N","Energy Storage",{"$nulls":13},0,0,0,0,{"$nulls":11},"Johanna Energy Center, LLC",100,"Johanna Energy Center, LLC",100,"Non-regulated"]
["WAL3886","64940_G_GEN1",64940,"G","GEN1",null,"Combustion Turbine","IC Engine","ERC_REST","Texas",48,"Hidalgo",215,"48215",0.4,9905,2021,9999,null,null,"N","Natural Gas",{"$nulls":13},0.011,0.011,0.011,0.011,{"$nulls":11},"Walmart Stores Texas, LLC",100,"Walmart Stores Texas, LLC",100,"Non-regulated"]
["WAL4509","64943_G_GEN1",64943,"G","GEN1",null,"Combustion Turbine","IC Engine","ERC_REST","Texas",48,"Tarrant",439,"48439",0.4,9905,2020,9999,null,null,"N","Natural Gas",{"$nulls":13},0.011,0.011,0.011,0.011,{"$nulls":11},"Walmart Stores Texas, LLC",100,"Walmart Stores Texas, LLC",100,"Non-regulated"]
["WAL5312","64955_G_GEN2",64955,"G","GEN2",null,"Combustion Turbine","IC Engine","ERC_REST","Texas",48,"Tarrant",439,"48439",0.4,9905,2021,9999,null,null,"N","Natural Gas",{"$nulls":13},0.011,0.011,0.011,0.011,{"$nulls":11},"Walmart Stores Texas, LLC",100,"Walmart Stores Texas, LLC",100,"Non-regulated"]
["Gala (CSG)","64973_G_GALA",64973,"G","GALA",null,"Solar PV",null,"PJM_COMD","Illinois",17,"Stephenson",177,"17177",2,0,2021,9999,null,null,"N","Solar",{"$nulls":13},0,0,0,0,{"$nulls":11},"Gala Solar, LLC",100,"Gala Solar, LLC",100,"Non-regulated"]
["Watertown Solar One, LLC","64979_G_WTRS1",64979,"G","WTRS1",null,"Solar PV",null,"NENG_CT","Connecticut",9,"Litchfield",5,"09005",2,0,2021,9999,null,null,"N","Solar",{"$nulls":13},0,0,0,0,{"$nulls":11},"DG Connecticut III, LLC",100,"DG Connecticut III, LLC",100,"Non-regulated"]
["BigBeau Solar, LLC","64993_G_BB1PV",64993,"G","BB1PV",null,"Solar PV",null,"WECC_SCE","California",6,"Kern",29,"06029",128,0,2022,9999,null,null,"N","Solar",{"$nulls":13},0,0,0,0,{"$nulls":11},"Big Beau Solar, LLC  ",100,"Big Beau Solar, LLC  ",100,"Non-regulated"]
["Aero Solar Facility","65027_G_PV1",65027,"G","PV1",null,"Solar PV",null,"PJM_West","Kentucky",21,"Boone",15,"21015",2,0,2023,9999,null,null,"N","Solar",{"$nulls":13},0,0,0,0,{"$nulls":11},"Duke Energy Kentucky Inc",100,"Duke Energy Kentucky Inc",100,"Regulated"]
["Elder Branch","65041_G_1",65041,"G","1",null,"Solar PV",null,"FRCC","Florida",12,"Manatee",81,"12081",74.5,0,2022,9999,null,null,"N","Solar",{"$nulls":13},0,0,0,0,{"$nulls":11},"Florida Power & Light Co",100,"Florida Power & Light Co",100,"Regulated"]
["71 Charlotte Furnace Rd Hybrid(CSG)","65054_G_71CBA",65054,"G","71CBA",null,"Energy Storage",null,"NENGREST","Massachusetts",25,"Plymouth",23,"25023",1,0,2021,9999,null,null,"N","Energy Storage",{"$nulls":13},0,0,0,0,{"$nulls":11},"71CFR WHAM8 Solar, LLC",100,"71CFR WHAM8 Solar, LLC",100,"Non-regulated"]
["Hoot Lake Solar","65066_G_1",65066,"G","1",null,"Solar PV",null,"MIS_MNWI","Minnesota",27,"Otter Tail",111,"27111",49.9,0,2023,9999,null,null,"N","Solar",{"$nulls":13},0,0,0,0,{"$nulls":11},"Otter Tail Power Co",100,"Otter Tail Power Co",100,"Regulated"]
["Cottontail Solar 8","65082_G_PACT8",65082,"G","PACT8",null,"Solar PV",null,"PJM_EMAC","Pennsylvania",42,"York",133,"42133",20,0,2023,9999,null,null,"N","Solar",{"$nulls":13},0,0,0,0,{"$nulls":11},"Cottontail Solar 8, LLC",100,"Cottontail Solar 8, LLC",100,"Non-regulated"]
["Phobos Solar, LLC","65106_G_PGR33",65106,"G","PGR33",null,"Solar PV",null,"S_VACA","North Carolina",37,"Nash",127,"37127",78.8,0,2023,9999,null,null,"N","Solar",{"$nulls":13},0,0,0,0,{"$nulls":11},"Phobos Solar, LLC",100,"Phobos Solar, LLC",100,"Non-regulated"]
["Dollar Tree Solar One","65148_G_VCP13",65148,"G","VCP13",null,"Solar PV",null,"NENG_CT","Connecticut",9,"Hartford",3,"09003",2,0,2023,9999,null,null,"N","Solar",{"$nulls":13},0,0,0,0,{"$nulls":11},"VCP, LLC d/b/a Verogy",100,"VCP, LLC d/b/a Verogy",100,"Non-regulated"]
["Rocky Ford","6516_G_IC1A",6516,"G","IC1A",null,"Combustion Turbine","IC Engine","WECC_CO","Colorado",8,"Otero",89,"08089",2,12283,1964,9999,null,null,"N","Distillate Fuel Oil",{"$nulls":13},1.64976,1.64976,1.64976,1.64976,{"$nulls":11},"Black Hills Colorado Electric LLC",100,"Black Hills Corp",100,"Regulated"]
["Orioles Community Solar","65163_G_ORIOL",65163,"G","ORIOL",null,"Solar PV",null,"NY_Z_F","New York",36,"Greene",39,"36039",5.6,0,2022,9999,null,null,"N","Solar",{"$nulls":13},0,0,0,0,{"$nulls":11},"Azimuth 180 Solar Electric, LLC",100,"Azimuth 180 Solar Electric, LLC",100,"Non-regulated"]
["Broadway 3 - UCSB Lot 38","65187_G_GEN1",65187,"G","GEN1",null,"Solar PV",null,"WECC_SCE","California",6,"Santa Barbara",83,"06083",1,0,2016,9999,null,null,"N","Solar",{"$nulls":11},0,null,0,0,0,0,{"$nulls":11},"MN8 Energy LLC",100,"MN8 Energy LLC",100,"Non-regulated"]
["Medtronic - New Haven 2","65197_G_MDC04",65197,"G","MDC04",null,"Fuel Cell",null,"NENG_CT","Connecticut",9,"New Haven",9,"09009",2.2,6469,2020,9999,null,null,"N","Natural Gas",{"$nulls":11},0,null,0,0,0,0,{"$nulls":11},"Bloom Energy",100,"Bloom Energy",100,"Non-regulated"]
["South Goshen Community Solar","65217_G_SGOSH",65217,"G","SGOSH",null,"Solar PV",null,"NY_Z_G-I","New York",36,"Orange",71,"36071",5,0,2021,9999,null,null,"N","Solar",{"$nulls":13},0,0,0,0,{"$nulls":11},"AES Distributed Energy",100,"AES Distributed Energy",100,"Non-regulated"]
["Chambers 4 - Eastvale DCA2","65255_G_GEN1",65255,"G","GEN1",null,"Solar PV",null,"WECC_SCE","California",6,"Riverside",65,"06065",1.5,0,2018,9999,null,null,"N","Solar",{"$nulls":11},0,null,0,0,0,0,{"$nulls":11},"MN8 Energy LLC",100,"MN8 Energy LLC",100,"Non-regulated"]
["HEB00028","65262_G_H0281",65262,"G","H0281",null,"Combustion Turbine","IC Engine","ERC_REST","Texas",48,"Galveston",167,"48167",0.4,11687,2017,9999,null,null,"N","Natural Gas",{"$nulls":11},0,null,1.06095,1.06095,1.06095,1.06095,{"$nulls":11},"Texas Microgrid, LLC",100,"Texas Microgrid, LLC",100,"Non-regulated"]
["HEB00182","65274_G_H1822",65274,"G","H1822",null,"Combustion Turbine","IC Engine","ERC_REST","Texas",48,"Bell",27,"48027",0.4,11687,2018,9999,null,null,"N","Natural Gas",{"$nulls":11},0,null,1.06095,1.06095,1.06095,1.06095,{"$nulls":11},"Texas Microgrid, LLC",100,"Texas Microgrid, LLC",100,"Non-regulated"]
["Bob Glanzer Generating Station","65295_G_HG6",65295,"G","HG6",null,"Combustion Turbine","IC Engine","SPP_WAUE","South Dakota",46,"Beadle",5,"46005",9.2,9905,2022,9999,null,null,"N","Natural Gas",{"$nulls":11},0,null,0.011,0.011,0.011,0.011,{"$nulls":11},"NorthWestern Energy - (SD)",100,"NorthWestern Energy - (SD)",100,"Regulated"]
["Powells Creek Solar - Hybrid","65305_G_SOLAR",65305,"G","SOLAR",null,"Solar PV",null,"PJM_Dom","Virginia",51,"Halifax",83,"51083",70,0,2023,9999,null,null,"N","Solar",{"$nulls":13},0,0,0,0,{"$nulls":11},"Powells Creek Farm Solar, LLC",100,"Powells Creek Farm Solar, LLC",100,"Non-regulated"]
["Washoe","6532_G_1",6532,"G","1",null,"Hydro",null,"WECC_NNV","Nevada",32,"Washoe",31,"32031",0.9,0,1904,9999,null,null,"N","Hydro",{"$nulls":13},0,0,0,0,{"$nulls":11},"Sierra Pacific Power Co",100,"Berkshire Hathaway Inc",100,"Non-regulated"]
["Ross County Solar, LLC","65343_G_ROSS",65343,"G","ROSS",null,"Solar PV",null,"PJM_West","Ohio",39,"Ross",141,"39141",120,0,2024,9999,null,null,"N","Solar",{"$nulls":11},0,null,0,0,0,0,{"$nulls":11},"National Grid Renewables",100,"National Grid Renewables",100,"Non-regulated"]
["Brotman Power Station","65373_G_CTG-6",65373,"G","CTG-6",null,"Combustion Turbine",null,"ERC_REST","Texas",48,"Brazoria",39,"48039",44.6,9905,2023,9999,null,null,"N","Natural Gas",{"$nulls":11},0,null,0.011,0.011,0.011,0.011,{"$nulls":11},"ProEnergy Services",100,"ProEnergy Services",100,"Non-regulated"]
["Midway Green Solar","65389_G_MIDGS",65389,"G","MIDGS",null,"Solar PV",null,"S_VACA","South Carolina",45,"Union",87,"45087",9.8,0,2020,9999,null,null,"N","Solar",{"$nulls":11},0,null,0,0,0,0,{"$nulls":11},"Midway Green Solar, LLC",100,"Midway Green Solar, LLC",100,"Non-regulated"]
["Gilead Oceanside Solar Project","65408_G_GOSSP",65408,"G","GOSSP",null,"Solar PV",null,"WEC_SDGE","California",6,"San Diego",73,"06073",1.4,0,2021,9999,null,null,"N","Solar",{"$nulls":11},0,null,0,0,0,0,{"$nulls":11},"Gilead Sciences Inc.",100,"Gilead Sciences Inc.",100,"Non-regulated"]
["First City Solar Energy Center","65424_G_1",65424,"G","1",null,"Solar PV",null,"S_SOU","Florida",12,"Escambia",33,"12033",74.5,0,2023,9999,null,null,"N","Solar",{"$nulls":11},0,null,0,0,0,0,{"$nulls":11},"Florida Power & Light Co",100,"Florida Power & Light Co",100,"Regulated"]
["OYA Pulaski","65435_G_NY004",65435,"G","NY004",null,"Solar PV",null,"NY_Z_C&E","New York",36,"Oswego",75,"36075",3.5,0,2022,9999,null,null,"N","Solar",{"$nulls":11},0,null,0,0,0,0,{"$nulls":11},"OYA Pulaski LLC",100,"OYA Pulaski LLC",100,"Non-regulated"]
["Cathode (Hinson) BESS","65457_G_CATH1",65457,"G","CATH1",null,"Energy Storage",null,"WECC_SCE","California",6,"Ventura",111,"06111",100,0,2023,9999,null,null,"N","Energy Storage",{"$nulls":11},0,null,0,0,0,0,{"$nulls":11},"Southern California Edison Co",100,"Southern California Edison Co",100,"Regulated"]
["Washington Avenue Solar, LLC","65487_G_WASH",65487,"G","WASH",null,"Solar PV",null,"NY_Z_F","New York",36,"Schenectady",93,"36093",4.6,0,2020,9999,null,null,"N","Solar",{"$nulls":11},0,null,0,0,0,0,{"$nulls":11},"Green Street Power Partners",100,"Green Street Power Partners",100,"Non-regulated"]
["Danville BESS 1","65499_G_90909",65499,"G","90909",null,"Energy Storage",null,"PJM_Dom","Virginia",51,"Danville City",590,"51590",10.5,0,2022,9999,null,null,"N","Energy Storage",{"$nulls":11},0,null,0,0,0,0,{"$nulls":11},"Doc Brown LLC",100,"Doc Brown LLC",100,"Non-regulated"]
["CA-Ventura County CCD-Ventura College","65527_G_17024",65527,"G","17024",null,"Solar PV",null,"WECC_SCE","California",6,"Ventura",111,"06111",2.5,0,2023,9999,null,null,"N","Solar",{"$nulls":11},0,null,0,0,0,0,{"$nulls":11},"Forefront Power, LLC",100,"Forefront Power, LLC",100,"Non-regulated"]
["Citrus City","65536_G_CC15",65536,"G","CC15",null,"Combustion Turbine","IC Engine","ERC_REST","Texas",48,"Hidalgo",215,"48215",0.5,13470,2013,9999,null,null,"N","Distillate Fuel Oil",{"$nulls":11},0,null,1.64976,1.64976,1.64976,1.64976,{"$nulls":11},"Power Depot Group A, LLC",100,"Power Depot Group A, LLC",100,"Non-regulated"]
["Clara","65537_G_CLA11",65537,"G","CLA11",null,"Combustion Turbine","IC Engine","ERC_REST","Texas",48,"Harris",201,"48201",0.5,13470,2013,9999,null,null,"N","Distillate Fuel Oil",{"$nulls":11},0,null,1.64976,1.64976,1.64976,1.64976,{"$nulls":11},"Power Depot Group A, LLC",100,"Power Depot Group A, LLC",100,"Non-regulated"]
["Cutten","65538_G_CUT13",65538,"G","CUT13",null,"Combustion Turbine","IC Engine","ERC_REST","Texas",48,"Harris",201,"48201",0.5,13470,2013,9999,null,null,"N","Distillate Fuel Oil",{"$nulls":11},0,null,1.64976,1.64976,1.64976,1.64976,{"$nulls":11},"Power Depot Group A, LLC",100,"Power Depot Group A, LLC",100,"Non-regulated"]
["E. Porte Ct.","65539_G_EPC9",65539,"G","EPC9",null,"Combustion Turbine","IC Engine","ERC_REST","Texas",48,"Cameron",61,"48061",0.5,13470,2013,9999,null,null,"N","Distillate Fuel Oil",{"$nulls":11},0,null,1.64976,1.64976,1.64976,1.64976,{"$nulls":11},"Power Depot Group A, LLC",100,"Power Depot Group A, LLC",100,"Non-regulated"]
["Goldsmith","65542_G_GS1",65542,"G","GS1",null,"Combustion Turbine","IC Engine","ERC_WEST","Texas",48,"Ector",135,"48135",0.5,13470,2013,9999,null,null,"N","Distillate Fuel Oil",{"$nulls":11},0,null,1.64976,1.64976,1.64976,1.64976,{"$nulls":11},"Power Depot Group A, LLC",100,"Power Depot Group A, LLC",100,"Non-regulated"]
["Mckeever","65543_G_MK13",65543,"G","MK13",null,"Combustion Turbine","IC Engine","ERC_REST","Texas",48,"Fort Bend",157,"48157",0.5,13470,2013,9999,null,null,"N","Distillate Fuel Oil",{"$nulls":11},0,null,1.64976,1.64976,1.64976,1.64976,{"$nulls":11},"Power Depot Group A, LLC",100,"Power Depot Group A, LLC",100,"Non-regulated"]
["N. Mary Francis","65544_G_NMF4",65544,"G","NMF4",null,"Combustion Turbine","IC Engine","ERC_WEST","Texas",48,"Ector",135,"48135",0.5,13470,2013,9999,null,null,"N","Distillate Fuel Oil",{"$nulls":11},0,null,1.64976,1.64976,1.64976,1.64976,{"$nulls":11},"Power Depot Group A, LLC",100,"Power Depot Group A, LLC",100,"Non-regulated"]
["Nolan","65559_G_NOLAN",65559,"G","NOLAN",null,"Solar PV",null,"NENGREST","Massachusetts",25,"Berkshire",3,"25003",1,0,2017,9999,null,null,"N","Solar",{"$nulls":11},0,null,0,0,0,0,{"$nulls":11},"LSE Crater, LLC",100,"LSE Crater, LLC",100,"Non-regulated"]
["Verizon Hidden Ridge Solar Project","65571_G_VH600",65571,"G","VH600",null,"Solar PV",null,"ERC_REST","Texas",48,"Dallas",113,"48113",0.9,0,2022,9999,null,null,"N","Solar",{"$nulls":11},0,null,0,0,0,0,{"$nulls":11},"Verizon Communications",100,"Verizon Communications",100,"Non-regulated"]
["Santa Rosa","65574_G_SR13",65574,"G","SR13",null,"Combustion Turbine","IC Engine","ERC_REST","Texas",48,"Cameron",61,"48061",0.5,13470,2013,9999,null,null,"N","Distillate Fuel Oil",{"$nulls":11},0,null,1.64976,1.64976,1.64976,1.64976,{"$nulls":11},"Power Depot Group A, LLC",100,"Power Depot Group A, LLC",100,"Non-regulated"]
["Stonegate","65576_G_STG15",65576,"G","STG15",null,"Combustion Turbine","IC Engine","ERC_REST","Texas",48,"Fort Bend",157,"48157",0.5,13470,2013,9999,null,null,"N","Distillate Fuel Oil",{"$nulls":11},0,null,1.64976,1.64976,1.64976,1.64976,{"$nulls":11},"Power Depot Group A, LLC",100,"Power Depot Group A, LLC",100,"Non-regulated"]
["Vaquero","65579_G_VQ1",65579,"G","VQ1",null,"Combustion Turbine","IC Engine","ERC_REST","Texas",48,"Cameron",61,"48061",0.5,13470,2013,9999,null,null,"N","Distillate Fuel Oil",{"$nulls":11},0,null,1.64976,1.64976,1.64976,1.64976,{"$nulls":11},"Power Depot Group A, LLC",100,"Power Depot Group A, LLC",100,"Non-regulated"]
["D G Hunter","6558_G_9",6558,"G","9",null,"Combustion Turbine","IC Engine","MIS_LA","Louisiana",22,"Rapides",79,"22079",8.6,10745,2016,9999,null,null,"N","Natural Gas",{"$nulls":13},1.06095,1.06095,1.06095,1.06095,{"$nulls":11},"Alexandria (City of) Gas Dept",100,"Alexandria LA (City of)",100,"Regulated"]
["Westover","65581_G_WSI9",65581,"G","WSI9",null,"Combustion Turbine","IC Engine","ERC_WEST","Texas",48,"Ector",135,"48135",0.5,13470,2013,9999,null,null,"N","Distillate Fuel Oil",{"$nulls":11},0,null,1.64976,1.64976,1.64976,1.64976,{"$nulls":11},"Power Depot Group A, LLC",100,"Power Depot Group A, LLC",100,"Non-regulated"]
["AVEP BESS","65591_G_AVEPB",65591,"G","AVEPB",null,"Energy Storage",null,"WECC_SCE","California",6,"Kern",29,"06029",126,0,2024,9999,null,null,"N","Energy Storage",{"$nulls":11},0,null,0,0,0,0,{"$nulls":11},"Leeward Asset Management, LLC",100,"Leeward Asset Management, LLC",100,"Non-regulated"]
["ER Sand Hill","65619_G_289",65619,"G","289",null,"Solar PV",null,"NENGREST","Vermont",50,"Rutland",21,"50021",2.2,0,2022,9999,null,null,"N","Solar",{"$nulls":11},0,null,0,0,0,0,{"$nulls":11},"Greenbacker Renewable Energy Corporation",100,"Greenbacker Renewable Energy Corporation",100,"Non-regulated"]
["Berlin","6565_G_8A",6565,"G","8A",null,"Combustion Turbine","IC Engine","PJM_EMAC","Maryland",24,"Worcester",47,"24047",2,9905,2020,9999,null,null,"N","Natural Gas",{"$nulls":13},0.011,0.011,0.011,0.011,{"$nulls":11},"Town of Berlin - (MD)",100,"Town of Berlin - (MD)",100,"Regulated"]
["Faunce Corner Community Solar","65669_G_FCPV",65669,"G","FCPV",null,"Solar PV",null,"NENGREST","Massachusetts",25,"Bristol",5,"25005",1,0,2022,9999,null,null,"N","Solar",{"$nulls":11},0,null,0,0,0,0,{"$nulls":11},"Faunce Corner Road Dartmouth Solar 1, LLC",100,"Faunce Corner Road Dartmouth Solar 1, LLC",100,"Non-regulated"]
["City of Sheboygan Solar","65680_G_PV1",65680,"G","PV1",null,"Solar PV",null,"MIS_WUMS","Wisconsin",55,"Sheboygan",117,"55117",1,0,2022,9999,null,null,"N","Solar",{"$nulls":11},0,null,0,0,0,0,{"$nulls":11},"Wisconsin Power & Light Co",100,"Wisconsin Power & Light Co",100,"Regulated"]
["Walnut Grove Demonstration Plant","65697_G_1A",65697,"G","1A",null,"Energy Storage",null,"S_C_TVA","Mississippi",28,"Leake",79,"28079",1.3,0,2023,9999,null,null,"N","Energy Storage",{"$nulls":11},0,null,0,0,0,0,{"$nulls":11},"Mississippi Power Co",100,"Mississippi Power Co",100,"Regulated"]
["Griffin Road Solar 2","65719_G_4809",65719,"G","4809",null,"Solar PV",null,"NENGREST","Massachusetts",25,"Worcester",27,"25027",1.4,0,2020,9999,null,null,"N","Solar",{"$nulls":11},0,null,0,0,0,0,{"$nulls":11},"Griffin Road Solar 2, LLC",100,"Griffin Road Solar 2, LLC",100,"Non-regulated"]
["Oberon II Solar Project","65735_G_OBIIP",65735,"G","OBIIP",null,"Solar PV",null,"WECC_SCE","California",6,"Riverside",65,"06065",250,0,2023,9999,null,null,"N","Solar",{"$nulls":11},0,null,0,0,0,0,{"$nulls":11},"IP Oberon II, LLC",100,"IP Oberon II, LLC",100,"Non-regulated"]
["ELP Myer CSG","65755_G_MYER",65755,"G","MYER",null,"Solar PV",null,"NY_Z_G-I","New York",36,"Ulster",111,"36111",1.9,0,2021,9999,null,null,"N","Solar",{"$nulls":11},0,null,0,0,0,0,{"$nulls":11},"Conductive Power",100,"Conductive Power",100,"Non-regulated"]
["KCE TX 14: Venus Mill Storage","65788_G_TX14",65788,"G","TX14",null,"Energy Storage",null,"ERC_REST","Texas",48,"Ellis",139,"48139",100,0,2024,9999,null,null,"N","Energy Storage",{"$nulls":11},0,null,0,0,0,0,{"$nulls":11},"Key Capture Energy",100,"Key Capture Energy",100,"Non-regulated"]
["Caterina","65809_G_CATER",65809,"G","CATER",null,"Energy Storage",null,"ERC_REST","Texas",48,"Dimmit",127,"48127",9.9,0,2022,9999,null,null,"N","Energy Storage",{"$nulls":11},0,null,0,0,0,0,{"$nulls":11},"Manulife Infrastructure II Holdings A, L.P.",52.92,"Manulife Infrastructure II Holdings A, L.P.",52.92,"Non-regulated"]
["Junction (TX)","65830_G_JUNCT",65830,"G","JUNCT",null,"Energy Storage",null,"ERC_REST","Texas",48,"Kimble",267,"48267",9.9,0,2023,9999,null,null,"N","Energy Storage",{"$nulls":11},0,null,0,0,0,0,{"$nulls":11},"Manulife Infrastructure II Holdings A, L.P.",52.92,"Manulife Infrastructure II Holdings A, L.P.",52.92,"Non-regulated"]
["Elio Energy LLC","65850_G_ELIBS",65850,"G","ELIBS",null,"Energy Storage",null,"ERC_REST","Texas",48,"Brazoria",39,"48039",80,0,2025,9999,null,null,"N","Energy Storage",{"$nulls":11},0,null,0,0,0,0,{"$nulls":11},"Elio Energy LLC",100,"Elio Energy LLC",100,"Non-regulated"]
["Middlebrook Creek Solar and BESS","65853_G_MIDPV",65853,"G","MIDPV",null,"Solar PV",null,"ERC_REST","Texas",48,"Nacogdoches",347,"48347",609.1,0,2024,9999,null,null,"N","Solar",{"$nulls":11},0,null,0,0,0,0,{"$nulls":11},"Solar Proponent LLC",100,"Solar Proponent LLC",100,"Non-regulated"]
["Woodyard","65875_G_1",65875,"G","1",null,"Solar PV",null,"FRCC","Florida",12,"Hendry",51,"12051",74.5,0,2024,9999,null,null,"N","Solar",{"$nulls":11},0,null,0,0,0,0,{"$nulls":11},"Florida Power & Light Co",100,"Florida Power & Light Co",100,"Regulated"]
["Long Creek","65906_G_1",65906,"G","1",null,"Solar PV",null,"FRCC","Florida",12,"Manatee",81,"12081",74.5,0,2026,9999,null,null,"N","Solar",{"$nulls":11},0,null,0,0,0,0,{"$nulls":11},"Florida Power & Light Co",100,"Florida Power & Light Co",100,"Regulated"]
["Listonburg Solar","65929_G_8",65929,"G","8",null,"Solar PV",null,"PJM_PENE","Pennsylvania",42,"Somerset",111,"42111",15,0,2023,9999,null,null,"N","Solar",{"$nulls":11},0,null,0,0,0,0,{"$nulls":11},"Listonburg Solar, LLC",100,"Listonburg Solar, LLC",100,"Non-regulated"]
["Toledo Bend","6595_G_1",6595,"G","1",null,"Hydro",null,"MIS_WOTA","Texas",48,"Newton",351,"48351",40,0,1969,9999,null,null,"N","Hydro",{"$nulls":13},0,0,0,0,{"$nulls":11},"Sabine River Authority of Louisiana",50,"Sabine River Authority of Louisiana",50,"Regulated"]
["WMATA - Cheverly Metro","65959_G_GEN1",65959,"G","GEN1",null,"Solar PV",null,"PJM_SMAC","Maryland",24,"Prince Georges",33,"24033",1.9,0,2023,9999,null,null,"N","Solar",{"$nulls":11},0,null,0,0,0,0,{"$nulls":11},"Solar Star Track Cheverly, LLC",100,"Solar Star Track Cheverly, LLC",100,"Non-regulated"]
["Boulder Flats Solar","65977_G_BF1PV",65977,"G","BF1PV",null,"Solar PV",null,"WECC_SNV","Nevada",32,"Clark",3,"32003",131,0,2024,9999,null,null,"N","Solar",{"$nulls":11},0,null,0,0,0,0,{"$nulls":11},"ibV Energy Partners",100,"ibV Energy Partners",100,"Non-regulated"]
["Polk County GA S1, LLC","65994_G_20066",65994,"G","20066",null,"Solar PV",null,"S_SOU","Georgia",13,"Polk",233,"13233",3,0,2023,9999,null,null,"N","Solar",{"$nulls":11},0,null,0,0,0,0,{"$nulls":11},"Polk County GA S1, LLC",100,"Polk County GA S1, LLC",100,"Non-regulated"]
["Lyons Solar","66019_G_PA01",66019,"G","PA01",null,"Solar PV",null,"PJM_WMAC","Pennsylvania",42,"Berks",11,"42011",20,0,2023,9999,null,null,"N","Solar",{"$nulls":11},0,null,0,0,0,0,{"$nulls":11},"Lyons Solar, LLC",100,"Lyons Solar, LLC",100,"Non-regulated"]
["Weston RICE","66059_G_W11",66059,"G","W11",null,"Combustion Turbine","IC Engine","MIS_WUMS","Wisconsin",55,"Marathon",73,"55073",18.8,9905,2023,9999,null,null,"N","Natural Gas",{"$nulls":11},0,null,0.011,0.011,0.011,0.011,{"$nulls":11},"Wisconsin Electric Power Co",50,"Wisconsin Electric Power Co",50,"Regulated"]
["Blacksmith Road Solar 1","66075_G_18121",66075,"G","18121",null,"Energy Storage",null,"NENGREST","Massachusetts",25,"Barnstable",1,"25001",2,0,2021,9999,null,null,"N","Energy Storage",{"$nulls":11},0,null,0,0,0,0,{"$nulls":11},"Blacksmith Road Solar 1, LLC",100,"Blacksmith Road Solar 1, LLC",100,"Non-regulated"]
["Milo CSG","66086_G_29045",66086,"G","29045",null,"Solar PV",null,"NENG_ME","Maine",23,"Piscataquis",21,"23021",4.5,0,2022,9999,null,null,"N","Solar",{"$nulls":11},0,null,0,0,0,0,{"$nulls":11},"Milo CSG, LLC",100,"Milo CSG, LLC",100,"Non-regulated"]
["Union Valley","6612_G_1",6612,"G","1",null,"Hydro",null,"WEC_BANC","California",6,"El Dorado",17,"06017",38.6,0,1963,9999,null,null,"N","Hydro",{"$nulls":13},0,0,0,0,{"$nulls":11},"Sacramento Municipal Utility District",100,"Sacramento Municipal Utility District",100,"Regulated"]
["Zier Solar","66137_G_41195",66137,"G","41195",null,"Solar PV",null,"ERC_REST","Texas",48,"Kinney",271,"48271",160,0,2024,9999,null,null,"N","Solar",{"$nulls":11},0,null,0,0,0,0,{"$nulls":11},"Cypress Creek Renewables",100,"Cypress Creek Renewables",100,"Non-regulated"]
["SR Ailey","66173_G_AILEY",66173,"G","AILEY",null,"Solar PV",null,"S_SOU","Georgia",13,"Montgomery",209,"13209",80,0,2024,9999,null,null,"N","Solar",{"$nulls":11},0,null,0,0,0,0,{"$nulls":11},"SR Ailey, LLC",100,"SR Ailey, LLC",100,"Non-regulated"]
["Sycamore Trail Solar","66196_G_PAST1",66196,"G","PAST1",null,"Solar PV",null,"PJM_ATSI","Pennsylvania",42,"Crawford",39,"42039",20,0,2025,9999,null,null,"N","Solar",{"$nulls":11},0,null,0,0,0,0,{"$nulls":11},"Lightsource Renewable Energy Asset Management, LLC",100,"Lightsource Renewable Energy Asset Management, LLC",100,"Non-regulated"]
["Dubois Solar","66218_G_10892",66218,"G","10892",null,"Solar PV",null,"NY_Z_G-I","New York",36,"Ulster",111,"36111",2,0,2020,9999,null,null,"N","Solar",{"$nulls":11},0,null,0,0,0,0,{"$nulls":11},"Generate NY Community Solar Lessor III",100,"Generate NY Community Solar Lessor III",100,"Non-regulated"]
["Wheatland 2B Solar","66235_G_10961",66235,"G","10961",null,"Solar PV",null,"NY_Z_B","New York",36,"Monroe",55,"36055",4.5,0,2021,9999,null,null,"N","Solar",{"$nulls":11},0,null,0,0,0,0,{"$nulls":11},"Generate NY Community Solar IV",100,"Generate NY Community Solar IV",100,"Non-regulated"]
["Lewiston Junction Road Solar","66243_G_LWSJN",66243,"G","LWSJN",null,"Solar PV",null,"NENG_ME","Maine",23,"Androscoggin",1,"23001",4.9,0,2022,9999,null,null,"N","Solar",{"$nulls":11},0,null,0,0,0,0,{"$nulls":11},"NextGrid Peppertree, LLC",100,"NextGrid Peppertree, LLC",100,"Non-regulated"]
["John R Kelly","664_G_CT04",664,"G","CT04",489,"Combined Cycle",null,"FRCC","Florida",12,"Alachua",1,"12001",72,7758,2001,9999,null,null,"N","Natural Gas, Distillate Fuel Oil",{"$nulls":3},"DLNB",{"$nulls":9},0.02275,0.02275,0.02275,0.02275,{"$nulls":11},"Gainesville Regional Utilities",100,"Gainesville Regional Utilities",100,"Regulated"]
["Mexico","6650_G_1",6650,"G","1",90098,"Combustion Turbine",null,"MIS_MO","Missouri",29,"Audrain",7,"29007",54,15788,1978,9999,null,null,"N","Distillate Fuel Oil",{"$nulls":12},2.02,1.19999,1.19999,1.19999,1.19999,{"$nulls":11},"Ameren Missouri",100,"Ameren Corp",100,"Regulated"]
["Tom G Smith","673_G_MU2",673,"G","MU2",null,"Combustion Turbine","IC Engine","FRCC","Florida",12,"Palm Beach",99,"12099",2,25000,1965,9999,null,null,"N","Distillate Fuel Oil",{"$nulls":13},3.21364,3.21364,3.21364,3.21364,{"$nulls":11},"Lake Worth Utilities",100,"Lake Worth Utilities",100,"Regulated"]
["C D McIntosh Jr","676_G_IC3",676,"G","IC3",null,"Combustion Turbine","IC Engine","FRCC","Florida",12,"Polk",105,"12105",20,9905,2024,9999,null,null,"N","Natural Gas",{"$nulls":11},0,null,0.011,0.011,0.011,0.011,{"$nulls":11},"City of Lakeland - (FL)",100,"City of Lakeland - (FL)",100,"Regulated"]
["Augusta Electric Plant No 2","6791_G_3",6791,"G","3",null,"Combustion Turbine","IC Engine","SPP_N","Kansas",20,"Butler",15,"20015",6,18000,1981,9999,null,null,"N","Natural Gas, Distillate Fuel Oil",{"$nulls":13},2.70001,2.70001,2.70001,2.70001,{"$nulls":11},"Augusta KS (City of)",100,"Augusta KS (City of)",100,"Regulated"]
["Arvah B Hopkins","688_G_IC2",688,"G","IC2",null,"Combustion Turbine","IC Engine","FRCC","Florida",12,"Leon",73,"12073",18.5,10745,2019,9999,null,null,"N","Natural Gas",{"$nulls":13},1.06095,1.06095,1.06095,1.06095,{"$nulls":11},"Tallahassee FL (City of)",100,"Tallahassee FL (City of)",100,"Regulated"]
["Hugoton 2","7011_G_9A",7011,"G","9A",null,"Combustion Turbine","IC Engine","SPP_N","Kansas",20,"Stevens",189,"20189",4,10745,1994,9999,null,null,"N","Natural Gas, Distillate Fuel Oil",{"$nulls":12},3,1.64976,1.64976,1.64976,1.64976,{"$nulls":11},"Hugoton KS (City of)",100,"Hugoton KS (City of)",100,"Regulated"]
["Whitehead","7028_G_K3",7028,"G","K3",null,"Combustion Turbine","IC Engine","WECC_UT","Utah",49,"Utah",49,"49049",5.9,11420,2000,9999,null,null,"N","Natural Gas",{"$nulls":12},0.85,2.5907,2.5907,2.5907,2.5907,{"$nulls":11},"Springville UT (City of)",100,"Springville UT (City of)",100,"Regulated"]
["Flint River","706_G_3",706,"G","3",null,"Hydro",null,"S_SOU","Georgia",13,"Dougherty",95,"13095",2.1,0,1925,9999,null,null,"N","Hydro",{"$nulls":13},0,0,0,0,{"$nulls":11},"Georgia Power Co",100,"Southern Co",100,"Regulated"]
["Jack McDonough","710_G_3B",710,"G","3B",90362,"Combustion Turbine",null,"S_SOU","Georgia",13,"Cobb",67,"13067",32,25000,1971,9999,null,null,"N","Natural Gas, Distillate Fuel Oil",{"$nulls":12},3.09,0.8671,0.8671,0.8671,0.8671,{"$nulls":11},"Georgia Power Co",100,"Southern Co",100,"Regulated"]
["Lloyd Shoals","712_G_3",712,"G","3",null,"Hydro",null,"S_SOU","Georgia",13,"Jasper",159,"13159",3.8,0,1911,9999,null,null,"N","Hydro",{"$nulls":13},0,0,0,0,{"$nulls":11},"Georgia Power Co",100,"Southern Co",100,"Regulated"]
["Brandon Station","7131_G_1",7131,"G","1",null,"Combustion Turbine",null,"SPP_SPS","Texas",48,"Lubbock",303,"48303",20,10249,1990,9999,null,null,"Y","Natural Gas",{"$nulls":12},3,0.09267,0.09267,0.09267,0.09267,{"$nulls":11},"Lubbock Power & Light Dept",100,"Lubbock Power & Light Dept",100,"Regulated"]
["McManus","715_G_3A",715,"G","3A",90262,"Combustion Turbine",null,"S_SOU","Georgia",13,"Glynn",127,"13127",46,16959,1972,9999,null,null,"N","Distillate Fuel Oil",{"$nulls":12},3.09,1.20007,1.20007,1.20007,1.20007,{"$nulls":11},"Georgia Power Co",100,"Southern Co",100,"Regulated"]
["Woodsdale","7158_G_GT3",7158,"G","GT3",2978,"Combustion Turbine",null,"PJM_West","Ohio",39,"Butler",17,"39017",80,18700,1992,9999,null,null,"N","Natural Gas",{"$nulls":3},"H2O",{"$nulls":8},0.5,0.13948,0.13948,0.13948,0.13948,{"$nulls":11},"Duke Energy Kentucky",100,"Duke Energy Corp",100,"Regulated"]
["Oliver Dam","720_G_1",720,"G","1",null,"Hydro",null,"S_SOU","Georgia",13,"Muscogee",215,"13215",17.7,0,1959,9999,null,null,"N","Hydro",{"$nulls":13},0,0,0,0,{"$nulls":11},"Georgia Power Co",100,"Southern Co",100,"Regulated"]
["Tallulah Falls","723_G_2",723,"G","2",null,"Hydro",null,"S_SOU","Georgia",13,"Habersham",137,"13137",12.1,0,1913,9999,null,null,"N","Hydro",{"$nulls":13},0,0,0,0,{"$nulls":11},"Georgia Power Co",100,"Southern Co",100,"Regulated"]
["Polk","7242_G_1CT",7242,"G","1CT",3047,"IGCC",null,"FRCC","Florida",12,"Polk",105,"12105",161,10105,1996,9999,null,null,"N","Bituminous",null,null,0.95,"NDI",{"$nulls":8},0.17,0.12659,0.12659,0.12659,0.12659,0.1,0.1,0.1,0.99,{"$nulls":7},"Tampa Electric Co",100,"TECO Energy Inc",100,"Regulated"]
["Woodland","7266_G_3A",7266,"G","3A",null,"Combustion Turbine","IC Engine","WEC_BANC","California",6,"Stanislaus",99,"06099",8.2,10745,2011,9999,null,null,"N","Natural Gas",{"$nulls":13},0.2046,0.2046,0.2046,0.2046,{"$nulls":11},"Modesto Irrigation District",100,"Modesto Irrigation District",100,"Regulated"]
["Lincoln Combustion","7277_G_10",7277,"G","10",3071,"Combustion Turbine",null,"S_VACA","North Carolina",37,"Lincoln",109,"37109",73,14178,1995,9999,null,null,"N","Natural Gas, Distillate Fuel Oil",{"$nulls":3},"H2O",{"$nulls":8},2.3,0.08285,0.08285,0.08285,0.08285,{"$nulls":11},"Duke Energy Carolinas",100,"Duke Energy Corp",100,"Regulated"]
["Yonah","729_G_1",729,"G","1",null,"Hydro",null,"S_SOU","Georgia",13,"Stephens",257,"13257",9.5,0,1925,9999,null,null,"N","Hydro",{"$nulls":13},0,0,0,0,{"$nulls":11},"Georgia Power Co",100,"Southern Co",100,"Regulated"]
["Upper Sterling","7474_G_1",7474,"G","1",null,"Hydro",null,"PJM_COMD","Illinois",17,"Whiteside",195,"17195",1,0,1988,9999,null,null,"N","Hydro",{"$nulls":13},0,0,0,0,{"$nulls":11},"Rock Falls Electrical Dept",100,"Rock Falls Electrical Dept",100,"Regulated"]
["Croswell","7497_G_4",7497,"G","4",null,"Combustion Turbine","IC Engine","MIS_LMI","Michigan",26,"Sanilac",151,"26151",1.3,12283,1990,9999,null,null,"N","Distillate Fuel Oil",{"$nulls":12},1.67,1.64976,1.64976,1.64976,1.64976,{"$nulls":11},"Croswell MI (City of)",100,"Croswell MI (City of)",100,"Regulated"]
["Wayne County","7538_G_4",7538,"G","4",1828,"Combustion Turbine",null,"S_VACA","North Carolina",37,"Wayne",191,"37191",162,11501,2000,9999,null,null,"N","Natural Gas, Distillate Fuel Oil",{"$nulls":3},"DLNB + H2O",{"$nulls":8},2.3,0.04401,0.04401,0.04401,0.04401,{"$nulls":11},"Duke Energy Progress",100,"Duke Energy Corp",100,"Regulated"]
["Nottely","758_G_2",758,"G","2",null,"Hydro",null,"S_C_TVA","Georgia",13,"Union",291,"13291",0.9,0,1993,9999,null,null,"N","Hydro",{"$nulls":13},0,0,0,0,{"$nulls":11},"Tennessee Valley Authority",100,"Tennessee Valley Authority",100,"Regulated"]
["Allatoona","760_G_2",760,"G","2",null,"Hydro",null,"S_SOU","Georgia",13,"Bartow",15,"13015",35,0,1950,9999,null,null,"N","Hydro",{"$nulls":13},0,0,0,0,{"$nulls":11},"USACE Mobile District",100,"U S Army Corps of Engineers",100,"Regulated"]
["Auglaize Hydro","7657_G_5",7657,"G","5",null,"Hydro",null,"PJM_ATSI","Ohio",39,"Defiance",39,"39039",0.8,0,1988,9999,null,null,"N","Hydro",{"$nulls":13},0,0,0,0,{"$nulls":11},"Bryan Municipal Utilities",100,"Bryan OH (City of)",100,"Regulated"]
["Buford","759_G_2A",759,"G","2A",null,"Hydro",null,"S_SOU","Georgia",13,"Forsyth",117,"13117",60,0,2004,9999,null,null,"N","Hydro",{"$nulls":13},0,0,0,0,{"$nulls":11},"USACE Mobile District",100,"U S Army Corps of Engineers",100,"Regulated"]
["Alsey","7818_G_5",7818,"G","5",89338,"Combustion Turbine",null,"MIS_IL","Illinois",17,"Scott",171,"17171",25,13411,1999,2045,null,null,"N","Natural Gas",{"$nulls":12},1,0.3128,0.3128,0.3128,0.3128,{"$nulls":11},"Prairie Power Inc",100,"Prairie Power Inc",100,"Regulated"]
["Rockwood","7824_G_1",7824,"G","1",null,"Combustion Turbine",null,"WECC_IID","California",6,"Imperial",25,"06025",21.2,18223,1979,9999,null,null,"N","Natural Gas, Distillate Fuel Oil",{"$nulls":12},0.74,0.24601,0.24601,0.24601,0.24601,{"$nulls":11},"Imperial Irrigation District",100,"Imperial Irrigation District",100,"Regulated"]
["Nodaway","7754_G_2",7754,"G","2",3154,"Combustion Turbine",null,"S_D_AECI","Missouri",29,"Nodaway",147,"29147",88,12327,1999,9999,null,null,"N","Natural Gas",{"$nulls":3},"DLNB",{"$nulls":8},2.3,0.08101,0.08101,0.08101,0.08101,{"$nulls":11},"Associated Electric Coop Inc",100,"Associated Electric Coop Inc",100,"Regulated"]
["Sly Creek","776_G_1",776,"G","1",null,"Hydro",null,"WEC_CALN","California",6,"Butte",7,"06007",12.1,0,1983,9999,null,null,"N","Hydro",{"$nulls":13},0,0,0,0,{"$nulls":11},"South Feather Water & Power Agency",100,"South Feather Water & Power Agency",100,"Regulated"]
["Erie Energy Center","7766_G_8",7766,"G","8",null,"Combustion Turbine","IC Engine","SPP_N","Kansas",20,"Neosho",133,"20133",2.5,10745,1999,9999,null,null,"N","Distillate Fuel Oil",{"$nulls":12},3,1.64976,1.64976,1.64976,1.64976,{"$nulls":11},"Erie Municipal Light & Power",100,"Erie Municipal Light & Power",100,"Regulated"]
["Napoleon Peaking","7776_G_5",7776,"G","5",null,"Combustion Turbine","IC Engine","PJM_ATSI","Ohio",39,"Henry",69,"39069",1.8,10745,1999,9999,null,null,"N","Distillate Fuel Oil",{"$nulls":13},2.51575,2.51575,2.51575,2.51575,{"$nulls":11},"Ohio Municipal Electric Generation Agency Joint Venture 5",100,"Cuyahoga Falls OH (City of)",100,"Regulated"]
["Allegany Cogen","7784_G_1",7784,"G","1",3562,"Combined Cycle",null,"NY_Z_B","New York",36,"Allegany",3,"36003",40,8466,1994,9999,null,null,"N","Natural Gas",{"$nulls":3},"H2O","SCR",{"$nulls":8},0.0312,0.0312,0.0312,0.0312,{"$nulls":11},"Allegany Generating Station LLC",100,"Alliance Energy Group LLC",100,"Non-regulated"]
["Louisa Generation Facility","7837_G_5",7837,"G","5",3278,"Combustion Turbine",null,"PJM_Dom","Virginia",51,"Louisa",109,"51109",158,11627,2003,9999,null,null,"N","Natural Gas, Distillate Fuel Oil",{"$nulls":3},"DLNB + H2O",{"$nulls":8},0.3,0.03283,0.03283,0.03283,0.03283,{"$nulls":11},"Old Dominion Electric Coop",100,"Old Dominion Electric Coop",100,"Regulated"]
["Lagoon Creek","7845_G_GT1",7845,"G","GT1",3298,"Combustion Turbine",null,"S_C_TVA","Tennessee",47,"Haywood",75,"47075",73.9,11966,2001,9999,null,null,"N","Natural Gas, Distillate Fuel Oil",{"$nulls":3},"DLNB + H2O",{"$nulls":8},5,0.03285,0.03285,0.03285,0.03285,{"$nulls":11},"Tennessee Valley Authority",100,"Tennessee Valley Authority",100,"Regulated"]
["Lagoon Creek","7845_G_GT6",7845,"G","GT6",3306,"Combustion Turbine",null,"S_C_TVA","Tennessee",47,"Haywood",75,"47075",73.9,11966,2001,9999,null,null,"N","Natural Gas, Distillate Fuel Oil",{"$nulls":3},"DLNB + H2O",{"$nulls":8},5,0.02952,0.02952,0.02952,0.02952,{"$nulls":11},"Tennessee Valley Authority",100,"Tennessee Valley Authority",100,"Regulated"]
["Shenandoah","7850_G_7",7850,"G","7",null,"Combustion Turbine","IC Engine","MIS_MIDA","Iowa",19,"Page",145,"19145",2,17474,2000,9999,null,null,"N","Distillate Fuel Oil",{"$nulls":12},0.05,1.64976,1.64976,1.64976,1.64976,{"$nulls":11},"MidAmerican Energy Co",100,"Berkshire Hathaway Inc",100,"Regulated"]
["Encogen","7870_G_CTG3",7870,"G","CTG3",89578,"Combined Cycle",null,"WECC_PNW","Washington",53,"Whatcom",73,"53073",34.5,9214,1993,9999,null,null,"N","Natural Gas, Distillate Fuel Oil",{"$nulls":3},"STM","SCR",{"$nulls":8},0.02529,0.02529,0.02529,0.02529,{"$nulls":11},"Puget Sound Energy Inc",100,"Puget Energy Inc",100,"Regulated"]
["Robert P Mone Plant","7872_G_3",7872,"G","3",3338,"Combustion Turbine",null,"PJM_West","Ohio",39,"Van Wert",161,"39161",145,10745,2002,9999,null,null,"N","Natural Gas, Distillate Fuel Oil",{"$nulls":3},"DLNB + H2O",{"$nulls":8},0.05,0.11076,0.11076,0.11076,0.11076,{"$nulls":11},"National Power Coop Inc",100,"National Power Coop Inc",100,"Regulated"]
["E B Harris Electric Generating Plant","7897_G_CT1A",7897,"G","CT1A",3355,"Combined Cycle",null,"S_SOU","Alabama",1,"Autauga",1,"01001",182.6,7138,2003,9999,null,null,"N","Natural Gas",{"$nulls":3},"DLNB","SCR",2003,{"$nulls":6},1E-3,0.01023,0.01023,0.01023,0.01023,{"$nulls":11},"Southern Power Co",100,"Southern Co",100,"Non-regulated"]
["Sand Hill","7900_G_SH2",7900,"G","SH2",1150,"Combustion Turbine",null,"ERC_REST","Texas",48,"Travis",453,"48453",47.3,10745,2001,9999,null,null,"N","Natural Gas",{"$nulls":3},"H2O","SCR",{"$nulls":7},3,0.01492,0.01471,0.01492,0.01471,{"$nulls":11},"Austin Energy",100,"Austin Energy",100,"Regulated"]
["Chattahoochee Energy Facility","7917_G_2",7917,"G","2",3372,"Combined Cycle",null,"S_SOU","Georgia",13,"Heard",149,"13149",141.5,7101,2003,9999,null,null,"N","Natural Gas",{"$nulls":4},"SCR",{"$nulls":8},0.0088,0.0088,0.0088,0.0088,{"$nulls":11},"Oglethorpe Power Corp",100,"Oglethorpe Power Corp",100,"Regulated"]
["Albertville","7924_G_DG4",7924,"G","DG4",null,"Combustion Turbine","IC Engine","S_C_TVA","Alabama",1,"Marshall",95,"01095",0.9,12283,2000,9999,null,null,"N","Distillate Fuel Oil",{"$nulls":12},4,1.64976,1.64976,1.64976,1.64976,{"$nulls":11},"Tennessee Valley Authority",100,"Tennessee Valley Authority",100,"Regulated"]
["Russell Energy Center","7930_G_T-2",7930,"G","T-2",null,"Combustion Turbine",null,"SPP_N","Kansas",20,"Russell",167,"20167",6,11484,2002,9999,null,null,"Y","Natural Gas",{"$nulls":12},3,0.23894,0.23894,0.23894,0.23894,{"$nulls":11},"Russell KS (City of)",100,"Russell KS (City of)",100,"Regulated"]
["Nine Canyon","7936_G_1",7936,"G","1",null,"Onshore Wind",null,"WECC_PNW","Washington",53,"Benton",5,"53005",95,0,2002,9999,null,null,"N","Wind",{"$nulls":13},0,0,0,0,{"$nulls":11},"PUD No 1 of Okanogan County",25,"PUD No 1 of Okanogan County",25,"Regulated"]
["Lawrence County Station","7948_G_4",7948,"G","4",8416,"Combustion Turbine",null,"MIS_INKY","Indiana",18,"Lawrence",93,"18093",43.8,11070,2005,9999,null,null,"N","Natural Gas",{"$nulls":3},"H2O",{"$nulls":8},0.006,0.09463,0.09463,0.09463,0.09463,{"$nulls":11},"Hoosier Energy Rural Electric Coop Inc",100,"Hoosier Energy Rural Electric Coop Inc",100,"Regulated"]
["Pella Peaking","7971_G_13",7971,"G","13",null,"Combustion Turbine","IC Engine","MIS_MIDA","Iowa",19,"Marion",125,"19125",1.8,10745,2003,9999,null,null,"N","Distillate Fuel Oil",{"$nulls":12},0.15,1.64976,1.64976,1.64976,1.64976,{"$nulls":11},"Pella Municipal Light & Power",100,"Pella Municipal Light & Power",100,"Regulated"]
["Sharpe","7973_G_2",7973,"G","2",null,"Combustion Turbine","IC Engine","SPP_N","Kansas",20,"Coffey",31,"20031",2,12283,2002,9999,null,null,"N","Distillate Fuel Oil",{"$nulls":13},1.64976,1.64976,1.64976,1.64976,{"$nulls":11},"Kansas Electric Power Coop Inc",100,"Kansas Electric Power Coop Inc",100,"Regulated"]
["Pyramid","7975_G_1",7975,"G","1",9287,"Combustion Turbine",null,"WECC_NM","New Mexico",35,"Hidalgo",23,"35023",39.5,10745,2003,9999,null,null,"N","Natural Gas, Distillate Fuel Oil",{"$nulls":3},"H2O",{"$nulls":8},0.74,0.12001,0.12001,0.12001,0.12001,{"$nulls":11},"Tri State Generation & Transmission Association Inc",100,"Tri State Generation & Transmission Association Inc",100,"Regulated"]
["Sylvarena","7989_G_1",7989,"G","1",88208,"Combustion Turbine",null,"MIS_MS","Mississippi",28,"Smith",129,"28129",43,10745,2003,9999,null,null,"N","Natural Gas",{"$nulls":3},"H2O",{"$nulls":8},4.8,0.08868,0.08868,0.08868,0.08868,{"$nulls":11},"Cooperative Energy",100,"South Mississippi Electric Power Association",100,"Regulated"]
["Beatrice","8000_G_CT1",8000,"G","CT1",88088,"Combined Cycle",null,"SPP_NEBR","Nebraska",31,"Gage",67,"31067",69,8498,2005,9999,null,null,"N","Natural Gas",{"$nulls":3},"DLNB","SCR",{"$nulls":8},0.01197,0.01197,0.01197,0.01197,{"$nulls":11},"Nebraska Public Power District",100,"Nebraska Public Power District",100,"Regulated"]
["Beatrice","8000_G_ST1",8000,"G","ST1",88088,"Combined Cycle",null,"SPP_NEBR","Nebraska",31,"Gage",67,"31067",83,8498,2005,9999,null,null,"N","Natural Gas",{"$nulls":3},"DLNB","SCR",{"$nulls":8},0.01197,0.01197,0.01197,0.01197,{"$nulls":11},"Nebraska Public Power District",100,"Nebraska Public Power District",100,"Regulated"]
["Hartzog","8026_G_1",8026,"G","1",null,"Combustion Turbine",null,"WECC_WY","Wyoming",56,"Campbell",5,"56005",5,16663,2002,9999,null,null,"N","Natural Gas",{"$nulls":12},0.8,0.23894,0.23894,0.23894,0.23894,{"$nulls":11},"Basin Electric Power Coop",100,"Basin Electric Power Coop",100,"Regulated"]
["Emery Station","8031_G_11",8031,"G","11",88332,"Combined Cycle",null,"MIS_IA","Iowa",19,"Cerro Gordo",33,"19033",150.3,7056,2004,9999,null,null,"N","Natural Gas",{"$nulls":3},"DLNB + H2O + NH3","SCR",{"$nulls":7},2E-3,0.00731,0.00731,0.00731,0.00731,{"$nulls":11},"Interstate Power & Light Co",100,"Alliant Energy Corp",100,"Regulated"]
["Arkansas Nuclear One","8055_G_1",8055,"G","1",null,"Nuclear",null,"MIS_AR","Arkansas",5,"Pope",115,"05115",833.3,10456,1974,9999,null,null,"N","Nuclear Fuel",{"$nulls":13},0,0,0,0,{"$nulls":11},"Entergy Arkansas LLC",100,"Entergy Corp",100,"Regulated"]
["Jarvis (Hinckley)","808_G_1",808,"G","1",null,"Hydro",null,"NY_Z_C&E","New York",36,"Oneida",65,"36065",4.5,0,1991,9999,null,null,"N","Hydro",{"$nulls":13},0,0,0,0,{"$nulls":11},"New York Power Authority",100,"New York Power Authority",100,"Regulated"]
["Springfield (CO)","8100_G_IC5",8100,"G","IC5",null,"Combustion Turbine","IC Engine","WECC_CO","Colorado",8,"Baca",9,"08009",0.8,12283,1960,9999,null,null,"N","Natural Gas, Distillate Fuel Oil",{"$nulls":12},1.2,1.64976,1.64976,1.64976,1.64976,{"$nulls":11},"Springfield Municipal Utilities",100,"Springfield Municipal Utilities",100,"Regulated"]
["Stanberry","8110_G_IC5",8110,"G","IC5",null,"Combustion Turbine","IC Engine","S_D_AECI","Missouri",29,"Gentry",75,"29075",0.3,12283,1958,9999,null,null,"N","Distillate Fuel Oil",{"$nulls":12},2.3,1.64976,1.64976,1.64976,1.64976,{"$nulls":11},"Stanberry MO (City of)",100,"Stanberry MO (City of)",100,"Regulated"]
["Upper Salmon A","822_G_2",822,"G","2",null,"Hydro",null,"WECC_ID","Idaho",16,"Twin Falls",83,"16083",8.2,0,1937,9999,null,null,"N","Hydro",{"$nulls":13},0,0,0,0,{"$nulls":11},"Idaho Power Co",100,"IDACORP Inc",100,"Regulated"]
["Combie South","846_G_2",846,"G","2",null,"Hydro",null,"WEC_CALN","California",6,"Nevada",57,"06057",0.5,0,1984,9999,null,null,"N","Hydro",{"$nulls":13},0,0,0,0,{"$nulls":11},"Nevada Irrigation District",100,"Nevada Irrigation District",100,"Non-regulated"]
["Waukegan","883_G_311",883,"G","311",9161,"Combustion Turbine",null,"PJM_COMD","Illinois",17,"Lake",97,"17097",24.6,17378,1968,2030,null,null,"N","Distillate Fuel Oil",{"$nulls":12},1,0.25,0.25,0.25,0.25,{"$nulls":11},"Midwest Generations EME LLC",100,"NRG Energy Inc",100,"Non-regulated"]
["Fisk Street","886_G_332",886,"G","332",9170,"Combustion Turbine",null,"PJM_COMD","Illinois",17,"Cook",31,"17031",25.4,17436,1968,2030,null,null,"N","Distillate Fuel Oil",{"$nulls":12},1,0.25,0.25,0.25,0.25,{"$nulls":11},"Midwest Generations EME LLC",100,"NRG Energy Inc",100,"Non-regulated"]
["Fisk Street","886_G_341",886,"G","341",9172,"Combustion Turbine",null,"PJM_COMD","Illinois",17,"Cook",31,"17031",25.4,17436,1968,2030,null,null,"N","Distillate Fuel Oil",{"$nulls":12},1,0.25,0.25,0.25,0.25,{"$nulls":11},"Midwest Generations EME LLC",100,"NRG Energy Inc",100,"Non-regulated"]
["Fisk Street","886_G_342",886,"G","342",9172,"Combustion Turbine",null,"PJM_COMD","Illinois",17,"Cook",31,"17031",22.8,17438,1968,2030,null,null,"N","Distillate Fuel Oil",{"$nulls":12},1,0.25,0.25,0.25,0.25,{"$nulls":11},"Midwest Generations EME LLC",100,"NRG Energy Inc",100,"Non-regulated"]
["Hoover Dam (AZ)","8902_G_A0",8902,"G","A0",null,"Hydro",null,"WECC_AZ","Arizona",4,"Mohave",15,"04015",2.7,0,1936,9999,null,null,"N","Hydro",{"$nulls":13},0,0,0,0,{"$nulls":11},"U S Bureau of Reclamation",100,"U S Bureau of Reclamation",100,"Regulated"]
["Hoover Dam (AZ)","8902_G_A1",8902,"G","A1",null,"Hydro",null,"WECC_AZ","Arizona",4,"Mohave",15,"04015",130,0,1941,9999,null,null,"N","Hydro",{"$nulls":13},0,0,0,0,{"$nulls":11},"U S Bureau of Reclamation",100,"U S Bureau of Reclamation",100,"Regulated"]
["Hoover Dam (AZ)","8902_G_A2",8902,"G","A2",null,"Hydro",null,"WECC_AZ","Arizona",4,"Mohave",15,"04015",130,0,1942,9999,null,null,"N","Hydro",{"$nulls":13},0,0,0,0,{"$nulls":11},"U S Bureau of Reclamation",100,"U S Bureau of Reclamation",100,"Regulated"]
["Hoover Dam (AZ)","8902_G_A3",8902,"G","A3",null,"Hydro",null,"WECC_AZ","Arizona",4,"Mohave",15,"04015",130,0,1952,9999,null,null,"N","Hydro",{"$nulls":13},0,0,0,0,{"$nulls":11},"U S Bureau of Reclamation",100,"U S Bureau of Reclamation",100,"Regulated"]
["Hoover Dam (AZ)","8902_G_A4",8902,"G","A4",null,"Hydro",null,"WECC_AZ","Arizona",4,"Mohave",15,"04015",130,0,1952,9999,null,null,"N","Hydro",{"$nulls":13},0,0,0,0,{"$nulls":11},"U S Bureau of Reclamation",100,"U S Bureau of Reclamation",100,"Regulated"]
["Hoover Dam (AZ)","8902_G_A5",8902,"G","A5",null,"Hydro",null,"WECC_AZ","Arizona",4,"Mohave",15,"04015",127,0,1943,9999,null,null,"N","Hydro",{"$nulls":13},0,0,0,0,{"$nulls":11},"U S Bureau of Reclamation",100,"U S Bureau of Reclamation",100,"Regulated"]
["Hoover Dam (AZ)","8902_G_A6",8902,"G","A6",null,"Hydro",null,"WECC_AZ","Arizona",4,"Mohave",15,"04015",130,0,1939,9999,null,null,"N","Hydro",{"$nulls":13},0,0,0,0,{"$nulls":11},"U S Bureau of Reclamation",100,"U S Bureau of Reclamation",100,"Regulated"]
["Hoover Dam (AZ)","8902_G_A7",8902,"G","A7",null,"Hydro",null,"WECC_AZ","Arizona",4,"Mohave",15,"04015",130,0,1939,9999,null,null,"N","Hydro",{"$nulls":13},0,0,0,0,{"$nulls":11},"U S Bureau of Reclamation",100,"U S Bureau of Reclamation",100,"Regulated"]
["Hoover Dam (AZ)","8902_G_A8",8902,"G","A8",null,"Hydro",null,"WECC_AZ","Arizona",4,"Mohave",15,"04015",61.5,0,1937,9999,null,null,"N","Hydro",{"$nulls":13},0,0,0,0,{"$nulls":11},"U S Bureau of Reclamation",100,"U S Bureau of Reclamation",100,"Regulated"]
["Hoover Dam (AZ)","8902_G_A9",8902,"G","A9",null,"Hydro",null,"WECC_AZ","Arizona",4,"Mohave",15,"04015",68.5,0,1952,9999,null,null,"N","Hydro",{"$nulls":13},0,0,0,0,{"$nulls":11},"U S Bureau of Reclamation",100,"U S Bureau of Reclamation",100,"Regulated"]
["Astoria Generating Station","8906_G_1",8906,"G","1",3489,"Combustion Turbine",null,"NY_Z_J","New York",36,"Queens",81,"36081",13.6,18734,1967,9999,null,null,"N","Natural Gas",{"$nulls":13},0.2224,0.09190000000000001,0.2224,0.09190000000000001,{"$nulls":11},"Astoria Generating",100,"ArcLight Capital Partners LLC",100,"Non-regulated"]
["Moline","899_G_GT1",899,"G","GT1",null,"Combustion Turbine",null,"MIS_MIDA","Illinois",17,"Rock Island",161,"17161",15,25000,1970,2045,null,null,"N","Natural Gas",{"$nulls":12},1,0.43543,0.43543,0.43543,0.43543,{"$nulls":11},"MidAmerican Energy Co",100,"Berkshire Hathaway Inc",100,"Regulated"]
["Moline","899_G_GT2",899,"G","GT2",null,"Combustion Turbine",null,"MIS_MIDA","Illinois",17,"Rock Island",161,"17161",15,25000,1970,2045,null,null,"N","Natural Gas",{"$nulls":12},1,0.46013,0.46013,0.46013,0.46013,{"$nulls":11},"MidAmerican Energy Co",100,"Berkshire Hathaway Inc",100,"Regulated"]
["Moline","899_G_GT3",899,"G","GT3",null,"Combustion Turbine",null,"MIS_MIDA","Illinois",17,"Rock Island",161,"17161",15,25000,1970,2045,null,null,"N","Natural Gas",{"$nulls":12},1,0.40217,0.40217,0.40217,0.40217,{"$nulls":11},"MidAmerican Energy Co",100,"Berkshire Hathaway Inc",100,"Regulated"]
["Moline","899_G_GT4",899,"G","GT4",null,"Combustion Turbine",null,"MIS_MIDA","Illinois",17,"Rock Island",161,"17161",15,25000,1970,2045,null,null,"N","Natural Gas",{"$nulls":12},1,0.36651,0.36651,0.36651,0.36651,{"$nulls":11},"MidAmerican Energy Co",100,"Berkshire Hathaway Inc",100,"Regulated"]
["Moline","899_G_HY1",899,"G","HY1",null,"Hydro",null,"MIS_MIDA","Illinois",17,"Rock Island",161,"17161",0.8,0,1942,9999,null,null,"N","Hydro",{"$nulls":13},0,0,0,0,{"$nulls":11},"MidAmerican Energy Co",100,"Berkshire Hathaway Inc",100,"Regulated"]
["Moline","899_G_HY2",899,"G","HY2",null,"Hydro",null,"MIS_MIDA","Illinois",17,"Rock Island",161,"17161",0.8,0,1942,9999,null,null,"N","Hydro",{"$nulls":13},0,0,0,0,{"$nulls":11},"MidAmerican Energy Co",100,"Berkshire Hathaway Inc",100,"Regulated"]
["Moline","899_G_HY3",899,"G","HY3",null,"Hydro",null,"MIS_MIDA","Illinois",17,"Rock Island",161,"17161",0.8,0,1942,9999,null,null,"N","Hydro",{"$nulls":13},0,0,0,0,{"$nulls":11},"MidAmerican Energy Co",100,"Berkshire Hathaway Inc",100,"Regulated"]
["Moline","899_G_HY4",899,"G","HY4",null,"Hydro",null,"MIS_MIDA","Illinois",17,"Rock Island",161,"17161",0.8,0,1942,9999,null,null,"N","Hydro",{"$nulls":13},0,0,0,0,{"$nulls":11},"MidAmerican Energy Co",100,"Berkshire Hathaway Inc",100,"Regulated"]
["Copper","9_G_1",9,"G","1",90211,"Combustion Turbine",null,"WECC_NM","Texas",48,"El Paso",141,"48141",63,16930,1980,9999,null,null,"N","Natural Gas",{"$nulls":3},"H2O",{"$nulls":8},3,0.24448,0.24448,0.24448,0.24448,{"$nulls":11},"El Paso Electric Co",100,"JPMorgan Chase & Co",100,"Regulated"]
["Rockton","903_G_1",903,"G","1",null,"Hydro",null,"PJM_COMD","Illinois",17,"Winnebago",201,"17201",0.6,0,1929,9999,null,null,"N","Hydro",{"$nulls":13},0,0,0,0,{"$nulls":11},"Midwest Hydro LLC",100,"Hudson Clean Energy Partners LP",100,"Non-regulated"]
["Rockton","903_G_2",903,"G","2",null,"Hydro",null,"PJM_COMD","Illinois",17,"Winnebago",201,"17201",0.5,0,1929,9999,null,null,"N","Hydro",{"$nulls":13},0,0,0,0,{"$nulls":11},"Midwest Hydro LLC",100,"Hudson Clean Energy Partners LP",100,"Non-regulated"]
["Cherry Street","9038_G_12",9038,"G","12",null,"Combustion Turbine","IC Engine","NENGREST","Massachusetts",25,"Middlesex",17,"25017",4.9,11220,1972,9999,null,null,"N","Natural Gas, Distillate Fuel Oil",{"$nulls":12},0.789,3.09999,3.09999,3.09999,3.09999,{"$nulls":11},"Hudson Light & Power Dept",100,"Hudson Light & Power Dept",100,"Regulated"]
["Cherry Street","9038_G_7",9038,"G","7",null,"Combustion Turbine","IC Engine","NENGREST","Massachusetts",25,"Middlesex",17,"25017",2.5,11228,1951,9999,null,null,"N","Distillate Fuel Oil",{"$nulls":12},0.789,3.15452,3.15452,3.15452,3.15452,{"$nulls":11},"Hudson Light & Power Dept",100,"Hudson Light & Power Dept",100,"Regulated"]
["Cherry Street","9038_G_8",9038,"G","8",null,"Combustion Turbine","IC Engine","NENGREST","Massachusetts",25,"Middlesex",17,"25017",3.4,11204,1956,9999,null,null,"N","Natural Gas, Distillate Fuel Oil",{"$nulls":12},0.789,3.07376,3.07376,3.07376,3.07376,{"$nulls":11},"Hudson Light & Power Dept",100,"Hudson Light & Power Dept",100,"Regulated"]
["Alamo","905_G_1",905,"G","1",null,"Hydro",null,"WECC_SCE","California",6,"Los Angeles",37,"06037",17,0,1986,9999,null,null,"N","Hydro",{"$nulls":13},0,0,0,0,{"$nulls":11},"California Dept Water Resources",100,"California Dept Water Resources",100,"Regulated"]
["Monroe Street","9095_G_6",9095,"G","6",null,"Hydro",null,"WECC_PNW","Washington",53,"Spokane",63,"53063",15,0,1992,9999,null,null,"N","Hydro",{"$nulls":13},0,0,0,0,{"$nulls":11},"Avista Corp",100,"Avista Corp",100,"Regulated"]
["Upper Falls","9096_G_1",9096,"G","1",null,"Hydro",null,"WECC_PNW","Washington",53,"Spokane",63,"53063",10.2,0,1922,9999,null,null,"N","Hydro",{"$nulls":13},0,0,0,0,{"$nulls":11},"Avista Corp",100,"Avista Corp",100,"Regulated"]
["Venice","913_G_GT2",913,"G","GT2",9044,"Combustion Turbine",null,"MIS_MO","Illinois",17,"Madison",119,"17119",49,11411,2002,2045,null,null,"N","Natural Gas, Distillate Fuel Oil",{"$nulls":3},"H2O",{"$nulls":8},0.1,0.13963,0.13963,0.13963,0.13963,{"$nulls":11},"Ameren Missouri",100,"Ameren Corp",100,"Regulated"]
["Venice","913_G_GT3",913,"G","GT3",89497,"Combustion Turbine",null,"MIS_MO","Illinois",17,"Madison",119,"17119",169,11411,2005,2045,null,null,"N","Natural Gas",{"$nulls":3},"DLNB + H2O",{"$nulls":8},0.28,0.04696,0.04696,0.04696,0.04696,{"$nulls":11},"Ameren Missouri",100,"Ameren Corp",100,"Regulated"]
["Venice","913_G_GT4",913,"G","GT4",89498,"Combustion Turbine",null,"MIS_MO","Illinois",17,"Madison",119,"17119",169,11411,2005,2045,null,null,"N","Natural Gas",{"$nulls":3},"DLNB + H2O",{"$nulls":8},0.28,0.05797,0.05797,0.05797,0.05797,{"$nulls":11},"Ameren Missouri",100,"Ameren Corp",100,"Regulated"]
["Venice","913_G_GT5",913,"G","GT5",89499,"Combustion Turbine",null,"MIS_MO","Illinois",17,"Madison",119,"17119",104,11411,2005,2045,null,null,"N","Natural Gas",{"$nulls":3},"DLNB + H2O",{"$nulls":8},0.28,0.08073,0.08073,0.08073,0.08073,{"$nulls":11},"Ameren Missouri",100,"Ameren Corp",100,"Regulated"]
["Quincy Chute","917_G_1",917,"G","1",null,"Hydro",null,"WECC_PNW","Washington",53,"Grant",25,"53025",9.4,0,1985,9999,null,null,"N","Hydro",{"$nulls":13},0,0,0,0,{"$nulls":11},"Grand Coulee Project Hydroelectric Authority",100,"East Columbia Basin Irrigation District",100,"Regulated"]
["Hydro Plant No 3","925_G_2",925,"G","2",null,"Hydro",null,"WECC_UT","Utah",49,"Sanpete",39,"49039",0.6,0,1984,9999,null,null,"N","Hydro",{"$nulls":13},0,0,0,0,{"$nulls":11},"Ephraim UT (City of)",100,"Ephraim UT (City of)",100,"Regulated"]
["Hydro Plant No 3","925_G_3",925,"G","3",null,"Hydro",null,"WECC_UT","Utah",49,"Sanpete",39,"49039",2,0,1984,9999,null,null,"N","Hydro",{"$nulls":13},0,0,0,0,{"$nulls":11},"Ephraim UT (City of)",100,"Ephraim UT (City of)",100,"Regulated"]
["Breese","934_G_2",934,"G","2",null,"Combustion Turbine","IC Engine","MIS_IL","Illinois",17,"Clinton",27,"17027",3,12953,1982,2045,null,null,"N","Natural Gas, Distillate Fuel Oil",{"$nulls":12},1,0.53337,0.53337,0.53337,0.53337,{"$nulls":11},"Breese IL (City of)",100,"Breese IL (City of)",100,"Regulated"]
["Breese","934_G_5",934,"G","5",null,"Combustion Turbine","IC Engine","MIS_IL","Illinois",17,"Clinton",27,"17027",2.5,12948,1992,9999,null,null,"N","Distillate Fuel Oil",{"$nulls":12},1,1.64976,1.64976,1.64976,1.64976,{"$nulls":11},"Breese IL (City of)",100,"Breese IL (City of)",100,"Regulated"]
["Breese","934_G_6",934,"G","6",null,"Combustion Turbine","IC Engine","MIS_IL","Illinois",17,"Clinton",27,"17027",2.5,12948,1997,9999,null,null,"N","Distillate Fuel Oil",{"$nulls":12},1,3.3804,3.3804,3.3804,3.3804,{"$nulls":11},"Breese IL (City of)",100,"Breese IL (City of)",100,"Regulated"]
["Breese","934_G_7",934,"G","7",null,"Combustion Turbine","IC Engine","MIS_IL","Illinois",17,"Clinton",27,"17027",2.5,12948,2008,9999,null,null,"N","Distillate Fuel Oil",{"$nulls":13},1.64976,1.64976,1.64976,1.64976,{"$nulls":11},"Breese IL (City of)",100,"Breese IL (City of)",100,"Regulated"]
["Breese","934_G_8",934,"G","8",null,"Combustion Turbine","IC Engine","MIS_IL","Illinois",17,"Clinton",27,"17027",2.5,12455,2014,9999,null,null,"N","Distillate Fuel Oil",{"$nulls":13},1.64976,1.64976,1.64976,1.64976,{"$nulls":11},"Breese IL (City of)",100,"Breese IL (City of)",100,"Regulated"]
["Breese","934_G_IC1",934,"G","IC1",null,"Combustion Turbine","IC Engine","MIS_IL","Illinois",17,"Clinton",27,"17027",1,12979,1953,9999,null,null,"N","Distillate Fuel Oil",{"$nulls":12},1,1.64976,1.64976,1.64976,1.64976,{"$nulls":11},"Breese IL (City of)",100,"Breese IL (City of)",100,"Regulated"]
["Breese","934_G_IC3",934,"G","IC3",null,"Combustion Turbine","IC Engine","MIS_IL","Illinois",17,"Clinton",27,"17027",3,12963,1968,2045,null,null,"N","Natural Gas, Distillate Fuel Oil",{"$nulls":12},1,3.06464,3.06464,3.06464,3.06464,{"$nulls":11},"Breese IL (City of)",100,"Breese IL (City of)",100,"Regulated"]
["Bushnell","935_G_1",935,"G","1",null,"Combustion Turbine","IC Engine","MIS_IL","Illinois",17,"McDonough",109,"17109",0.2,10944,1940,9999,null,null,"N","Distillate Fuel Oil",{"$nulls":12},1,1.64976,1.64976,1.64976,1.64976,{"$nulls":11},"Bushnell IL (City of)",100,"Bushnell IL (City of)",100,"Regulated"]
["Bushnell","935_G_2",935,"G","2",null,"Combustion Turbine","IC Engine","MIS_IL","Illinois",17,"McDonough",109,"17109",0.2,10944,1940,9999,null,null,"N","Distillate Fuel Oil",{"$nulls":12},1,1.64976,1.64976,1.64976,1.64976,{"$nulls":11},"Bushnell IL (City of)",100,"Bushnell IL (City of)",100,"Regulated"]
["Bushnell","935_G_3",935,"G","3",null,"Combustion Turbine","IC Engine","MIS_IL","Illinois",17,"McDonough",109,"17109",2.2,10745,1965,9999,null,null,"N","Distillate Fuel Oil",{"$nulls":12},1,1.64976,1.64976,1.64976,1.64976,{"$nulls":11},"Bushnell IL (City of)",100,"Bushnell IL (City of)",100,"Regulated"]
["Bushnell","935_G_4",935,"G","4",null,"Combustion Turbine","IC Engine","MIS_IL","Illinois",17,"McDonough",109,"17109",2.2,10745,1965,9999,null,null,"N","Distillate Fuel Oil",{"$nulls":12},1,1.64976,1.64976,1.64976,1.64976,{"$nulls":11},"Bushnell IL (City of)",100,"Bushnell IL (City of)",100,"Regulated"]
["Bushnell","935_G_5",935,"G","5",null,"Combustion Turbine","IC Engine","MIS_IL","Illinois",17,"McDonough",109,"17109",1,10745,1956,9999,null,null,"N","Distillate Fuel Oil",{"$nulls":12},1,1.64976,1.64976,1.64976,1.64976,{"$nulls":11},"Bushnell IL (City of)",100,"Bushnell IL (City of)",100,"Regulated"]
["Bushnell","935_G_6",935,"G","6",null,"Combustion Turbine","IC Engine","MIS_IL","Illinois",17,"McDonough",109,"17109",2.5,10745,2000,9999,null,null,"N","Distillate Fuel Oil",{"$nulls":12},1,1.64976,1.64976,1.64976,1.64976,{"$nulls":11},"Bushnell IL (City of)",100,"Bushnell IL (City of)",100,"Regulated"]
["Bushnell","935_G_7",935,"G","7",null,"Combustion Turbine","IC Engine","MIS_IL","Illinois",17,"McDonough",109,"17109",2.5,10745,2000,9999,null,null,"N","Distillate Fuel Oil",{"$nulls":12},1,2.38725,2.38725,2.38725,2.38725,{"$nulls":11},"Bushnell IL (City of)",100,"Bushnell IL (City of)",100,"Regulated"]
["Carlyle","936_G_10",936,"G","10",null,"Combustion Turbine","IC Engine","MIS_IL","Illinois",17,"Clinton",27,"17027",2.5,12824,2003,9999,null,null,"N","Distillate Fuel Oil",{"$nulls":12},1,1.64976,1.64976,1.64976,1.64976,{"$nulls":11},"Carlyle Municipal Electric",100,"Carlyle Municipal Electric",100,"Regulated"]
["Carlyle","936_G_11",936,"G","11",null,"Combustion Turbine","IC Engine","MIS_IL","Illinois",17,"Clinton",27,"17027",2.8,10745,2019,9999,null,null,"N","Distillate Fuel Oil",{"$nulls":13},1.64976,1.64976,1.64976,1.64976,{"$nulls":11},"Carlyle Municipal Electric",100,"Carlyle Municipal Electric",100,"Regulated"]
["Carlyle","936_G_7",936,"G","7",null,"Combustion Turbine","IC Engine","MIS_IL","Illinois",17,"Clinton",27,"17027",2,12791,1964,2045,null,null,"N","Natural Gas, Distillate Fuel Oil",{"$nulls":12},1,1.64976,1.64976,1.64976,1.64976,{"$nulls":11},"Carlyle Municipal Electric",100,"Carlyle Municipal Electric",100,"Regulated"]
["Carlyle","936_G_8",936,"G","8",null,"Combustion Turbine","IC Engine","MIS_IL","Illinois",17,"Clinton",27,"17027",2.5,12815,1998,9999,null,null,"N","Distillate Fuel Oil",{"$nulls":12},1,2.36246,2.36246,2.36246,2.36246,{"$nulls":11},"Carlyle Municipal Electric",100,"Carlyle Municipal Electric",100,"Regulated"]
["Carlyle","936_G_9",936,"G","9",null,"Combustion Turbine","IC Engine","MIS_IL","Illinois",17,"Clinton",27,"17027",2.5,12815,1999,9999,null,null,"N","Distillate Fuel Oil",{"$nulls":12},1,4.06323,4.06323,4.06323,4.06323,{"$nulls":11},"Carlyle Municipal Electric",100,"Carlyle Municipal Electric",100,"Regulated"]
["Carmi","937_G_10",937,"G","10",null,"Combustion Turbine","IC Engine","MIS_IL","Illinois",17,"White",193,"17193",1.7,10745,1958,2045,null,null,"N","Natural Gas, Distillate Fuel Oil",{"$nulls":12},1,1.64976,1.64976,1.64976,1.64976,{"$nulls":11},"Carmi Light Water & Power",100,"Carmi Light Water & Power",100,"Regulated"]
["Carmi","937_G_12",937,"G","12",null,"Combustion Turbine","IC Engine","MIS_IL","Illinois",17,"White",193,"17193",1.9,10745,1967,2045,null,null,"N","Natural Gas, Distillate Fuel Oil",{"$nulls":12},1,1.64976,1.64976,1.64976,1.64976,{"$nulls":11},"Carmi Light Water & Power",100,"Carmi Light Water & Power",100,"Regulated"]
["Carmi","937_G_13",937,"G","13",null,"Combustion Turbine","IC Engine","MIS_IL","Illinois",17,"White",193,"17193",4.3,10745,1973,2045,null,null,"N","Natural Gas, Distillate Fuel Oil",{"$nulls":12},1,1.64976,1.64976,1.64976,1.64976,{"$nulls":11},"Carmi Light Water & Power",100,"Carmi Light Water & Power",100,"Regulated"]
["Carmi","937_G_14",937,"G","14",null,"Combustion Turbine","IC Engine","MIS_IL","Illinois",17,"White",193,"17193",1.1,10745,2013,9999,null,null,"N","Distillate Fuel Oil",{"$nulls":13},1.64976,1.64976,1.64976,1.64976,{"$nulls":11},"Carmi Light Water & Power",100,"Carmi Light Water & Power",100,"Regulated"]
["Carmi","937_G_7",937,"G","7",null,"Combustion Turbine","IC Engine","MIS_IL","Illinois",17,"White",193,"17193",1.1,10745,1948,9999,null,null,"N","Distillate Fuel Oil",{"$nulls":12},1,1.64976,1.64976,1.64976,1.64976,{"$nulls":11},"Carmi Light Water & Power",100,"Carmi Light Water & Power",100,"Regulated"]
["Carmi","937_G_8",937,"G","8",null,"Combustion Turbine","IC Engine","MIS_IL","Illinois",17,"White",193,"17193",1.2,10745,1951,2045,null,null,"N","Natural Gas, Distillate Fuel Oil",{"$nulls":12},1,1.64976,1.64976,1.64976,1.64976,{"$nulls":11},"Carmi Light Water & Power",100,"Carmi Light Water & Power",100,"Regulated"]
["Carmi","937_G_9",937,"G","9",null,"Combustion Turbine","IC Engine","MIS_IL","Illinois",17,"White",193,"17193",1.7,10745,1958,2045,null,null,"N","Natural Gas, Distillate Fuel Oil",{"$nulls":12},1,1.64976,1.64976,1.64976,1.64976,{"$nulls":11},"Carmi Light Water & Power",100,"Carmi Light Water & Power",100,"Regulated"]
["Farmer City","941_G_1",941,"G","1",null,"Combustion Turbine","IC Engine","MIS_IL","Illinois",17,"DeWitt",39,"17039",1.3,10745,1967,2045,null,null,"N","Natural Gas, Distillate Fuel Oil",{"$nulls":12},1,1.06095,1.06095,1.06095,1.06095,{"$nulls":11},"Farmer City IL (City of)",100,"Farmer City IL (City of)",100,"Regulated"]
["Farmer City","941_G_2",941,"G","2",null,"Combustion Turbine","IC Engine","MIS_IL","Illinois",17,"DeWitt",39,"17039",0.9,10745,1963,9999,null,null,"N","Distillate Fuel Oil",{"$nulls":12},1,1.64976,1.64976,1.64976,1.64976,{"$nulls":11},"Farmer City IL (City of)",100,"Farmer City IL (City of)",100,"Regulated"]
["Farmer City","941_G_4",941,"G","4",null,"Combustion Turbine","IC Engine","MIS_IL","Illinois",17,"DeWitt",39,"17039",0.7,10745,1951,9999,null,null,"N","Distillate Fuel Oil",{"$nulls":12},1,1.64976,1.64976,1.64976,1.64976,{"$nulls":11},"Farmer City IL (City of)",100,"Farmer City IL (City of)",100,"Regulated"]
["Farmer City","941_G_5",941,"G","5",null,"Combustion Turbine","IC Engine","MIS_IL","Illinois",17,"DeWitt",39,"17039",2.8,10745,1974,2045,null,null,"N","Natural Gas, Distillate Fuel Oil",{"$nulls":12},1,1.06095,1.06095,1.06095,1.06095,{"$nulls":11},"Farmer City IL (City of)",100,"Farmer City IL (City of)",100,"Regulated"]
["Farmer City","941_G_6",941,"G","6",null,"Combustion Turbine","IC Engine","MIS_IL","Illinois",17,"DeWitt",39,"17039",2,10745,2012,9999,null,null,"N","Distillate Fuel Oil",{"$nulls":13},1.64976,1.64976,1.64976,1.64976,{"$nulls":11},"Farmer City IL (City of)",100,"Farmer City IL (City of)",100,"Regulated"]
["Farmer City","941_G_7",941,"G","7",null,"Combustion Turbine","IC Engine","MIS_IL","Illinois",17,"DeWitt",39,"17039",2,10745,2012,9999,null,null,"N","Distillate Fuel Oil",{"$nulls":13},1.64976,1.64976,1.64976,1.64976,{"$nulls":11},"Farmer City IL (City of)",100,"Farmer City IL (City of)",100,"Regulated"]
["Freeburg","943_G_1",943,"G","1",null,"Combustion Turbine","IC Engine","MIS_IL","Illinois",17,"St Clair",163,"17163",0.4,10745,1948,9999,null,null,"N","Distillate Fuel Oil",{"$nulls":12},1,1.64976,1.64976,1.64976,1.64976,{"$nulls":11},"Freeburg IL (Village of)",100,"Freeburg IL (Village of)",100,"Regulated"]
["Freeburg","943_G_10",943,"G","10",null,"Combustion Turbine","IC Engine","MIS_IL","Illinois",17,"St Clair",163,"17163",1.8,10745,2007,9999,null,null,"N","Distillate Fuel Oil",{"$nulls":12},0.3,1.64976,1.64976,1.64976,1.64976,{"$nulls":11},"Freeburg IL (Village of)",100,"Freeburg IL (Village of)",100,"Regulated"]
["Freeburg","943_G_11",943,"G","11",null,"Combustion Turbine","IC Engine","MIS_IL","Illinois",17,"St Clair",163,"17163",1.8,10745,2007,9999,null,null,"N","Distillate Fuel Oil",{"$nulls":12},0.3,1.64976,1.64976,1.64976,1.64976,{"$nulls":11},"Freeburg IL (Village of)",100,"Freeburg IL (Village of)",100,"Regulated"]
["Freeburg","943_G_12",943,"G","12",null,"Combustion Turbine","IC Engine","MIS_IL","Illinois",17,"St Clair",163,"17163",1.8,10745,2007,9999,null,null,"N","Distillate Fuel Oil",{"$nulls":13},1.64976,1.64976,1.64976,1.64976,{"$nulls":11},"Freeburg IL (Village of)",100,"Freeburg IL (Village of)",100,"Regulated"]
["Freeburg","943_G_2",943,"G","2",null,"Combustion Turbine","IC Engine","MIS_IL","Illinois",17,"St Clair",163,"17163",0.4,10745,1948,9999,null,null,"N","Distillate Fuel Oil",{"$nulls":12},1,1.64976,1.64976,1.64976,1.64976,{"$nulls":11},"Freeburg IL (Village of)",100,"Freeburg IL (Village of)",100,"Regulated"]
["Freeburg","943_G_3",943,"G","3",null,"Combustion Turbine","IC Engine","MIS_IL","Illinois",17,"St Clair",163,"17163",0.6,10745,1953,9999,null,null,"N","Distillate Fuel Oil",{"$nulls":12},1,1.64976,1.64976,1.64976,1.64976,{"$nulls":11},"Freeburg IL (Village of)",100,"Freeburg IL (Village of)",100,"Regulated"]
["Freeburg","943_G_4",943,"G","4",null,"Combustion Turbine","IC Engine","MIS_IL","Illinois",17,"St Clair",163,"17163",1,10745,1959,9999,null,null,"N","Distillate Fuel Oil",{"$nulls":12},1,1.64976,1.64976,1.64976,1.64976,{"$nulls":11},"Freeburg IL (Village of)",100,"Freeburg IL (Village of)",100,"Regulated"]
["Freeburg","943_G_6",943,"G","6",null,"Combustion Turbine","IC Engine","MIS_IL","Illinois",17,"St Clair",163,"17163",1.8,10745,1974,9999,null,null,"N","Distillate Fuel Oil",{"$nulls":12},1,1.64976,1.64976,1.64976,1.64976,{"$nulls":11},"Freeburg IL (Village of)",100,"Freeburg IL (Village of)",100,"Regulated"]
["Freeburg","943_G_7",943,"G","7",null,"Combustion Turbine","IC Engine","MIS_IL","Illinois",17,"St Clair",163,"17163",2.6,10745,1986,9999,null,null,"N","Distillate Fuel Oil",{"$nulls":12},1,1.64976,1.64976,1.64976,1.64976,{"$nulls":11},"Freeburg IL (Village of)",100,"Freeburg IL (Village of)",100,"Regulated"]
["Freeburg","943_G_8",943,"G","8",null,"Combustion Turbine","IC Engine","MIS_IL","Illinois",17,"St Clair",163,"17163",1.8,10745,1996,9999,null,null,"N","Distillate Fuel Oil",{"$nulls":12},1,1.64976,1.64976,1.64976,1.64976,{"$nulls":11},"Freeburg IL (Village of)",100,"Freeburg IL (Village of)",100,"Regulated"]
["Freeburg","943_G_9",943,"G","9",null,"Combustion Turbine","IC Engine","MIS_IL","Illinois",17,"St Clair",163,"17163",1.8,10745,1996,9999,null,null,"N","Distillate Fuel Oil",{"$nulls":12},1,1.64976,1.64976,1.64976,1.64976,{"$nulls":11},"Freeburg IL (Village of)",100,"Freeburg IL (Village of)",100,"Regulated"]
["Geneseo","944_G_1",944,"G","1",null,"Combustion Turbine","IC Engine","MIS_MIDA","Illinois",17,"Henry",73,"17073",4.4,18000,1974,2045,null,null,"N","Natural Gas, Distillate Fuel Oil",{"$nulls":12},1,1.06095,1.06095,1.06095,1.06095,{"$nulls":11},"Geneseo Municipal Utilities",100,"Geneseo Municipal Utilities",100,"Regulated"]
["Geneseo","944_G_10",944,"G","10",null,"Onshore Wind",null,"MIS_MIDA","Illinois",17,"Henry",73,"17073",1.5,0,2009,9999,null,null,"N","Wind",{"$nulls":13},0,0,0,0,{"$nulls":11},"Geneseo Municipal Utilities",100,"Geneseo Municipal Utilities",100,"Regulated"]
["Geneseo","944_G_11",944,"G","11",null,"Onshore Wind",null,"MIS_MIDA","Illinois",17,"Henry",73,"17073",1.5,0,2009,9999,null,null,"N","Wind",{"$nulls":13},0,0,0,0,{"$nulls":11},"Geneseo Municipal Utilities",100,"Geneseo Municipal Utilities",100,"Regulated"]
["Geneseo","944_G_12",944,"G","12",null,"Solar PV",null,"MIS_MIDA","Illinois",17,"Henry",73,"17073",0.9,0,2015,9999,null,null,"N","Solar",{"$nulls":13},0,0,0,0,{"$nulls":11},"Geneseo Municipal Utilities",100,"Geneseo Municipal Utilities",100,"Regulated"]
["Geneseo","944_G_2",944,"G","2",null,"Combustion Turbine","IC Engine","MIS_MIDA","Illinois",17,"Henry",73,"17073",2.8,18000,1967,2045,null,null,"N","Natural Gas, Distillate Fuel Oil",{"$nulls":12},1,1.06095,1.06095,1.06095,1.06095,{"$nulls":11},"Geneseo Municipal Utilities",100,"Geneseo Municipal Utilities",100,"Regulated"]
["Geneseo","944_G_3",944,"G","3",null,"Combustion Turbine","IC Engine","MIS_MIDA","Illinois",17,"Henry",73,"17073",2.8,18000,1966,2045,null,null,"N","Natural Gas, Distillate Fuel Oil",{"$nulls":12},1,1.06095,1.06095,1.06095,1.06095,{"$nulls":11},"Geneseo Municipal Utilities",100,"Geneseo Municipal Utilities",100,"Regulated"]
["Geneseo","944_G_4",944,"G","4",null,"Combustion Turbine","IC Engine","MIS_MIDA","Illinois",17,"Henry",73,"17073",1.3,18000,1957,2045,null,null,"N","Natural Gas, Distillate Fuel Oil",{"$nulls":12},1,1.06095,1.06095,1.06095,1.06095,{"$nulls":11},"Geneseo Municipal Utilities",100,"Geneseo Municipal Utilities",100,"Regulated"]
["Geneseo","944_G_5A",944,"G","5A",null,"Combustion Turbine","IC Engine","MIS_MIDA","Illinois",17,"Henry",73,"17073",3.4,18000,1990,2045,null,null,"N","Natural Gas, Distillate Fuel Oil",{"$nulls":12},1,1.06095,1.06095,1.06095,1.06095,{"$nulls":11},"Geneseo Municipal Utilities",100,"Geneseo Municipal Utilities",100,"Regulated"]
["Geneseo","944_G_6A",944,"G","6A",null,"Combustion Turbine","IC Engine","MIS_MIDA","Illinois",17,"Henry",73,"17073",2.4,18000,2003,2045,null,null,"N","Natural Gas, Distillate Fuel Oil",{"$nulls":12},1,1.06095,1.06095,1.06095,1.06095,{"$nulls":11},"Geneseo Municipal Utilities",100,"Geneseo Municipal Utilities",100,"Regulated"]
["Geneseo","944_G_7",944,"G","7",null,"Combustion Turbine","IC Engine","MIS_MIDA","Illinois",17,"Henry",73,"17073",2.4,18000,1961,2045,null,null,"N","Natural Gas, Distillate Fuel Oil",{"$nulls":12},1,1.06095,1.06095,1.06095,1.06095,{"$nulls":11},"Geneseo Municipal Utilities",100,"Geneseo Municipal Utilities",100,"Regulated"]
["Geneseo","944_G_9",944,"G","9",null,"Combustion Turbine","IC Engine","MIS_MIDA","Illinois",17,"Henry",73,"17073",3.8,22905,1998,9999,null,null,"N","Distillate Fuel Oil",{"$nulls":12},1,1.64976,1.64976,1.64976,1.64976,{"$nulls":11},"Geneseo Municipal Utilities",100,"Geneseo Municipal Utilities",100,"Regulated"]
["Highland","946_G_IC1",946,"G","IC1",null,"Combustion Turbine","IC Engine","MIS_IL","Illinois",17,"Madison",119,"17119",1.6,10745,1993,9999,null,null,"N","Distillate Fuel Oil",{"$nulls":12},1,1.64976,1.64976,1.64976,1.64976,{"$nulls":11},"Highland Electric Dept",100,"Highland Electric Dept",100,"Regulated"]
["Highland","946_G_IC2",946,"G","IC2",null,"Combustion Turbine","IC Engine","MIS_IL","Illinois",17,"Madison",119,"17119",1.6,10745,1993,9999,null,null,"N","Distillate Fuel Oil",{"$nulls":12},1,1.64976,1.64976,1.64976,1.64976,{"$nulls":11},"Highland Electric Dept",100,"Highland Electric Dept",100,"Regulated"]
["Highland","946_G_IC3",946,"G","IC3",null,"Combustion Turbine","IC Engine","MIS_IL","Illinois",17,"Madison",119,"17119",1.6,10745,1993,9999,null,null,"N","Distillate Fuel Oil",{"$nulls":12},1,1.64976,1.64976,1.64976,1.64976,{"$nulls":11},"Highland Electric Dept",100,"Highland Electric Dept",100,"Regulated"]
["Highland","946_G_IC5",946,"G","IC5",null,"Combustion Turbine","IC Engine","MIS_IL","Illinois",17,"Madison",119,"17119",2,10745,1967,2045,null,null,"N","Natural Gas, Distillate Fuel Oil",{"$nulls":12},1,3.64278,3.64278,3.64278,3.64278,{"$nulls":11},"Highland Electric Dept",100,"Highland Electric Dept",100,"Regulated"]
["Highland","946_G_IC6",946,"G","IC6",null,"Combustion Turbine","IC Engine","MIS_IL","Illinois",17,"Madison",119,"17119",2,10745,1968,2045,null,null,"N","Natural Gas, Distillate Fuel Oil",{"$nulls":12},1,1.64976,1.64976,1.64976,1.64976,{"$nulls":11},"Highland Electric Dept",100,"Highland Electric Dept",100,"Regulated"]
["Highland","946_G_IC7",946,"G","IC7",null,"Combustion Turbine","IC Engine","MIS_IL","Illinois",17,"Madison",119,"17119",4,10745,1971,2045,null,null,"N","Natural Gas, Distillate Fuel Oil",{"$nulls":12},1,1.64976,1.64976,1.64976,1.64976,{"$nulls":11},"Highland Electric Dept",100,"Highland Electric Dept",100,"Regulated"]
["Highland","946_G_IC8",946,"G","IC8",null,"Combustion Turbine","IC Engine","MIS_IL","Illinois",17,"Madison",119,"17119",4,10745,1971,2045,null,null,"N","Natural Gas, Distillate Fuel Oil",{"$nulls":12},1,1.64976,1.64976,1.64976,1.64976,{"$nulls":11},"Highland Electric Dept",100,"Highland Electric Dept",100,"Regulated"]
["McLeansboro","948_G_2",948,"G","2",null,"Combustion Turbine","IC Engine","MIS_IL","Illinois",17,"Hamilton",65,"17065",0.4,10745,1950,9999,null,null,"N","Distillate Fuel Oil",{"$nulls":12},1,1.64976,1.64976,1.64976,1.64976,{"$nulls":11},"McLeansboro IL (City of)",100,"McLeansboro IL (City of)",100,"Regulated"]
["McLeansboro","948_G_5",948,"G","5",null,"Combustion Turbine","IC Engine","MIS_IL","Illinois",17,"Hamilton",65,"17065",1.8,10745,1979,9999,null,null,"N","Distillate Fuel Oil",{"$nulls":12},1,1.64976,1.64976,1.64976,1.64976,{"$nulls":11},"McLeansboro IL (City of)",100,"McLeansboro IL (City of)",100,"Regulated"]
["McLeansboro","948_G_6",948,"G","6",null,"Combustion Turbine","IC Engine","MIS_IL","Illinois",17,"Hamilton",65,"17065",2.2,10745,1979,9999,null,null,"N","Distillate Fuel Oil",{"$nulls":12},1,1.64976,1.64976,1.64976,1.64976,{"$nulls":11},"McLeansboro IL (City of)",100,"McLeansboro IL (City of)",100,"Regulated"]
["McLeansboro","948_G_7",948,"G","7",null,"Combustion Turbine","IC Engine","MIS_IL","Illinois",17,"Hamilton",65,"17065",1,10745,1995,9999,null,null,"N","Distillate Fuel Oil",{"$nulls":12},1,1.64976,1.64976,1.64976,1.64976,{"$nulls":11},"McLeansboro IL (City of)",100,"McLeansboro IL (City of)",100,"Regulated"]
["McLeansboro","948_G_8",948,"G","8",null,"Combustion Turbine","IC Engine","MIS_IL","Illinois",17,"Hamilton",65,"17065",1,10745,1994,9999,null,null,"N","Distillate Fuel Oil",{"$nulls":12},1,1.64976,1.64976,1.64976,1.64976,{"$nulls":11},"McLeansboro IL (City of)",100,"McLeansboro IL (City of)",100,"Regulated"]
["McLeansboro","948_G_9",948,"G","9",null,"Combustion Turbine","IC Engine","MIS_IL","Illinois",17,"Hamilton",65,"17065",2,10745,2002,9999,null,null,"N","Distillate Fuel Oil",{"$nulls":12},1,1.64976,1.64976,1.64976,1.64976,{"$nulls":11},"McLeansboro IL (City of)",100,"McLeansboro IL (City of)",100,"Regulated"]
["Marshall (IL)","949_G_10",949,"G","10",null,"Combustion Turbine","IC Engine","MIS_IL","Illinois",17,"Clark",23,"17023",1.8,10745,2002,9999,null,null,"N","Distillate Fuel Oil",{"$nulls":12},1,1.99775,1.99775,1.99775,1.99775,{"$nulls":11},"Marshall IL (City of)",100,"Marshall IL (City of)",100,"Regulated"]
["Marshall (IL)","949_G_11",949,"G","11",null,"Combustion Turbine","IC Engine","MIS_IL","Illinois",17,"Clark",23,"17023",1.8,10745,2002,9999,null,null,"N","Distillate Fuel Oil",{"$nulls":12},1,1.74156,1.74156,1.74156,1.74156,{"$nulls":11},"Marshall IL (City of)",100,"Marshall IL (City of)",100,"Regulated"]
["Marshall (IL)","949_G_12",949,"G","12",null,"Combustion Turbine","IC Engine","MIS_IL","Illinois",17,"Clark",23,"17023",1.8,10745,2007,9999,null,null,"N","Distillate Fuel Oil",{"$nulls":13},1.64976,1.64976,1.64976,1.64976,{"$nulls":11},"Marshall IL (City of)",100,"Marshall IL (City of)",100,"Regulated"]
["Marshall (IL)","949_G_13",949,"G","13",null,"Combustion Turbine","IC Engine","MIS_IL","Illinois",17,"Clark",23,"17023",1.8,10745,2007,9999,null,null,"N","Distillate Fuel Oil",{"$nulls":13},1.64976,1.64976,1.64976,1.64976,{"$nulls":11},"Marshall IL (City of)",100,"Marshall IL (City of)",100,"Regulated"]
["Marshall (IL)","949_G_5",949,"G","5",null,"Combustion Turbine","IC Engine","MIS_IL","Illinois",17,"Clark",23,"17023",2.5,10745,2002,9999,null,null,"N","Distillate Fuel Oil",{"$nulls":12},1,2.36368,2.36368,2.36368,2.36368,{"$nulls":11},"Marshall IL (City of)",100,"Marshall IL (City of)",100,"Regulated"]
["Marshall (IL)","949_G_6",949,"G","6",null,"Combustion Turbine","IC Engine","MIS_IL","Illinois",17,"Clark",23,"17023",1.8,10745,2002,9999,null,null,"N","Distillate Fuel Oil",{"$nulls":12},1,2.03732,2.03732,2.03732,2.03732,{"$nulls":11},"Marshall IL (City of)",100,"Marshall IL (City of)",100,"Regulated"]
["Marshall (IL)","949_G_7",949,"G","7",null,"Combustion Turbine","IC Engine","MIS_IL","Illinois",17,"Clark",23,"17023",1.8,10745,2002,9999,null,null,"N","Distillate Fuel Oil",{"$nulls":12},1,2.05594,2.05594,2.05594,2.05594,{"$nulls":11},"Marshall IL (City of)",100,"Marshall IL (City of)",100,"Regulated"]
["Marshall (IL)","949_G_8",949,"G","8",null,"Combustion Turbine","IC Engine","MIS_IL","Illinois",17,"Clark",23,"17023",1.8,10745,2002,9999,null,null,"N","Distillate Fuel Oil",{"$nulls":12},1,1.8365,1.8365,1.8365,1.8365,{"$nulls":11},"Marshall IL (City of)",100,"Marshall IL (City of)",100,"Regulated"]
["Marshall (IL)","949_G_9",949,"G","9",null,"Combustion Turbine","IC Engine","MIS_IL","Illinois",17,"Clark",23,"17023",1.8,10745,2002,9999,null,null,"N","Distillate Fuel Oil",{"$nulls":12},1,2.11785,2.11785,2.11785,2.11785,{"$nulls":11},"Marshall IL (City of)",100,"Marshall IL (City of)",100,"Regulated"]
["Peru (IL)","955_G_11",955,"G","11",null,"Combustion Turbine","IC Engine","PJM_COMD","Illinois",17,"LaSalle",99,"17099",2.7,12969,2011,9999,null,null,"N","Distillate Fuel Oil",{"$nulls":13},1.64976,1.64976,1.64976,1.64976,{"$nulls":11},"Peru IL (City of)",100,"Peru IL (City of)",100,"Regulated"]
["Peru (IL)","955_G_12",955,"G","12",null,"Combustion Turbine","IC Engine","PJM_COMD","Illinois",17,"LaSalle",99,"17099",2.7,12981,2011,9999,null,null,"N","Distillate Fuel Oil",{"$nulls":13},1.64976,1.64976,1.64976,1.64976,{"$nulls":11},"Peru IL (City of)",100,"Peru IL (City of)",100,"Regulated"]
["Peru (IL)","955_G_13",955,"G","13",null,"Combustion Turbine","IC Engine","PJM_COMD","Illinois",17,"LaSalle",99,"17099",2.7,12981,2011,9999,null,null,"N","Distillate Fuel Oil",{"$nulls":13},1.64976,1.64976,1.64976,1.64976,{"$nulls":11},"Peru IL (City of)",100,"Peru IL (City of)",100,"Regulated"]
["Peru (IL)","955_G_14",955,"G","14",null,"Combustion Turbine","IC Engine","PJM_COMD","Illinois",17,"LaSalle",99,"17099",2.7,12981,2011,9999,null,null,"N","Distillate Fuel Oil",{"$nulls":13},1.64976,1.64976,1.64976,1.64976,{"$nulls":11},"Peru IL (City of)",100,"Peru IL (City of)",100,"Regulated"]
["Peru (IL)","955_G_15",955,"G","15",null,"Combustion Turbine","IC Engine","PJM_COMD","Illinois",17,"LaSalle",99,"17099",2.7,12981,2011,9999,null,null,"N","Distillate Fuel Oil",{"$nulls":13},1.64976,1.64976,1.64976,1.64976,{"$nulls":11},"Peru IL (City of)",100,"Peru IL (City of)",100,"Regulated"]
["Peru (IL)","955_G_16",955,"G","16",null,"Combustion Turbine","IC Engine","PJM_COMD","Illinois",17,"LaSalle",99,"17099",2.7,12981,2011,9999,null,null,"N","Distillate Fuel Oil",{"$nulls":13},1.64976,1.64976,1.64976,1.64976,{"$nulls":11},"Peru IL (City of)",100,"Peru IL (City of)",100,"Regulated"]
["Peru (IL)","955_G_17",955,"G","17",null,"Combustion Turbine","IC Engine","PJM_COMD","Illinois",17,"LaSalle",99,"17099",2.7,12981,2011,9999,null,null,"N","Distillate Fuel Oil",{"$nulls":13},1.64976,1.64976,1.64976,1.64976,{"$nulls":11},"Peru IL (City of)",100,"Peru IL (City of)",100,"Regulated"]
["Peru (IL)","955_G_GT1",955,"G","GT1",null,"Combustion Turbine",null,"MIS_IL","Illinois",17,"LaSalle",99,"17099",8.6,22350,1968,9999,null,null,"N","Distillate Fuel Oil",{"$nulls":12},1,1.01005,1.01005,1.01005,1.01005,{"$nulls":11},"Peru IL (City of)",100,"Peru IL (City of)",100,"Regulated"]
["Peru (IL)","955_G_HC1",955,"G","HC1",null,"Hydro",null,"MIS_IL","Illinois",17,"LaSalle",99,"17099",1.7,0,1996,9999,null,null,"N","Hydro",{"$nulls":13},0,0,0,0,{"$nulls":11},"Peru IL (City of)",100,"Peru IL (City of)",100,"Regulated"]
["Peru (IL)","955_G_HC2",955,"G","HC2",null,"Hydro",null,"MIS_IL","Illinois",17,"LaSalle",99,"17099",1.7,0,1996,9999,null,null,"N","Hydro",{"$nulls":13},0,0,0,0,{"$nulls":11},"Peru IL (City of)",100,"Peru IL (City of)",100,"Regulated"]
["Peru (IL)","955_G_HC3",955,"G","HC3",null,"Hydro",null,"MIS_IL","Illinois",17,"LaSalle",99,"17099",1.7,0,1996,9999,null,null,"N","Hydro",{"$nulls":13},0,0,0,0,{"$nulls":11},"Peru IL (City of)",100,"Peru IL (City of)",100,"Regulated"]
["Peru (IL)","955_G_HC4",955,"G","HC4",null,"Hydro",null,"MIS_IL","Illinois",17,"LaSalle",99,"17099",1.7,0,1996,9999,null,null,"N","Hydro",{"$nulls":13},0,0,0,0,{"$nulls":11},"Peru IL (City of)",100,"Peru IL (City of)",100,"Regulated"]
["Princeton (IL)","957_G_1",957,"G","1",null,"Combustion Turbine","IC Engine","MIS_IL","Illinois",17,"Bureau",11,"17011",2.3,16049,1953,2045,null,null,"N","Natural Gas, Distillate Fuel Oil",{"$nulls":12},1,1.06095,1.06095,1.06095,1.06095,{"$nulls":11},"Princeton IL (City of)",100,"Princeton IL (City of)",100,"Regulated"]
["Princeton (IL)","957_G_2",957,"G","2",null,"Combustion Turbine","IC Engine","MIS_IL","Illinois",17,"Bureau",11,"17011",3,16036,1958,2045,null,null,"N","Natural Gas, Distillate Fuel Oil",{"$nulls":12},1,1.06095,1.06095,1.06095,1.06095,{"$nulls":11},"Princeton IL (City of)",100,"Princeton IL (City of)",100,"Regulated"]
["Princeton (IL)","957_G_3",957,"G","3",null,"Combustion Turbine","IC Engine","MIS_IL","Illinois",17,"Bureau",11,"17011",3.4,16029,1965,2045,null,null,"N","Natural Gas, Distillate Fuel Oil",{"$nulls":12},1,1.06095,1.06095,1.06095,1.06095,{"$nulls":11},"Princeton IL (City of)",100,"Princeton IL (City of)",100,"Regulated"]
["Princeton (IL)","957_G_4",957,"G","4",null,"Combustion Turbine","IC Engine","MIS_IL","Illinois",17,"Bureau",11,"17011",3.4,16029,1965,2045,null,null,"N","Natural Gas, Distillate Fuel Oil",{"$nulls":12},1,1.06095,1.06095,1.06095,1.06095,{"$nulls":11},"Princeton IL (City of)",100,"Princeton IL (City of)",100,"Regulated"]
["Princeton (IL)","957_G_5",957,"G","5",null,"Combustion Turbine","IC Engine","MIS_IL","Illinois",17,"Bureau",11,"17011",4.4,16047,1971,2045,null,null,"N","Natural Gas, Distillate Fuel Oil",{"$nulls":12},1,1.06095,1.06095,1.06095,1.06095,{"$nulls":11},"Princeton IL (City of)",100,"Princeton IL (City of)",100,"Regulated"]
["Princeton (IL)","957_G_6",957,"G","6",null,"Combustion Turbine","IC Engine","MIS_IL","Illinois",17,"Bureau",11,"17011",5.5,16038,1971,2045,null,null,"N","Natural Gas, Distillate Fuel Oil",{"$nulls":12},1,1.06095,1.06095,1.06095,1.06095,{"$nulls":11},"Princeton IL (City of)",100,"Princeton IL (City of)",100,"Regulated"]
["Princeton (IL)","957_G_7",957,"G","7",null,"Combustion Turbine","IC Engine","MIS_IL","Illinois",17,"Bureau",11,"17011",7,16038,1976,2045,null,null,"N","Natural Gas, Distillate Fuel Oil",{"$nulls":12},1,1.06095,1.06095,1.06095,1.06095,{"$nulls":11},"Princeton IL (City of)",100,"Princeton IL (City of)",100,"Regulated"]
["Princeton (IL)","957_G_8",957,"G","8",null,"Combustion Turbine","IC Engine","MIS_IL","Illinois",17,"Bureau",11,"17011",8.7,16041,1976,2045,null,null,"N","Natural Gas, Distillate Fuel Oil",{"$nulls":12},1,0.53875,0.53875,0.53875,0.53875,{"$nulls":11},"Princeton IL (City of)",100,"Princeton IL (City of)",100,"Regulated"]
["Rantoul","958_G_10",958,"G","10",null,"Combustion Turbine","IC Engine","MIS_IL","Illinois",17,"Champaign",19,"17019",1.8,10745,2000,9999,null,null,"N","Distillate Fuel Oil",{"$nulls":12},1,1.64976,1.64976,1.64976,1.64976,{"$nulls":11},"Rantoul Light & Power Dept",100,"Rantoul Light & Power Dept",100,"Regulated"]
["Rantoul","958_G_11",958,"G","11",null,"Combustion Turbine","IC Engine","MIS_IL","Illinois",17,"Champaign",19,"17019",1.8,10745,2000,9999,null,null,"N","Distillate Fuel Oil",{"$nulls":12},1,1.64976,1.64976,1.64976,1.64976,{"$nulls":11},"Rantoul Light & Power Dept",100,"Rantoul Light & Power Dept",100,"Regulated"]
["Rantoul","958_G_12",958,"G","12",null,"Combustion Turbine","IC Engine","MIS_IL","Illinois",17,"Champaign",19,"17019",1.8,10745,2000,9999,null,null,"N","Distillate Fuel Oil",{"$nulls":12},1,1.64976,1.64976,1.64976,1.64976,{"$nulls":11},"Rantoul Light & Power Dept",100,"Rantoul Light & Power Dept",100,"Regulated"]
["Rantoul","958_G_13",958,"G","13",null,"Combustion Turbine","IC Engine","MIS_IL","Illinois",17,"Champaign",19,"17019",1.8,10745,2000,9999,null,null,"N","Distillate Fuel Oil",{"$nulls":12},1,1.64976,1.64976,1.64976,1.64976,{"$nulls":11},"Rantoul Light & Power Dept",100,"Rantoul Light & Power Dept",100,"Regulated"]
["Rantoul","958_G_14",958,"G","14",null,"Combustion Turbine","IC Engine","MIS_IL","Illinois",17,"Champaign",19,"17019",1.8,10745,2000,9999,null,null,"N","Distillate Fuel Oil",{"$nulls":12},1,1.64976,1.64976,1.64976,1.64976,{"$nulls":11},"Rantoul Light & Power Dept",100,"Rantoul Light & Power Dept",100,"Regulated"]
["Rantoul","958_G_15",958,"G","15",null,"Combustion Turbine","IC Engine","MIS_IL","Illinois",17,"Champaign",19,"17019",1.8,10745,2001,9999,null,null,"N","Distillate Fuel Oil",{"$nulls":12},1,1.64976,1.64976,1.64976,1.64976,{"$nulls":11},"Rantoul Light & Power Dept",100,"Rantoul Light & Power Dept",100,"Regulated"]
["Rantoul","958_G_16",958,"G","16",null,"Combustion Turbine","IC Engine","MIS_IL","Illinois",17,"Champaign",19,"17019",1.8,10745,2001,9999,null,null,"N","Distillate Fuel Oil",{"$nulls":12},1,1.64976,1.64976,1.64976,1.64976,{"$nulls":11},"Rantoul Light & Power Dept",100,"Rantoul Light & Power Dept",100,"Regulated"]
["Rantoul","958_G_9",958,"G","9",null,"Combustion Turbine","IC Engine","MIS_IL","Illinois",17,"Champaign",19,"17019",1.8,10745,2000,9999,null,null,"N","Distillate Fuel Oil",{"$nulls":12},1,1.64976,1.64976,1.64976,1.64976,{"$nulls":11},"Rantoul Light & Power Dept",100,"Rantoul Light & Power Dept",100,"Regulated"]
["Red Bud","959_G_1",959,"G","1",null,"Combustion Turbine","IC Engine","MIS_IL","Illinois",17,"Randolph",157,"17157",2.2,10745,1968,9999,null,null,"N","Distillate Fuel Oil",{"$nulls":12},1,0.46689,0.46689,0.46689,0.46689,{"$nulls":11},"Red Bud IL (City of)",100,"Red Bud IL (City of)",100,"Regulated"]
["Red Bud","959_G_2",959,"G","2",null,"Combustion Turbine","IC Engine","MIS_IL","Illinois",17,"Randolph",157,"17157",0.9,10745,1959,9999,null,null,"N","Distillate Fuel Oil",{"$nulls":12},1,1.64976,1.64976,1.64976,1.64976,{"$nulls":11},"Red Bud IL (City of)",100,"Red Bud IL (City of)",100,"Regulated"]
["Red Bud","959_G_3",959,"G","3",null,"Combustion Turbine","IC Engine","MIS_IL","Illinois",17,"Randolph",157,"17157",2.2,10745,1964,9999,null,null,"N","Distillate Fuel Oil",{"$nulls":12},1,1.36811,1.36811,1.36811,1.36811,{"$nulls":11},"Red Bud IL (City of)",100,"Red Bud IL (City of)",100,"Regulated"]
["Red Bud","959_G_4",959,"G","4",null,"Combustion Turbine","IC Engine","MIS_IL","Illinois",17,"Randolph",157,"17157",3,10745,1973,9999,null,null,"N","Distillate Fuel Oil",{"$nulls":12},1,1.64976,1.64976,1.64976,1.64976,{"$nulls":11},"Red Bud IL (City of)",100,"Red Bud IL (City of)",100,"Regulated"]
["Red Bud","959_G_7",959,"G","7",null,"Combustion Turbine","IC Engine","MIS_IL","Illinois",17,"Randolph",157,"17157",3,10745,2002,9999,null,null,"N","Distillate Fuel Oil",{"$nulls":12},1,1.64976,1.64976,1.64976,1.64976,{"$nulls":11},"Red Bud IL (City of)",100,"Red Bud IL (City of)",100,"Regulated"]
["Red Bud","959_G_8",959,"G","8",null,"Combustion Turbine","IC Engine","MIS_IL","Illinois",17,"Randolph",157,"17157",3,10745,2002,9999,null,null,"N","Distillate Fuel Oil",{"$nulls":12},1,1.64976,1.64976,1.64976,1.64976,{"$nulls":11},"Red Bud IL (City of)",100,"Red Bud IL (City of)",100,"Regulated"]
["North Ninth Street","960_G_1",960,"G","1",null,"Combustion Turbine","IC Engine","PJM_COMD","Illinois",17,"Ogle",141,"17141",0.6,10745,1940,9999,null,null,"N","Distillate Fuel Oil",{"$nulls":12},1,1.64976,1.64976,1.64976,1.64976,{"$nulls":11},"Rochelle Municipal Utilities",100,"Rochelle Municipal Utilities",100,"Regulated"]
["North Ninth Street","960_G_10",960,"G","10",null,"Combustion Turbine","IC Engine","PJM_COMD","Illinois",17,"Ogle",141,"17141",2,10745,1989,2045,null,null,"N","Natural Gas, Distillate Fuel Oil",{"$nulls":12},1,2.01599,2.01599,2.01599,2.01599,{"$nulls":11},"Rochelle Municipal Utilities",100,"Rochelle Municipal Utilities",100,"Regulated"]
["North Ninth Street","960_G_3",960,"G","3",null,"Combustion Turbine","IC Engine","PJM_COMD","Illinois",17,"Ogle",141,"17141",2,10745,1956,2045,null,null,"N","Natural Gas, Distillate Fuel Oil",{"$nulls":12},1,3.41157,3.41157,3.41157,3.41157,{"$nulls":11},"Rochelle Municipal Utilities",100,"Rochelle Municipal Utilities",100,"Regulated"]
["North Ninth Street","960_G_4",960,"G","4",null,"Combustion Turbine","IC Engine","PJM_COMD","Illinois",17,"Ogle",141,"17141",0.7,10745,1946,9999,null,null,"N","Distillate Fuel Oil",{"$nulls":12},1,0.11025,0.11025,0.11025,0.11025,{"$nulls":11},"Rochelle Municipal Utilities",100,"Rochelle Municipal Utilities",100,"Regulated"]
["North Ninth Street","960_G_6",960,"G","6",null,"Combustion Turbine","IC Engine","PJM_COMD","Illinois",17,"Ogle",141,"17141",2,10745,1954,2045,null,null,"N","Natural Gas, Distillate Fuel Oil",{"$nulls":12},1,1.06095,1.06095,1.06095,1.06095,{"$nulls":11},"Rochelle Municipal Utilities",100,"Rochelle Municipal Utilities",100,"Regulated"]
["North Ninth Street","960_G_7",960,"G","7",null,"Combustion Turbine","IC Engine","PJM_COMD","Illinois",17,"Ogle",141,"17141",3.5,10745,1967,2045,null,null,"N","Natural Gas, Distillate Fuel Oil",{"$nulls":12},1,3.94822,3.94822,3.94822,3.94822,{"$nulls":11},"Rochelle Municipal Utilities",100,"Rochelle Municipal Utilities",100,"Regulated"]
["North Ninth Street","960_G_8",960,"G","8",null,"Combustion Turbine","IC Engine","PJM_COMD","Illinois",17,"Ogle",141,"17141",0.5,10745,1949,9999,null,null,"N","Distillate Fuel Oil",{"$nulls":12},1,1.64976,1.64976,1.64976,1.64976,{"$nulls":11},"Rochelle Municipal Utilities",100,"Rochelle Municipal Utilities",100,"Regulated"]
["North Ninth Street","960_G_9",960,"G","9",null,"Combustion Turbine","IC Engine","PJM_COMD","Illinois",17,"Ogle",141,"17141",3,10745,1989,2045,null,null,"N","Natural Gas, Distillate Fuel Oil",{"$nulls":12},1,1.04527,1.04527,1.04527,1.04527,{"$nulls":11},"Rochelle Municipal Utilities",100,"Rochelle Municipal Utilities",100,"Regulated"]
["North Ninth Street","960_G_SOL1",960,"G","SOL1",null,"Solar PV",null,"PJM_COMD","Illinois",17,"Ogle",141,"17141",0.3,0,2014,9999,null,null,"N","Solar",{"$nulls":13},0,0,0,0,{"$nulls":11},"Rochelle Municipal Utilities",100,"Rochelle Municipal Utilities",100,"Regulated"]
["South Main Street","961_G_1",961,"G","1",null,"Combustion Turbine","IC Engine","PJM_COMD","Illinois",17,"Ogle",141,"17141",1.6,14565,1967,2045,null,null,"N","Natural Gas, Distillate Fuel Oil",{"$nulls":12},1,1.06095,1.06095,1.06095,1.06095,{"$nulls":11},"Rochelle Municipal Utilities",100,"Rochelle Municipal Utilities",100,"Regulated"]
["South Main Street","961_G_13",961,"G","13",null,"Combustion Turbine","IC Engine","PJM_COMD","Illinois",17,"Ogle",141,"17141",1.8,14149,2014,9999,null,null,"N","Distillate Fuel Oil",{"$nulls":13},1.64976,1.64976,1.64976,1.64976,{"$nulls":11},"Rochelle Municipal Utilities",100,"Rochelle Municipal Utilities",100,"Regulated"]
["South Main Street","961_G_14",961,"G","14",null,"Combustion Turbine","IC Engine","PJM_COMD","Illinois",17,"Ogle",141,"17141",1.8,14149,2014,9999,null,null,"N","Distillate Fuel Oil",{"$nulls":13},1.64976,1.64976,1.64976,1.64976,{"$nulls":11},"Rochelle Municipal Utilities",100,"Rochelle Municipal Utilities",100,"Regulated"]
["South Main Street","961_G_15",961,"G","15",null,"Combustion Turbine","IC Engine","PJM_COMD","Illinois",17,"Ogle",141,"17141",1.8,14149,2014,9999,null,null,"N","Distillate Fuel Oil",{"$nulls":13},1.64976,1.64976,1.64976,1.64976,{"$nulls":11},"Rochelle Municipal Utilities",100,"Rochelle Municipal Utilities",100,"Regulated"]
["South Main Street","961_G_16",961,"G","16",null,"Combustion Turbine","IC Engine","PJM_COMD","Illinois",17,"Ogle",141,"17141",1.8,14448,2016,9999,null,null,"N","Distillate Fuel Oil",{"$nulls":13},1.64976,1.64976,1.64976,1.64976,{"$nulls":11},"Rochelle Municipal Utilities",100,"Rochelle Municipal Utilities",100,"Regulated"]
["South Main Street","961_G_17",961,"G","17",null,"Combustion Turbine","IC Engine","PJM_COMD","Illinois",17,"Ogle",141,"17141",1.8,14446,2016,9999,null,null,"N","Distillate Fuel Oil",{"$nulls":13},1.64976,1.64976,1.64976,1.64976,{"$nulls":11},"Rochelle Municipal Utilities",100,"Rochelle Municipal Utilities",100,"Regulated"]
["South Main Street","961_G_18",961,"G","18",null,"Combustion Turbine","IC Engine","PJM_COMD","Illinois",17,"Ogle",141,"17141",1.8,14446,2016,9999,null,null,"N","Distillate Fuel Oil",{"$nulls":13},1.64976,1.64976,1.64976,1.64976,{"$nulls":11},"Rochelle Municipal Utilities",100,"Rochelle Municipal Utilities",100,"Regulated"]
["South Main Street","961_G_2",961,"G","2",null,"Combustion Turbine","IC Engine","PJM_COMD","Illinois",17,"Ogle",141,"17141",2,14291,1967,2045,null,null,"N","Natural Gas, Distillate Fuel Oil",{"$nulls":12},1,1.06095,1.06095,1.06095,1.06095,{"$nulls":11},"Rochelle Municipal Utilities",100,"Rochelle Municipal Utilities",100,"Regulated"]
["Lakeside","964_G_D1",964,"G","D1",null,"Combustion Turbine","IC Engine","MIS_IL","Illinois",17,"Sangamon",167,"17167",1.7,11082,2002,9999,null,null,"N","Distillate Fuel Oil",{"$nulls":12},1,0.25,0.25,0.25,0.25,{"$nulls":11},"Springfield Water Light & Power Dept",100,"Springfield Water Light & Power Dept",100,"Regulated"]
["Lakeside","964_G_D2",964,"G","D2",null,"Combustion Turbine","IC Engine","MIS_IL","Illinois",17,"Sangamon",167,"17167",1.7,12408,2002,9999,null,null,"N","Distillate Fuel Oil",{"$nulls":12},1,0.25,0.25,0.25,0.25,{"$nulls":11},"Springfield Water Light & Power Dept",100,"Springfield Water Light & Power Dept",100,"Regulated"]
["Lakeside","964_G_D3",964,"G","D3",null,"Combustion Turbine","IC Engine","MIS_IL","Illinois",17,"Sangamon",167,"17167",1.7,12408,2002,9999,null,null,"N","Distillate Fuel Oil",{"$nulls":12},1,0.25,0.25,0.25,0.25,{"$nulls":11},"Springfield Water Light & Power Dept",100,"Springfield Water Light & Power Dept",100,"Regulated"]
["Reynolds","965_G_1",965,"G","1",null,"Combustion Turbine",null,"MIS_IL","Illinois",17,"Sangamon",167,"17167",13.6,19716,1970,9999,null,null,"N","Distillate Fuel Oil",{"$nulls":12},1,1.01005,1.01005,1.01005,1.01005,{"$nulls":11},"Springfield Water Light & Power Dept",100,"Springfield Water Light & Power Dept",100,"Regulated"]
["Nine Springs","9674_G_GT1",9674,"G","GT1",null,"Combustion Turbine",null,"MIS_WUMS","Wisconsin",55,"Dane",25,"55025",13.1,9905,1964,9999,null,null,"N","Natural Gas",{"$nulls":13},0.35529,0.35529,0.35529,0.35529,{"$nulls":11},"Madison Gas & Electric Co",100,"Madison Gas & Electric Co",100,"Regulated"]
["Sullivan (IL)","969_G_1",969,"G","1",null,"Combustion Turbine","IC Engine","MIS_IL","Illinois",17,"Moultrie",139,"17139",4.3,19444,1974,9999,null,null,"N","Distillate Fuel Oil",{"$nulls":12},1,0.02024,0.02024,0.02024,0.02024,{"$nulls":11},"Sullivan Municipal Utilities (IL)",100,"Sullivan Municipal Utilities (IL)",100,"Regulated"]
["Sullivan (IL)","969_G_10",969,"G","10",null,"Combustion Turbine","IC Engine","MIS_IL","Illinois",17,"Moultrie",139,"17139",2.2,19444,1971,9999,null,null,"N","Distillate Fuel Oil",{"$nulls":12},1,0.35563,0.35563,0.35563,0.35563,{"$nulls":11},"Sullivan Municipal Utilities (IL)",100,"Sullivan Municipal Utilities (IL)",100,"Regulated"]
["Sullivan (IL)","969_G_11",969,"G","11",null,"Combustion Turbine","IC Engine","MIS_IL","Illinois",17,"Moultrie",139,"17139",2,19444,1996,9999,null,null,"N","Distillate Fuel Oil",{"$nulls":12},1,0.0753,0.0753,0.0753,0.0753,{"$nulls":11},"Sullivan Municipal Utilities (IL)",100,"Sullivan Municipal Utilities (IL)",100,"Regulated"]
["Sullivan (IL)","969_G_12",969,"G","12",null,"Combustion Turbine","IC Engine","MIS_IL","Illinois",17,"Moultrie",139,"17139",1,19444,1996,9999,null,null,"N","Distillate Fuel Oil",{"$nulls":12},1,1.64976,1.64976,1.64976,1.64976,{"$nulls":11},"Sullivan Municipal Utilities (IL)",100,"Sullivan Municipal Utilities (IL)",100,"Regulated"]
["Sullivan (IL)","969_G_13",969,"G","13",null,"Combustion Turbine","IC Engine","MIS_IL","Illinois",17,"Moultrie",139,"17139",2.3,10745,2012,9999,null,null,"N","Distillate Fuel Oil",{"$nulls":13},1.64976,1.64976,1.64976,1.64976,{"$nulls":11},"Sullivan Municipal Utilities (IL)",100,"Sullivan Municipal Utilities (IL)",100,"Regulated"]
["Sullivan (IL)","969_G_14",969,"G","14",null,"Combustion Turbine","IC Engine","MIS_IL","Illinois",17,"Moultrie",139,"17139",2.3,10745,2012,9999,null,null,"N","Distillate Fuel Oil",{"$nulls":13},1.64976,1.64976,1.64976,1.64976,{"$nulls":11},"Sullivan Municipal Utilities (IL)",100,"Sullivan Municipal Utilities (IL)",100,"Regulated"]
["Sullivan (IL)","969_G_15",969,"G","15",null,"Combustion Turbine","IC Engine","MIS_IL","Illinois",17,"Moultrie",139,"17139",2.3,10745,2012,9999,null,null,"N","Distillate Fuel Oil",{"$nulls":13},1.64976,1.64976,1.64976,1.64976,{"$nulls":11},"Sullivan Municipal Utilities (IL)",100,"Sullivan Municipal Utilities (IL)",100,"Regulated"]
["Sullivan (IL)","969_G_2",969,"G","2",null,"Combustion Turbine","IC Engine","MIS_IL","Illinois",17,"Moultrie",139,"17139",2,19444,1961,9999,null,null,"N","Distillate Fuel Oil",{"$nulls":12},1,0.17105,0.17105,0.17105,0.17105,{"$nulls":11},"Sullivan Municipal Utilities (IL)",100,"Sullivan Municipal Utilities (IL)",100,"Regulated"]
["Sullivan (IL)","969_G_3",969,"G","3",null,"Combustion Turbine","IC Engine","MIS_IL","Illinois",17,"Moultrie",139,"17139",1.3,19444,1956,9999,null,null,"N","Distillate Fuel Oil",{"$nulls":12},1,2.31708,2.31708,2.31708,2.31708,{"$nulls":11},"Sullivan Municipal Utilities (IL)",100,"Sullivan Municipal Utilities (IL)",100,"Regulated"]
["Sullivan (IL)","969_G_4",969,"G","4",null,"Combustion Turbine","IC Engine","MIS_IL","Illinois",17,"Moultrie",139,"17139",0.9,19444,1951,9999,null,null,"N","Distillate Fuel Oil",{"$nulls":12},1,0.66036,0.66036,0.66036,0.66036,{"$nulls":11},"Sullivan Municipal Utilities (IL)",100,"Sullivan Municipal Utilities (IL)",100,"Regulated"]
["Sullivan (IL)","969_G_5",969,"G","5",null,"Combustion Turbine","IC Engine","MIS_IL","Illinois",17,"Moultrie",139,"17139",1.1,19444,1948,9999,null,null,"N","Distillate Fuel Oil",{"$nulls":12},1,0.49134,0.49134,0.49134,0.49134,{"$nulls":11},"Sullivan Municipal Utilities (IL)",100,"Sullivan Municipal Utilities (IL)",100,"Regulated"]
["Sullivan (IL)","969_G_6",969,"G","6",null,"Combustion Turbine","IC Engine","MIS_IL","Illinois",17,"Moultrie",139,"17139",0.6,19444,1946,9999,null,null,"N","Distillate Fuel Oil",{"$nulls":12},1,1.64976,1.64976,1.64976,1.64976,{"$nulls":11},"Sullivan Municipal Utilities (IL)",100,"Sullivan Municipal Utilities (IL)",100,"Regulated"]
["Sullivan (IL)","969_G_9",969,"G","9",null,"Combustion Turbine","IC Engine","MIS_IL","Illinois",17,"Moultrie",139,"17139",2.2,19444,1971,9999,null,null,"N","Distillate Fuel Oil",{"$nulls":12},1,0.77251,0.77251,0.77251,0.77251,{"$nulls":11},"Sullivan Municipal Utilities (IL)",100,"Sullivan Municipal Utilities (IL)",100,"Regulated"]
["Waterloo","971_G_1",971,"G","1",null,"Combustion Turbine","IC Engine","MIS_IL","Illinois",17,"Monroe",133,"17133",2.7,25000,1970,2045,null,null,"N","Natural Gas, Distillate Fuel Oil",{"$nulls":12},1,1.64976,1.64976,1.64976,1.64976,{"$nulls":11},"Waterloo IL (City of)",100,"Waterloo IL (City of)",100,"Regulated"]
["Waterloo","971_G_10",971,"G","10",null,"Combustion Turbine","IC Engine","MIS_IL","Illinois",17,"Monroe",133,"17133",1.8,10745,1996,9999,null,null,"N","Distillate Fuel Oil",{"$nulls":13},1.64976,1.64976,1.64976,1.64976,{"$nulls":11},"Illinois Municipal Electric Agency",100,"Illinois Municipal Electric Agency",100,"Regulated"]
["Waterloo","971_G_11",971,"G","11",null,"Combustion Turbine","IC Engine","MIS_IL","Illinois",17,"Monroe",133,"17133",1.8,10745,1996,9999,null,null,"N","Distillate Fuel Oil",{"$nulls":13},1.64976,1.64976,1.64976,1.64976,{"$nulls":11},"Illinois Municipal Electric Agency",100,"Illinois Municipal Electric Agency",100,"Regulated"]
["Waterloo","971_G_12",971,"G","12",null,"Combustion Turbine",null,"MIS_IL","Illinois",17,"Monroe",133,"17133",6.6,12299,2002,2045,null,null,"N","Natural Gas, Distillate Fuel Oil",{"$nulls":12},1,0.16383,0.16383,0.16383,0.16383,{"$nulls":11},"Waterloo IL (City of)",100,"Waterloo IL (City of)",100,"Regulated"]
["Waterloo","971_G_13",971,"G","13",null,"Combustion Turbine",null,"MIS_IL","Illinois",17,"Monroe",133,"17133",6.6,12323,2012,2045,null,null,"N","Natural Gas, Distillate Fuel Oil",{"$nulls":13},0.16383,0.16383,0.16383,0.16383,{"$nulls":11},"Waterloo IL (City of)",100,"Waterloo IL (City of)",100,"Regulated"]
["Waterloo","971_G_2",971,"G","2",null,"Combustion Turbine","IC Engine","MIS_IL","Illinois",17,"Monroe",133,"17133",0.2,19228,1954,9999,null,null,"N","Distillate Fuel Oil",{"$nulls":12},1,1.64976,1.64976,1.64976,1.64976,{"$nulls":11},"Waterloo IL (City of)",100,"Waterloo IL (City of)",100,"Regulated"]
["Waterloo","971_G_3",971,"G","3",null,"Combustion Turbine","IC Engine","MIS_IL","Illinois",17,"Monroe",133,"17133",0.2,19228,1946,9999,null,null,"N","Distillate Fuel Oil",{"$nulls":12},1,1.64976,1.64976,1.64976,1.64976,{"$nulls":11},"Waterloo IL (City of)",100,"Waterloo IL (City of)",100,"Regulated"]
["Waterloo","971_G_4",971,"G","4",null,"Combustion Turbine","IC Engine","MIS_IL","Illinois",17,"Monroe",133,"17133",1.8,25000,1963,2045,null,null,"N","Natural Gas, Distillate Fuel Oil",{"$nulls":12},1,1.64976,1.64976,1.64976,1.64976,{"$nulls":11},"Waterloo IL (City of)",100,"Waterloo IL (City of)",100,"Regulated"]
["Waterloo","971_G_5",971,"G","5",null,"Combustion Turbine","IC Engine","MIS_IL","Illinois",17,"Monroe",133,"17133",0.4,20565,1950,9999,null,null,"N","Distillate Fuel Oil",{"$nulls":12},1,1.64976,1.64976,1.64976,1.64976,{"$nulls":11},"Waterloo IL (City of)",100,"Waterloo IL (City of)",100,"Regulated"]
["Waterloo","971_G_6",971,"G","6",null,"Combustion Turbine","IC Engine","MIS_IL","Illinois",17,"Monroe",133,"17133",0.5,20900,1950,9999,null,null,"N","Distillate Fuel Oil",{"$nulls":12},1,3.80597,3.80597,3.80597,3.80597,{"$nulls":11},"Waterloo IL (City of)",100,"Waterloo IL (City of)",100,"Regulated"]
["Waterloo","971_G_7",971,"G","7",null,"Combustion Turbine","IC Engine","MIS_IL","Illinois",17,"Monroe",133,"17133",1.5,25000,1959,2045,null,null,"N","Natural Gas, Distillate Fuel Oil",{"$nulls":12},1,0.94606,0.94606,0.94606,0.94606,{"$nulls":11},"Waterloo IL (City of)",100,"Waterloo IL (City of)",100,"Regulated"]
["Waterloo","971_G_8",971,"G","8",null,"Combustion Turbine","IC Engine","MIS_IL","Illinois",17,"Monroe",133,"17133",2.4,25000,1973,9999,null,null,"N","Distillate Fuel Oil",{"$nulls":12},1,1.31977,1.31977,1.31977,1.31977,{"$nulls":11},"Waterloo IL (City of)",100,"Waterloo IL (City of)",100,"Regulated"]
["Waterloo","971_G_9",971,"G","9",null,"Combustion Turbine","IC Engine","MIS_IL","Illinois",17,"Monroe",133,"17133",1.8,10745,1996,9999,null,null,"N","Distillate Fuel Oil",{"$nulls":13},1.64976,1.64976,1.64976,1.64976,{"$nulls":11},"Illinois Municipal Electric Agency",100,"Illinois Municipal Electric Agency",100,"Regulated"]
["Winnetka","972_G_8",972,"G","8",null,"Combustion Turbine","IC Engine","PJM_COMD","Illinois",17,"Cook",31,"17031",2.6,12723,1979,9999,null,null,"N","Distillate Fuel Oil",{"$nulls":12},1,1.64976,1.64976,1.64976,1.64976,{"$nulls":11},"Winnetka IL (Village of)",100,"Winnetka IL (Village of)",100,"Regulated"]
["Winnetka","972_G_9",972,"G","9",null,"Combustion Turbine","IC Engine","PJM_COMD","Illinois",17,"Cook",31,"17031",2.6,12768,1979,9999,null,null,"N","Distillate Fuel Oil",{"$nulls":12},1,1.64976,1.64976,1.64976,1.64976,{"$nulls":11},"Winnetka IL (Village of)",100,"Winnetka IL (Village of)",100,"Regulated"]
["Marion","976_G_5",976,"G","5",9174,"Combustion Turbine",null,"MIS_IL","Illinois",17,"Williamson",199,"17199",70,13433,2003,2045,null,null,"N","Natural Gas, Distillate Fuel Oil",{"$nulls":3},"DLNB + H2O",{"$nulls":8},0.004,0.04913,0.04913,0.04913,0.04913,{"$nulls":11},"Southern Illinois Power Coop",100,"Southern Illinois Power Coop",100,"Regulated"]
["Marion","976_G_6",976,"G","6",9175,"Combustion Turbine",null,"MIS_IL","Illinois",17,"Williamson",199,"17199",70,13434,2003,2045,null,null,"N","Natural Gas, Distillate Fuel Oil",{"$nulls":3},"DLNB + H2O",{"$nulls":8},0.004,0.05634,0.05634,0.05634,0.05634,{"$nulls":11},"Southern Illinois Power Coop",100,"Southern Illinois Power Coop",100,"Regulated"]
["Elkhart","986_G_1",986,"G","1",null,"Hydro",null,"PJM_West","Indiana",18,"Elkhart",39,"18039",0.6,0,1913,9999,null,null,"N","Hydro",{"$nulls":13},0,0,0,0,{"$nulls":11},"Indiana Michigan Power Co",100,"American Electric Power Co Inc",100,"Regulated"]
["Elkhart","986_G_2",986,"G","2",null,"Hydro",null,"PJM_West","Indiana",18,"Elkhart",39,"18039",0.4,0,1921,9999,null,null,"N","Hydro",{"$nulls":13},0,0,0,0,{"$nulls":11},"Indiana Michigan Power Co",100,"American Electric Power Co Inc",100,"Regulated"]
["Elkhart","986_G_3",986,"G","3",null,"Hydro",null,"PJM_West","Indiana",18,"Elkhart",39,"18039",0.4,0,1921,9999,null,null,"N","Hydro",{"$nulls":13},0,0,0,0,{"$nulls":11},"Indiana Michigan Power Co",100,"American Electric Power Co Inc",100,"Regulated"]
["Cabot Holyoke","9864_G_1",9864,"G","1",null,"Hydro",null,"NENGREST","Massachusetts",25,"Hampden",13,"25013",0.6,0,1893,9999,null,null,"N","Hydro",{"$nulls":13},0,0,0,0,{"$nulls":11},"Holyoke Gas & Electric Dept",100,"Holyoke Gas & Electric Dept",100,"Regulated"]
["Cabot Holyoke","9864_G_2",9864,"G","2",null,"Hydro",null,"NENGREST","Massachusetts",25,"Hampden",13,"25013",0.6,0,1938,9999,null,null,"N","Hydro",{"$nulls":13},0,0,0,0,{"$nulls":11},"Holyoke Gas & Electric Dept",100,"Holyoke Gas & Electric Dept",100,"Regulated"]
["Cabot Holyoke","9864_G_3",9864,"G","3",null,"Hydro",null,"NENGREST","Massachusetts",25,"Hampden",13,"25013",0.4,0,1939,9999,null,null,"N","Hydro",{"$nulls":13},0,0,0,0,{"$nulls":11},"Holyoke Gas & Electric Dept",100,"Holyoke Gas & Electric Dept",100,"Regulated"]
["Cabot Holyoke","9864_G_4",9864,"G","4",null,"Hydro",null,"NENGREST","Massachusetts",25,"Hampden",13,"25013",0.5,0,1907,9999,null,null,"N","Hydro",{"$nulls":13},0,0,0,0,{"$nulls":11},"Holyoke Gas & Electric Dept",100,"Holyoke Gas & Electric Dept",100,"Regulated"]
["Last Chance","987_G_1",987,"G","1",null,"Hydro",null,"WECC_ID","Idaho",16,"Caribou",29,"16029",0.2,0,1984,9999,null,null,"N","Hydro",{"$nulls":13},0,0,0,0,{"$nulls":11},"PacifiCorp",100,"Berkshire Hathaway Inc",100,"Regulated"]
["Last Chance","987_G_2",987,"G","2",null,"Hydro",null,"WECC_ID","Idaho",16,"Caribou",29,"16029",0.4,0,1984,9999,null,null,"N","Hydro",{"$nulls":13},0,0,0,0,{"$nulls":11},"PacifiCorp",100,"Berkshire Hathaway Inc",100,"Regulated"]
["Last Chance","987_G_3",987,"G","3",null,"Hydro",null,"WECC_ID","Idaho",16,"Caribou",29,"16029",0.8,0,1984,9999,null,null,"N","Hydro",{"$nulls":13},0,0,0,0,{"$nulls":11},"PacifiCorp",100,"Berkshire Hathaway Inc",100,"Regulated"]
["Twin Branch","989_G_H1E",989,"G","H1E",null,"Hydro",null,"PJM_West","Indiana",18,"St Joseph",141,"18141",0.5,0,1989,9999,null,null,"N","Hydro",{"$nulls":13},0,0,0,0,{"$nulls":11},"Indiana Michigan Power Co",100,"American Electric Power Co Inc",100,"Regulated"]
["Twin Branch","989_G_H1W",989,"G","H1W",null,"Hydro",null,"PJM_West","Indiana",18,"St Joseph",141,"18141",0.5,0,1989,9999,null,null,"N","Hydro",{"$nulls":13},0,0,0,0,{"$nulls":11},"Indiana Michigan Power Co",100,"American Electric Power Co Inc",100,"Regulated"]
["Twin Branch","989_G_H2W",989,"G","H2W",null,"Hydro",null,"PJM_West","Indiana",18,"St Joseph",141,"18141",0.5,0,1989,9999,null,null,"N","Hydro",{"$nulls":13},0,0,0,0,{"$nulls":11},"Indiana Michigan Power Co",100,"American Electric Power Co Inc",100,"Regulated"]
["Twin Branch","989_G_H3W",989,"G","H3W",null,"Hydro",null,"PJM_West","Indiana",18,"St Joseph",141,"18141",0.5,0,1989,9999,null,null,"N","Hydro",{"$nulls":13},0,0,0,0,{"$nulls":11},"Indiana Michigan Power Co",100,"American Electric Power Co Inc",100,"Regulated"]
["Twin Branch","989_G_H4W",989,"G","H4W",null,"Hydro",null,"PJM_West","Indiana",18,"St Joseph",141,"18141",0.5,0,1989,9999,null,null,"N","Hydro",{"$nulls":13},0,0,0,0,{"$nulls":11},"Indiana Michigan Power Co",100,"American Electric Power Co Inc",100,"Regulated"]
["Twin Branch","989_G_H5W",989,"G","H5W",null,"Hydro",null,"PJM_West","Indiana",18,"St Joseph",141,"18141",0.5,0,1989,9999,null,null,"N","Hydro",{"$nulls":13},0,0,0,0,{"$nulls":11},"Indiana Michigan Power Co",100,"American Electric Power Co Inc",100,"Regulated"]
["Twin Branch","989_G_H6E",989,"G","H6E",null,"Hydro",null,"PJM_West","Indiana",18,"St Joseph",141,"18141",0.5,0,1989,9999,null,null,"N","Hydro",{"$nulls":13},0,0,0,0,{"$nulls":11},"Indiana Michigan Power Co",100,"American Electric Power Co Inc",100,"Regulated"]
["Twin Branch","989_G_H6W",989,"G","H6W",null,"Hydro",null,"PJM_West","Indiana",18,"St Joseph",141,"18141",0.5,0,1989,9999,null,null,"N","Hydro",{"$nulls":13},0,0,0,0,{"$nulls":11},"Indiana Michigan Power Co",100,"American Electric Power Co Inc",100,"Regulated"]
["Frederickson","99_G_1",99,"G","1",null,"Combustion Turbine",null,"WECC_PNW","Washington",53,"Pierce",53,"53053",67,25000,1981,9999,null,null,"N","Natural Gas, Distillate Fuel Oil",{"$nulls":12},2.63,0.19683,0.19683,0.19683,0.19683,{"$nulls":11},"Puget Sound Energy Inc",100,"Puget Energy Inc",100,"Regulated"]
["Frederickson","99_G_2",99,"G","2",null,"Combustion Turbine",null,"WECC_PNW","Washington",53,"Pierce",53,"53053",67,25000,1981,9999,null,null,"N","Natural Gas, Distillate Fuel Oil",{"$nulls":12},2.63,0.1126,0.1126,0.1126,0.1126,{"$nulls":11},"Puget Sound Energy Inc",100,"Puget Energy Inc",100,"Regulated"]
["Harding Street","990_G_BAT1",990,"G","BAT1",null,"Energy Storage",null,"MIS_INKY","Indiana",18,"Marion",97,"18097",20,0,2016,9999,null,null,"N","Energy Storage",{"$nulls":13},0,0,0,0,{"$nulls":11},"Indianapolis Power & Light",100,"AES Corp (The)",100,"Regulated"]
["Harding Street","990_G_GT1",990,"G","GT1",null,"Combustion Turbine",null,"MIS_INKY","Indiana",18,"Marion",97,"18097",19.1,11798,1973,9999,null,null,"N","Distillate Fuel Oil",{"$nulls":12},0.35,1.01005,1.01005,1.01005,1.01005,{"$nulls":11},"Indianapolis Power & Light",100,"AES Corp (The)",100,"Regulated"]
["Harding Street","990_G_GT2",990,"G","GT2",null,"Combustion Turbine",null,"MIS_INKY","Indiana",18,"Marion",97,"18097",17.9,11798,1973,9999,null,null,"N","Distillate Fuel Oil",{"$nulls":12},0.35,1.01005,1.01005,1.01005,1.01005,{"$nulls":11},"Indianapolis Power & Light",100,"AES Corp (The)",100,"Regulated"]
["Harding Street","990_G_GT4",990,"G","GT4",682,"Combustion Turbine",null,"MIS_INKY","Indiana",18,"Marion",97,"18097",67,11798,1994,2030,null,null,"N","Natural Gas, Distillate Fuel Oil",{"$nulls":3},"H2O",{"$nulls":8},1.6,0.15058,0.15058,0.15058,0.15058,{"$nulls":11},"Indianapolis Power & Light",100,"AES Corp (The)",100,"Regulated"]
["Harding Street","990_G_GT5",990,"G","GT5",683,"Combustion Turbine",null,"MIS_INKY","Indiana",18,"Marion",97,"18097",67,11798,1995,2030,null,null,"N","Natural Gas, Distillate Fuel Oil",{"$nulls":3},"H2O",{"$nulls":8},1.6,0.14978,0.14978,0.14978,0.14978,{"$nulls":11},"Indianapolis Power & Light",100,"AES Corp (The)",100,"Regulated"]
["Harding Street","990_G_GT6",990,"G","GT6",684,"Combustion Turbine",null,"MIS_INKY","Indiana",18,"Marion",97,"18097",154,11798,2002,2030,null,null,"N","Natural Gas",{"$nulls":3},"DLNB",{"$nulls":8},1.6,0.03799,0.03799,0.03799,0.03799,{"$nulls":11},"Indianapolis Power & Light",100,"AES Corp (The)",100,"Regulated"]
["Harding Street","990_G_IC1",990,"G","IC1",null,"Combustion Turbine","IC Engine","MIS_INKY","Indiana",18,"Marion",97,"18097",3,14342,1967,9999,null,null,"N","Distillate Fuel Oil",{"$nulls":12},1.6,1.64976,1.64976,1.64976,1.64976,{"$nulls":11},"Indianapolis Power & Light",100,"AES Corp (The)",100,"Regulated"]
["Eagle Valley (IN)","991_G_GT1",991,"G","GT1",91143,"Combined Cycle",null,"MIS_INKY","Indiana",18,"Morgan",109,"18109",207,7050,2018,9999,null,null,"N","Natural Gas",{"$nulls":3},"DLNB","SCR",{"$nulls":8},0.00669,0.00669,0.00669,0.00669,{"$nulls":11},"Indianapolis Power & Light",100,"AES Corp (The)",100,"Regulated"]
["Eagle Valley (IN)","991_G_GT2",991,"G","GT2",91144,"Combined Cycle",null,"MIS_INKY","Indiana",18,"Morgan",109,"18109",207,7050,2018,9999,null,null,"N","Natural Gas",{"$nulls":3},"DLNB","SCR",{"$nulls":8},0.00669,0.00669,0.00669,0.00669,{"$nulls":11},"Indianapolis Power & Light",100,"AES Corp (The)",100,"Regulated"]
["Eagle Valley (IN)","991_G_STG1",991,"G","STG1",91143,"Combined Cycle",null,"MIS_INKY","Indiana",18,"Morgan",109,"18109",230,7050,2018,9999,null,null,"N","Natural Gas",{"$nulls":3},"LNB","SCR",{"$nulls":8},0.00669,0.00669,0.00669,0.00669,{"$nulls":11},"Indianapolis Power & Light",100,"AES Corp (The)",100,"Regulated"]
["AES Petersburg","994_G_IC1",994,"G","IC1",null,"Combustion Turbine","IC Engine","MIS_INKY","Indiana",18,"Pike",125,"18125",3,11065,1967,9999,null,null,"N","Distillate Fuel Oil",{"$nulls":12},1.6,1.64976,1.64976,1.64976,1.64976,{"$nulls":11},"Indianapolis Power & Light",100,"AES Corp (The)",100,"Regulated"]
["AES Petersburg","994_G_IC2",994,"G","IC2",null,"Combustion Turbine","IC Engine","MIS_INKY","Indiana",18,"Pike",125,"18125",3,11043,1967,9999,null,null,"N","Distillate Fuel Oil",{"$nulls":12},1.6,1.64976,1.64976,1.64976,1.64976,{"$nulls":11},"Indianapolis Power & Light",100,"AES Corp (The)",100,"Regulated"]
["AES Petersburg","994_G_IC3",994,"G","IC3",null,"Combustion Turbine","IC Engine","MIS_INKY","Indiana",18,"Pike",125,"18125",3,11043,1967,9999,null,null,"N","Distillate Fuel Oil",{"$nulls":12},1.6,1.64976,1.64976,1.64976,1.64976,{"$nulls":11},"Indianapolis Power & Light",100,"AES Corp (The)",100,"Regulated"]
["Norway (IN)","998_G_1",998,"G","1",null,"Hydro",null,"MIS_INKY","Indiana",18,"White",181,"18181",1.1,0,1923,9999,null,null,"N","Hydro",{"$nulls":13},0,0,0,0,{"$nulls":11},"Northern Indiana Public Service Co LLC",100,"NiSource Inc",100,"Regulated"]
["Norway (IN)","998_G_2",998,"G","2",null,"Hydro",null,"MIS_INKY","Indiana",18,"White",181,"18181",1.1,0,1923,9999,null,null,"N","Hydro",{"$nulls":13},0,0,0,0,{"$nulls":11},"Northern Indiana Public Service Co LLC",100,"NiSource Inc",100,"Regulated"]
["Norway (IN)","998_G_3",998,"G","3",null,"Hydro",null,"MIS_INKY","Indiana",18,"White",181,"18181",1.1,0,1923,9999,null,null,"N","Hydro",{"$nulls":13},0,0,0,0,{"$nulls":11},"Northern Indiana Public Service Co LLC",100,"NiSource Inc",100,"Regulated"]
["Norway (IN)","998_G_4",998,"G","4",null,"Hydro",null,"MIS_INKY","Indiana",18,"White",181,"18181",0.7,0,1923,9999,null,null,"N","Hydro",{"$nulls":13},0,0,0,0,{"$nulls":11},"Northern Indiana Public Service Co LLC",100,"NiSource Inc",100,"Regulated"]
["Oakdale","999_G_1",999,"G","1",null,"Hydro",null,"MIS_INKY","Indiana",18,"Carroll",15,"18015",2.9,0,1925,9999,null,null,"N","Hydro",{"$nulls":13},0,0,0,0,{"$nulls":11},"Northern Indiana Public Service Co LLC",100,"NiSource Inc",100,"Regulated"]
["Oakdale","999_G_2",999,"G","2",null,"Hydro",null,"MIS_INKY","Indiana",18,"Carroll",15,"18015",2.2,0,1925,9999,null,null,"N","Hydro",{"$nulls":13},0,0,0,0,{"$nulls":11},"Northern Indiana Public Service Co LLC",100,"NiSource Inc",100,"Regulated"]
["Oakdale","999_G_3",999,"G","3",null,"Hydro",null,"MIS_INKY","Indiana",18,"Carroll",15,"18015",0.9,0,1925,9999,null,null,"N","Hydro",{"$nulls":13},0,0,0,0,{"$nulls":11},"Northern Indiana Public Service Co LLC",100,"NiSource Inc",100,"Regulated"]
["Empire Energy Center","6223_G_1",6223,"G","1",89857,"Combustion Turbine",null,"SPP_N","Missouri",29,"Jasper",97,"29097",82,12621,1978,2036,null,null,"N","Natural Gas, Distillate Fuel Oil",{"$nulls":3},"H2O",{"$nulls":8},2.3,0.48513,0.48513,0.48513,0.48513,{"$nulls":11},"Empire District Electric Co (The)",100,"Algonquin Power & Utilities Corp",100,"Regulated"]
["Empire Energy Center","6223_G_2",6223,"G","2",89858,"Combustion Turbine",null,"SPP_N","Missouri",29,"Jasper",97,"29097",82,12621,1981,2036,null,null,"N","Natural Gas, Distillate Fuel Oil",{"$nulls":3},"H2O",{"$nulls":8},2.3,0.39607,0.39607,0.39607,0.39607,{"$nulls":11},"Empire District Electric Co (The)",100,"Algonquin Power & Utilities Corp",100,"Regulated"]
["Dave Johnston","4158_B_BW41",4158,"B","BW41",2633,"Coal Steam",null,"WECC_WY","Wyoming",56,"Converse",9,"56009",93,11001,1959,2029,"wall","dry","N","Subbituminous",{"$nulls":3},"LNB",{"$nulls":3},"ESPC","No","ACI",2015,0.9,1.2,0.37118,0.37118,0.1987,0.1987,0.1,0.1,0.1,0,{"$nulls":7},"PacifiCorp",100,"Berkshire Hathaway Inc",100,"Regulated"]
["Dave Johnston","4158_B_BW42",4158,"B","BW42",2634,"Coal Steam",null,"WECC_WY","Wyoming",56,"Converse",9,"56009",105,10996,1961,2029,"wall","dry","N","Subbituminous",{"$nulls":3},"LNB",{"$nulls":3},"ESPC","No","ACI",2015,0.9,1.2,0.39384,0.39384,0.1987,0.1987,0.1,0.1,0.1,0,{"$nulls":7},"PacifiCorp",100,"Berkshire Hathaway Inc",100,"Regulated"]
["Dave Johnston","4158_B_BW44",4158,"B","BW44",2636,"Coal Steam",null,"WECC_WY","Wyoming",56,"Converse",9,"56009",330,11341,1959,2039,"tangential","dry","N","Subbituminous","Dry Scrubber",2012,0.907,"LNC2",{"$nulls":3},"B","NA","ACI",2015,0.9,0.15,0.13319,0.13319,0.13319,0.13319,0.1,0.1,0.1,0.9570000000000001,{"$nulls":6},"Yes","PacifiCorp",100,"Berkshire Hathaway Inc",100,"Regulated"]
["Arco Wind and Solar Project","66651_G_37565",66651,"G","37565",null,"Onshore Wind",null,"WECC_ID","Idaho",16,"Bonneville",19,"16019",360,0,2026,9999,null,null,"N","Wind",{"$nulls":13},0,0,0,0,{"$nulls":11},"Arco Wind, LLC",100,"Arco Wind, LLC",100,"Non-regulated"]
["Oxon Run CREF","66698_G_OCREF",66698,"G","OCREF",null,"Solar PV",null,"PJM_SMAC","District of Columbia",11,"District of Columbia",1,"11001",2,0,2021,9999,null,null,"N","Solar",{"$nulls":13},0,0,0,0,{"$nulls":11},"Oxon Run Community Renewable Energy Facility",100,"Oxon Run Community Renewable Energy Facility",100,"Regulated"]
["Gray Solar","66873_G_GRAY",66873,"G","GRAY",null,"Solar PV",null,"NENGREST","Vermont",50,"Rutland",21,"50021",2.2,0,2023,9999,null,null,"N","Solar",{"$nulls":13},0,0,0,0,{"$nulls":11},"Ecos Energy LLC",100,"Ecos Energy LLC",100,"Non-regulated"]
["Diablo Canyon","6099_G_1",6099,"G","1",null,"Nuclear","Nuclear","WEC_CALN","California",6,"San Luis Obispo",79,"06079",1122,10456,1985,2030,null,null,"N","Nuclear Fuel",{"$nulls":13},0,0,0,0,{"$nulls":11},"Pacific Gas & Electric Co",100,"PG&E Corp",100,"Regulated"]
["Diablo Canyon","6099_G_2",6099,"G","2",null,"Nuclear","Nuclear","WEC_CALN","California",6,"San Luis Obispo",79,"06079",1118,10456,1986,2031,null,null,"N","Nuclear Fuel",{"$nulls":13},0,0,0,0,{"$nulls":11},"Pacific Gas & Electric Co",100,"PG&E Corp",100,"Regulated"]

{"sheet":"NEEDS_retireby2028","index":1,"n_rows":171,"n_cols":50,"rows_kept":171}
["Plant Name","UniqueID_Final","ORIS Plant Code","Boiler/Generator/Committed Unit","Unit ID","CAMD Database UnitID","PlantType","Combustion Turbine/IC Engine","Region Name","State Name","State Code","County","County Code","FIPS5","Capacity (MW)","Heat Rate (Btu/kWh)","On Line Year","Retirement Year","Firing","Bottom","Cogen?","Modeled Fuels","Wet/DryScrubber","Scrubber_Online_Year","Scrubber Efficiency","NOx Comb Control","NOx Post-Comb Control","SCR_Online_Year","SNCR_Online_Year","PM Control","FlueGasConditioning_Flag","Mercury_Controls","ACI_Online_Year","Mercury_Controls Efficiency","SO2 Permit Rate (lbs/mmBtu)","Mode 1 NOx Rate (lbs/mmBtu)","Mode 2 NOx Rate (lbs/mmBtu)","Mode 3 NOx Rate  (lbs/mmBtu)","Mode 4 NOx Rate  (lbs/mmBtu)","Hg EMF for BIT","Hg EMF for SUB","Hg EMF for LIG","HCL Removal","DSI Unit","DSI Online Year","CCS","CCS Removal","C2G","C2G Online Year","BART Affected Unit"]
["Mesa Wind Power LLC","50535_G_WGNS",50535,"G","WGNS",null,"Onshore Wind",null,"WECC_SCE","California",6,"Riverside",65,"06065",0,0,1984,2023,null,null,"N","Wind",{"$nulls":13},0,0,0,0]
["Mountain View I&2","55719_G_MVWR",55719,"G","MVWR",null,"Onshore Wind",null,"WECC_SCE","California",6,"Riverside",65,"06065",0,0,2022,2023,null,null,"N","Wind",{"$nulls":11},0,null,0,0,0,0]
["Champepaden Wind Power","55980_G_1",55980,"G","1",null,"Onshore Wind",null,"MIS_MNWI","Minnesota",27,"Murray",101,"27101",0,0,2001,2023,null,null,"N","Wind",{"$nulls":13},0,0,0,0]
["Moulton Wind Power","55981_G_1",55981,"G","1",null,"Onshore Wind",null,"MIS_MNWI","Minnesota",27,"Murray",101,"27101",0,0,2001,2023,null,null,"N","Wind",{"$nulls":13},0,0,0,0]
["Minot Wind Project","55995_G_MWP",55995,"G","MWP",null,"Onshore Wind",null,"SPP_WAUE","North Dakota",38,"Ward",101,"38101",0,0,2003,2023,null,null,"N","Wind",{"$nulls":13},0,0,0,0]
["Snyder Wind Farm","56602_G_SNY1",56602,"G","SNY1",null,"Onshore Wind",null,"ERC_WEST","Texas",48,"Scurry",415,"48415",0,0,2007,2023,null,null,"N","Wind",{"$nulls":13},0,0,0,0]
["Texico Wind Ranch LP","57258_G_1",57258,"G","1",null,"Onshore Wind",null,"SPP_SPS","New Mexico",35,"Curry",9,"35009",0,0,2003,2023,null,null,"N","Wind",{"$nulls":13},0,0,0,0]
["Texico Wind Ranch LP","57258_G_2",57258,"G","2",null,"Onshore Wind",null,"SPP_SPS","New Mexico",35,"Curry",9,"35009",0,0,1999,2023,null,null,"N","Wind",{"$nulls":13},0,0,0,0]
["Texico Wind Ranch LP","57258_G_3",57258,"G","3",null,"Onshore Wind",null,"SPP_SPS","New Mexico",35,"Curry",9,"35009",0,0,2003,2023,null,null,"N","Wind",{"$nulls":13},0,0,0,0]
["1420 Coil Av #C","57310_G_1",57310,"G","1",null,"Solar PV",null,"WEC_LADW","California",6,"Los Angeles",37,"06037",0,0,2011,2023,null,null,"N","Solar",{"$nulls":13},0,0,0,0]
["KODE Novus I","57516_G_NOVUS",57516,"G","NOVUS",null,"Onshore Wind",null,"SPP_SPS","Oklahoma",40,"Texas",139,"40139",0,0,2012,2023,null,null,"N","Wind",{"$nulls":13},0,0,0,0]
["KODE Novus II","57889_G_NOVII",57889,"G","NOVII",null,"Onshore Wind",null,"SPP_SPS","Oklahoma",40,"Texas",139,"40139",0,0,2012,2023,null,null,"N","Wind",{"$nulls":13},0,0,0,0]
["OCI Alamo Solar I Hybrid","58537_G_ASTRO",58537,"G","ASTRO",null,"Energy Storage",null,"ERC_REST","Texas",48,"Bexar",29,"48029",0,0,2016,2023,null,null,"N","Energy Storage",{"$nulls":13},0,0,0,0]
["Clean Path Energy Center","60289_G_PVGEN",60289,"G","PVGEN",null,"Solar PV",null,"WECC_NM","New Mexico",35,"San Juan",45,"35045",0,0,2028,2028,null,null,"N","Solar",{"$nulls":13},0,0,0,0]
["ETT Presidio NaS Battery","60506_G_BOB",60506,"G","BOB",null,"Energy Storage",null,"ERC_WEST","Texas",48,"Presidio",377,"48377",0,0,2010,2023,null,null,"N","Energy Storage",{"$nulls":13},0,0,0,0]
["Cedartown Battery Energy Storage Project","60561_G_1",60561,"G","1",null,"Energy Storage",null,"S_SOU","Georgia",13,"Polk",233,"13233",0,0,2015,2023,null,null,"N","Energy Storage",{"$nulls":13},0,0,0,0]
["Pala Energy Storage Yard","60566_G_SES1",60566,"G","SES1",null,"Energy Storage",null,"WEC_SDGE","California",6,"San Diego",73,"06073",0,0,2012,2023,null,null,"N","Energy Storage",{"$nulls":13},0,0,0,0]
["Milligan III Wind Farm","61159_G_M3001",61159,"G","M3001",null,"Onshore Wind",null,"SPP_NEBR","Nebraska",31,"Saline",151,"31151",0,0,2024,2024,null,null,"N","Wind",{"$nulls":13},0,0,0,0]
["MILL SOLAR 1","61160_G_MILL1",61160,"G","MILL1",null,"Solar PV",null,"S_VACA","North Carolina",37,"Iredell",97,"37097",0,0,2015,2023,null,null,"N","Solar",{"$nulls":13},0,0,0,0]
["Battle Solar","62182_G_24",62182,"G","24",null,"Solar PV",null,"S_VACA","South Carolina",45,"Horry",51,"45051",0,0,2026,2026,null,null,"N","Solar",{"$nulls":13},0,0,0,0]
["Fishwater Solar","62213_G_37",62213,"G","37",null,"Solar PV",null,"S_VACA","South Carolina",45,"Darlington",31,"45031",0,0,2026,2026,null,null,"N","Solar",{"$nulls":13},0,0,0,0]
["Gedosch Solar II","62218_G_42",62218,"G","42",null,"Solar PV",null,"S_VACA","South Carolina",45,"Greenville",45,"45045",0,0,2026,2026,null,null,"N","Solar",{"$nulls":13},0,0,0,0]
["Jackson Solar","62232_G_46",62232,"G","46",null,"Solar PV",null,"S_VACA","South Carolina",45,"Aiken",3,"45003",0,0,2026,2026,null,null,"N","Solar",{"$nulls":13},0,0,0,0]
["Power Solar","62284_G_62",62284,"G","62",null,"Solar PV",null,"S_VACA","South Carolina",45,"Barnwell",11,"45011",0,0,2026,2026,null,null,"N","Solar",{"$nulls":13},0,0,0,0]
["Scarlet Solar","62307_G_71",62307,"G","71",null,"Solar PV",null,"S_VACA","South Carolina",45,"Darlington",31,"45031",0,0,2023,2023,null,null,"N","Solar",{"$nulls":13},0,0,0,0]
["Ten Governors Solar","62316_G_80",62316,"G","80",null,"Solar PV",null,"S_VACA","South Carolina",45,"Newberry",71,"45071",0,0,2026,2026,null,null,"N","Solar",{"$nulls":13},0,0,0,0]
["Wayfair Solar","62345_G_89",62345,"G","89",null,"Solar PV",null,"S_VACA","South Carolina",45,"Horry",51,"45051",0,0,2026,2026,null,null,"N","Solar",{"$nulls":13},0,0,0,0]
["Topaz Solar (SC)","62349_G_82",62349,"G","82",null,"Solar PV",null,"S_VACA","South Carolina",45,"Dillon",33,"45033",0,0,2026,2026,null,null,"N","Solar",{"$nulls":13},0,0,0,0]
["WSW Solar","62350_G_86",62350,"G","86",null,"Solar PV",null,"S_VACA","South Carolina",45,"Calhoun",17,"45017",0,0,2026,2026,null,null,"N","Solar",{"$nulls":13},0,0,0,0]
["Wysong Solar","62351_G_92",62351,"G","92",null,"Solar PV",null,"S_VACA","South Carolina",45,"Dillon",33,"45033",0,0,2026,2026,null,null,"N","Solar",{"$nulls":13},0,0,0,0]
["Pembina Land Port of Entry Wind Turbine","62782_G_PEMWT",62782,"G","PEMWT",null,"Onshore Wind",null,"MIS_MAPP","North Dakota",38,"Pembina",67,"38067",0,0,2012,2023,null,null,"N","Wind",{"$nulls":13},0,0,0,0]
["Camino Solar Hybrid","63508_G_CSBA1",63508,"G","CSBA1",null,"Energy Storage",null,"WECC_SCE","California",6,"Kern",29,"06029",0,0,2024,2024,null,null,"N","Energy Storage",{"$nulls":13},0,0,0,0]
["Camino Solar Hybrid","63508_G_CSPV1",63508,"G","CSPV1",null,"Solar PV",null,"WECC_SCE","California",6,"Kern",29,"06029",0,0,2024,2024,null,null,"N","Solar",{"$nulls":13},0,0,0,0]
["Crossroads Solar (PA)","63785_G_CROSS",63785,"G","CROSS",null,"Solar PV",null,"PJM_AP","Pennsylvania",42,"Franklin",55,"42055",0,0,2024,2024,null,null,"N","Solar",{"$nulls":13},0,0,0,0]
["IL - SMHEC - Moraine Valley","64181_G_18017",64181,"G","18017",null,"Solar PV",null,"PJM_COMD","Illinois",17,"Cook",31,"17031",0,0,2023,2023,null,null,"N","Solar",{"$nulls":13},0,0,0,0]
["American Beech Solar LLC","64430_G_KOV4A",64430,"G","KOV4A",null,"Solar PV",null,"PJM_Dom","North Carolina",37,"Halifax",83,"37083",0,0,2024,2024,null,null,"N","Solar",{"$nulls":13},0,0,0,0]
["Wythe County Solar","64448_G_GEN1",64448,"G","GEN1",null,"Solar PV",null,"PJM_West","Virginia",51,"Wythe",197,"51197",0,0,2024,2024,null,null,"N","Solar",{"$nulls":13},0,0,0,0]
["Tyre Bridge Solar LLC","64537_G_KOV4A",64537,"G","KOV4A",null,"Solar PV",null,"S_SOU","Georgia",13,"Pierce",229,"13229",0,0,2023,2023,null,null,"N","Solar",{"$nulls":13},0,0,0,0]
["Brushy Creek Solar LLC","64539_G_KOV4A",64539,"G","KOV4A",null,"Solar PV",null,"ERC_WEST","Texas",48,"Tom Green",451,"48451",0,0,2024,2024,null,null,"N","Solar",{"$nulls":13},0,0,0,0]
["Knickerbocker Solar LLC","64540_G_KOV4A",64540,"G","KOV4A",null,"Solar PV",null,"ERC_WEST","Texas",48,"Tom Green",451,"48451",0,0,2024,2024,null,null,"N","Solar",{"$nulls":13},0,0,0,0]
["Bolthouse Solar LLC","64668_G_KOV4A",64668,"G","KOV4A",null,"Solar PV",null,"WECC_SCE","California",6,"Kern",29,"06029",0,0,2024,2024,null,null,"N","Solar",{"$nulls":13},0,0,0,0]
["Big Creek Solar LLC","64670_G_KOV4A",64670,"G","KOV4A",null,"Solar PV",null,"MIS_AR","Arkansas",5,"Lee",77,"05077",0,0,2024,2024,null,null,"N","Solar",{"$nulls":13},0,0,0,0]
["Black Rock Solar LLC","64671_G_KOV4A",64671,"G","KOV4A",null,"Solar PV",null,"WECC_PNW","Washington",53,"Yakima",77,"53077",0,0,2024,2024,null,null,"N","Solar",{"$nulls":13},0,0,0,0]
["Saco River Solar, LLC","64833_G_SACO",64833,"G","SACO",null,"Solar PV",null,"NENGREST","New Hampshire",33,"Carroll",3,"33003",0,0,2024,2024,null,null,"N","Solar",{"$nulls":13},0,0,0,0]
["Middletown Solar Two","65063_G_VCP10",65063,"G","VCP10",null,"Solar PV",null,"NENG_CT","Connecticut",9,"Middlesex",7,"09007",0,0,2023,2023,null,null,"N","Solar",{"$nulls":13},0,0,0,0]
["Cottontail Solar 3","65078_G_PACT3",65078,"G","PACT3",null,"Solar PV",null,"PJM_WMAC","Pennsylvania",42,"Montour",93,"42093",0,0,2024,2024,null,null,"N","Solar",{"$nulls":13},0,0,0,0]
["Ironwood State Prison","65179_G_IRNWD",65179,"G","IRNWD",null,"Solar PV",null,"WECC_SCE","California",6,"Riverside",65,"06065",0,0,2023,2023,null,null,"N","Solar",{"$nulls":13},0,0,0,0]
["Chuckawalla State Prison","65180_G_CHKWL",65180,"G","CHKWL",null,"Solar PV",null,"WECC_SCE","California",6,"Riverside",65,"06065",0,0,2023,2023,null,null,"N","Solar",{"$nulls":13},0,0,0,0]
["Klees Mill CSG","65356_G_KLEES",65356,"G","KLEES",null,"Solar PV",null,"PJM_SMAC","Maryland",24,"Carroll",13,"24013",0,0,2023,2023,null,null,"N","Solar",{"$nulls":11},0,null,0,0,0,0]
["Hot Pot Solar","65419_G_HPB",65419,"G","HPB",null,"Energy Storage",null,"WECC_NNV","Nevada",32,"Humboldt",13,"32013",0,0,2024,2024,null,null,"N","Energy Storage",{"$nulls":11},0,null,0,0,0,0]
["Hot Pot Solar","65419_G_HPS",65419,"G","HPS",null,"Solar PV",null,"WECC_NNV","Nevada",32,"Humboldt",13,"32013",0,0,2024,2024,null,null,"N","Solar",{"$nulls":11},0,null,0,0,0,0]
["Sandrini Solar 100","65664_G_GENBA",65664,"G","GENBA",null,"Energy Storage",null,"WECC_SCE","California",6,"Kern",29,"06029",0,0,2023,2023,null,null,"N","Energy Storage",{"$nulls":11},0,null,0,0,0,0]
["Tehuacana Creek 2 Solar and BESS","65856_G_TE2BS",65856,"G","TE2BS",null,"Energy Storage",null,"ERC_REST","Texas",48,"Navarro",349,"48349",0,0,2024,2024,null,null,"N","Energy Storage",{"$nulls":11},0,null,0,0,0,0]
["Tehuacana Creek 2 Solar and BESS","65856_G_TE2PV",65856,"G","TE2PV",null,"Solar PV",null,"ERC_REST","Texas",48,"Navarro",349,"48349",0,0,2024,2024,null,null,"N","Solar",{"$nulls":11},0,null,0,0,0,0]
["Nacero Penwell Solar Energy Center","65928_G_NPEC1",65928,"G","NPEC1",null,"Solar PV",null,"WECC_NM","Texas",48,"El Paso",141,"48141",0,0,2025,2025,null,null,"N","Solar",{"$nulls":11},0,null,0,0,0,0]
["Birch Solar","66054_G_OHBI1",66054,"G","OHBI1",null,"Solar PV",null,"PJM_West","Ohio",39,"Allen",3,"39003",0,0,2024,2024,null,null,"N","Solar",{"$nulls":11},0,null,0,0,0,0]
["Peony Solar 1","66131_G_INPE1",66131,"G","INPE1",null,"Solar PV",null,"MIS_INKY","Indiana",18,"Greene",55,"18055",0,0,2024,2024,null,null,"N","Solar",{"$nulls":11},0,null,0,0,0,0]
["Peony Solar 1","66131_G_INPE2",66131,"G","INPE2",null,"Energy Storage",null,"MIS_INKY","Indiana",18,"Greene",55,"18055",0,0,2024,2024,null,null,"N","Energy Storage",{"$nulls":11},0,null,0,0,0,0]
["Solano Wind","7526_G_1",7526,"G","1",null,"Onshore Wind",null,"WEC_CALN","California",6,"Solano",95,"06095",0,0,1994,2023,null,null,"N","Wind",{"$nulls":13},0,0,0,0]
["Homer City Generating Station","3122_B_1",3122,"B","1",2072,"Coal Steam",null,"PJM_PENE","Pennsylvania",42,"Indiana",63,"42063",626,10439,1969,2023,"wall","dry","N","Bituminous","Dry Scrubber",2016,0.94,"LNBO","SCR",2001,null,"ESPC + B","Yes","ACI",2016,null,3.7,0.11779,0.11779,0.11779,0.11779,0.1,0.1,0.1,0.99]
["Homer City Generating Station","3122_B_2",3122,"B","2",2073,"Coal Steam",null,"PJM_PENE","Pennsylvania",42,"Indiana",63,"42063",613,10362,1969,2023,"wall","dry","N","Bituminous","Dry Scrubber",2016,0.94,"LNBO","SCR",2000,null,"ESPC + B","Yes","ACI",2016,null,3.7,0.19592,0.1074,0.19592,0.1074,0.1,0.1,0.1,0.99]
["Homer City Generating Station","3122_B_3",3122,"B","3",2074,"Coal Steam",null,"PJM_PENE","Pennsylvania",42,"Indiana",63,"42063",649,10385,1977,2023,"wall","dry","N","Bituminous","Wet Scrubber",2001,0.95,"LNBO","SCR",2001,null,"ESPC","Yes",{"$nulls":3},1.2,0.36521,0.09194,0.36521,0.09194,0.05,0.1,0.56,0.99]
["Joliet 29","384_B_71",384,"B","71",250,"O/G Steam",null,"PJM_COMD","Illinois",17,"Will",197,"17197",259,11615,1965,2023,"tangential","dry","N","Natural Gas",{"$nulls":3},"LNC3","SNCR",{"$nulls":7},1.8,0.07909,0.07909,0.07909,0.07909]
["Joliet 29","384_B_72",384,"B","72",251,"O/G Steam",null,"PJM_COMD","Illinois",17,"Will",197,"17197",259,11615,1965,2023,"tangential","dry","N","Natural Gas",{"$nulls":3},"LNC3","SNCR",{"$nulls":7},1.8,0.08024,0.08024,0.08024,0.08024]
["Joliet 29","384_B_81",384,"B","81",252,"O/G Steam",null,"PJM_COMD","Illinois",17,"Will",197,"17197",259,11615,1965,2023,"tangential","dry","N","Natural Gas",{"$nulls":3},"LNC3","SNCR",{"$nulls":7},1.8,0.09174,0.09174,0.09174,0.09174]
["Joliet 29","384_B_82",384,"B","82",253,"O/G Steam",null,"PJM_COMD","Illinois",17,"Will",197,"17197",259,11615,1965,2023,"tangential","dry","N","Natural Gas",{"$nulls":3},"LNC3","SNCR",{"$nulls":7},1.8,0.09185,0.09185,0.09185,0.09185]
["Ponca","762_B_2",762,"B","2",565,"O/G Steam",null,"SPP_WEST","Oklahoma",40,"Kay",71,"40071",34,14500,1975,2022,"wall","dry","N","Natural Gas",{"$nulls":3},"H2O",{"$nulls":8},0.8,0.1289,0.1289,0.1289,0.1289]
["Joliet 9","874_B_5",874,"B","5",590,"O/G Steam",null,"PJM_COMD","Illinois",17,"Will",197,"17197",314,11615,1959,2023,"cyclone","wet","N","Natural Gas",{"$nulls":3},"LNB + OFA","SNCR",{"$nulls":7},1.8,0.369,0.09826,0.369,0.09826]
["Wansley","6052_B_1",6052,"B","1",null,"Coal Steam",null,"S_SOU","Georgia",13,"Heard",149,"13149",872,10009,1976,2022,"tangential","dry","N","Bituminous","Wet Scrubber",2008,0.98,"LNC3","SCR","2008",null,"ESPC + WS","No","ACI",2014,null,5,0.365,0.07776,0.365,0.07776,0.05,0.1,0.1,"0.99"]
["Wansley","6052_B_2",6052,"B","2",null,"Coal Steam",null,"S_SOU","Georgia",13,"Heard",149,"13149",872,10033,1978,2022,"tangential","dry","N","Bituminous","Wet Scrubber",2009,0.98,"LNC3","SCR","2008",null,"ESPC + WS","No","ACI",2014,null,5,0.3847,0.09419,0.3847,0.09419,0.05,0.1,0.1,"0.99"]
["Lawrence Energy Center","1250_B_4",1250,"B","4",null,"Coal Steam",null,"SPP_N","Kansas",20,"Douglas",45,"20045",111,11593,1960,2028,"tangential","dry","N","Subbituminous","Wet Scrubber",2012,0.98,"LNC3",{"$nulls":3},"B + WS","NA","ACI",2016,null,0.15,0.13755,0.13755,0.13755,0.13755,0.1,0.1,0.1,"0.99"]
["William F Wyman Hybrid","1507_B_1",1507,"B","1",1000,"O/G Steam",null,"NENG_ME","Maine",23,"Cumberland",5,"23005",50,14500,1957,2023,"wall","dry","N","Residual Fuel Oil",{"$nulls":3},"LA + LNB",{"$nulls":8},2.16,0.15,0.15,0.15,0.15]
["William F Wyman Hybrid","1507_B_2",1507,"B","2",1001,"O/G Steam",null,"NENG_ME","Maine",23,"Cumberland",5,"23005",48,14407,1958,2023,"wall","dry","N","Residual Fuel Oil",{"$nulls":3},"LA + LNB",{"$nulls":8},2.16,0.2,0.2,0.2,0.2]
["Vienna Operations","1564_B_8",1564,"B","8",1043,"O/G Steam",null,"PJM_EMAC","Maryland",24,"Dorchester",19,"24019",153,14500,1971,2025,"tangential","dry","N","Residual Fuel Oil",{"$nulls":12},3.5,0.25684,0.25684,0.25684,0.25684]
["Vienna Operations","1564_G_10",1564,"G","10",null,"Combustion Turbine",null,"PJM_EMAC","Maryland",24,"Dorchester",19,"24019",14.3,17189,1968,2025,null,null,"N","Distillate Fuel Oil",{"$nulls":12},2.106,0.23161,0.23161,0.23161,0.23161]
["Carlls Corner","2379_G_CA1",2379,"G","CA1",1429,"Combustion Turbine",null,"PJM_EMAC","New Jersey",34,"Cumberland",11,"34011",37.6,15982,1973,2023,null,null,"N","Natural Gas, Distillate Fuel Oil",{"$nulls":3},"H2O",{"$nulls":8},0.21,0.71515,0.71515,0.71515,0.71515]
["Carlls Corner","2379_G_CA2",2379,"G","CA2",1430,"Combustion Turbine",null,"PJM_EMAC","New Jersey",34,"Cumberland",11,"34011",39.2,15982,1973,2023,null,null,"N","Natural Gas, Distillate Fuel Oil",{"$nulls":3},"H2O",{"$nulls":8},0.21,0.72576,0.72576,0.72576,0.72576]
["LaO Energy Systems","52006_G_GEN1",52006,"G","GEN1",null,"Combined Cycle",null,"MIS_LA","Louisiana",22,"Iberville",47,"22047",57,8727,1958,2023,null,null,"Y","Natural Gas",{"$nulls":3},"STM",{"$nulls":9},0.10553,0.10553,0.10553,0.10553]
["LaO Energy Systems","52006_G_GEN2",52006,"G","GEN2",null,"Combined Cycle",null,"MIS_LA","Louisiana",22,"Iberville",47,"22047",80,8727,1962,2023,null,null,"Y","Natural Gas",{"$nulls":3},"STM",{"$nulls":9},0.10553,0.10553,0.10553,0.10553]
["Buchanan Generation LLC","55738_G_1",55738,"G","1",9248,"Combustion Turbine",null,"PJM_West","Virginia",51,"Buchanan",27,"51027",40,10745,2002,2023,null,null,"N","Natural Gas",{"$nulls":3},"H2O",{"$nulls":8},0.006,0.07177,0.07177,0.07177,0.07177]
["Buchanan Generation LLC","55738_G_2",55738,"G","2",9249,"Combustion Turbine",null,"PJM_West","Virginia",51,"Buchanan",27,"51027",40,10745,2002,2023,null,null,"N","Natural Gas",{"$nulls":3},"H2O",{"$nulls":8},0.006,0.06957,0.06957,0.06957,0.06957]
["Rockville 1 & 2","56692_G_1A",56692,"G","1A",null,"Combustion Turbine","IC Engine","PJM_Dom","Virginia",51,"Goochland",75,"51075",0.3,10917,1995,2023,null,null,"N","Distillate Fuel Oil",{"$nulls":13},1.78088,1.78088,1.78088,1.78088]
["Rockville 1 & 2","56692_G_1B",56692,"G","1B",null,"Combustion Turbine","IC Engine","PJM_Dom","Virginia",51,"Goochland",75,"51075",0.3,11663,1995,2023,null,null,"N","Distillate Fuel Oil",{"$nulls":13},1.78088,1.78088,1.78088,1.78088]
["Rockville 1 & 2","56692_G_1C",56692,"G","1C",null,"Combustion Turbine","IC Engine","PJM_Dom","Virginia",51,"Goochland",75,"51075",0.3,11663,1995,2023,null,null,"N","Distillate Fuel Oil",{"$nulls":13},1.78088,1.78088,1.78088,1.78088]
["Rockville 1 & 2","56692_G_1D",56692,"G","1D",null,"Combustion Turbine","IC Engine","PJM_Dom","Virginia",51,"Goochland",75,"51075",0.3,11663,1995,2023,null,null,"N","Distillate Fuel Oil",{"$nulls":13},1.78088,1.78088,1.78088,1.78088]
["Rockville 1 & 2","56692_G_1E",56692,"G","1E",null,"Combustion Turbine","IC Engine","PJM_Dom","Virginia",51,"Goochland",75,"51075",0.3,11663,1995,2023,null,null,"N","Distillate Fuel Oil",{"$nulls":13},1.78088,1.78088,1.78088,1.78088]
["Rockville 1 & 2","56692_G_1F",56692,"G","1F",null,"Combustion Turbine","IC Engine","PJM_Dom","Virginia",51,"Goochland",75,"51075",0.3,11663,1995,2023,null,null,"N","Distillate Fuel Oil",{"$nulls":13},1.78088,1.78088,1.78088,1.78088]
["Rockville 1 & 2","56692_G_1G",56692,"G","1G",null,"Combustion Turbine","IC Engine","PJM_Dom","Virginia",51,"Goochland",75,"51075",0.3,11663,1995,2023,null,null,"N","Distillate Fuel Oil",{"$nulls":13},1.78088,1.78088,1.78088,1.78088]
["Rockville 1 & 2","56692_G_1H",56692,"G","1H",null,"Combustion Turbine","IC Engine","PJM_Dom","Virginia",51,"Goochland",75,"51075",0.3,11663,1995,2023,null,null,"N","Distillate Fuel Oil",{"$nulls":13},1.78088,1.78088,1.78088,1.78088]
["Rockville 1 & 2","56692_G_1I",56692,"G","1I",null,"Combustion Turbine","IC Engine","PJM_Dom","Virginia",51,"Goochland",75,"51075",0.3,11663,1995,2023,null,null,"N","Distillate Fuel Oil",{"$nulls":13},1.78088,1.78088,1.78088,1.78088]
["Rockville 1 & 2","56692_G_1J",56692,"G","1J",null,"Combustion Turbine","IC Engine","PJM_Dom","Virginia",51,"Goochland",75,"51075",0.3,11663,1995,2023,null,null,"N","Distillate Fuel Oil",{"$nulls":13},1.78088,1.78088,1.78088,1.78088]
["Rockville 1 & 2","56692_G_1K",56692,"G","1K",null,"Combustion Turbine","IC Engine","PJM_Dom","Virginia",51,"Goochland",75,"51075",0.3,11663,1995,2023,null,null,"N","Distillate Fuel Oil",{"$nulls":13},1.78088,1.78088,1.78088,1.78088]
["Rockville 1 & 2","56692_G_1L",56692,"G","1L",null,"Combustion Turbine","IC Engine","PJM_Dom","Virginia",51,"Goochland",75,"51075",0.3,11663,1995,2023,null,null,"N","Distillate Fuel Oil",{"$nulls":13},1.78088,1.78088,1.78088,1.78088]
["Rockville 1 & 2","56692_G_1M",56692,"G","1M",null,"Combustion Turbine","IC Engine","PJM_Dom","Virginia",51,"Goochland",75,"51075",0.3,11663,1995,2023,null,null,"N","Distillate Fuel Oil",{"$nulls":13},1.78088,1.78088,1.78088,1.78088]
["Rockville 1 & 2","56692_G_1N",56692,"G","1N",null,"Combustion Turbine","IC Engine","PJM_Dom","Virginia",51,"Goochland",75,"51075",0.3,11663,1995,2023,null,null,"N","Distillate Fuel Oil",{"$nulls":13},1.78088,1.78088,1.78088,1.78088]
["Rockville 1 & 2","56692_G_1O",56692,"G","1O",null,"Combustion Turbine","IC Engine","PJM_Dom","Virginia",51,"Goochland",75,"51075",0.3,11663,1995,2023,null,null,"N","Distillate Fuel Oil",{"$nulls":13},1.78088,1.78088,1.78088,1.78088]
["Rockville 1 & 2","56692_G_2A",56692,"G","2A",null,"Combustion Turbine","IC Engine","PJM_Dom","Virginia",51,"Goochland",75,"51075",0.3,11663,2000,2023,null,null,"N","Distillate Fuel Oil",{"$nulls":13},1.90812,1.90812,1.90812,1.90812]
["Rockville 1 & 2","56692_G_2B",56692,"G","2B",null,"Combustion Turbine","IC Engine","PJM_Dom","Virginia",51,"Goochland",75,"51075",0.3,11663,2000,2023,null,null,"N","Distillate Fuel Oil",{"$nulls":13},1.90812,1.90812,1.90812,1.90812]
["Rockville 1 & 2","56692_G_2C",56692,"G","2C",null,"Combustion Turbine","IC Engine","PJM_Dom","Virginia",51,"Goochland",75,"51075",0.3,11663,2000,2023,null,null,"N","Distillate Fuel Oil",{"$nulls":13},1.90812,1.90812,1.90812,1.90812]
["Rockville 1 & 2","56692_G_2D",56692,"G","2D",null,"Combustion Turbine","IC Engine","PJM_Dom","Virginia",51,"Goochland",75,"51075",0.3,11663,2000,2023,null,null,"N","Distillate Fuel Oil",{"$nulls":13},1.90812,1.90812,1.90812,1.90812]
["Rockville 1 & 2","56692_G_2E",56692,"G","2E",null,"Combustion Turbine","IC Engine","PJM_Dom","Virginia",51,"Goochland",75,"51075",0.3,11663,2000,2023,null,null,"N","Distillate Fuel Oil",{"$nulls":13},1.90812,1.90812,1.90812,1.90812]
["Rockville 1 & 2","56692_G_2F",56692,"G","2F",null,"Combustion Turbine","IC Engine","PJM_Dom","Virginia",51,"Goochland",75,"51075",0.3,11663,2000,2023,null,null,"N","Distillate Fuel Oil",{"$nulls":13},1.90812,1.90812,1.90812,1.90812]
["Rockville 1 & 2","56692_G_2G",56692,"G","2G",null,"Combustion Turbine","IC Engine","PJM_Dom","Virginia",51,"Goochland",75,"51075",0.3,11663,2000,2023,null,null,"N","Distillate Fuel Oil",{"$nulls":13},1.90812,1.90812,1.90812,1.90812]
["Rockville 1 & 2","56692_G_2H",56692,"G","2H",null,"Combustion Turbine","IC Engine","PJM_Dom","Virginia",51,"Goochland",75,"51075",0.3,11663,2000,2023,null,null,"N","Distillate Fuel Oil",{"$nulls":13},1.90812,1.90812,1.90812,1.90812]
["Rockville 1 & 2","56692_G_2I",56692,"G","2I",null,"Combustion Turbine","IC Engine","PJM_Dom","Virginia",51,"Goochland",75,"51075",0.3,11663,2000,2023,null,null,"N","Distillate Fuel Oil",{"$nulls":13},1.90812,1.90812,1.90812,1.90812]
["Rockville 1 & 2","56692_G_2J",56692,"G","2J",null,"Combustion Turbine","IC Engine","PJM_Dom","Virginia",51,"Goochland",75,"51075",0.3,11663,2000,2023,null,null,"N","Distillate Fuel Oil",{"$nulls":13},1.90812,1.90812,1.90812,1.90812]
["Rockville 1 & 2","56692_G_2K",56692,"G","2K",null,"Combustion Turbine","IC Engine","PJM_Dom","Virginia",51,"Goochland",75,"51075",0.3,11663,2000,2023,null,null,"N","Distillate Fuel Oil",{"$nulls":13},1.90812,1.90812,1.90812,1.90812]
["Rockville 1 & 2","56692_G_2L",56692,"G","2L",null,"Combustion Turbine","IC Engine","PJM_Dom","Virginia",51,"Goochland",75,"51075",0.3,11663,2000,2023,null,null,"N","Distillate Fuel Oil",{"$nulls":13},1.90812,1.90812,1.90812,1.90812]
["Rockville 1 & 2","56692_G_2M",56692,"G","2M",null,"Combustion Turbine","IC Engine","PJM_Dom","Virginia",51,"Goochland",75,"51075",0.3,11663,2000,2023,null,null,"N","Distillate Fuel Oil",{"$nulls":13},1.90812,1.90812,1.90812,1.90812]
["Rockville 1 & 2","56692_G_2N",56692,"G","2N",null,"Combustion Turbine","IC Engine","PJM_Dom","Virginia",51,"Goochland",75,"51075",0.3,11663,2000,2023,null,null,"N","Distillate Fuel Oil",{"$nulls":13},1.90812,1.90812,1.90812,1.90812]
["Rockville 1 & 2","56692_G_2O",56692,"G","2O",null,"Combustion Turbine","IC Engine","PJM_Dom","Virginia",51,"Goochland",75,"51075",0.3,11663,2000,2023,null,null,"N","Distillate Fuel Oil",{"$nulls":13},1.90812,1.90812,1.90812,1.90812]
["Rockville 1 & 2","56692_G_2P",56692,"G","2P",null,"Combustion Turbine","IC Engine","PJM_Dom","Virginia",51,"Goochland",75,"51075",0.3,11663,2000,2023,null,null,"N","Distillate Fuel Oil",{"$nulls":13},1.90812,1.90812,1.90812,1.90812]
["Rockville 1 & 2","56692_G_2Q",56692,"G","2Q",null,"Combustion Turbine","IC Engine","PJM_Dom","Virginia",51,"Goochland",75,"51075",0.3,11663,2000,2023,null,null,"N","Distillate Fuel Oil",{"$nulls":13},1.90812,1.90812,1.90812,1.90812]
["Rockville 1 & 2","56692_G_2R",56692,"G","2R",null,"Combustion Turbine","IC Engine","PJM_Dom","Virginia",51,"Goochland",75,"51075",0.3,11663,2000,2023,null,null,"N","Distillate Fuel Oil",{"$nulls":13},1.90812,1.90812,1.90812,1.90812]
["Rockville 1 & 2","56692_G_2S",56692,"G","2S",null,"Combustion Turbine","IC Engine","PJM_Dom","Virginia",51,"Goochland",75,"51075",0.3,11663,2000,2023,null,null,"N","Distillate Fuel Oil",{"$nulls":13},1.90812,1.90812,1.90812,1.90812]
["Rockville 1 & 2","56692_G_2T",56692,"G","2T",null,"Combustion Turbine","IC Engine","PJM_Dom","Virginia",51,"Goochland",75,"51075",0.3,11663,2000,2023,null,null,"N","Distillate Fuel Oil",{"$nulls":13},1.90812,1.90812,1.90812,1.90812]
["Rockville 1 & 2","56692_G_2U",56692,"G","2U",null,"Combustion Turbine","IC Engine","PJM_Dom","Virginia",51,"Goochland",75,"51075",0.3,11663,2000,2023,null,null,"N","Distillate Fuel Oil",{"$nulls":13},1.90812,1.90812,1.90812,1.90812]
["Mickleton Station","8008_G_MICK",8008,"G","MICK",3422,"Combustion Turbine",null,"PJM_EMAC","New Jersey",34,"Gloucester",15,"34015",63.7,16633,1974,2023,null,null,"N","Natural Gas",{"$nulls":3},"H2O","SCR",{"$nulls":7},0.21,1.10989,1.10989,1.10989,1.10989]
["Northeastern","2963_B_3313",2963,"B","3313",2019,"Coal Steam",null,"SPP_WEST","Oklahoma",40,"Rogers",131,"40131",460,10353,1979,2026,"tangential","dry","N","Subbituminous",null,null,0.3066,"OFA + LNC1",{"$nulls":3},"ESPC + B","No","ACI",2016,null,0.8,0.1183,0.1183,0.1183,0.1183,0.1,0.1,0.1,0.98,"Yes",2016,{"$nulls":4},"Yes"]
["Powerton","879_B_51",879,"B","51",593,"Coal Steam",null,"PJM_COMD","Illinois",17,"Tazewell",179,"17179",384,11380,1972,2027,"cyclone","wet","N","Subbituminous",null,null,0.795,"OFA","SNCR",null,2011,"ESPC","No","ACI",2009,null,0.11,0.12027,0.09596,0.12027,0.09596,0.1,0.1,0.1,0.98,"Yes",2016]
["Powerton","879_B_52",879,"B","52",594,"Coal Steam",null,"PJM_COMD","Illinois",17,"Tazewell",179,"17179",384,11380,1972,2027,"cyclone","wet","N","Subbituminous",null,null,0.795,"OFA","SNCR",null,2011,"ESPC","No","ACI",2009,null,0.11,0.3384,0.10745,0.3384,0.10745,0.1,0.1,0.1,0.98,"Yes",2016]
["Powerton","879_B_61",879,"B","61",595,"Coal Steam",null,"PJM_COMD","Illinois",17,"Tazewell",179,"17179",384,11525,1975,2027,"cyclone","wet","N","Subbituminous",null,null,0.795,"OFA","SNCR",null,2011,"ESPC","No","ACI",2009,null,0.11,0.11105,0.08433,0.11105,0.08433,0.1,0.1,0.1,0.98,"Yes",2016]
["Powerton","879_B_62",879,"B","62",596,"Coal Steam",null,"PJM_COMD","Illinois",17,"Tazewell",179,"17179",384,11525,1975,2027,"cyclone","wet","N","Subbituminous",null,null,0.795,"OFA","SNCR",null,2011,"ESPC","No","ACI",2009,null,0.11,0.11251,0.08331,0.11251,0.08331,0.1,0.1,0.1,0.98,"Yes",2016]
["Gibson","6113_B_5",6113,"B","5",2786,"Coal Steam",null,"MIS_INKY","Indiana",18,"Gibson",51,"18051",620,10559,1982,2026,"wall","dry","N","Bituminous","Wet Scrubber",1982,0.95,"LNBO","SCR",2004,null,"ESPC","No","ACI",2015,null,0.75,0.22551,0.12774,0.22551,0.12774,0.05,0.1,0.1,0.99]
["Rush Island","6155_B_1",6155,"B","1",2813,"Coal Steam",null,"MIS_MO","Missouri",29,"Jefferson",99,"29099",622,10226,1976,2024,"tangential","dry","N","Subbituminous",{"$nulls":3},"LNC3",{"$nulls":3},"ESPC","No","ACI",2015,null,2.3,0.07768,0.07768,0.07768,0.07768,0.1,0.1,0.1,0]
["Rush Island","6155_B_2",6155,"B","2",2814,"Coal Steam",null,"MIS_MO","Missouri",29,"Jefferson",99,"29099",622,10149,1977,2024,"tangential","dry","N","Subbituminous",{"$nulls":3},"LNC3",{"$nulls":3},"ESPC","No","ACI",2015,null,2.3,0.08035,0.08035,0.08035,0.08035,0.1,0.1,0.1,0]
["Greene County","10_B_1",10,"B","1",19,"O/G Steam",null,"S_SOU","Alabama",1,"Greene",63,"01063",258,10471,1965,2025,"cell","dry","N","Natural Gas",{"$nulls":3},"LNCB",{"$nulls":8},4,0.17278,0.17278,0.17278,0.17278]
["Greene County","10_B_2",10,"B","2",20,"O/G Steam",null,"S_SOU","Alabama",1,"Greene",63,"01063",258,10306,1966,2026,"wall","dry","N","Natural Gas",{"$nulls":3},"LNB",{"$nulls":8},4,0.16838,0.16838,0.16838,0.16838]
["Cholla","113_B_1",113,"B","1",62,"Coal Steam",null,"WECC_AZ","Arizona",4,"Navajo",17,"04017",116,10762,1980,2025,"tangential","dry","N","Subbituminous","Wet Scrubber",1973,0.9,"LNC2",{"$nulls":3},"B","NA","ACI",2016,null,0.8,0.17342,0.17342,0.1469,0.1469,0.05,0.1,0.1,0.95,{"$nulls":6},"Yes"]
["Cholla","113_B_3",113,"B","3",64,"Coal Steam",null,"WECC_AZ","Arizona",4,"Navajo",17,"04017",271,11027,1980,2025,"tangential","dry","N","Subbituminous","Wet Scrubber",2009,0.94,"LNC3",{"$nulls":3},"B","NA","ACI",2016,null,0.8,0.19068,0.19068,0.19068,0.19068,0.05,0.1,0.1,0.99,{"$nulls":6},"Yes"]
["Mill Creek (KY)","1364_B_1",1364,"B","1",905,"Coal Steam",null,"S_C_KY","Kentucky",21,"Jefferson",111,"21111",300,10761,1972,2024,"tangential","dry","N","Bituminous","Wet Scrubber",2015,0.983,"LNC2",{"$nulls":3},"ESPC + B","No","ACI",2015,null,1.2,0.29691,0.29691,0.1469,0.1469,0.05,0.1,0.1,0.99,"Yes",2015]
["Mill Creek (KY)","1364_B_2",1364,"B","2",906,"Coal Steam",null,"S_C_KY","Kentucky",21,"Jefferson",111,"21111",297,10842,1974,2027,"tangential","dry","N","Bituminous","Wet Scrubber",2015,0.983,"LNC2",{"$nulls":3},"ESPC + B","No","ACI",2015,null,1.2,0.2961,0.2961,0.1469,0.1469,0.05,0.1,0.1,0.99,"Yes",2015]
["Oberlin (KS)","1312_G_2",1312,"G","2",null,"Combustion Turbine","IC Engine","SPP_N","Kansas",20,"Decatur",39,"20039",0.6,10745,1954,2026,null,null,"N","Natural Gas, Distillate Fuel Oil",{"$nulls":13},1.64976,1.64976,1.64976,1.64976]
["Oberlin (KS)","1312_G_4",1312,"G","4",null,"Combustion Turbine","IC Engine","SPP_N","Kansas",20,"Decatur",39,"20039",1.2,10745,1967,2026,null,null,"N","Natural Gas, Distillate Fuel Oil",{"$nulls":13},1.64976,1.64976,1.64976,1.64976]
["Oberlin (KS)","1312_G_5",1312,"G","5",null,"Combustion Turbine","IC Engine","SPP_N","Kansas",20,"Decatur",39,"20039",1.3,10745,1973,2026,null,null,"N","Natural Gas, Distillate Fuel Oil",{"$nulls":13},1.64976,1.64976,1.64976,1.64976]
["Oberlin (KS)","1312_G_6",1312,"G","6",null,"Combustion Turbine","IC Engine","SPP_N","Kansas",20,"Decatur",39,"20039",1.2,10745,1963,2026,null,null,"N","Natural Gas, Distillate Fuel Oil",{"$nulls":13},1.64976,1.64976,1.64976,1.64976]
["Horseshoe Lake","2951_G_6",2951,"G","6",2000,"O/G Steam",null,"SPP_WEST","Oklahoma",40,"Oklahoma",109,"40109",168,11575,1958,2024,"wall","dry","N","Natural Gas, Residual Fuel Oil",{"$nulls":12},1.315,0.26196,0.26196,0.26196,0.26196]
["Perry","6020_G_1",6020,"G","1",null,"Nuclear",null,"PJM_ATSI","Ohio",39,"Lake",85,"39085",1240,10456,1987,2026,null,null,"N","Nuclear Fuel",{"$nulls":13},0,0,0,0]
["Coventry Clean Energy Corporation","62859_G_COV-1",62859,"G","COV-1",null,"Landfill Gas",null,"NENGREST","Vermont",50,"Orleans",19,"50019",1.5,13500,2005,2024,null,null,"N","Landfill Gas",{"$nulls":13},0.22117,0.22117,0.22117,0.22117]
["Coventry Clean Energy Corporation","62859_G_COV-2",62859,"G","COV-2",null,"Landfill Gas",null,"NENGREST","Vermont",50,"Orleans",19,"50019",1.5,13500,2005,2024,null,null,"N","Landfill Gas",{"$nulls":13},0.22117,0.22117,0.22117,0.22117]
["Coventry Clean Energy Corporation","62859_G_COV-3",62859,"G","COV-3",null,"Landfill Gas",null,"NENGREST","Vermont",50,"Orleans",19,"50019",1.5,13500,2005,2024,null,null,"N","Landfill Gas",{"$nulls":13},0.22117,0.22117,0.22117,0.22117]
["Coventry Clean Energy Corporation","62859_G_COV-4",62859,"G","COV-4",null,"Landfill Gas",null,"NENGREST","Vermont",50,"Orleans",19,"50019",1.5,13500,2007,2024,null,null,"N","Landfill Gas",{"$nulls":13},0.22117,0.22117,0.22117,0.22117]
["Coventry Clean Energy Corporation","62859_G_COV-5",62859,"G","COV-5",null,"Landfill Gas",null,"NENGREST","Vermont",50,"Orleans",19,"50019",1.5,13500,2009,2024,null,null,"N","Landfill Gas",{"$nulls":13},0.22117,0.22117,0.22117,0.22117]
["Tinker","63628_G_5A",63628,"G","5A",null,"Combustion Turbine",null,"SPP_WEST","Oklahoma",40,"Oklahoma",109,"40109",33,10745,1971,2025,null,null,"N","Natural Gas, Distillate Fuel Oil",{"$nulls":13},0.70008,0.70008,0.70008,0.70008]
["Tinker","63628_G_5B",63628,"G","5B",null,"Combustion Turbine",null,"SPP_WEST","Oklahoma",40,"Oklahoma",109,"40109",31,10745,1971,2025,null,null,"N","Natural Gas, Distillate Fuel Oil",{"$nulls":13},0.70008,0.70008,0.70008,0.70008]
["Cherry Street","9038_G_10",9038,"G","10",null,"Combustion Turbine","IC Engine","NENGREST","Massachusetts",25,"Middlesex",17,"25017",1.9,11224,1962,2024,null,null,"N","Natural Gas, Distillate Fuel Oil",{"$nulls":12},0.789,3.11195,3.11195,3.11195,3.11195]
["Cherry Street","9038_G_11",9038,"G","11",null,"Combustion Turbine","IC Engine","NENGREST","Massachusetts",25,"Middlesex",17,"25017",1.9,11224,1962,2024,null,null,"N","Natural Gas, Distillate Fuel Oil",{"$nulls":12},0.789,3.15106,3.15106,3.15106,3.15106]
["Virginia","2018_B_7",2018,"B","7",null,"O/G Steam",null,"MIS_MNWI","Minnesota",27,"St Louis",137,"27137",0,18102,1954,2025,null,null,"N","Natural Gas",{"$nulls":3},"OFA",{"$nulls":8},3.013,0.38606,0.38606,0.38606,0.38606]
["Virginia","2018_B_9",2018,"B","9",null,"O/G Steam",null,"MIS_MNWI","Minnesota",27,"St Louis",137,"27137",0,18102,1975,2021,null,null,"N","Natural Gas",{"$nulls":3},"OFA",{"$nulls":8},3.013,0.38927,0.38927,0.38927,0.38927]
["Morgantown Energy Facility","10743_G_GEN1",10743,"G","GEN1",null,"Coal Steam",null,"PJM_AP","West Virginia",54,"Monongalia",61,"54061",0,10092,1991,9999,"FBC","dry","Y","Bituminous, Waste Coal","Reagent Injection",1992,0.946,"CF","SNCR",null,"2016","B","NA",{"$nulls":3},0.4,0.34945,0.17472,0.34945,0.17472,0.01,0.01,0.01,0.98,"Yes",1992]
["Merrimack","2364_B_1",2364,"B","1",1417,"Coal Steam",null,"NENGREST","New Hampshire",33,"Merrimack",13,"33013",108,11390,1960,2028,"cyclone","wet","N","Bituminous","Wet Scrubber",2011,0.965,"NH3","SCR",1999,null,"ESPC","No",{"$nulls":3},4,0.2284,0.07,0.2284,0.07,0.05,0.1,0.56,0.99]
["Merrimack","2364_B_2",2364,"B","2",1418,"Coal Steam",null,"NENGREST","New Hampshire",33,"Merrimack",13,"33013",330,10988,1968,2028,"cyclone","wet","N","Bituminous","Wet Scrubber",2011,0.965,"NH3","SCR",1995,null,"ESPC","No",{"$nulls":3},4,0.24406,0.07,0.24406,0.07,0.05,0.1,0.56,0.99,{"$nulls":6},"Yes"]
["Schiller","2367_B_4",2367,"B","4",1421,"Coal Steam",null,"NENGREST","New Hampshire",33,"Rockingham",15,"33015",48,14500,1952,2025,"wall","dry","N","Bituminous",null,null,0.5,"LNB + NH3 + OFA","SNCR",null,1999,"ESPC","No","ACI",2016,0.9,2.6,0.19582,0.19582,0.19582,0.19582,0.1,0.1,0.1,0.98,"Yes",2016]
["Schiller","2367_B_6",2367,"B","6",1423,"Coal Steam",null,"NENGREST","New Hampshire",33,"Rockingham",15,"33015",48,14500,1957,2025,"wall","dry","N","Bituminous",null,null,0.5,"LNB + NH3 + OFA","SNCR",null,1999,"ESPC","No","ACI",2016,0.9,2.6,0.18216,0.18216,0.18216,0.18216,0.1,0.1,0.1,0.98,"Yes",2016]
["Eddystone Generating Station","3161_B_3",3161,"B","3",2152,"O/G Steam",null,"PJM_EMAC","Pennsylvania",42,"Delaware",45,"42045",380,14500,1974,2025,"tangential","dry","N","Natural Gas, Distillate Fuel Oil",{"$nulls":3},"OFA",{"$nulls":8},1,0.06478,0.06478,0.06478,0.06478]
["Eddystone Generating Station","3161_B_4",3161,"B","4",2154,"O/G Steam",null,"PJM_EMAC","Pennsylvania",42,"Delaware",45,"42045",380,14500,1976,2025,"tangential","dry","N","Natural Gas, Distillate Fuel Oil",{"$nulls":3},"OFA",{"$nulls":8},1,0.06384,0.06384,0.06384,0.06384]
["Colstrip","6076_B_3",6076,"B","3",2752,"Coal Steam",null,"WECC_MT","Montana",30,"Rosebud",87,"30087",740,10791,1984,2026,"tangential","dry","N","Subbituminous","Wet Scrubber",1984,0.95,"LNC3",{"$nulls":3},"WS","NA","ACI",2010,0.9,0.1,0.15308,0.15308,0.15308,0.15308,0.1,0.1,0.1,0.99]
["AES Warrior Run Cogeneration Facility","10678_B_BLR1",10678,"B","BLR1",3575,"Coal Steam",null,"PJM_AP","Maryland",24,"Allegany",1,"24001",180,8909,2000,2024,"FBC","dry","Y","Bituminous, Waste Coal","Reagent Injection",2000,0.95,"NH3","SNCR",null,2000,"B","NA",{"$nulls":3},0.42,0.07105,0.07105,0.07105,0.07105,0.01,0.01,0.01,0.98,"Yes",2000]
["Herbert A Wagner","1554_B_1",1554,"B","1",1007,"O/G Steam",null,"PJM_SMAC","Maryland",24,"Anne Arundel",3,"24003",126,10859,1956,2025,"wall","dry","N","Natural Gas, Residual Fuel Oil",{"$nulls":3},"LNB","SNCR",null,null,"ESPC","No",{"$nulls":4},0.09203,0.09203,0.09203,0.09203]
["Herbert A Wagner","1554_B_3",1554,"B","3",1009,"Coal Steam",null,"PJM_SMAC","Maryland",24,"Anne Arundel",3,"24003",305,10767,1966,2028,"wall","dry","N","Bituminous, Subbituminous",{"$nulls":3},"LNBO","SCR",2002,null,"ESPC","No","ACI",2010,0.9,1.2,0.3254,0.07951,0.3254,0.07951,0.1,0.1,0.1,0.98,"Yes",2016,null,null,"C2G (RFO)",2024]
["Herbert A Wagner","1554_B_4",1554,"B","4",1010,"O/G Steam",null,"PJM_SMAC","Maryland",24,"Anne Arundel",3,"24003",397,10961,1972,2028,"wall","dry","N","Residual Fuel Oil",{"$nulls":3},"BOOS + LA + LNB",{"$nulls":3},"ESPC","No",{"$nulls":3},0.6,0.23528,0.23528,0.23528,0.23528]
["Morgantown Generating Plant","1573_G_3",1573,"G","3",1069,"Combustion Turbine",null,"PJM_SMAC","Maryland",24,"Charles",17,"24017",54,14269,1973,2024,null,null,"N","Distillate Fuel Oil",{"$nulls":12},0.3,0.54196,0.54196,0.54196,0.54196]
["Morgantown Generating Plant","1573_G_4",1573,"G","4",1070,"Combustion Turbine",null,"PJM_SMAC","Maryland",24,"Charles",17,"24017",54,14270,1973,2024,null,null,"N","Distillate Fuel Oil",{"$nulls":12},0.3,0.54212,0.54212,0.54212,0.54212]
["Morgantown Generating Plant","1573_G_5",1573,"G","5",1071,"Combustion Turbine",null,"PJM_SMAC","Maryland",24,"Charles",17,"24017",54,14270,1973,2024,null,null,"N","Distillate Fuel Oil",{"$nulls":12},0.3,0.54205,0.54205,0.54205,0.54205]
["Morgantown Generating Plant","1573_G_6",1573,"G","6",1072,"Combustion Turbine",null,"PJM_SMAC","Maryland",24,"Charles",17,"24017",54,14270,1973,2024,null,null,"N","Distillate Fuel Oil",{"$nulls":12},0.3,0.54197,0.54197,0.54197,0.54197]
["Herbert A Wagner","1554_G_GT1",1554,"G","GT1",null,"Combustion Turbine",null,"PJM_SMAC","Maryland",24,"Anne Arundel",3,"24003",12.9,13097,1967,2025,null,null,"N","Distillate Fuel Oil",{"$nulls":12},1.053,0.70576,0.70576,0.70576,0.70576]
["Sayreville","2390_G_GT1",2390,"G","GT1",1460,"Combustion Turbine",null,"PJM_EMAC","New Jersey",34,"Middlesex",23,"34023",57.1,22524,1972,2024,null,null,"N","Natural Gas, Distillate Fuel Oil",{"$nulls":3},"H2O","SCR",{"$nulls":7},1E-3,0.14976,0.14976,0.14976,0.14976]
["Sayreville","2390_G_GT2",2390,"G","GT2",1461,"Combustion Turbine",null,"PJM_EMAC","New Jersey",34,"Middlesex",23,"34023",56.7,22529,1972,2024,null,null,"N","Natural Gas, Distillate Fuel Oil",{"$nulls":3},"H2O","SCR",{"$nulls":7},1E-3,0.14997,0.14997,0.14997,0.14997]
["Sayreville","2390_G_GT3",2390,"G","GT3",1462,"Combustion Turbine",null,"PJM_EMAC","New Jersey",34,"Middlesex",23,"34023",54.6,22529,1972,2024,null,null,"N","Natural Gas, Distillate Fuel Oil",{"$nulls":3},"H2O","SCR",{"$nulls":7},1E-3,0.14975,0.14975,0.14975,0.14975]
["Sayreville","2390_G_GT4",2390,"G","GT4",1463,"Combustion Turbine",null,"PJM_EMAC","New Jersey",34,"Middlesex",23,"34023",48.5,22529,1973,2024,null,null,"N","Natural Gas, Distillate Fuel Oil",{"$nulls":3},"H2O","SCR",{"$nulls":7},1E-3,0.14988,0.14988,0.14988,0.14988]

{"sheet":"NEEDS_hardwired MW","index":2,"n_rows":899,"n_cols":50,"rows_kept":899}
["Plant Name","UniqueID_Final","ORIS Plant Code","Boiler/Generator/Committed Unit","Unit ID","CAMD Database UnitID","PlantType","Combustion Turbine/IC Engine","Region Name","State Name","State Code","County","County Code","FIPS5","Capacity (MW)","Heat Rate (Btu/kWh)","On Line Year","Retirement Year","Firing","Bottom","Cogen?","Modeled Fuels","Wet/DryScrubber","Scrubber_Online_Year","Scrubber Efficiency","NOx Comb Control","NOx Post-Comb Control","SCR_Online_Year","SNCR_Online_Year","PM Control","FlueGasConditioning_Flag","Mercury_Controls","ACI_Online_Year","Mercury_Controls Efficiency","SO2 Permit Rate (lbs/mmBtu)","Mode 1 NOx Rate (lbs/mmBtu)","Mode 2 NOx Rate (lbs/mmBtu)","Mode 3 NOx Rate  (lbs/mmBtu)","Mode 4 NOx Rate  (lbs/mmBtu)","Hg EMF for BIT","Hg EMF for SUB","Hg EMF for LIG","HCL Removal","DSI Unit","DSI Online Year","CCS","CCS Removal","C2G","C2G Online Year","BART Affected Unit"]
["Orange County Advanced Power Station","83960_G_CC1",83960,"G","CC1",null,"Combined Cycle",null,"MIS_WOTA","Texas",48,"Orange",361,"48361",1200,6370,2026,9999,null,null,"N","Natural Gas, Distillate Fuel Oil, Hydrogen",{"$nulls":3},"DLNB","SCR",{"$nulls":8},0.011,0.011,0.011,0.011]
["Intermountain Power Project","6481_G_3",6481,"G",3,null,"Combined Cycle",null,"WECC_UT","Utah",49,"Millard",27,"49027",420,6370,2026,9999,null,null,"N","Natural Gas, Distillate Fuel Oil, Hydrogen",{"$nulls":3},"DLNB","SCR",{"$nulls":8},0.011,0.011,0.011,0.011]
["Intermountain Power Project","6481_G_4",6481,"G",4,null,"Combined Cycle",null,"WECC_UT","Utah",49,"Millard",27,"49027",420,6370,2026,9999,null,null,"N","Natural Gas, Distillate Fuel Oil, Hydrogen",{"$nulls":3},"DLNB","SCR",{"$nulls":8},0.011,0.011,0.011,0.011]
["Cumberland (TN)","3399_G_CC",3399,"G","CC",null,"Combined Cycle",null,"S_C_TVA","Tennessee",47,"Stewart",161,"47161",1450,6370,2026,9999,null,null,"N","Natural Gas",{"$nulls":3},"DLNB","SCR",2026,{"$nulls":7},0.01100000000000001,0.01100000000000001,0.01100000000000001,0.01100000000000001]
["Guadalupe Generating Station","55153_G_CTGP1",55153,"G","CTGP1",null,"Combustion Turbine",null,"ERC_REST","Texas",48,"Guadalupe",187,"48187",160,9905,2025,9999,null,null,"N","Natural Gas",{"$nulls":13},0.01100000000000001,0.01100000000000001,0.01100000000000001,0.01100000000000001]
["Guadalupe Generating Station","55153_G_CTGP2",55153,"G","CTGP2",null,"Combustion Turbine",null,"ERC_REST","Texas",48,"Guadalupe",187,"48187",160,9905,2025,9999,null,null,"N","Natural Gas",{"$nulls":13},0.01100000000000001,0.01100000000000001,0.01100000000000001,0.01100000000000001]
["TECO CHP-1","57504_G_GTG2",57504,"G","GTG2",null,"Combustion Turbine",null,"ERC_REST","Texas",48,"Harris",201,"48201",50,9905,2024,9999,null,null,"N","Natural Gas",{"$nulls":13},0.01100000000000001,0.01100000000000001,0.01100000000000001,0.01100000000000001]
["FGE Texas II","58930_G_CA1",58930,"G","CA1",null,"Combined Cycle",null,"ERC_WEST","Texas",48,"Mitchell",335,"48335",249.9,6370,2025,9999,null,null,"N","Natural Gas",{"$nulls":3},"DLNB","SCR",2025,{"$nulls":7},0.01100000000000001,0.01100000000000001,0.01100000000000001,0.01100000000000001]
["FGE Texas II","58930_G_GT1",58930,"G","GT1",null,"Combined Cycle",null,"ERC_WEST","Texas",48,"Mitchell",335,"48335",226.7,6370,2025,9999,null,null,"N","Natural Gas",{"$nulls":3},"DLNB","SCR",2025,{"$nulls":7},0.01100000000000001,0.01100000000000001,0.01100000000000001,0.01100000000000001]
["FGE Texas II","58930_G_GT2",58930,"G","GT2",null,"Combined Cycle",null,"ERC_WEST","Texas",48,"Mitchell",335,"48335",226.7,6370,2025,9999,null,null,"N","Natural Gas",{"$nulls":3},"DLNB","SCR",2025,{"$nulls":7},0.01100000000000001,0.01100000000000001,0.01100000000000001,0.01100000000000001]
["MEC North","63911_G_MECN",63911,"G","MECN",null,"Combined Cycle",null,"MIS_LMI","Michigan",26,"Calhoun",25,"26025",500,6370,2025,9999,null,null,"N","Natural Gas",{"$nulls":3},"DLNB","SCR",2025,{"$nulls":7},0.01100000000000001,0.01100000000000001,0.01100000000000001,0.01100000000000001]
["Bright Stalk Wind Farm II","57622_G_GEN1",57622,"G","GEN1",null,"Onshore Wind",null,"PJM_COMD","Illinois",17,"McLean",113,"17113",205.2,0,2026,9999,null,null,"N","Wind",{"$nulls":13},0,0,0,0]
["Owens Creek Solar","65446_G_OCS",65446,"G","OCS",null,"Solar PV",null,"PJM_COMD","Illinois",17,"DeKalb",37,"17037",500,0,2028,9999,null,null,"N","Solar",{"$nulls":13},0,0,0,0]
["Reid Gardner","2324_G_RGES1",2324,"G","RGES1",null,"Energy Storage",null,"WECC_SNV","Nevada",32,"Clark",3,"32003",220,0,2023,9999,null,null,"N","Energy Storage",{"$nulls":13},0,0,0,0]
["VESI Pomona","50300_G_BESS2",50300,"G","BESS2",null,"Energy Storage",null,"WEC_LADW","California",6,"Los Angeles",37,"06037",20,0,2023,9999,null,null,"N","Energy Storage",{"$nulls":13},0,0,0,0]
["L'Oreal Piscataway","57868_G_UNIT4",57868,"G","UNIT4",null,"Solar PV",null,"PJM_EMAC","New Jersey",34,"Middlesex",23,"34023",0.7,0,2011,9999,null,null,"N","Solar",{"$nulls":13},0,0,0,0]
["Hopkins Hill CSG","63136_G_64605",63136,"G","64605",null,"Solar PV",null,"NENGREST","Rhode Island",44,"Kent",3,"44003",4.8,0,2020,9999,null,null,"N","Solar",{"$nulls":13},0,0,0,0]
["D'Arrigo Brothers - Phase 4","63486_G_DA04B",63486,"G","DA04B",null,"Energy Storage",null,"WEC_CALN","California",6,"Monterey",53,"06053",0.5,0,2019,9999,null,null,"N","Energy Storage",{"$nulls":13},0,0,0,0]
["Solar Blue","63848_G_BESS1",63848,"G","BESS1",null,"Energy Storage",null,"WEC_CALN","California",6,"Kings",31,"06031",225,0,2023,9999,null,null,"N","Energy Storage",{"$nulls":13},0,0,0,0]
["Chestnut","63849_G_BESS1",63849,"G","BESS1",null,"Energy Storage",null,"WEC_CALN","California",6,"Kings",31,"06031",135,0,2023,9999,null,null,"N","Energy Storage",{"$nulls":13},0,0,0,0]
["Big Bend","645_G_BESS1",645,"G","BESS1",null,"Energy Storage",null,"FRCC","Florida",12,"Hillsborough",57,"12057",12.6,0,2017,9999,null,null,"N","Energy Storage",{"$nulls":13},0,0,0,0]
["University of the Pacific","65132_G_BA1",65132,"G","BA1",null,"Energy Storage",null,"WEC_CALN","California",6,"San Joaquin",77,"06077",1,0,2022,9999,null,null,"N","Energy Storage",{"$nulls":13},0,0,0,0]
["8500 Balboa PV, LLC","65330_G_VSPRC",65330,"G","VSPRC",null,"Solar PV",null,"WEC_LADW","California",6,"Los Angeles",37,"06037",0.8,0,2022,9999,null,null,"N","Solar",{"$nulls":13},0,0,0,0]
["Mulligan Solar, LLC","65349_G_MLGA2",65349,"G","MLGA2",null,"Energy Storage",null,"MIS_IL","Illinois",17,"Logan",107,"17107",40,0,2025,9999,null,null,"N","Energy Storage",{"$nulls":13},0,0,0,0]
["NY - Mines Press","65815_G_MPBS",65815,"G","MPBS",null,"Energy Storage",null,"NY_Z_G-I","New York",36,"Westchester",119,"36119",1,0,2022,9999,null,null,"N","Energy Storage",{"$nulls":13},0,0,0,0]
["OCI SunRoper","65893_G_OCIES",65893,"G","OCIES",null,"Energy Storage",null,"ERC_REST","Texas",48,"Wharton",481,"48481",260,0,2025,9999,null,null,"N","Energy Storage",{"$nulls":13},0,0,0,0]
["Springwater Solar, LLC","65900_G_SPRI2",65900,"G","SPRI2",null,"Energy Storage",null,"PJM_ATSI","Ohio",39,"Madison",97,"39097",75,0,2026,9999,null,null,"N","Energy Storage",{"$nulls":13},0,0,0,0]
["Peeler Solar, LLC","65932_G_PEEL2",65932,"G","PEEL2",null,"Energy Storage",null,"ERC_REST","Texas",48,"Atascosa",13,"48013",100,0,2025,9999,null,null,"N","Energy Storage",{"$nulls":13},0,0,0,0]
["Vermillion Rise Solar","65935_G_BAT",65935,"G","BAT",null,"Energy Storage",null,"MIS_INKY","Indiana",18,"Vermillion",165,"18165",40,0,2025,9999,null,null,"N","Energy Storage",{"$nulls":13},0,0,0,0]
["Grey Fox Wind","65939_G_WNDG2",65939,"G","WNDG2",null,"Energy Storage",null,"MIS_IL","Illinois",17,"Cass",17,"17017",150,0,2026,9999,null,null,"N","Energy Storage",{"$nulls":13},0,0,0,0]
["Storey Solar and Storage","65956_G_STOBA",65956,"G","STOBA",null,"Energy Storage",null,"WECC_AZ","Arizona",4,"Pinal",21,"04021",88,0,2023,9999,null,null,"N","Energy Storage",{"$nulls":13},0,0,0,0]
["Platt Solar","66015_G_PLAT",66015,"G","PLAT",null,"Solar PV",null,"MIS_MNWI","Minnesota",27,"Murray",101,"27101",1,0,2023,9999,null,null,"N","Solar",{"$nulls":13},0,0,0,0]
["Andresen Solar","66017_G_ANDR",66017,"G","ANDR",null,"Solar PV",null,"MIS_MNWI","Minnesota",27,"Chippewa",23,"27023",1,0,2023,9999,null,null,"N","Solar",{"$nulls":13},0,0,0,0]
["Middleton Biogas Solar, LLC","66048_G_MBS-B",66048,"G","MBS-B",null,"Energy Storage",null,"MIS_WUMS","Wisconsin",55,"Dane",25,"55025",0.3,0,2022,9999,null,null,"N","Energy Storage",{"$nulls":13},0,0,0,0]
["Dover Solar","66129_G_BESS1",66129,"G","BESS1",null,"Energy Storage",null,"FRCC","Florida",12,"Hillsborough",57,"12057",15,0,2024,9999,null,null,"N","Energy Storage",{"$nulls":13},0,0,0,0]
["South 49th 013445 SCS Norfolk, LLC","66178_G_9123",66178,"G","9123",null,"Energy Storage",null,"SPP_NEBR","Nebraska",31,"Madison",119,"31119",1,0,2022,9999,null,null,"N","Energy Storage",{"$nulls":13},0,0,0,0]
["Oak Ridge Solar","66193_G_OAKRG",66193,"G","OAKRG",null,"Solar PV",null,"MIS_LA","Louisiana",22,"Richland",83,"22083",200,0,2023,9999,null,null,"N","Solar",{"$nulls":13},0,0,0,0]
["Butterfield Solar Farm","66248_G_BSS1",66248,"G","BSS1",null,"Solar PV",null,"SPP_WEST","Oklahoma",40,"Bryan",13,"40013",5,0,2022,9999,null,null,"N","Solar",{"$nulls":13},0,0,0,0]
["Steel Solar LLC","66267_G_SS8",66267,"G","SS8",null,"Solar PV",null,"WECC_UT","Utah",49,"Box Elder",3,"49003",80,0,2024,9999,null,null,"N","Solar",{"$nulls":13},0,0,0,0]
["Gravel Pit Solar, LLC","66268_G_GPS03",66268,"G","GPS03",null,"Solar PV",null,"NENG_CT","Connecticut",9,"Hartford",3,"09003",70,0,2024,9999,null,null,"N","Solar",{"$nulls":13},0,0,0,0]
["Gravel Pit Solar, LLC","66268_G_GPS04",66268,"G","GPS04",null,"Solar PV",null,"NENG_CT","Connecticut",9,"Hartford",3,"09003",50,0,2024,9999,null,null,"N","Solar",{"$nulls":13},0,0,0,0]
["Riverstart Solar Park III","66269_G_RSS03",66269,"G","RSS03",null,"Solar PV",null,"PJM_West","Indiana",18,"Randolph",135,"18135",100,0,2024,9999,null,null,"N","Solar",{"$nulls":13},0,0,0,0]
["Proxima","66270_G_PRXBS",66270,"G","PRXBS",null,"Energy Storage",null,"WEC_CALN","California",6,"Stanislaus",99,"06099",162,0,2024,9999,null,null,"N","Energy Storage",{"$nulls":13},0,0,0,0]
["Proxima","66270_G_PRXMA",66270,"G","PRXMA",null,"Solar PV",null,"WEC_CALN","California",6,"Stanislaus",99,"06099",190,0,2024,9999,null,null,"N","Solar",{"$nulls":13},0,0,0,0]
["Ameresco HCE Solar LLC","66271_G_HCEBA",66271,"G","HCEBA",null,"Energy Storage",null,"WECC_CO","Colorado",8,"Garfield",45,"08045",5,0,2023,9999,null,null,"N","Energy Storage",{"$nulls":13},0,0,0,0]
["Ameresco HCE Solar LLC","66271_G_HCEPV",66271,"G","HCEPV",null,"Solar PV",null,"WECC_CO","Colorado",8,"Garfield",45,"08045",4.5,0,2023,9999,null,null,"N","Solar",{"$nulls":13},0,0,0,0]
["RIC - Hanover","66272_G_GEN1",66272,"G","GEN1",null,"Solar PV",null,"NY_Z_A","New York",36,"Chautauqua",13,"36013",5,0,2023,9999,null,null,"N","Solar",{"$nulls":13},0,0,0,0]
["Summit - Cicero","66273_G_GEN1",66273,"G","GEN1",null,"Solar PV",null,"NY_Z_C&E","New York",36,"Onondaga",67,"36067",5,0,2024,9999,null,null,"N","Solar",{"$nulls":13},0,0,0,0]
["Summit - Lysander","66274_G_GEN1",66274,"G","GEN1",null,"Solar PV",null,"NY_Z_C&E","New York",36,"Onondaga",67,"36067",3.5,0,2023,9999,null,null,"N","Solar",{"$nulls":13},0,0,0,0]
["Summit - Oswego","66275_G_GEN1",66275,"G","GEN1",null,"Solar PV",null,"NY_Z_C&E","New York",36,"Oswego",75,"36075",2.2,0,2023,9999,null,null,"N","Solar",{"$nulls":13},0,0,0,0]
["Blake Solar Plant","66276_G_US620",66276,"G","US620",null,"Solar PV",null,"PJM_AP","West Virginia",54,"Jefferson",37,"54037",80,0,2024,9999,null,null,"N","Solar",{"$nulls":13},0,0,0,0]
["Elliott Energy Storage","66278_G_1",66278,"G","1",null,"Energy Storage",null,"WEC_SDGE","California",6,"San Diego",73,"06073",10,0,2024,9999,null,null,"N","Energy Storage",{"$nulls":13},0,0,0,0]
["Boulevard Energy Storage","66279_G_1",66279,"G","1",null,"Energy Storage",null,"WEC_SDGE","California",6,"San Diego",73,"06073",10,0,2024,9999,null,null,"N","Energy Storage",{"$nulls":13},0,0,0,0]
["Pala Gomez Creek BESS","66280_G_1",66280,"G","1",null,"Energy Storage",null,"WEC_SDGE","California",6,"San Diego",73,"06073",10,0,2024,9999,null,null,"N","Energy Storage",{"$nulls":13},0,0,0,0]
["Melrose BESS","66281_G_1",66281,"G","1",null,"Energy Storage",null,"WEC_SDGE","California",6,"San Diego",73,"06073",10,0,2024,9999,null,null,"N","Energy Storage",{"$nulls":13},0,0,0,0]
["Melrose BESS","66281_G_2",66281,"G","2",null,"Energy Storage",null,"WEC_SDGE","California",6,"San Diego",73,"06073",10,0,2024,9999,null,null,"N","Energy Storage",{"$nulls":13},0,0,0,0]
["Woodruff County Solar","66282_G_PV1",66282,"G","PV1",null,"Solar PV",null,"MIS_AR","Arkansas",5,"Woodruff",147,"05147",122,0,2024,9999,null,null,"N","Solar",{"$nulls":13},0,0,0,0]
["Silver Maple","66283_G_SIMA1",66283,"G","SIMA1",null,"Onshore Wind",null,"NENG_ME","Maine",23,"Penobscot",19,"23019",20,0,2022,9999,null,null,"N","Wind",{"$nulls":13},0,0,0,0]
["Condor Energy Storage LLC","66285_G_COND1",66285,"G","COND1",null,"Energy Storage",null,"WECC_SCE","California",6,"San Bernardino",71,"06071",200,0,2024,9999,null,null,"N","Energy Storage",{"$nulls":13},0,0,0,0]
["Peregrine Energy Storage LLC","66286_G_PERE1",66286,"G","PERE1",null,"Energy Storage",null,"WEC_SDGE","California",6,"San Diego",73,"06073",200,0,2024,9999,null,null,"N","Energy Storage",{"$nulls":13},0,0,0,0]
["NMRD Data Center III, LLC","66287_G_NMRD3",66287,"G","NMRD3",null,"Solar PV",null,"WECC_NM","New Mexico",35,"Sandoval",43,"35043",50,0,2023,9999,null,null,"N","Solar",{"$nulls":13},0,0,0,0]
["Alamo 3 BESS 2","66293_G_A3BS2",66293,"G","A3BS2",null,"Energy Storage",null,"ERC_REST","Texas",48,"Bexar",29,"48029",100,0,2024,9999,null,null,"N","Energy Storage",{"$nulls":13},0,0,0,0]
["Alamo 4 BESS","66294_G_A4BS1",66294,"G","A4BS1",null,"Energy Storage",null,"ERC_REST","Texas",48,"Kinney",271,"48271",100,0,2024,9999,null,null,"N","Energy Storage",{"$nulls":13},0,0,0,0]
["Alamo 5 BESS 1","66295_G_A5BS1",66295,"G","A5BS1",null,"Energy Storage",null,"ERC_REST","Texas",48,"Uvalde",463,"48463",100,0,2024,9999,null,null,"N","Energy Storage",{"$nulls":13},0,0,0,0]
["Alamo 5 BESS 2","66296_G_A5BS2",66296,"G","A5BS2",null,"Energy Storage",null,"ERC_REST","Texas",48,"Uvalde",463,"48463",100,0,2024,9999,null,null,"N","Energy Storage",{"$nulls":13},0,0,0,0]
["Alamo 7 BESS 1","66297_G_A7BS1",66297,"G","A7BS1",null,"Energy Storage",null,"ERC_WEST","Texas",48,"Haskell",207,"48207",150,0,2024,9999,null,null,"N","Energy Storage",{"$nulls":13},0,0,0,0]
["Alamo 7 BESS 2","66298_G_A7BS2",66298,"G","A7BS2",null,"Energy Storage",null,"ERC_WEST","Texas",48,"Haskell",207,"48207",150,0,2024,9999,null,null,"N","Energy Storage",{"$nulls":13},0,0,0,0]
["Crane 2 BESS 2","66300_G_CRBS2",66300,"G","CRBS2",null,"Energy Storage",null,"ERC_REST","Texas",48,"Hidalgo",215,"48215",150,0,2024,9999,null,null,"N","Energy Storage",{"$nulls":13},0,0,0,0]
["Peregrine BESS 1","66301_G_PGBS1",66301,"G","PGBS1",null,"Energy Storage",null,"ERC_REST","Texas",48,"Goliad",175,"48175",150,0,2025,9999,null,null,"N","Energy Storage",{"$nulls":13},0,0,0,0]
["Peregrine BESS 2","66302_G_PGBS2",66302,"G","PGBS2",null,"Energy Storage",null,"ERC_REST","Texas",48,"Goliad",175,"48175",150,0,2025,9999,null,null,"N","Energy Storage",{"$nulls":13},0,0,0,0]
["Upton BESS 2","66303_G_UPBS2",66303,"G","UPBS2",null,"Energy Storage",null,"ERC_REST","Texas",48,"Hidalgo",215,"48215",150,0,2024,9999,null,null,"N","Energy Storage",{"$nulls":13},0,0,0,0]
["Uvalde 2 BESS 1","66304_G_UVBS1",66304,"G","UVBS1",null,"Energy Storage",null,"ERC_REST","Texas",48,"Uvalde",463,"48463",75,0,2024,9999,null,null,"N","Energy Storage",{"$nulls":13},0,0,0,0]
["Uvalde 2 BESS 2","66305_G_UVBS2",66305,"G","UVBS2",null,"Energy Storage",null,"ERC_REST","Texas",48,"Uvalde",463,"48463",150,0,2024,9999,null,null,"N","Energy Storage",{"$nulls":13},0,0,0,0]
["Uvalde Solar 1","66306_G_UVPV1",66306,"G","UVPV1",null,"Solar PV",null,"ERC_REST","Texas",48,"Uvalde",463,"48463",150,0,2026,9999,null,null,"N","Solar",{"$nulls":13},0,0,0,0]
["Uvalde Solar 2","66309_G_UVPV2",66309,"G","UVPV2",null,"Solar PV",null,"ERC_REST","Texas",48,"Uvalde",463,"48463",300,0,2024,9999,null,null,"N","Solar",{"$nulls":13},0,0,0,0]
["Courthouse Solar","66312_G_CHSL",66312,"G","CHSL",null,"Solar PV",null,"PJM_Dom","Virginia",51,"Charlotte",37,"51037",167,0,2026,9999,null,null,"N","Solar",{"$nulls":13},0,0,0,0]
["Moon Corner Solar","66313_G_MOCO",66313,"G","MOCO",null,"Solar PV",null,"PJM_Dom","Virginia",51,"Richmond",159,"51159",60,0,2026,9999,null,null,"N","Solar",{"$nulls":13},0,0,0,0]
["Bookers Mill Solar","66314_G_BMSO",66314,"G","BMSO",null,"Solar PV",null,"PJM_Dom","Virginia",51,"Richmond",159,"51159",127,0,2024,9999,null,null,"N","Solar",{"$nulls":13},0,0,0,0]
["Clover Creek Solar","66315_G_CCSO",66315,"G","CCSO",null,"Solar PV",null,"PJM_Dom","Virginia",51,"Halifax",83,"51083",90,0,2026,9999,null,null,"N","Solar",{"$nulls":13},0,0,0,0]
["Madison Solar","66316_G_MDSO",66316,"G","MDSO",null,"Solar PV",null,"PJM_AP","Virginia",51,"Orange",137,"51137",62.5,0,2024,9999,null,null,"N","Solar",{"$nulls":13},0,0,0,0]
["Brimfield","66317_G_BRIM1",66317,"G","BRIM1",null,"Solar PV",null,"NENGREST","Massachusetts",25,"Hampden",13,"25013",1.9,0,2021,9999,null,null,"N","Solar",{"$nulls":13},0,0,0,0]
["WEB Brookfield","66318_G_BROK1",66318,"G","BROK1",null,"Solar PV",null,"NENGREST","Massachusetts",25,"Worcester",27,"25027",3.4,0,2021,9999,null,null,"N","Solar",{"$nulls":13},0,0,0,0]
["3Colton","66320_G_3COLT",66320,"G","3COLT",null,"Solar PV",null,"NENGREST","Massachusetts",25,"Worcester",27,"25027",3.4,0,2023,9999,null,null,"N","Solar",{"$nulls":13},0,0,0,0]
["King Creek Wind Farm 1, LLC","66321_G_KC1",66321,"G","KC1",null,"Onshore Wind",null,"ERC_WEST","Texas",48,"Haskell",207,"48207",184,0,2022,9999,null,null,"N","Wind",{"$nulls":13},0,0,0,0]
["Summit - Scriba","66322_G_GEN1",66322,"G","GEN1",null,"Solar PV",null,"NY_Z_C&E","New York",36,"Oswego",75,"36075",5,0,2023,9999,null,null,"N","Solar",{"$nulls":13},0,0,0,0]
["King Creek Wind Farm 2, LLC","66323_G_KC2",66323,"G","KC2",null,"Onshore Wind",null,"ERC_WEST","Texas",48,"Haskell",207,"48207",209,0,2022,9999,null,null,"N","Wind",{"$nulls":13},0,0,0,0]
["BPL Files Solar","66324_G_FILES",66324,"G","FILES",null,"Solar PV",null,"ERC_REST","Texas",48,"Hill",217,"48217",157.5,0,2023,9999,null,null,"N","Solar",{"$nulls":13},0,0,0,0]
["Hemmingway BESS","66325_G_1",66325,"G","1",null,"Energy Storage",null,"WECC_ID","Idaho",16,"Owyhee",73,"16073",80,0,2024,9999,null,null,"N","Energy Storage",{"$nulls":13},0,0,0,0]
["Black Mesa BESS","66326_G_1",66326,"G","1",null,"Energy Storage",null,"WECC_ID","Idaho",16,"Elmore",39,"16039",40,0,2024,9999,null,null,"N","Energy Storage",{"$nulls":13},0,0,0,0]
["Elmore BESS","66327_G_1",66327,"G","1",null,"Energy Storage",null,"WECC_ID","Idaho",16,"Elmore",39,"16039",4,0,2024,9999,null,null,"N","Energy Storage",{"$nulls":13},0,0,0,0]
["Filer BESS","66328_G_1",66328,"G","1",null,"Energy Storage",null,"WECC_ID","Idaho",16,"Twin Falls",83,"16083",2,0,2024,9999,null,null,"N","Energy Storage",{"$nulls":13},0,0,0,0]
["Melba BESS","66329_G_1",66329,"G","1",null,"Energy Storage",null,"WECC_ID","Idaho",16,"Canyon",27,"16027",2,0,2024,9999,null,null,"N","Energy Storage",{"$nulls":13},0,0,0,0]
["Weiser BESS","66330_G_1",66330,"G","1",null,"Energy Storage",null,"WECC_ID","Idaho",16,"Washington",87,"16087",3,0,2024,9999,null,null,"N","Energy Storage",{"$nulls":13},0,0,0,0]
["Wonderful Firebaugh","66331_G_WFB01",66331,"G","WFB01",null,"Solar PV",null,"WEC_CALN","California",6,"Madera",39,"06039",5.4,0,2022,9999,null,null,"N","Solar",{"$nulls":13},0,0,0,0]
["Wonderful Kings","66332_G_WFK01",66332,"G","WFK01",null,"Solar PV",null,"WECC_SCE","California",6,"Kern",29,"06029",3.2,0,2022,9999,null,null,"N","Solar",{"$nulls":13},0,0,0,0]
["Superstition Energy Storage","66333_G_BESS4",66333,"G","BESS4",null,"Energy Storage",null,"WECC_AZ","Arizona",4,"Maricopa",13,"04013",90,0,2024,9999,null,null,"N","Energy Storage",{"$nulls":13},0,0,0,0]
["Sierra Estrella Energy Storage","66334_G_BESS3",66334,"G","BESS3",null,"Energy Storage",null,"WECC_AZ","Arizona",4,"Maricopa",13,"04013",250,0,2024,9999,null,null,"N","Energy Storage",{"$nulls":13},0,0,0,0]
["St. Gall Energy Storage I","66336_G_SGES1",66336,"G","SGES1",null,"Energy Storage",null,"ERC_WEST","Texas",48,"Pecos",371,"48371",100,0,2024,9999,null,null,"N","Energy Storage",{"$nulls":13},0,0,0,0]
["Tidwell Prairie Storage 1","66337_G_SGES1",66337,"G","SGES1",null,"Energy Storage",null,"ERC_REST","Texas",48,"Robertson",395,"48395",200,0,2024,9999,null,null,"N","Energy Storage",{"$nulls":13},0,0,0,0]
["Callisto I Energy Center","66338_G_CALL1",66338,"G","CALL1",null,"Energy Storage",null,"ERC_REST","Texas",48,"Harris",201,"48201",100,0,2024,9999,null,null,"N","Energy Storage",{"$nulls":13},0,0,0,0]
["Brainerd Airport","66339_G_BRN01",66339,"G","BRN01",null,"Solar PV",null,"MIS_MNWI","Minnesota",27,"Crow Wing",35,"27035",5.8,0,2022,9999,null,null,"N","Solar",{"$nulls":13},0,0,0,0]
["Canyonville Solar LLC (CSG)","66340_G_PV1",66340,"G","PV1",null,"Solar PV",null,"WECC_PNW","Oregon",41,"Douglas",19,"41019",2.5,0,2024,9999,null,null,"N","Solar",{"$nulls":13},0,0,0,0]
["Eagle Springs Hybrid","66341_G_EGSB",66341,"G","EGSB",null,"Energy Storage",null,"ERC_REST","Texas",48,"Delta",119,"48119",61.5,0,2025,9999,null,null,"N","Energy Storage",{"$nulls":13},0,0,0,0]
["Eagle Springs Hybrid","66341_G_EGSS",66341,"G","EGSS",null,"Solar PV",null,"ERC_REST","Texas",48,"Delta",119,"48119",150,0,2025,9999,null,null,"N","Solar",{"$nulls":13},0,0,0,0]
["Gaia Hybrid","66342_G_GAIAB",66342,"G","GAIAB",null,"Energy Storage",null,"ERC_REST","Texas",48,"Navarro",349,"48349",76.8,0,2025,9999,null,null,"N","Energy Storage",{"$nulls":13},0,0,0,0]
["Gaia Hybrid","66342_G_GAIAS",66342,"G","GAIAS",null,"Solar PV",null,"ERC_REST","Texas",48,"Navarro",349,"48349",152.7,0,2025,9999,null,null,"N","Solar",{"$nulls":13},0,0,0,0]
["Prairie Violet Wind LLC","66343_G_PVLET",66343,"G","PVLET",null,"Onshore Wind",null,"PJM_COMD","Illinois",17,"Marshall",123,"17123",135,0,2027,9999,null,null,"N","Wind",{"$nulls":13},0,0,0,0]
["Bulloch County GA S4 LLC","66344_G_PV1",66344,"G","PV1",null,"Solar PV",null,"S_SOU","Georgia",13,"Bulloch",31,"13031",3,0,2023,9999,null,null,"N","Solar",{"$nulls":13},0,0,0,0]
["Elk Solar LLC","66345_G_PV1",66345,"G","PV1",null,"Solar PV",null,"S_VACA","North Carolina",37,"Hoke",93,"37093",5,0,2024,9999,null,null,"N","Solar",{"$nulls":13},0,0,0,0]
["Bulloch County GA S3 LLC","66346_G_PV1",66346,"G","PV1",null,"Solar PV",null,"S_SOU","Georgia",13,"Bulloch",31,"13031",3,0,2023,9999,null,null,"N","Solar",{"$nulls":13},0,0,0,0]
["Green Solar LLC (CSG)","66349_G_PV1",66349,"G","PV1",null,"Solar PV",null,"WECC_PNW","Oregon",41,"Jefferson",31,"41031",2.9,0,2024,9999,null,null,"N","Solar",{"$nulls":13},0,0,0,0]
["Richmond County GA S2 LLC","66350_G_PV1",66350,"G","PV1",null,"Solar PV",null,"S_SOU","Georgia",13,"Richmond",245,"13245",3,0,2023,9999,null,null,"N","Solar",{"$nulls":13},0,0,0,0]
["Marble Solar LLC (CSG)","66351_G_PV1",66351,"G","PV1",null,"Solar PV",null,"WECC_PNW","Oregon",41,"Linn",43,"41043",2.9,0,2024,9999,null,null,"N","Solar",{"$nulls":13},0,0,0,0]
["Longleaf Pine Solar LLC","66352_G_PV1",66352,"G","PV1",null,"Solar PV",null,"S_VACA","North Carolina",37,"Davie",59,"37059",5,0,2024,9999,null,null,"N","Solar",{"$nulls":13},0,0,0,0]
["Upson County GA S1 LLC","66353_G_PV1",66353,"G","PV1",null,"Solar PV",null,"S_SOU","Georgia",13,"Upson",293,"13293",3,0,2023,9999,null,null,"N","Solar",{"$nulls":13},0,0,0,0]
["Sheridan Solar LLC (CSG)","66354_G_PV1",66354,"G","PV1",null,"Solar PV",null,"WECC_PNW","Oregon",41,"Yamhill",71,"41071",3,0,2024,9999,null,null,"N","Solar",{"$nulls":13},0,0,0,0]
["Wallace Solar LLC (CSG)","66355_G_PV1",66355,"G","PV1",null,"Solar PV",null,"WECC_PNW","Oregon",41,"Polk",53,"41053",3,0,2024,9999,null,null,"N","Solar",{"$nulls":13},0,0,0,0]
["Williams Solar LLC","66356_G_PV1",66356,"G","PV1",null,"Solar PV",null,"S_VACA","North Carolina",37,"Johnston",101,"37101",5,0,2024,9999,null,null,"N","Solar",{"$nulls":13},0,0,0,0]
["Yellow Pine Solar","66357_G_YPES",66357,"G","YPES",null,"Energy Storage",null,"WECC_SNV","Nevada",32,"Clark",3,"32003",48.8,0,2023,9999,null,null,"N","Energy Storage",{"$nulls":13},0,0,0,0]
["Yellow Pine Solar","66357_G_YPS1",66357,"G","YPS1",null,"Solar PV",null,"WECC_SNV","Nevada",32,"Clark",3,"32003",93.8,0,2023,9999,null,null,"N","Solar",{"$nulls":13},0,0,0,0]
["Virginia Line Solar, LLC","66358_G_VAL",66358,"G","VAL",null,"Solar PV",null,"S_VACA","North Carolina",37,"Warren",185,"37185",35,0,2023,9999,null,null,"N","Solar",{"$nulls":13},0,0,0,0]
["Grover Hill Wind, LLC","66359_G_GHW",66359,"G","GHW",null,"Onshore Wind",null,"PJM_West","Ohio",39,"Paulding",125,"39125",150,0,2025,9999,null,null,"N","Wind",{"$nulls":13},0,0,0,0]
["Ruler Solar Partners","66360_G_RUSP1",66360,"G","RUSP1",null,"Solar PV",null,"NY_Z_D","New York",36,"St Lawrence",89,"36089",4.9,0,2023,9999,null,null,"N","Solar",{"$nulls":13},0,0,0,0]
["Royal Solar Partners","66361_G_ROSP1",66361,"G","ROSP1",null,"Solar PV",null,"NY_Z_D","New York",36,"St Lawrence",89,"36089",5,0,2023,9999,null,null,"N","Solar",{"$nulls":13},0,0,0,0]
["Bear Point Solar, LLC","66362_G_GEN1",66362,"G","GEN1",null,"Solar PV",null,"S_VACA","North Carolina",37,"Lenoir",107,"37107",73.9,0,2026,9999,null,null,"N","Solar",{"$nulls":13},0,0,0,0]
["Black Walnut Solar, LLC","66363_G_GEN1",66363,"G","GEN1",null,"Solar PV",null,"S_VACA","North Carolina",37,"Jones",103,"37103",80,0,2026,9999,null,null,"N","Solar",{"$nulls":13},0,0,0,0]
["Cobalt Solar, LLC","66364_G_COBAL",66364,"G","COBAL",null,"Solar PV",null,"PJM_PENE","Pennsylvania",42,"Forest",53,"42053",20,0,2025,9999,null,null,"N","Solar",{"$nulls":13},0,0,0,0]
["Erie Solar, LLC","66365_G_ERIE",66365,"G","ERIE",null,"Solar PV",null,"PJM_PENE","Pennsylvania",42,"Erie",49,"42049",20,0,2024,9999,null,null,"N","Solar",{"$nulls":13},0,0,0,0]
["IMPA Middletown Solar Park","66366_G_MIDDL",66366,"G","MIDDL",null,"Solar PV",null,"MIS_INKY","Indiana",18,"Henry",65,"18065",1.4,0,2023,9999,null,null,"N","Solar",{"$nulls":13},0,0,0,0]
["IMPA Richmond Solar Park 7","66367_G_RICH7",66367,"G","RICH7",null,"Solar PV",null,"PJM_West","Indiana",18,"Wayne",177,"18177",4.4,0,2023,9999,null,null,"N","Solar",{"$nulls":13},0,0,0,0]
["NSE Astoria - Skyward","66368_G_SKYW",66368,"G","SKYW",null,"Solar PV",null,"WECC_PNW","Oregon",41,"Clackamas",5,"41005",2.5,0,2021,9999,null,null,"N","Solar",{"$nulls":13},0,0,0,0]
["Wildflower Solar, LLC (MS)","66369_G_WDFL",66369,"G","WDFL",null,"Solar PV",null,"S_C_TVA","Mississippi",28,"DeSoto",33,"28033",100,0,2024,9999,null,null,"N","Solar",{"$nulls":13},0,0,0,0]
["BWC Unity Pond LLC","66370_G_BENTN",66370,"G","BENTN",null,"Solar PV",null,"NENG_ME","Maine",23,"Kennebec",11,"23011",4.5,0,2023,9999,null,null,"N","Solar",{"$nulls":13},0,0,0,0]
["Edison Farm","66371_G_EDISN",66371,"G","EDISN",null,"Solar PV",null,"S_VACA","North Carolina",37,"Rockingham",157,"37157",2,0,2022,9999,null,null,"N","Solar",{"$nulls":13},0,0,0,0]
["Overhill Solar","66372_G_OVERH",66372,"G","OVERH",null,"Solar PV",null,"S_VACA","North Carolina",37,"Sampson",163,"37163",5,0,2022,9999,null,null,"N","Solar",{"$nulls":13},0,0,0,0]
["Polk Farm","66373_G_POLK",66373,"G","POLK",null,"Solar PV",null,"S_VACA","North Carolina",37,"Richmond",153,"37153",5,0,2022,9999,null,null,"N","Solar",{"$nulls":13},0,0,0,0]
["Selwyn Farm","66374_G_SELW",66374,"G","SELW",null,"Solar PV",null,"S_VACA","North Carolina",37,"Anson",7,"37007",5,0,2022,9999,null,null,"N","Solar",{"$nulls":13},0,0,0,0]
["Shieldwall Solar","66375_G_SHIEL",66375,"G","SHIEL",null,"Solar PV",null,"PJM_Dom","North Carolina",37,"Halifax",83,"37083",5,0,2022,9999,null,null,"N","Solar",{"$nulls":13},0,0,0,0]
["Summit Solar","66376_G_SUMMT",66376,"G","SUMMT",null,"Solar PV",null,"S_VACA","North Carolina",37,"Wayne",191,"37191",3,0,2022,9999,null,null,"N","Solar",{"$nulls":13},0,0,0,0]
["Gray Fox Solar LLC","66377_G_PV1",66377,"G","PV1",null,"Solar PV",null,"S_VACA","North Carolina",37,"Robeson",155,"37155",5,0,2024,9999,null,null,"N","Solar",{"$nulls":13},0,0,0,0]
["Auburn Solar LLC (CSG)","66378_G_PV1",66378,"G","PV1",null,"Solar PV",null,"WECC_PNW","Oregon",41,"Clackamas",5,"41005",2.9,0,2024,9999,null,null,"N","Solar",{"$nulls":13},0,0,0,0]
["SCS Penfield One 010750 Penfield, LLC","66380_G_83022",66380,"G","83022",null,"Solar PV",null,"NY_Z_B","New York",36,"Monroe",55,"36055",4.9,0,2022,9999,null,null,"N","Solar",{"$nulls":13},0,0,0,0]
["SCS Harpswell 012903 Brunswick, LLC","66381_G_11822",66381,"G","11822",null,"Solar PV",null,"NENG_ME","Maine",23,"Cumberland",5,"23005",4.9,0,2022,9999,null,null,"N","Solar",{"$nulls":13},0,0,0,0]
["Healing Springs Solar, LLC","66382_G_GEN1",66382,"G","GEN1",null,"Solar PV",null,"S_VACA","North Carolina",37,"Davidson",57,"37057",55,0,2025,9999,null,null,"N","Solar",{"$nulls":13},0,0,0,0]
["Hyco Solar LLC","66383_G_GEN1",66383,"G","GEN1",null,"Solar PV",null,"S_VACA","North Carolina",37,"Person",145,"37145",80,0,2026,9999,null,null,"N","Solar",{"$nulls":13},0,0,0,0]
["Ostrea Solar, LLC","66384_G_GEN1",66384,"G","GEN1",null,"Solar PV",null,"WECC_PNW","Washington",53,"Yakima",77,"53077",80,0,2024,9999,null,null,"N","Solar",{"$nulls":13},0,0,0,0]
["Panther Branch Solar, LLC","66385_G_GEN1",66385,"G","GEN1",null,"Solar PV",null,"S_VACA","North Carolina",37,"Duplin",61,"37061",80,0,2026,9999,null,null,"N","Solar",{"$nulls":13},0,0,0,0]
["Oswego","66387_G_NECA",66387,"G","NECA",null,"Solar PV",null,"NY_Z_C&E","New York",36,"Oswego",75,"36075",5,0,2023,9999,null,null,"N","Solar",{"$nulls":13},0,0,0,0]
["Rome A CSG","66388_G_NECA",66388,"G","NECA",null,"Solar PV",null,"NY_Z_C&E","New York",36,"Oneida",65,"36065",5,0,2023,9999,null,null,"N","Solar",{"$nulls":13},0,0,0,0]
["Cereal City Solar, LLC","66389_G_CCSPV",66389,"G","CCSPV",null,"Solar PV",null,"MIS_LMI","Michigan",26,"Calhoun",25,"26025",100,0,2023,9999,null,null,"N","Solar",{"$nulls":13},0,0,0,0]
["MRG Goody Solar Project Hybrid","66390_G_GDYES",66390,"G","GDYES",null,"Energy Storage",null,"ERC_REST","Texas",48,"Lamar",277,"48277",50.4,0,2025,9999,null,null,"N","Energy Storage",{"$nulls":13},0,0,0,0]
["MRG Goody Solar Project Hybrid","66390_G_GDYPV",66390,"G","GDYPV",null,"Solar PV",null,"ERC_REST","Texas",48,"Lamar",277,"48277",171.7,0,2025,9999,null,null,"N","Solar",{"$nulls":13},0,0,0,0]
["Ash Creek BESS","66391_G_BESS",66391,"G","BESS",null,"Energy Storage",null,"ERC_REST","Texas",48,"Hill",217,"48217",306,0,2025,9999,null,null,"N","Energy Storage",{"$nulls":13},0,0,0,0]
["Goleta Energy Storage, LLC","66394_G_GOLET",66394,"G","GOLET",null,"Energy Storage",null,"WECC_SCE","California",6,"Santa Barbara",83,"06083",60,0,2024,9999,null,null,"N","Energy Storage",{"$nulls":13},0,0,0,0]
["Alta Sea","66395_G_PV1",66395,"G","PV1",null,"Solar PV",null,"WEC_LADW","California",6,"Los Angeles",37,"06037",1.8,0,2023,9999,null,null,"N","Solar",{"$nulls":13},0,0,0,0]
["Naduah Solar","66396_G_NDUAH",66396,"G","NDUAH",null,"Solar PV",null,"ERC_REST","Texas",48,"Limestone",293,"48293",180.6,0,2025,9999,null,null,"N","Solar",{"$nulls":13},0,0,0,0]
["Tokio Solar","66397_G_TOKIO",66397,"G","TOKIO",null,"Solar PV",null,"ERC_REST","Texas",48,"McLennan",309,"48309",158.1,0,2025,9999,null,null,"N","Solar",{"$nulls":13},0,0,0,0]
["Eytcheson Solar","66398_G_EYTCH",66398,"G","EYTCH",null,"Solar PV",null,"ERC_REST","Texas",48,"Navarro",349,"48349",76,0,2024,9999,null,null,"N","Solar",{"$nulls":13},0,0,0,0]
["OCI Lone Sun","66399_G_OCILS",66399,"G","OCILS",null,"Solar PV",null,"ERC_REST","Texas",48,"McLennan",309,"48309",100,0,2025,9999,null,null,"N","Solar",{"$nulls":13},0,0,0,0]
["Bexar ESS","66400_G_OCBEX",66400,"G","OCBEX",null,"Energy Storage",null,"ERC_REST","Texas",48,"Bexar",29,"48029",100,0,2025,9999,null,null,"N","Energy Storage",{"$nulls":13},0,0,0,0]
["OCI Hillsboro","66401_G_OHLBS",66401,"G","OHLBS",null,"Energy Storage",null,"ERC_REST","Texas",48,"Hill",217,"48217",200,0,2026,9999,null,null,"N","Energy Storage",{"$nulls":13},0,0,0,0]
["OCI Hillsboro","66401_G_OHLPV",66401,"G","OHLPV",null,"Solar PV",null,"ERC_REST","Texas",48,"Hill",217,"48217",200,0,2026,9999,null,null,"N","Solar",{"$nulls":13},0,0,0,0]
["Caribou","66402_G_CRBOU",66402,"G","CRBOU",null,"Solar PV",null,"NENG_ME","Maine",23,"Aroostook",3,"23003",4.1,0,2023,9999,null,null,"N","Solar",{"$nulls":13},0,0,0,0]
["Loring","66403_G_LRING",66403,"G","LRING",null,"Solar PV",null,"NENG_ME","Maine",23,"Aroostook",3,"23003",4.1,0,2023,9999,null,null,"N","Solar",{"$nulls":13},0,0,0,0]
["Red Mesa Solar Project","66404_G_PV",66404,"G","PV",null,"Solar PV",null,"WECC_UT","Utah",49,"San Juan",37,"49037",72,0,2023,9999,null,null,"N","Solar",{"$nulls":13},0,0,0,0]
["Chaves County Solar II","66405_G_CCS2",66405,"G","CCS2",null,"Solar PV",null,"SPP_SPS","New Mexico",35,"Chaves",5,"35005",30,0,2023,9999,null,null,"N","Solar",{"$nulls":13},0,0,0,0]
["Buena Vista Energy Center","66408_G_BESS1",66408,"G","BESS1",null,"Energy Storage",null,"WECC_NM","New Mexico",35,"Otero",35,"35035",50,0,2023,9999,null,null,"N","Energy Storage",{"$nulls":13},0,0,0,0]
["Buena Vista Energy Center","66408_G_BVEC1",66408,"G","BVEC1",null,"Solar PV",null,"WECC_NM","New Mexico",35,"Otero",35,"35035",120,0,2023,9999,null,null,"N","Solar",{"$nulls":13},0,0,0,0]
["Hecate Grid Gwent Storage 1","66409_G_GWNT",66409,"G","GWNT",null,"Energy Storage",null,"WECC_SCE","California",6,"Ventura",111,"06111",135,0,2026,9999,null,null,"N","Energy Storage",{"$nulls":13},0,0,0,0]
["Grizzly Ridge Solar","66410_G_375",66410,"G","375",null,"Solar PV",null,"ERC_REST","Texas",48,"Hamilton",193,"48193",100,0,2023,9999,null,null,"N","Solar",{"$nulls":13},0,0,0,0]
["Grizzly Ridge Solar","66410_G_596",66410,"G","596",null,"Energy Storage",null,"ERC_REST","Texas",48,"Hamilton",193,"48193",10,0,2024,9999,null,null,"N","Energy Storage",{"$nulls":13},0,0,0,0]
["Hecate Grid East Valley Storage","66411_G_RMSY",66411,"G","RMSY",null,"Energy Storage",null,"ERC_REST","Texas",48,"Cameron",61,"48061",255,0,2025,9999,null,null,"N","Energy Storage",{"$nulls":13},0,0,0,0]
["Hayhurst New Mexico Solar","66412_G_HHNM",66412,"G","HHNM",null,"Solar PV",null,"SPP_SPS","New Mexico",35,"Eddy",15,"35015",20,0,2023,9999,null,null,"N","Solar",{"$nulls":13},0,0,0,0]
["Spanish Fork Community Solar","66413_G_10112",66413,"G","10112",null,"Solar PV",null,"WECC_UT","Utah",49,"Utah",49,"49049",4,0,2021,9999,null,null,"N","Solar",{"$nulls":13},0,0,0,0]
["Hecate Energy Ramsey Storage","66414_G_RMSY",66414,"G","RMSY",null,"Energy Storage",null,"ERC_REST","Texas",48,"Wharton",481,"48481",500,0,2025,9999,null,null,"N","Energy Storage",{"$nulls":13},0,0,0,0]
["IMPA Knightstown Solar Park","66415_G_KNIGH",66415,"G","KNIGH",null,"Solar PV",null,"MIS_INKY","Indiana",18,"Henry",65,"18065",1.4,0,2023,9999,null,null,"N","Solar",{"$nulls":13},0,0,0,0]
["IMPA Washington Solar Park 2","66416_G_WASH2",66416,"G","WASH2",null,"Solar PV",null,"MIS_INKY","Indiana",18,"Daviess",27,"18027",9.9,0,2023,9999,null,null,"N","Solar",{"$nulls":13},0,0,0,0]
["Manheim New England","66417_G_GRND",66417,"G","GRND",null,"Solar PV",null,"NENGREST","Massachusetts",25,"Bristol",5,"25005",2.5,0,2012,9999,null,null,"N","Solar",{"$nulls":13},0,0,0,0]
["Sonny Solar LLC","66418_G_PGR36",66418,"G","PGR36",null,"Solar PV",null,"S_SOU","Georgia",13,"Elbert",105,"13105",40,0,2023,9999,null,null,"N","Solar",{"$nulls":13},0,0,0,0]
["Dane County Solar LLC","66419_G_DANE",66419,"G","DANE",null,"Solar PV",null,"MIS_WUMS","Wisconsin",55,"Dane",25,"55025",17.3,0,2023,9999,null,null,"N","Solar",{"$nulls":13},0,0,0,0]
["Five Wells Solar Center - Hybrid","66420_G_FWBAT",66420,"G","FWBAT",null,"Energy Storage",null,"ERC_REST","Texas",48,"Bell",27,"48027",259,0,2024,9999,null,null,"N","Energy Storage",{"$nulls":13},0,0,0,0]
["Five Wells Solar Center - Hybrid","66420_G_FWSOL",66420,"G","FWSOL",null,"Solar PV",null,"ERC_REST","Texas",48,"Bell",27,"48027",320,0,2023,9999,null,null,"N","Solar",{"$nulls":13},0,0,0,0]
["Despain Solar","66421_G_GRS13",66421,"G","GRS13",null,"Solar PV",null,"ERC_REST","Texas",48,"Kinney",271,"48271",236.2,0,2026,9999,null,null,"N","Solar",{"$nulls":13},0,0,0,0]
["Westside Solar","66422_G_NORTH",66422,"G","NORTH",null,"Solar PV",null,"MIS_MNWI","Minnesota",27,"Olmsted",109,"27109",3.4,0,2022,9999,null,null,"N","Solar",{"$nulls":13},0,0,0,0]
["Westside Solar","66422_G_SOUTH",66422,"G","SOUTH",null,"Solar PV",null,"MIS_MNWI","Minnesota",27,"Olmsted",109,"27109",6.4,0,2022,9999,null,null,"N","Solar",{"$nulls":13},0,0,0,0]
["Stanton Battery Energy Storage","66423_G_BESS1",66423,"G","BESS1",null,"Energy Storage",null,"WECC_SCE","California",6,"Orange",59,"06059",68.8,0,2023,9999,null,null,"N","Energy Storage",{"$nulls":13},0,0,0,0]
["ELP Livingston Solar","66424_G_LIV",66424,"G","LIV",null,"Solar PV",null,"NY_Z_F","New York",36,"Columbia",21,"36021",5,0,2023,9999,null,null,"N","Solar",{"$nulls":13},0,0,0,0]
["ELP Claverack Solar","66425_G_CLAV",66425,"G","CLAV",null,"Solar PV",null,"NY_Z_F","New York",36,"Columbia",21,"36021",5,0,2023,9999,null,null,"N","Solar",{"$nulls":13},0,0,0,0]
["Utah Solar 1","66426_G_1EUS",66426,"G","1EUS",null,"Solar PV",null,"WECC_UT","Utah",49,"Millard",27,"49027",300,0,2025,9999,null,null,"N","Solar",{"$nulls":13},0,0,0,0]
["Emerald Marshfields, LLC","66427_G_EMAR1",66427,"G","EMAR1",null,"Solar PV",null,"NENGREST","Massachusetts",25,"Plymouth",23,"25023",1.9,0,2022,9999,null,null,"N","Solar",{"$nulls":13},0,0,0,0]
["Emerald Kemble, LLC","66428_G_EK350",66428,"G","EK350",null,"Solar PV",null,"PJM_EMAC","New Jersey",34,"Morris",27,"34027",1.2,0,2022,9999,null,null,"N","Solar",{"$nulls":13},0,0,0,0]
["Emerald Kemble, LLC","66428_G_EK360",66428,"G","EK360",null,"Solar PV",null,"PJM_EMAC","New Jersey",34,"Morris",27,"34027",1.2,0,2022,9999,null,null,"N","Solar",{"$nulls":13},0,0,0,0]
["Emerald Gardens PKI, LLC","66429_G_EPKI1",66429,"G","EPKI1",null,"Solar PV",null,"NENG_CT","Connecticut",9,"Fairfield",1,"09001",0.8,0,2021,9999,null,null,"N","Solar",{"$nulls":13},0,0,0,0]
["Emerald Gardens PKI, LLC","66429_G_EPKI2",66429,"G","EPKI2",null,"Solar PV",null,"NENG_CT","Connecticut",9,"Fairfield",1,"09001",0.8,0,2021,9999,null,null,"N","Solar",{"$nulls":13},0,0,0,0]
["Aragon Energy Storage","66431_G_ARAG1",66431,"G","ARAG1",null,"Energy Storage",null,"S_SOU","Georgia",13,"Polk",233,"13233",150,0,2026,9999,null,null,"N","Energy Storage",{"$nulls":13},0,0,0,0]
["USS Fruita Solar LLC","66432_G_USGBS",66432,"G","USGBS",null,"Solar PV",null,"WECC_CO","Colorado",8,"Mesa",77,"08077",2,0,2024,9999,null,null,"N","Solar",{"$nulls":13},0,0,0,0]
["USS Fair Park Solar LLC","66433_G_USFPS",66433,"G","USFPS",null,"Solar PV",null,"MIS_MNWI","Minnesota",27,"Rice",131,"27131",1,0,2023,9999,null,null,"N","Solar",{"$nulls":13},0,0,0,0]
["USS Cosmo Solar LLC","66435_G_USCOS",66435,"G","USCOS",null,"Solar PV",null,"MIS_MNWI","Minnesota",27,"Renville",129,"27129",1,0,2023,9999,null,null,"N","Solar",{"$nulls":13},0,0,0,0]
["USS Cogburn Solar LLC","66436_G_USCOG",66436,"G","USCOG",null,"Solar PV",null,"WECC_CO","Colorado",8,"Mesa",77,"08077",2.4,0,2024,9999,null,null,"N","Solar",{"$nulls":13},0,0,0,0]
["Granite Hill Solar","66440_G_PAGH1",66440,"G","PAGH1",null,"Solar PV",null,"PJM_WMAC","Pennsylvania",42,"Adams",1,"42001",70,0,2024,9999,null,null,"N","Solar",{"$nulls":13},0,0,0,0]
["Crossvine Solar","66441_G_INCV1",66441,"G","INCV1",null,"Solar PV",null,"MIS_INKY","Indiana",18,"Dubois",37,"18037",100,0,2026,9999,null,null,"N","Solar",{"$nulls":13},0,0,0,0]
["LSE Musca Solar","66442_G_ORANG",66442,"G","ORANG",null,"Solar PV",null,"NY_Z_C&E","New York",36,"Tompkins",109,"36109",5,0,2022,9999,null,null,"N","Solar",{"$nulls":13},0,0,0,0]
["Westport Stone & Sand Solar","66447_G_WESTP",66447,"G","WESTP",null,"Solar PV",null,"NENGREST","Massachusetts",25,"Bristol",5,"25005",5,0,2024,9999,null,null,"N","Solar",{"$nulls":13},0,0,0,0]
["Northline Solar","66449_G_NORTH",66449,"G","NORTH",null,"Solar PV",null,"NY_Z_F","New York",36,"Rensselaer",83,"36083",4,0,2024,9999,null,null,"N","Solar",{"$nulls":13},0,0,0,0]
["Beaumont BESS","66461_G_GEN1",66461,"G","GEN1",null,"Energy Storage",null,"WECC_SCE","California",6,"Riverside",65,"06065",100,0,2024,9999,null,null,"N","Energy Storage",{"$nulls":13},0,0,0,0]
["Placerita ESS","66462_G_GEN1",66462,"G","GEN1",null,"Energy Storage",null,"WEC_LADW","California",6,"Los Angeles",37,"06037",80,0,2024,9999,null,null,"N","Energy Storage",{"$nulls":13},0,0,0,0]
["Spring Hope Solar 2, LLC","66465_G_68900",66465,"G","68900",null,"Solar PV",null,"S_VACA","North Carolina",37,"Nash",127,"37127",5,0,2021,9999,null,null,"N","Solar",{"$nulls":13},0,0,0,0]
["Blue Skies Solar, LLC","66466_G_43580",66466,"G","43580",null,"Solar PV",null,"WECC_SCE","California",6,"Kern",29,"06029",1,0,2021,9999,null,null,"N","Solar",{"$nulls":13},0,0,0,0]
["Clovis High School","66468_G_PV1",66468,"G","PV1",null,"Solar PV",null,"WEC_CALN","California",6,"Fresno",19,"06019",1,0,2018,9999,null,null,"N","Solar",{"$nulls":13},0,0,0,0]
["Clovis East High School","66469_G_PV1",66469,"G","PV1",null,"Solar PV",null,"WEC_CALN","California",6,"Fresno",19,"06019",1,0,2018,9999,null,null,"N","Solar",{"$nulls":13},0,0,0,0]
["Clovis North High School","66470_G_PV1",66470,"G","PV1",null,"Solar PV",null,"WEC_CALN","California",6,"Fresno",19,"06019",1,0,2017,9999,null,null,"N","Solar",{"$nulls":13},0,0,0,0]
["Eiffel Solar Project","66471_G_EIFEL",66471,"G","EIFEL",null,"Solar PV",null,"ERC_REST","Texas",48,"Lamar",277,"48277",240,0,2023,9999,null,null,"N","Solar",{"$nulls":13},0,0,0,0]
["LSE Pavo Solar","66473_G_WALTO",66473,"G","WALTO",null,"Solar PV",null,"NY_Z_C&E","New York",36,"Delaware",25,"36025",2.3,0,2022,9999,null,null,"N","Solar",{"$nulls":13},0,0,0,0]
["MA Blackstone","66474_G_18170",66474,"G","18170",null,"Solar PV",null,"NENGREST","Massachusetts",25,"Worcester",27,"25027",4.2,0,2022,9999,null,null,"N","Solar",{"$nulls":13},0,0,0,0]
["MA Blackstone","66474_G_B8170",66474,"G","B8170",null,"Energy Storage",null,"NENGREST","Massachusetts",25,"Worcester",27,"25027",3,0,2022,9999,null,null,"N","Energy Storage",{"$nulls":13},0,0,0,0]
["CA Bloomington 2551 S Lilac Avenue Micro","66475_G_18263",66475,"G","18263",null,"Solar PV",null,"WECC_SCE","California",6,"San Bernardino",71,"06071",1.5,0,2025,9999,null,null,"N","Solar",{"$nulls":13},0,0,0,0]
["CA Bloomington 2551 S Lilac Avenue Micro","66475_G_B8263",66475,"G","B8263",null,"Energy Storage",null,"WECC_SCE","California",6,"San Bernardino",71,"06071",1.5,0,2025,9999,null,null,"N","Energy Storage",{"$nulls":13},0,0,0,0]
["CA Jurupa Valley 3251 De Forest Circle","66476_G_18268",66476,"G","18268",null,"Solar PV",null,"WECC_SCE","California",6,"Riverside",65,"06065",4.5,0,2024,9999,null,null,"N","Solar",{"$nulls":13},0,0,0,0]
["USS Martha Solar LLC","66477_G_USMAS",66477,"G","USMAS",null,"Solar PV",null,"MIS_MNWI","Minnesota",27,"Carver",19,"27019",1,0,2024,9999,null,null,"N","Solar",{"$nulls":13},0,0,0,0]
["Pivot Energy Minnesota Solar 10","66479_G_PEM10",66479,"G","PEM10",null,"Solar PV",null,"MIS_MNWI","Minnesota",27,"Stearns",145,"27145",1,0,2023,9999,null,null,"N","Solar",{"$nulls":13},0,0,0,0]
["Pivot Energy Minnesota Solar 1","66480_G_PEMS1",66480,"G","PEMS1",null,"Solar PV",null,"MIS_MNWI","Minnesota",27,"Steele",147,"27147",1,0,2023,9999,null,null,"N","Solar",{"$nulls":13},0,0,0,0]
["Union Vale","66481_G_UVALE",66481,"G","UVALE",null,"Solar PV",null,"NY_Z_G-I","New York",36,"Dutchess",27,"36027",1.7,0,2021,9999,null,null,"N","Solar",{"$nulls":13},0,0,0,0]
["Ghent (NY)","66482_G_GHENT",66482,"G","GHENT",null,"Solar PV",null,"NY_Z_F","New York",36,"Columbia",21,"36021",3.3,0,2021,9999,null,null,"N","Solar",{"$nulls":13},0,0,0,0]
["Stanford","66483_G_SNFRD",66483,"G","SNFRD",null,"Solar PV",null,"NY_Z_G-I","New York",36,"Dutchess",27,"36027",5,0,2021,9999,null,null,"N","Solar",{"$nulls":13},0,0,0,0]
["Glen Canyon Solar A, LLC","66484_G_GCA",66484,"G","GCA",null,"Solar PV",null,"WECC_UT","Utah",49,"Kane",25,"49025",95,0,2024,9999,null,null,"N","Solar",{"$nulls":13},0,0,0,0]
["Gloucester","66485_G_GLSTR",66485,"G","GLSTR",null,"Solar PV",null,"PJM_EMAC","New Jersey",34,"Camden",7,"34007",2.4,0,2019,9999,null,null,"N","Solar",{"$nulls":13},0,0,0,0]
["Ramapo","66486_G_RAMPO",66486,"G","RAMPO",null,"Solar PV",null,"PJM_EMAC","New Jersey",34,"Bergen",3,"34003",4.2,0,2019,9999,null,null,"N","Solar",{"$nulls":13},0,0,0,0]
["Moyer Solar","66487_G_MOYER",66487,"G","MOYER",null,"Solar PV",null,"S_VACA","North Carolina",37,"Rockingham",157,"37157",5,0,2022,9999,null,null,"N","Solar",{"$nulls":13},0,0,0,0]
["Davis Solar","66488_G_10958",66488,"G","10958",null,"Solar PV",null,"NY_Z_G-I","New York",36,"Orange",71,"36071",2,0,2023,9999,null,null,"N","Solar",{"$nulls":13},0,0,0,0]
["Davis Solar","66488_G_BAT",66488,"G","BAT",null,"Energy Storage",null,"NY_Z_G-I","New York",36,"Orange",71,"36071",2,0,2023,9999,null,null,"N","Energy Storage",{"$nulls":13},0,0,0,0]
["Genesee - CCR Solar","66489_G_10951",66489,"G","10951",null,"Solar PV",null,"NY_Z_B","New York",36,"Monroe",55,"36055",3.7,0,2022,9999,null,null,"N","Solar",{"$nulls":13},0,0,0,0]
["Bullitt Farm Solar","66490_G_10998",66490,"G","10998",null,"Solar PV",null,"NY_Z_C&E","New York",36,"Oneida",65,"36065",5,0,2023,9999,null,null,"N","Solar",{"$nulls":13},0,0,0,0]
["Henry Miller RD","66492_G_HMRD1",66492,"G","HMRD1",null,"Solar PV",null,"WEC_CALN","California",6,"Merced",47,"06047",1.5,0,2018,9999,null,null,"N","Solar",{"$nulls":13},0,0,0,0]
["Desert Vine Solar","66493_G_DVS",66493,"G","DVS",null,"Solar PV",null,"ERC_REST","Texas",48,"Zapata",505,"48505",121.3,0,2025,9999,null,null,"N","Solar",{"$nulls":13},0,0,0,0]
["Menifee Power Bank","66494_G_NOVA1",66494,"G","NOVA1",null,"Energy Storage",null,"WECC_SCE","California",6,"Riverside",65,"06065",230,0,2024,9999,null,null,"N","Energy Storage",{"$nulls":13},0,0,0,0]
["Menifee Power Bank","66494_G_NOVA2",66494,"G","NOVA2",null,"Energy Storage",null,"WECC_SCE","California",6,"Riverside",65,"06065",230,0,2024,9999,null,null,"N","Energy Storage",{"$nulls":13},0,0,0,0]
["Menifee Power Bank","66494_G_NOVA3",66494,"G","NOVA3",null,"Energy Storage",null,"WECC_SCE","California",6,"Riverside",65,"06065",50,0,2024,9999,null,null,"N","Energy Storage",{"$nulls":13},0,0,0,0]
["Magruder Solar","66495_G_PV1",66495,"G","PV1",null,"Solar PV",null,"NY_Z_G-I","New York",36,"Ulster",111,"36111",5,0,2024,9999,null,null,"N","Solar",{"$nulls":13},0,0,0,0]
["Sweetland Wind Farm, LLC","66496_G_SLW",66496,"G","SLW",null,"Onshore Wind",null,"SPP_WAUE","South Dakota",46,"Hand",59,"46059",200,0,2023,9999,null,null,"N","Wind",{"$nulls":13},0,0,0,0]
["Bensonhurst Energy Storage 1 LLC","66497_G_BHBA1",66497,"G","BHBA1",null,"Energy Storage",null,"NY_Z_J","New York",36,"Kings",47,"36047",5,0,2025,9999,null,null,"N","Energy Storage",{"$nulls":13},0,0,0,0]
["Federalsburg Energy Storage 1 LLC","66499_G_FDBA1",66499,"G","FDBA1",null,"Energy Storage",null,"PJM_EMAC","Maryland",24,"Caroline",11,"24011",1.2,0,2021,9999,null,null,"N","Energy Storage",{"$nulls":13},0,0,0,0]
["Federalsburg Energy Storage 1 LLC","66499_G_FDPV1",66499,"G","FDPV1",null,"Solar PV",null,"PJM_EMAC","Maryland",24,"Caroline",11,"24011",0.8,0,2021,9999,null,null,"N","Solar",{"$nulls":13},0,0,0,0]
["Valley Center 85","66500_G_VC85",66500,"G","VC85",null,"Energy Storage",null,"WEC_SDGE","California",6,"San Diego",73,"06073",85,0,2021,9999,null,null,"N","Energy Storage",{"$nulls":13},0,0,0,0]
["Cicero Energy Storage 1 LLC","66501_G_CCBA1",66501,"G","CCBA1",null,"Energy Storage",null,"NY_Z_C&E","New York",36,"Onondaga",67,"36067",5,0,2022,9999,null,null,"N","Energy Storage",{"$nulls":13},0,0,0,0]
["Cicero Energy Storage 1 LLC","66501_G_CCPV1",66501,"G","CCPV1",null,"Solar PV",null,"NY_Z_C&E","New York",36,"Onondaga",67,"36067",5,0,2022,9999,null,null,"N","Solar",{"$nulls":13},0,0,0,0]
["Valley Center 54","66502_G_VC54",66502,"G","VC54",null,"Energy Storage",null,"WEC_SDGE","California",6,"San Diego",73,"06073",54,0,2021,9999,null,null,"N","Energy Storage",{"$nulls":13},0,0,0,0]
["Cicero Energy Storage 2 LLC","66503_G_CCBA2",66503,"G","CCBA2",null,"Energy Storage",null,"NY_Z_C&E","New York",36,"Onondaga",67,"36067",5,0,2022,9999,null,null,"N","Energy Storage",{"$nulls":13},0,0,0,0]
["Cicero Energy Storage 2 LLC","66503_G_CCPV2",66503,"G","CCPV2",null,"Solar PV",null,"NY_Z_C&E","New York",36,"Onondaga",67,"36067",5,0,2022,9999,null,null,"N","Solar",{"$nulls":13},0,0,0,0]
["Sunnyside 1 Solar","66504_G_SS1",66504,"G","SS1",null,"Solar PV",null,"NY_Z_F","New York",36,"Schenectady",93,"36093",5,0,2023,9999,null,null,"N","Solar",{"$nulls":13},0,0,0,0]
["EnerSmart Chula Vista Sub Station","66505_G_CV150",66505,"G","CV150",null,"Energy Storage",null,"WEC_SDGE","California",6,"San Diego",73,"06073",3,0,2024,9999,null,null,"N","Energy Storage",{"$nulls":13},0,0,0,0]
["EnerSmart Chula Vista Sub Station","66505_G_CV151",66505,"G","CV151",null,"Energy Storage",null,"WEC_SDGE","California",6,"San Diego",73,"06073",3,0,2024,9999,null,null,"N","Energy Storage",{"$nulls":13},0,0,0,0]
["West Tambo Clean Power II","66506_G_WEST2",66506,"G","WEST2",null,"Solar PV",null,"WEC_CALN","California",6,"Merced",47,"06047",2,0,2024,9999,null,null,"N","Solar",{"$nulls":13},0,0,0,0]
["Briscoe 1A","66507_G_BR1A",66507,"G","BR1A",null,"Solar PV",null,"PJM_COMD","Illinois",17,"LaSalle",99,"17099",2,0,2023,9999,null,null,"N","Solar",{"$nulls":13},0,0,0,0]
["Briscoe 2A","66508_G_BR2A",66508,"G","BR2A",null,"Solar PV",null,"PJM_COMD","Illinois",17,"LaSalle",99,"17099",2,0,2023,9999,null,null,"N","Solar",{"$nulls":13},0,0,0,0]
["CA Manteca 730 Spreckels Ave","66509_G_18259",66509,"G","18259",null,"Solar PV",null,"WEC_CALN","California",6,"San Joaquin",77,"06077",1.5,0,2024,9999,null,null,"N","Solar",{"$nulls":13},0,0,0,0]
["CA Manteca 730 Spreckels Ave","66509_G_B8259",66509,"G","B8259",null,"Energy Storage",null,"WEC_CALN","California",6,"San Joaquin",77,"06077",1.5,0,2024,9999,null,null,"N","Energy Storage",{"$nulls":13},0,0,0,0]
["CA Moss Landing 3040 Hilltop Rd","66510_G_19616",66510,"G","19616",null,"Solar PV",null,"WEC_CALN","California",6,"Monterey",53,"06053",1.2,0,2024,9999,null,null,"N","Solar",{"$nulls":13},0,0,0,0]
["CA Moss Landing 3040 Hilltop Rd","66510_G_B9616",66510,"G","B9616",null,"Energy Storage",null,"WEC_CALN","California",6,"Monterey",53,"06053",1,0,2024,9999,null,null,"N","Energy Storage",{"$nulls":13},0,0,0,0]
["CA Riverside 2356 Fleetwood Dr.","66511_G_18262",66511,"G","18262",null,"Solar PV",null,"WECC_SCE","California",6,"Riverside",65,"06065",2,0,2025,9999,null,null,"N","Solar",{"$nulls":13},0,0,0,0]
["CA Riverside 2356 Fleetwood Dr.","66511_G_B8262",66511,"G","B8262",null,"Energy Storage",null,"WECC_SCE","California",6,"Riverside",65,"06065",2,0,2025,9999,null,null,"N","Energy Storage",{"$nulls":13},0,0,0,0]
["ME Augusta 13 York Farm Rd Solar","66512_G_18196",66512,"G","18196",null,"Solar PV",null,"NENG_ME","Maine",23,"Kennebec",11,"23011",1,0,2024,9999,null,null,"N","Solar",{"$nulls":13},0,0,0,0]
["MA Acushnet 540R Main St","66513_G_18229",66513,"G","18229",null,"Solar PV",null,"NENGREST","Massachusetts",25,"Bristol",5,"25005",4,0,2025,9999,null,null,"N","Solar",{"$nulls":13},0,0,0,0]
["MA Acushnet 540R Main St","66513_G_B8229",66513,"G","B8229",null,"Energy Storage",null,"NENGREST","Massachusetts",25,"Bristol",5,"25005",2,0,2025,9999,null,null,"N","Energy Storage",{"$nulls":13},0,0,0,0]
["MA Lanesboro S. Main St.","66514_G_18233",66514,"G","18233",null,"Solar PV",null,"NENGREST","Massachusetts",25,"Berkshire",3,"25003",4.2,0,2025,9999,null,null,"N","Solar",{"$nulls":13},0,0,0,0]
["MA Lanesboro S. Main St.","66514_G_B8233",66514,"G","B8233",null,"Energy Storage",null,"NENGREST","Massachusetts",25,"Berkshire",3,"25003",2.5,0,2025,9999,null,null,"N","Energy Storage",{"$nulls":13},0,0,0,0]
["TX Dallas 7750 Dynasty Drive","66516_G_19500",66516,"G","19500",null,"Solar PV",null,"ERC_REST","Texas",48,"Dallas",113,"48113",2.3,0,2024,9999,null,null,"N","Solar",{"$nulls":13},0,0,0,0]
["TX Houston 7080 Express Lane","66517_G_19344",66517,"G","19344",null,"Solar PV",null,"ERC_REST","Texas",48,"Harris",201,"48201",1.9,0,2024,9999,null,null,"N","Solar",{"$nulls":13},0,0,0,0]
["TX Pasadena 10585 Red Bluff Road Solar","66519_G_19503",66519,"G","19503",null,"Solar PV",null,"ERC_REST","Texas",48,"Harris",201,"48201",2.3,0,2024,9999,null,null,"N","Solar",{"$nulls":13},0,0,0,0]
["TX Sunnyvale 367 Long Creek Road Solar","66520_G_19644",66520,"G","19644",null,"Solar PV",null,"ERC_REST","Texas",48,"Dallas",113,"48113",2,0,2024,9999,null,null,"N","Solar",{"$nulls":13},0,0,0,0]
["Afton Solar","66521_G_18808",66521,"G","18808",null,"Solar PV",null,"NY_Z_C&E","New York",36,"Chenango",17,"36017",5,0,2024,9999,null,null,"N","Solar",{"$nulls":13},0,0,0,0]
["Amherst Community Solar","66522_G_18208",66522,"G","18208",null,"Solar PV",null,"NY_Z_A","New York",36,"Erie",29,"36029",5,0,2023,9999,null,null,"N","Solar",{"$nulls":13},0,0,0,0]
["NY Beaver Dams Dix 1239 Duvall Rd Solar","66523_G_20149",66523,"G","20149",null,"Solar PV",null,"NY_Z_C&E","New York",36,"Schuyler",97,"36097",5,0,2024,9999,null,null,"N","Solar",{"$nulls":13},0,0,0,0]
["Greene Community Solar","66524_G_20738",66524,"G","20738",null,"Solar PV",null,"NY_Z_C&E","New York",36,"Chenango",17,"36017",5,0,2024,9999,null,null,"N","Solar",{"$nulls":13},0,0,0,0]
["NY Fredonia 9824 Route 60 Solar","66525_G_21105",66525,"G","21105",null,"Solar PV",null,"NY_Z_A","New York",36,"Chautauqua",13,"36013",5,0,2024,9999,null,null,"N","Solar",{"$nulls":13},0,0,0,0]
["NY Geneseo 3240 W Lake Rd Solar","66526_G_19372",66526,"G","19372",null,"Solar PV",null,"NY_Z_B","New York",36,"Livingston",51,"36051",5,0,2024,9999,null,null,"N","Solar",{"$nulls":13},0,0,0,0]
["NY Grand Island 871 Whitehaven Rd Solar","66527_G_21011",66527,"G","21011",null,"Solar PV",null,"NY_Z_A","New York",36,"Erie",29,"36029",5,0,2024,9999,null,null,"N","Solar",{"$nulls":13},0,0,0,0]
["NY Lancaster Gunnville Rd Site 1 Solar","66528_G_18237",66528,"G","18237",null,"Solar PV",null,"NY_Z_A","New York",36,"Erie",29,"36029",5,0,2024,9999,null,null,"N","Solar",{"$nulls":13},0,0,0,0]
["NY Lancaster Shisler Rd Site 2 Solar","66529_G_21013",66529,"G","21013",null,"Solar PV",null,"NY_Z_D","New York",36,"St Lawrence",89,"36089",5.2,0,2024,9999,null,null,"N","Solar",{"$nulls":13},0,0,0,0]
["NY Potsdam 28 Hamilton St. Solar","66530_G_21013",66530,"G","21013",null,"Solar PV",null,"NY_Z_D","New York",36,"St Lawrence",89,"36089",4.4,0,2024,9999,null,null,"N","Solar",{"$nulls":13},0,0,0,0]
["Pioneer Hutt Wind Energy","66531_G_WPION",66531,"G","WPION",null,"Onshore Wind",null,"ERC_WEST","Texas",48,"Midland",329,"48329",140,0,2024,9999,null,null,"N","Wind",{"$nulls":13},0,0,0,0]
["BCE Los Alamitos 2","66532_G_BCE21",66532,"G","BCE21",null,"Solar PV",null,"WECC_SCE","California",6,"Orange",59,"06059",10,0,2023,9999,null,null,"N","Solar",{"$nulls":13},0,0,0,0]
["BCE Los Alamitos 2","66532_G_BCE22",66532,"G","BCE22",null,"Energy Storage",null,"WECC_SCE","California",6,"Orange",59,"06059",10,0,2023,9999,null,null,"N","Energy Storage",{"$nulls":13},0,0,0,0]
["BCE Los Alamitos 1","66533_G_BCE11",66533,"G","BCE11",null,"Solar PV",null,"WECC_SCE","California",6,"Orange",59,"06059",10,0,2023,9999,null,null,"N","Solar",{"$nulls":13},0,0,0,0]
["BCE Los Alamitos 1","66533_G_BCE12",66533,"G","BCE12",null,"Energy Storage",null,"WECC_SCE","California",6,"Orange",59,"06059",10,0,2023,9999,null,null,"N","Energy Storage",{"$nulls":13},0,0,0,0]
["CPG - Duke 5300A Holabird","66536_G_5003A",66536,"G","5003A",null,"Solar PV",null,"PJM_SMAC","Maryland",24,"Baltimore City",510,"24510",1.5,0,2022,9999,null,null,"N","Solar",{"$nulls":13},0,0,0,0]
["CPG - Duke 5300B Holabird","66537_G_5003B",66537,"G","5003B",null,"Solar PV",null,"PJM_SMAC","Maryland",24,"Baltimore City",510,"24510",1.5,0,2022,9999,null,null,"N","Solar",{"$nulls":13},0,0,0,0]
["CPG - Duke 5900 Holabird","66538_G_5900",66538,"G","5900",null,"Solar PV",null,"PJM_SMAC","Maryland",24,"Baltimore City",510,"24510",1.5,0,2022,9999,null,null,"N","Solar",{"$nulls":13},0,0,0,0]
["CPG - Duke 6000 Holabird","66539_G_6000",66539,"G","6000",null,"Solar PV",null,"PJM_SMAC","Maryland",24,"Baltimore City",510,"24510",1.5,0,2022,9999,null,null,"N","Solar",{"$nulls":13},0,0,0,0]
["Shamrock Wind","66540_G_WSHAM",66540,"G","WSHAM",null,"Onshore Wind",null,"ERC_WEST","Texas",48,"Crockett",105,"48105",223.9,0,2023,9999,null,null,"N","Wind",{"$nulls":13},0,0,0,0]
["Chesapeake Solar Project","66541_G_CHSP",66541,"G","CHSP",null,"Solar PV",null,"PJM_Dom","Virginia",51,"Chesapeake City",550,"51550",118,0,2023,9999,null,null,"N","Solar",{"$nulls":13},0,0,0,0]
["Bulldog Solar LLC","66542_G_PGR37",66542,"G","PGR37",null,"Solar PV",null,"S_SOU","Georgia",13,"Warren",301,"13301",80,0,2023,9999,null,null,"N","Solar",{"$nulls":13},0,0,0,0]
["Cane Creek","66543_G_PGRCC",66543,"G","PGRCC",null,"Solar PV",null,"S_SOU","Mississippi",28,"Clarke",23,"28023",78.5,0,2024,9999,null,null,"N","Solar",{"$nulls":13},0,0,0,0]
["Moonshot","66544_G_PGRMS",66544,"G","PGRMS",null,"Solar PV",null,"MIS_MS","Mississippi",28,"Hancock",45,"28045",78.5,0,2024,9999,null,null,"N","Solar",{"$nulls":13},0,0,0,0]
["Mammoth South Solar Project","66545_G_MMTHS",66545,"G","MMTHS",null,"Solar PV",null,"MIS_INKY","Indiana",18,"Pulaski",131,"18131",300,0,2025,9999,null,null,"N","Solar",{"$nulls":13},0,0,0,0]
["Mammoth Central Solar Project","66546_G_MMTHC",66546,"G","MMTHC",null,"Solar PV",null,"MIS_INKY","Indiana",18,"Pulaski",131,"18131",300,0,2025,9999,null,null,"N","Solar",{"$nulls":13},0,0,0,0]
["Mammoth Central Solar Project","66546_G_MTHC2",66546,"G","MTHC2",null,"Solar PV",null,"MIS_INKY","Indiana",18,"Pulaski",131,"18131",300,0,2025,9999,null,null,"N","Solar",{"$nulls":13},0,0,0,0]
["Goonies Solar Project","66547_G_GOONS",66547,"G","GOONS",null,"Solar PV",null,"PJM_WMAC","Pennsylvania",42,"Lycoming",81,"42081",106.7,0,2025,9999,null,null,"N","Solar",{"$nulls":13},0,0,0,0]
["MN CSG 2019-54 LLC","66548_G_RETTE",66548,"G","RETTE",null,"Solar PV",null,"MIS_MNWI","Minnesota",27,"Blue Earth",13,"27013",1,0,2023,9999,null,null,"N","Solar",{"$nulls":13},0,0,0,0]
["EnerSmart Imperial Beach BESS","66551_G_IB192",66551,"G","IB192",null,"Energy Storage",null,"WEC_SDGE","California",6,"San Diego",73,"06073",3,0,2024,9999,null,null,"N","Energy Storage",{"$nulls":13},0,0,0,0]
["EnerSmart Imperial Beach BESS","66551_G_IB193",66551,"G","IB193",null,"Energy Storage",null,"WEC_SDGE","California",6,"San Diego",73,"06073",3,0,2024,9999,null,null,"N","Energy Storage",{"$nulls":13},0,0,0,0]
["EnerSmart Mesa Heights Sub Station","66552_G_MH162",66552,"G","MH162",null,"Energy Storage",null,"WEC_SDGE","California",6,"San Diego",73,"06073",3,0,2024,9999,null,null,"N","Energy Storage",{"$nulls":13},0,0,0,0]
["Winquepin Renewable Energy Center","66553_G_PV1",66553,"G","PV1",null,"Solar PV",null,"FRCC","Florida",12,"Madison",79,"12079",74.9,0,2024,9999,null,null,"N","Solar",{"$nulls":13},0,0,0,0]
["Wolverine Solar","66554_G_22222",66554,"G","22222",null,"Solar PV",null,"MIS_MNWI","Minnesota",27,"Chippewa",23,"27023",1,0,2023,9999,null,null,"N","Solar",{"$nulls":13},0,0,0,0]
["Mountain Holly Solar","66556_G_PAMH1",66556,"G","PAMH1",null,"Solar PV",null,"PJM_WMAC","Pennsylvania",42,"Columbia",37,"42037",20,0,2024,9999,null,null,"N","Solar",{"$nulls":13},0,0,0,0]
["Mountain Daisy","66557_G_COMD1",66557,"G","COMD1",null,"Solar PV",null,"WECC_CO","Colorado",8,"Weld",123,"08123",161.7,0,2025,9999,null,null,"N","Solar",{"$nulls":13},0,0,0,0]
["Mowata Solar","66558_G_LAMO1",66558,"G","LAMO1",null,"Solar PV",null,"MIS_WOTA","Louisiana",22,"Acadia",1,"22001",150,0,2026,9999,null,null,"N","Solar",{"$nulls":13},0,0,0,0]
["Jones City 1 Solar","66559_G_TXJC1",66559,"G","TXJC1",null,"Solar PV",null,"ERC_WEST","Texas",48,"Jones",253,"48253",215,0,2025,9999,null,null,"N","Solar",{"$nulls":13},0,0,0,0]
["Wheatridge East Wind","66560_G_WREW",66560,"G","WREW",null,"Onshore Wind",null,"WECC_PNW","Oregon",41,"Morrow",49,"41049",300,0,2024,9999,null,null,"N","Wind",{"$nulls":13},0,0,0,0]
["Shady Oaks Wind 2","66568_G_SHO02",66568,"G","SHO02",null,"Onshore Wind",null,"PJM_COMD","Illinois",17,"Lee",103,"17103",108.3,0,2023,9999,null,null,"N","Wind",{"$nulls":13},0,0,0,0]
["Black Mesa Solar, LLC","66569_G_BMSA",66569,"G","BMSA",null,"Solar PV",null,"WECC_ID","Idaho",16,"Elmore",39,"16039",40,0,2023,9999,null,null,"N","Solar",{"$nulls":13},0,0,0,0]
["Fredonia Solar (KS)","66570_G_FS1",66570,"G","FS1",null,"Solar PV",null,"SPP_N","Kansas",20,"Wilson",205,"20205",2,0,2024,9999,null,null,"N","Solar",{"$nulls":13},0,0,0,0]
["BKV Ponder Solar 1","66571_G_BKVP1",66571,"G","BKVP1",null,"Solar PV",null,"ERC_REST","Texas",48,"Denton",121,"48121",2.5,0,2024,9999,null,null,"N","Solar",{"$nulls":13},0,0,0,0]
["Highpeak Solar 1","66572_G_HPKS1",66572,"G","HPKS1",null,"Solar PV",null,"ERC_WEST","Texas",48,"Howard",227,"48227",10,0,2024,9999,null,null,"N","Solar",{"$nulls":13},0,0,0,0]
["Crane Garden","66573_G_MNC04",66573,"G","MNC04",null,"Solar PV",null,"MIS_MNWI","Minnesota",27,"McLeod",85,"27085",1,0,2023,9999,null,null,"N","Solar",{"$nulls":13},0,0,0,0]
["San Juan Solar I","66574_G_SANS",66574,"G","SANS",null,"Solar PV",null,"WECC_NM","New Mexico",35,"San Juan",45,"35045",200,0,2024,9999,null,null,"N","Solar",{"$nulls":13},0,0,0,0]
["San Juan Solar I","66574_G_SJSS",66574,"G","SJSS",null,"Energy Storage",null,"WECC_NM","New Mexico",35,"San Juan",45,"35045",100,0,2024,9999,null,null,"N","Energy Storage",{"$nulls":13},0,0,0,0]
["Sunlight Storage II","66575_G_SUNS2",66575,"G","SUNS2",null,"Energy Storage",null,"WECC_SCE","California",6,"Riverside",65,"06065",230,0,2024,9999,null,null,"N","Energy Storage",{"$nulls":13},0,0,0,0]
["Fox Garden","66576_G_MNC07",66576,"G","MNC07",null,"Solar PV",null,"MIS_MNWI","Minnesota",27,"Waseca",161,"27161",1,0,2024,9999,null,null,"N","Solar",{"$nulls":13},0,0,0,0]
["Pepin Garden","66577_G_MNC02",66577,"G","MNC02",null,"Solar PV",null,"MIS_MNWI","Minnesota",27,"Wabasha",157,"27157",1,0,2023,9999,null,null,"N","Solar",{"$nulls":13},0,0,0,0]
["Pickerel Garden","66578_G_MNC03",66578,"G","MNC03",null,"Solar PV",null,"MIS_MNWI","Minnesota",27,"Sherburne",141,"27141",1,0,2024,9999,null,null,"N","Solar",{"$nulls":13},0,0,0,0]
["Sturgeon Garden","66579_G_MNC05",66579,"G","MNC05",null,"Solar PV",null,"MIS_MNWI","Minnesota",27,"Goodhue",49,"27049",1,0,2023,9999,null,null,"N","Solar",{"$nulls":13},0,0,0,0]
["Winona Garden","66580_G_MNC06",66580,"G","MNC06",null,"Solar PV",null,"MIS_MNWI","Minnesota",27,"Winona",169,"27169",1,0,2023,9999,null,null,"N","Solar",{"$nulls":13},0,0,0,0]
["North Kingstown Solar LLC","66582_G_07948",66582,"G","07948",null,"Solar PV",null,"NENGREST","Rhode Island",44,"Washington",9,"44009",1.9,0,2022,9999,null,null,"N","Solar",{"$nulls":13},0,0,0,0]
["Phillips Route 82 Solar LLC","66583_G_05658",66583,"G","05658",null,"Solar PV",null,"NY_Z_G-I","New York",36,"Dutchess",27,"36027",5,0,2022,9999,null,null,"N","Solar",{"$nulls":13},0,0,0,0]
["White Rock Road LLC","66584_G_07367",66584,"G","07367",null,"Solar PV",null,"NENGREST","Rhode Island",44,"Washington",9,"44009",6.5,0,2022,9999,null,null,"N","Solar",{"$nulls":13},0,0,0,0]
["French King Solar LLC","66585_G_07152",66585,"G","07152",null,"Solar PV",null,"NENGREST","Massachusetts",25,"Franklin",11,"25011",5,0,2022,9999,null,null,"N","Solar",{"$nulls":13},0,0,0,0]
["DOCCS Greene","66586_G_06945",66586,"G","06945",null,"Solar PV",null,"NY_Z_F","New York",36,"Greene",39,"36039",5,0,2022,9999,null,null,"N","Solar",{"$nulls":13},0,0,0,0]
["Americus","66587_G_SOL",66587,"G","SOL",null,"Solar PV",null,"SPP_N","Kansas",20,"Lyon",111,"20111",1,0,2021,9999,null,null,"N","Solar",{"$nulls":13},0,0,0,0]
["Ashley-Chicot Solar","66588_G_SOL",66588,"G","SOL",null,"Solar PV",null,"MIS_AR","Arkansas",5,"Ashley",3,"05003",1,0,2018,9999,null,null,"N","Solar",{"$nulls":13},0,0,0,0]
["Berryville School District Solar","66589_G_SOL",66589,"G","SOL",null,"Solar PV",null,"SPP_WEST","Arkansas",5,"Carroll",15,"05015",1,0,2018,9999,null,null,"N","Solar",{"$nulls":13},0,0,0,0]
["C&L","66590_G_SOL",66590,"G","SOL",null,"Solar PV",null,"MIS_AR","Arkansas",5,"Lincoln",79,"05079",1,0,2020,9999,null,null,"N","Solar",{"$nulls":13},0,0,0,0]
["Cheney Solar","66591_G_SOL",66591,"G","SOL",null,"Solar PV",null,"SPP_N","Kansas",20,"Sedgwick",173,"20173",1,0,2021,9999,null,null,"N","Solar",{"$nulls":13},0,0,0,0]
["Baldy Mesa Solar & Storage","66598_G_BDMSS",66598,"G","BDMSS",null,"Energy Storage",null,"WECC_SCE","California",6,"San Bernardino",71,"06071",75,0,2025,9999,null,null,"N","Energy Storage",{"$nulls":13},0,0,0,0]
["Baldy Mesa Solar & Storage","66598_G_BLDMS",66598,"G","BLDMS",null,"Solar PV",null,"WECC_SCE","California",6,"San Bernardino",71,"06071",150,0,2025,9999,null,null,"N","Solar",{"$nulls":13},0,0,0,0]
["Dark Sky Energy Center","66599_G_1",66599,"G","1",null,"Energy Storage",null,"WEC_SDGE","California",6,"San Diego",73,"06073",7.1,0,2024,9999,null,null,"N","Energy Storage",{"$nulls":13},0,0,0,0]
["Beckwith Solar","66602_G_BCKWT",66602,"G","BCKWT",null,"Solar PV",null,"S_VACA","North Carolina",37,"Columbus",47,"37047",5,0,2022,9999,null,null,"N","Solar",{"$nulls":13},0,0,0,0]
["IGS OXR1","66603_G_454",66603,"G","454",null,"Solar PV",null,"WECC_SCE","California",6,"Ventura",111,"06111",4.8,0,2024,9999,null,null,"N","Solar",{"$nulls":13},0,0,0,0]
["Arthur 2 Solar","66605_G_ARTH2",66605,"G","ARTH2",null,"Solar PV",null,"S_VACA","North Carolina",37,"Columbus",47,"37047",5,0,2023,9999,null,null,"N","Solar",{"$nulls":13},0,0,0,0]
["Cross Town Energy Storage","66606_G_CROS1",66606,"G","CROS1",null,"Energy Storage",null,"NENG_ME","Maine",23,"Cumberland",5,"23005",175,0,2025,9999,null,null,"N","Energy Storage",{"$nulls":13},0,0,0,0]
["Clay County Electrical Cooperative","66607_G_SOL",66607,"G","SOL",null,"Solar PV",null,"MIS_AR","Arkansas",5,"Clay",21,"05021",1,0,2020,9999,null,null,"N","Solar",{"$nulls":13},0,0,0,0]
["Craighead Electric Solar One","66608_G_SOL",66608,"G","SOL",null,"Solar PV",null,"MIS_AR","Arkansas",5,"Craighead",31,"05031",1,0,2018,9999,null,null,"N","Solar",{"$nulls":13},0,0,0,0]
["DeGraff Butler Electric","66609_G_SOL",66609,"G","SOL",null,"Solar PV",null,"SPP_N","Kansas",20,"Butler",15,"20015",1,0,2021,9999,null,null,"N","Solar",{"$nulls":13},0,0,0,0]
["Farmers Electric Cooperative","66610_G_SOL",66610,"G","SOL",null,"Solar PV",null,"MIS_AR","Arkansas",5,"Jackson",67,"05067",1,0,2019,9999,null,null,"N","Solar",{"$nulls":13},0,0,0,0]
["Wolf Tank Storage","66616_G_1",66616,"G","1",null,"Energy Storage",null,"ERC_REST","Texas",48,"Webb",479,"48479",150,0,2023,9999,null,null,"N","Energy Storage",{"$nulls":13},0,0,0,0]
["Cald BESS","66617_G_1",66617,"G","1",null,"Energy Storage",null,"WEC_LADW","California",6,"Los Angeles",37,"06037",100,0,2024,9999,null,null,"N","Energy Storage",{"$nulls":13},0,0,0,0]
["AFTW Storage, LLC","66619_G_AFTW",66619,"G","AFTW",null,"Energy Storage",null,"WECC_SCE","California",6,"Kern",29,"06029",1.2,0,2024,9999,null,null,"N","Energy Storage",{"$nulls":13},0,0,0,0]
["Resurgence Solar II","66620_G_GEN1",66620,"G","GEN1",null,"Solar PV",null,"WECC_SCE","California",6,"San Bernardino",71,"06071",48,0,2023,9999,null,null,"N","Solar",{"$nulls":13},0,0,0,0]
["Resurgence Solar II","66620_G_GEN2",66620,"G","GEN2",null,"Energy Storage",null,"WECC_SCE","California",6,"San Bernardino",71,"06071",40,0,2023,9999,null,null,"N","Energy Storage",{"$nulls":13},0,0,0,0]
["9150 Hermosa Solar GM","66622_G_VSPRC",66622,"G","VSPRC",null,"Solar PV",null,"WECC_SCE","California",6,"San Bernardino",71,"06071",1.3,0,2022,9999,null,null,"N","Solar",{"$nulls":13},0,0,0,0]
["Harvest Gold Solar","66623_G_HGS",66623,"G","HGS",null,"Solar PV",null,"MIS_MS","Mississippi",28,"Sunflower",133,"28133",99,0,2024,9999,null,null,"N","Solar",{"$nulls":13},0,0,0,0]
["Double Back Diamond","66624_G_DBD",66624,"G","DBD",null,"Solar PV",null,"MIS_IL","Illinois",17,"Sangamon",167,"17167",592.8,0,2024,9999,null,null,"N","Solar",{"$nulls":13},0,0,0,0]
["Prairie Mist Solar","66625_G_78661",66625,"G","78661",null,"Solar PV",null,"MIS_AR","Arkansas",5,"Ashley",3,"05003",100,0,2024,9999,null,null,"N","Solar",{"$nulls":13},0,0,0,0]
["Wadley Solar","66626_G_WADLE",66626,"G","WADLE",null,"Solar PV",null,"S_SOU","Georgia",13,"Jefferson",163,"13163",260,0,2024,9999,null,null,"N","Solar",{"$nulls":13},0,0,0,0]
["Sonoran Solar Energy","66627_G_SON12",66627,"G","SON12",null,"Solar PV",null,"WECC_AZ","Arizona",4,"Maricopa",13,"04013",260,0,2023,9999,null,null,"N","Solar",{"$nulls":13},0,0,0,0]
["Sonoran Solar Energy","66627_G_SON13",66627,"G","SON13",null,"Energy Storage",null,"WECC_AZ","Arizona",4,"Maricopa",13,"04013",260,0,2023,9999,null,null,"N","Energy Storage",{"$nulls":13},0,0,0,0]
["Altona Solar, LLC","66628_G_PV",66628,"G","PV",null,"Solar PV",null,"MIS_MO","Missouri",29,"Audrain",7,"29007",30,0,2024,9999,null,null,"N","Solar",{"$nulls":13},0,0,0,0]
["Envoy Solar, LLC","66629_G_PV",66629,"G","PV",null,"Solar PV",null,"MIS_MO","Missouri",29,"Audrain",7,"29007",50,0,2024,9999,null,null,"N","Solar",{"$nulls":13},0,0,0,0]
["RIchland Township Solar, LLC","66630_G_PV",66630,"G","PV",null,"Solar PV",null,"PJM_COMD","Illinois",17,"Marshall",123,"17123",35,0,2024,9999,null,null,"N","Solar",{"$nulls":13},0,0,0,0]
["Earp Solar, LLC","66631_G_PV",66631,"G","PV",null,"Solar PV",null,"MIS_IL","Illinois",17,"Warren",187,"17187",35,0,2024,9999,null,null,"N","Solar",{"$nulls":13},0,0,0,0]
["Kimmel Road Solar, LLC","66632_G_PV",66632,"G","PV",null,"Solar PV",null,"MIS_IL","Illinois",17,"Perry",145,"17145",50,0,2024,9999,null,null,"N","Solar",{"$nulls":13},0,0,0,0]
["Salt Creek Township Solar, LLC","66633_G_PV",66633,"G","PV",null,"Solar PV",null,"MIS_IL","Illinois",17,"Mason",125,"17125",50,0,2024,9999,null,null,"N","Solar",{"$nulls":13},0,0,0,0]
["Adams Solar LLC PA","66634_G_ENX20",66634,"G","ENX20",null,"Solar PV",null,"PJM_WMAC","Pennsylvania",42,"Adams",1,"42001",80,0,2024,9999,null,null,"N","Solar",{"$nulls":13},0,0,0,0]
["Caden Energix Axton LLC","66635_G_ENX20",66635,"G","ENX20",null,"Solar PV",null,"PJM_West","Virginia",51,"Henry",89,"51089",66,0,2024,9999,null,null,"N","Solar",{"$nulls":13},0,0,0,0]
["McFarland A Solar and Storage","66636_G_BESS",66636,"G","BESS",null,"Energy Storage",null,"WECC_AZ","Arizona",4,"Yuma",27,"04027",100,0,2023,9999,null,null,"N","Energy Storage",{"$nulls":13},0,0,0,0]
["McFarland A Solar and Storage","66636_G_MCFRA",66636,"G","MCFRA",null,"Solar PV",null,"WECC_AZ","Arizona",4,"Yuma",27,"04027",200,0,2023,9999,null,null,"N","Solar",{"$nulls":13},0,0,0,0]
["McFarland B Solar and Storage","66637_G_BESS",66637,"G","BESS",null,"Energy Storage",null,"WECC_AZ","Arizona",4,"Yuma",27,"04027",150,0,2024,9999,null,null,"N","Energy Storage",{"$nulls":13},0,0,0,0]
["McFarland B Solar and Storage","66637_G_MCFRB",66637,"G","MCFRB",null,"Solar PV",null,"WECC_AZ","Arizona",4,"Yuma",27,"04027",300,0,2024,9999,null,null,"N","Solar",{"$nulls":13},0,0,0,0]
["Falmouth Renewable Energy Center","66639_G_PV1",66639,"G","PV1",null,"Solar PV",null,"FRCC","Florida",12,"Suwannee",121,"12121",74.9,0,2024,9999,null,null,"N","Solar",{"$nulls":13},0,0,0,0]
["Wimauma Storage","66640_G_BESS1",66640,"G","BESS1",null,"Energy Storage",null,"FRCC","Florida",12,"Hillsborough",57,"12057",40,0,2025,9999,null,null,"N","Energy Storage",{"$nulls":13},0,0,0,0]
["Lake Mabel Storage","66641_G_BESS1",66641,"G","BESS1",null,"Energy Storage",null,"FRCC","Florida",12,"Polk",105,"12105",40,0,2024,9999,null,null,"N","Energy Storage",{"$nulls":13},0,0,0,0]
["Kiowa County Solar Project, LLC","66642_G_USKWA",66642,"G","USKWA",null,"Solar PV",null,"SPP_WEST","Oklahoma",40,"Kiowa",75,"40075",100,0,2024,9999,null,null,"N","Solar",{"$nulls":13},0,0,0,0]
["Dunn's Bridge 1 Solar","66643_G_DBSC1",66643,"G","DBSC1",null,"Solar PV",null,"MIS_INKY","Indiana",18,"Jasper",73,"18073",265,0,2023,9999,null,null,"N","Solar",{"$nulls":13},0,0,0,0]
["ELP - Kipp","66645_G_KIPP",66645,"G","KIPP",null,"Solar PV",null,"NY_Z_F","New York",36,"Columbia",21,"36021",3.5,0,2023,9999,null,null,"N","Solar",{"$nulls":13},0,0,0,0]
["Martin County Solar Project, LLC","66646_G_USMTC",66646,"G","USMTC",null,"Solar PV",null,"PJM_West","Kentucky",21,"Martin",159,"21159",111,0,2024,9999,null,null,"N","Solar",{"$nulls":13},0,0,0,0]
["Elkhart County Solar Project","66647_G_USELT",66647,"G","USELT",null,"Solar PV",null,"MIS_INKY","Indiana",18,"Elkhart",39,"18039",100,0,2025,9999,null,null,"N","Solar",{"$nulls":13},0,0,0,0]
["Blackwell Test Facility, LLC","66648_G_BLKWL",66648,"G","BLKWL",null,"Energy Storage",null,"WECC_SCE","California",6,"Kern",29,"06029",2,0,2025,9999,null,null,"N","Energy Storage",{"$nulls":13},0,0,0,0]
["Long Lake Solar, LLC","66649_G_LLS",66649,"G","LLS",null,"Solar PV",null,"MIS_AR","Arkansas",5,"Phillips",107,"05107",200,0,2025,9999,null,null,"N","Solar",{"$nulls":13},0,0,0,0]
["Bear Canyon","66650_G_BC1",66650,"G","BC1",null,"Energy Storage",null,"WEC_CALN","California",6,"Lake",33,"06033",13,0,2024,9999,null,null,"N","Energy Storage",{"$nulls":13},0,0,0,0]
["KDC Solar CV Ascend One LLC","66652_G_CVAO",66652,"G","CVAO",null,"Solar PV",null,"PJM_SMAC","Maryland",24,"Howard",27,"24027",2,0,2023,9999,null,null,"N","Solar",{"$nulls":13},0,0,0,0]
["KDC Solar CV Cedar Lane Park LLC","66653_G_CVCL",66653,"G","CVCL",null,"Solar PV",null,"PJM_SMAC","Maryland",24,"Howard",27,"24027",2,0,2023,9999,null,null,"N","Solar",{"$nulls":13},0,0,0,0]
["KDC Solar CV Central MD Regional Transit","66654_G_CVRT",66654,"G","CVRT",null,"Solar PV",null,"PJM_SMAC","Maryland",24,"Howard",27,"24027",2,0,2023,9999,null,null,"N","Solar",{"$nulls":13},0,0,0,0]
["KDC Solar CV Animal Control LLC","66655_G_CVAC",66655,"G","CVAC",null,"Solar PV",null,"PJM_SMAC","Maryland",24,"Howard",27,"24027",2,0,2023,9999,null,null,"N","Solar",{"$nulls":13},0,0,0,0]
["KDC Solar CV O'Donnell Property LLC","66656_G_CVOD",66656,"G","CVOD",null,"Solar PV",null,"PJM_SMAC","Maryland",24,"Howard",27,"24027",2,0,2023,9999,null,null,"N","Solar",{"$nulls":13},0,0,0,0]
["Steubenville Solar","66657_G_STEUB",66657,"G","STEUB",null,"Solar PV",null,"PJM_ATSI","Ohio",39,"Jefferson",81,"39081",50,0,2024,9999,null,null,"N","Solar",{"$nulls":13},0,0,0,0]
["Nottingham Solar","66658_G_NOTT",66658,"G","NOTT",null,"Solar PV",null,"PJM_West","Ohio",39,"Harrison",67,"39067",100,0,2024,9999,null,null,"N","Solar",{"$nulls":13},0,0,0,0]
["Acid BESS","66659_G_MAL",66659,"G","MAL",null,"Energy Storage",null,"WEC_CALN","California",6,"Fresno",19,"06019",97,0,2024,9999,null,null,"N","Energy Storage",{"$nulls":13},0,0,0,0]
["Lead BESS 1","66660_G_HAN",66660,"G","HAN",null,"Energy Storage",null,"WEC_CALN","California",6,"Kings",31,"06031",99.4,0,2024,9999,null,null,"N","Energy Storage",{"$nulls":13},0,0,0,0]
["Electrolyte BESS","66661_G_HEN",66661,"G","HEN",null,"Energy Storage",null,"WEC_CALN","California",6,"Kings",31,"06031",99.4,0,2024,9999,null,null,"N","Energy Storage",{"$nulls":13},0,0,0,0]
["Lead BESS 2","66662_G_BIA",66662,"G","BIA",null,"Energy Storage",null,"WEC_CALN","California",6,"Kings",31,"06031",32,0,2024,9999,null,null,"N","Energy Storage",{"$nulls":13},0,0,0,0]
["Empire Solar (NY)","66663_G_EMPIR",66663,"G","EMPIR",null,"Solar PV",null,"NY_Z_A","New York",36,"Chautauqua",13,"36013",125,0,2027,9999,null,null,"N","Solar",{"$nulls":13},0,0,0,0]
["Dublin Street LLC","66664_G_DBLNS",66664,"G","DBLNS",null,"Solar PV",null,"NENG_ME","Maine",23,"Washington",29,"23029",4.9,0,2024,9999,null,null,"N","Solar",{"$nulls":13},0,0,0,0]
["549 Doles Ridge Rd Solar LLC","66665_G_549DR",66665,"G","549DR",null,"Solar PV",null,"NENG_ME","Maine",23,"York",31,"23031",4.9,0,2024,9999,null,null,"N","Solar",{"$nulls":13},0,0,0,0]
["Tumbleweed Energy Storage","66666_G_TWES1",66666,"G","TWES1",null,"Energy Storage",null,"WECC_SCE","California",6,"Kern",29,"06029",50,0,2024,9999,null,null,"N","Energy Storage",{"$nulls":13},0,0,0,0]
["Tumbleweed Energy Storage","66666_G_TWES2",66666,"G","TWES2",null,"Energy Storage",null,"WECC_SCE","California",6,"Kern",29,"06029",75,0,2024,9999,null,null,"N","Energy Storage",{"$nulls":13},0,0,0,0]
["City of Rosamond (CA)","66667_G_ROSA",66667,"G","ROSA",null,"Solar PV",null,"WECC_SCE","California",6,"Kern",29,"06029",1,0,2023,9999,null,null,"N","Solar",{"$nulls":13},0,0,0,0]
["Chickasaw Wind Farm","66668_G_CKWF",66668,"G","CKWF",null,"Onshore Wind",null,"MIS_IA","Iowa",19,"Chickasaw",37,"19037",200,0,2023,9999,null,null,"N","Wind",{"$nulls":13},0,0,0,0]
["West Ford Flat","66669_G_WFF1",66669,"G","WFF1",null,"Energy Storage",null,"WEC_CALN","California",6,"Lake",33,"06033",25,0,2024,9999,null,null,"N","Energy Storage",{"$nulls":13},0,0,0,0]
["Harquahala Sun Solar Project","66670_G_HARQ1",66670,"G","HARQ1",null,"Solar PV",null,"WECC_AZ","Arizona",4,"Maricopa",13,"04013",150,0,2024,9999,null,null,"N","Solar",{"$nulls":13},0,0,0,0]
["Conez Solar, LLC","66671_G_CONEZ",66671,"G","CONEZ",null,"Solar PV",null,"S_SOU","Georgia",13,"Emanuel",107,"13107",150,0,2025,9999,null,null,"N","Solar",{"$nulls":13},0,0,0,0]
["Stark Solar, LLC","66672_G_AG239",66672,"G","AG239",null,"Solar PV",null,"PJM_ATSI","Ohio",39,"Stark",151,"39151",150,0,2027,9999,null,null,"N","Solar",{"$nulls":13},0,0,0,0]
["Accalia Point Solar, LLC","66673_G_66666",66673,"G","66666",null,"Solar PV",null,"ERC_REST","Texas",48,"Cameron",61,"48061",190.5,0,2025,9999,null,null,"N","Solar",{"$nulls":13},0,0,0,0]
["Cold Creek Solar","66674_G_CCBA",66674,"G","CCBA",null,"Energy Storage",null,"NY_Z_B","New York",36,"Allegany",3,"36003",20,0,2028,9999,null,null,"N","Energy Storage",{"$nulls":13},0,0,0,0]
["Cold Creek Solar","66674_G_CCSOL",66674,"G","CCSOL",null,"Solar PV",null,"NY_Z_B","New York",36,"Allegany",3,"36003",108,0,2028,9999,null,null,"N","Solar",{"$nulls":13},0,0,0,0]
["Alfred Oaks Solar, LLC","66675_G_ALOAK",66675,"G","ALOAK",null,"Solar PV",null,"NY_Z_B","New York",36,"Allegany",3,"36003",115.2,0,2026,9999,null,null,"N","Solar",{"$nulls":13},0,0,0,0]
["Alfred Oaks Solar, LLC","66675_G_BA",66675,"G","BA",null,"Energy Storage",null,"NY_Z_B","New York",36,"Allegany",3,"36003",20,0,2026,9999,null,null,"N","Energy Storage",{"$nulls":13},0,0,0,0]
["Kings CSG 3 LLC","66676_G_KING3",66676,"G","KING3",null,"Solar PV",null,"WEC_CALN","California",6,"Kings",31,"06031",3,0,2024,9999,null,null,"N","Solar",{"$nulls":13},0,0,0,0]
["Visalia CSG LLC","66677_G_VISAL",66677,"G","VISAL",null,"Solar PV",null,"WECC_SCE","California",6,"Tulare",107,"06107",3,0,2024,9999,null,null,"N","Solar",{"$nulls":13},0,0,0,0]
["Aramis I Solar Project","66678_G_IPAR1",66678,"G","IPAR1",null,"Solar PV",null,"WEC_CALN","California",6,"Alameda",1,"06001",100,0,2025,9999,null,null,"N","Solar",{"$nulls":13},0,0,0,0]
["Tulare CSG LLC","66679_G_TULAR",66679,"G","TULAR",null,"Solar PV",null,"WECC_SCE","California",6,"Tulare",107,"06107",3,0,2024,9999,null,null,"N","Solar",{"$nulls":13},0,0,0,0]
["Sterlington Solar","66681_G_STS",66681,"G","STS",null,"Solar PV",null,"MIS_LA","Louisiana",22,"Ouachita",73,"22073",49,0,2026,9999,null,null,"N","Solar",{"$nulls":13},0,0,0,0]
["KCE NY 10, LLC","66682_G_NY10",66682,"G","NY10",null,"Energy Storage",null,"NY_Z_A","New York",36,"Erie",29,"36029",20,0,2025,9999,null,null,"N","Energy Storage",{"$nulls":13},0,0,0,0]
["Sylvan Solar","66683_G_SYV",66683,"G","SYV",null,"Solar PV",null,"MIS_MNWI","Minnesota",27,"Cass",21,"27021",15.2,0,2023,9999,null,null,"N","Solar",{"$nulls":13},0,0,0,0]
["Graceland Solar, LLC","66687_G_GRA1",66687,"G","GRA1",null,"Solar PV",null,"S_C_TVA","Tennessee",47,"Shelby",157,"47157",150,0,2024,9999,null,null,"N","Solar",{"$nulls":13},0,0,0,0]
["Bright Arrow Solar, LLC","66688_G_BASS",66688,"G","BASS",null,"Solar PV",null,"ERC_REST","Texas",48,"Hopkins",223,"48223",300,0,2024,9999,null,null,"N","Solar",{"$nulls":13},0,0,0,0]
["Bright Arrow Solar, LLC","66688_G_BASS1",66688,"G","BASS1",null,"Energy Storage",null,"ERC_REST","Texas",48,"Hopkins",223,"48223",103.6,0,2024,9999,null,null,"N","Energy Storage",{"$nulls":13},0,0,0,0]
["Seven Flags BESS LLC","66689_G_7FLAG",66689,"G","7FLAG",null,"Energy Storage",null,"ERC_REST","Texas",48,"Webb",479,"48479",100,0,2025,9999,null,null,"N","Energy Storage",{"$nulls":13},0,0,0,0]
["Brazos Bend BESS, LLC","66690_G_BEND",66690,"G","BEND",null,"Energy Storage",null,"ERC_REST","Texas",48,"Fort Bend",157,"48157",100,0,2024,9999,null,null,"N","Energy Storage",{"$nulls":13},0,0,0,0]
["Briggs Solar, LLC","66691_G_BRIGG",66691,"G","BRIGG",null,"Solar PV",null,"ERC_WEST","Texas",48,"Haskell",207,"48207",305,0,2025,9999,null,null,"N","Solar",{"$nulls":13},0,0,0,0]
["Briggs Solar, LLC","66691_G_BRUGG",66691,"G","BRUGG",null,"Energy Storage",null,"ERC_WEST","Texas",48,"Haskell",207,"48207",70,0,2025,9999,null,null,"N","Energy Storage",{"$nulls":13},0,0,0,0]
["Holly Branch Solar, LLC","66692_G_HOLLY",66692,"G","HOLLY",null,"Solar PV",null,"ERC_REST","Texas",48,"Robertson",395,"48395",230,0,2026,9999,null,null,"N","Solar",{"$nulls":13},0,0,0,0]
["Holly Branch Solar, LLC","66692_G_HOLY",66692,"G","HOLY",null,"Energy Storage",null,"ERC_REST","Texas",48,"Robertson",395,"48395",100,0,2026,9999,null,null,"N","Energy Storage",{"$nulls":13},0,0,0,0]
["Coati Solar, LLC","66693_G_COAT",66693,"G","COAT",null,"Solar PV",null,"ERC_REST","Texas",48,"Robertson",395,"48395",285,0,2026,9999,null,null,"N","Solar",{"$nulls":13},0,0,0,0]
["Coati Solar, LLC","66693_G_COATI",66693,"G","COATI",null,"Energy Storage",null,"ERC_REST","Texas",48,"Robertson",395,"48395",140,0,2026,9999,null,null,"N","Energy Storage",{"$nulls":13},0,0,0,0]
["Atrisco Energy Storage","66694_G_ATRES",66694,"G","ATRES",null,"Solar PV",null,"WECC_NM","New Mexico",35,"Bernalillo",1,"35001",300,0,2024,9999,null,null,"N","Solar",{"$nulls":13},0,0,0,0]
["Horsepen Branch Solar","66695_G_HRSPN",66695,"G","HRSPN",null,"Solar PV",null,"PJM_Dom","Virginia",51,"Louisa",109,"51109",25,0,2025,9999,null,null,"N","Solar",{"$nulls":13},0,0,0,0]
["Winfield Solar","66696_G_WINSP",66696,"G","WINSP",null,"Solar PV",null,"MIS_MO","Missouri",29,"Lincoln",113,"29113",162.8,0,2024,9999,null,null,"N","Solar",{"$nulls":13},0,0,0,0]
["Branch Solar Project","66697_G_BS1",66697,"G","BS1",null,"Solar PV",null,"MIS_LMI","Michigan",26,"Branch",23,"26023",200,0,2025,9999,null,null,"N","Solar",{"$nulls":13},0,0,0,0]
["Lockhart Solar PV II","66699_G_LOC2",66699,"G","LOC2",null,"Solar PV",null,"WECC_SCE","California",6,"San Bernardino",71,"06071",75,0,2023,9999,null,null,"N","Solar",{"$nulls":13},0,0,0,0]
["Banner Solar","66700_G_BANNR",66700,"G","BANNR",null,"Solar PV",null,"S_VACA","North Carolina",37,"Johnston",101,"37101",5,0,2021,9999,null,null,"N","Solar",{"$nulls":13},0,0,0,0]
["Buffalo Branch Wind and Solar LLC","66701_G_BB1",66701,"G","BB1",null,"Onshore Wind",null,"SPP_N","Missouri",29,"Dade",57,"29057",247,0,2026,9999,null,null,"N","Wind",{"$nulls":13},0,0,0,0]
["Scioto Farms Solar","66702_G_SF1",66702,"G","SF1",null,"Solar PV",null,"PJM_West","Ohio",39,"Pickaway",129,"39129",110,0,2027,9999,null,null,"N","Solar",{"$nulls":13},0,0,0,0]
["Austin Creek Solar","66703_G_11103",66703,"G","11103",null,"Solar PV",null,"MIS_IL","Illinois",17,"Adams",1,"17001",140,0,2027,9999,null,null,"N","Solar",{"$nulls":13},0,0,0,0]
["Chiltepin Solar","66704_G_11106",66704,"G","11106",null,"Solar PV",null,"ERC_WEST","Texas",48,"Reeves",389,"48389",100,0,2024,9999,null,null,"N","Solar",{"$nulls":13},0,0,0,0]
["Longwing Solar","66705_G_11105",66705,"G","11105",null,"Solar PV",null,"MIS_WOTA","Texas",48,"Tyler",457,"48457",140,0,2026,9999,null,null,"N","Solar",{"$nulls":13},0,0,0,0]
["Patoka Solar","66706_G_11101",66706,"G","11101",null,"Solar PV",null,"MIS_INKY","Indiana",18,"Posey",129,"18129",250,0,2027,9999,null,null,"N","Solar",{"$nulls":13},0,0,0,0]
["Prairie Oak Solar","66707_G_11102",66707,"G","11102",null,"Solar PV",null,"MIS_IL","Illinois",17,"Shelby",173,"17173",250,0,2027,9999,null,null,"N","Solar",{"$nulls":13},0,0,0,0]
["Peri Peri Solar","66708_G_11104",66708,"G","11104",null,"Solar PV",null,"MIS_WOTA","Texas",48,"Hardin",199,"48199",115,0,2026,9999,null,null,"N","Solar",{"$nulls":13},0,0,0,0]
["Beulah Solar","66709_G_BEULA",66709,"G","BEULA",null,"Solar PV",null,"S_VACA","South Carolina",45,"Saluda",81,"45081",74.9,0,2022,9999,null,null,"N","Solar",{"$nulls":13},0,0,0,0]
["Brick City Solar","66710_G_BRICT",66710,"G","BRICT",null,"Solar PV",null,"S_VACA","North Carolina",37,"Duplin",61,"37061",5,0,2021,9999,null,null,"N","Solar",{"$nulls":13},0,0,0,0]
["Clovelly Solar","66711_G_CLOVY",66711,"G","CLOVY",null,"Solar PV",null,"S_VACA","North Carolina",37,"Harnett",85,"37085",5,0,2021,9999,null,null,"N","Solar",{"$nulls":13},0,0,0,0]
["Coogee Solar","66712_G_COOGE",66712,"G","COOGE",null,"Solar PV",null,"S_VACA","North Carolina",37,"Pamlico",137,"37137",5,0,2021,9999,null,null,"N","Solar",{"$nulls":13},0,0,0,0]
["Wheeler Ridge","66713_G_WHRPV",66713,"G","WHRPV",null,"Solar PV",null,"WECC_SCE","California",6,"Kern",29,"06029",4.5,0,2023,9999,null,null,"N","Solar",{"$nulls":13},0,0,0,0]
["Crystal Farms Local Solar","66714_G_CRYPV",66714,"G","CRYPV",null,"Solar PV",null,"WEC_CALN","California",6,"Fresno",19,"06019",3.5,0,2023,9999,null,null,"N","Solar",{"$nulls":13},0,0,0,0]
["Fresno Community Solar","66715_G_FREPV",66715,"G","FREPV",null,"Solar PV",null,"WEC_CALN","California",6,"Fresno",19,"06019",10,0,2024,9999,null,null,"N","Solar",{"$nulls":13},0,0,0,0]
["Saint Energy Storage II LLC","66716_G_SB123",66716,"G","SB123",null,"Energy Storage",null,"WECC_AZ","Arizona",4,"Pinal",21,"04021",100,0,2023,9999,null,null,"N","Energy Storage",{"$nulls":13},0,0,0,0]
["Eastover Solar","66717_G_ESTOR",66717,"G","ESTOR",null,"Solar PV",null,"S_VACA","South Carolina",45,"Richland",79,"45079",73.6,0,2023,9999,null,null,"N","Solar",{"$nulls":13},0,0,0,0]
["ESA Albemarle NC Solar","66718_G_ESAAB",66718,"G","ESAAB",null,"Solar PV",null,"S_VACA","North Carolina",37,"Stanly",167,"37167",2,0,2021,9999,null,null,"N","Solar",{"$nulls":13},0,0,0,0]
["Millers Chapel Solar","66719_G_MILCH",66719,"G","MILCH",null,"Solar PV",null,"S_VACA","North Carolina",37,"Wayne",191,"37191",4.8,0,2021,9999,null,null,"N","Solar",{"$nulls":13},0,0,0,0]
["Oakwood Solar","66720_G_OAKWD",66720,"G","OAKWD",null,"Solar PV",null,"S_VACA","North Carolina",37,"Orange",135,"37135",5,0,2021,9999,null,null,"N","Solar",{"$nulls":13},0,0,0,0]
["Overman Solar","66721_G_OVRMN",66721,"G","OVRMN",null,"Solar PV",null,"S_VACA","North Carolina",37,"Wayne",191,"37191",5,0,2021,9999,null,null,"N","Solar",{"$nulls":13},0,0,0,0]
["Saw Solar","66722_G_SAW",66722,"G","SAW",null,"Solar PV",null,"S_VACA","North Carolina",37,"Rowan",159,"37159",5,0,2022,9999,null,null,"N","Solar",{"$nulls":13},0,0,0,0]
["Sawtell Solar","66723_G_SAWTL",66723,"G","SAWTL",null,"Solar PV",null,"S_VACA","North Carolina",37,"Henderson",89,"37089",3,0,2021,9999,null,null,"N","Solar",{"$nulls":13},0,0,0,0]
["Southwick Solar","66724_G_SOUWK",66724,"G","SOUWK",null,"Solar PV",null,"S_VACA","North Carolina",37,"Alamance",1,"37001",3,0,2020,9999,null,null,"N","Solar",{"$nulls":13},0,0,0,0]
["Whiskey Solar","66725_G_WHISK",66725,"G","WHISK",null,"Solar PV",null,"S_VACA","North Carolina",37,"Montgomery",123,"37123",5,0,2021,9999,null,null,"N","Solar",{"$nulls":13},0,0,0,0]
["Inland Empire Energy Storage","66726_G_IEESS",66726,"G","IEESS",null,"Energy Storage",null,"WECC_SCE","California",6,"San Bernardino",71,"06071",70,0,2024,9999,null,null,"N","Energy Storage",{"$nulls":13},0,0,0,0]
["Georgia Ballard BESS","66727_G_GBBES",66727,"G","GBBES",null,"Energy Storage",null,"NENGREST","Vermont",50,"Franklin",11,"50011",5,0,2023,9999,null,null,"N","Energy Storage",{"$nulls":13},0,0,0,0]
["Springfield BESS","66728_G_SFBES",66728,"G","SFBES",null,"Energy Storage",null,"NENGREST","Vermont",50,"Windsor",27,"50027",5,0,2023,9999,null,null,"N","Energy Storage",{"$nulls":13},0,0,0,0]
["(3K) 59 Hetcheltown Rd","66729_G_P3101",66729,"G","P3101",null,"Solar PV",null,"NY_Z_F","New York",36,"Albany",1,"36001",1.4,0,2020,9999,null,null,"N","Solar",{"$nulls":13},0,0,0,0]
["Jordan Energy-DFA Middlebury Center Plan","66730_G_P4318",66730,"G","P4318",null,"Solar PV",null,"PJM_PENE","Pennsylvania",42,"Tioga",117,"42117",1.1,0,2021,9999,null,null,"N","Solar",{"$nulls":13},0,0,0,0]
["Lightstar Renewables - Project 1001","66731_G_P4450",66731,"G","P4450",null,"Solar PV",null,"NY_Z_G-I","New York",36,"Dutchess",27,"36027",3.9,0,2021,9999,null,null,"N","Solar",{"$nulls":13},0,0,0,0]
["Lightstar Renewables - Project 1002","66732_G_P4451",66732,"G","P4451",null,"Solar PV",null,"NY_Z_G-I","New York",36,"Dutchess",27,"36027",2.1,0,2021,9999,null,null,"N","Solar",{"$nulls":13},0,0,0,0]
["Lost Hills Oilfield","66733_G_P4721",66733,"G","P4721",null,"Solar PV",null,"WECC_SCE","California",6,"Kern",29,"06029",1.9,0,2021,9999,null,null,"N","Solar",{"$nulls":13},0,0,0,0]
["Marathon Solar Farm LLC South","66734_G_P4739",66734,"G","P4739",null,"Solar PV",null,"NY_Z_C&E","New York",36,"Madison",53,"36053",4.4,0,2020,9999,null,null,"N","Solar",{"$nulls":13},0,0,0,0]
["Kosa","66735_G_783",66735,"G","783",null,"Solar PV",null,"NY_Z_B","New York",36,"Allegany",3,"36003",1.5,0,2024,9999,null,null,"N","Solar",{"$nulls":13},0,0,0,0]
["Oak Leaf - CSG Portfolio (OL 36)","66736_G_P4159",66736,"G","P4159",null,"Solar PV",null,"WECC_CO","Colorado",8,"Arapahoe",5,"08005",1.5,0,2021,9999,null,null,"N","Solar",{"$nulls":13},0,0,0,0]
["Oak Leaf - CSG Portfolio (OL 37)","66737_G_P4161",66737,"G","P4161",null,"Solar PV",null,"WECC_CO","Colorado",8,"Adams",1,"08001",1.5,0,2020,9999,null,null,"N","Solar",{"$nulls":13},0,0,0,0]
["Oak Leaf - CSG Portfolio (OL 38)","66738_G_P4581",66738,"G","P4581",null,"Solar PV",null,"WECC_CO","Colorado",8,"Adams",1,"08001",1.5,0,2021,9999,null,null,"N","Solar",{"$nulls":13},0,0,0,0]
["Oak Leaf - CSG Portfolio (OL 39)","66739_G_P4162",66739,"G","P4162",null,"Solar PV",null,"WECC_CO","Colorado",8,"Arapahoe",5,"08005",1.5,0,2021,9999,null,null,"N","Solar",{"$nulls":13},0,0,0,0]
["Oak Leaf - CSG Portfolio (OL 44)","66740_G_P4347",66740,"G","P4347",null,"Solar PV",null,"WECC_CO","Colorado",8,"Adams",1,"08001",1.5,0,2020,9999,null,null,"N","Solar",{"$nulls":13},0,0,0,0]
["Richmond Hill","66741_G_575",66741,"G","575",null,"Solar PV",null,"NENG_ME","Maine",23,"Sagadahoc",23,"23023",1.8,0,2023,9999,null,null,"N","Solar",{"$nulls":13},0,0,0,0]
["Laskin Solar","66742_G_LAK",66742,"G","LAK",null,"Solar PV",null,"MIS_MNWI","Minnesota",27,"St Louis",137,"27137",5.6,0,2022,9999,null,null,"N","Solar",{"$nulls":13},0,0,0,0]
["Jean Duluth Solar","66743_G_DUL",66743,"G","DUL",null,"Solar PV",null,"MIS_MNWI","Minnesota",27,"St Louis",137,"27137",1.6,0,2022,9999,null,null,"N","Solar",{"$nulls":13},0,0,0,0]
["Brenneman Solar Project","66744_G_BRNMN",66744,"G","BRNMN",null,"Solar PV",null,"S_SOU","Georgia",13,"Macon",193,"13193",150,0,2026,9999,null,null,"N","Solar",{"$nulls":13},0,0,0,0]
["Lake Iris Solar Project","66745_G_LIS1",66745,"G","LIS1",null,"Solar PV",null,"MIS_LMI","Michigan",26,"St Clair",147,"26147",100,0,2025,9999,null,null,"N","Solar",{"$nulls":13},0,0,0,0]
["AB Newark Solar","66746_G_PV1",66746,"G","PV1",null,"Solar PV",null,"PJM_EMAC","New Jersey",34,"Essex",13,"34013",5.6,0,2024,9999,null,null,"N","Solar",{"$nulls":13},0,0,0,0]
["Blue Bird Solar, LLC","66747_G_BBS",66747,"G","BBS",null,"Solar PV",null,"MIS_MO","Missouri",29,"Warren",219,"29219",139,0,2024,9999,null,null,"N","Solar",{"$nulls":13},0,0,0,0]
["IMPA Richmond 8 Solar Park","66748_G_RICH8",66748,"G","RICH8",null,"Solar PV",null,"PJM_West","Indiana",18,"Wayne",177,"18177",6.3,0,2024,9999,null,null,"N","Solar",{"$nulls":13},0,0,0,0]
["Herrington Solar","66749_G_HERR1",66749,"G","HERR1",null,"Solar PV",null,"NY_Z_F","New York",36,"Rensselaer",83,"36083",5,0,2021,9999,null,null,"N","Solar",{"$nulls":13},0,0,0,0]
["Mahany","66750_G_782",66750,"G","782",null,"Solar PV",null,"NY_Z_C&E","New York",36,"Steuben",101,"36101",3,0,2024,9999,null,null,"N","Solar",{"$nulls":13},0,0,0,0]
["Toms River CSS","66751_G_GEN1",66751,"G","GEN1",null,"Solar PV",null,"PJM_EMAC","New Jersey",34,"Ocean",29,"34029",4,0,2023,9999,null,null,"N","Solar",{"$nulls":13},0,0,0,0]
["NY Van Buren II CSG","66752_G_NGVB2",66752,"G","NGVB2",null,"Solar PV",null,"NY_Z_C&E","New York",36,"Onondaga",67,"36067",3,0,2023,9999,null,null,"N","Solar",{"$nulls":13},0,0,0,0]
["Webster Creek (Oak 2)","66753_G_714",66753,"G","714",null,"Solar PV",null,"MIS_WUMS","Wisconsin",55,"Juneau",57,"55057",1.5,0,2023,9999,null,null,"N","Solar",{"$nulls":13},0,0,0,0]
["EnerSmart El Cajon BESS","66754_G_EC01",66754,"G","EC01",null,"Energy Storage",null,"WEC_SDGE","California",6,"San Diego",73,"06073",3,0,2024,9999,null,null,"N","Energy Storage",{"$nulls":13},0,0,0,0]
["EnerSmart Murray BESS","66755_G_M01",66755,"G","M01",null,"Energy Storage",null,"WEC_SDGE","California",6,"San Diego",73,"06073",3,0,2024,9999,null,null,"N","Energy Storage",{"$nulls":13},0,0,0,0]
["EnerSmart Murray BESS","66755_G_M02",66755,"G","M02",null,"Energy Storage",null,"WEC_SDGE","California",6,"San Diego",73,"06073",3,0,2024,9999,null,null,"N","Energy Storage",{"$nulls":13},0,0,0,0]
["EnerSmart Murray BESS","66755_G_M03",66755,"G","M03",null,"Energy Storage",null,"WEC_SDGE","California",6,"San Diego",73,"06073",3,0,2024,9999,null,null,"N","Energy Storage",{"$nulls":13},0,0,0,0]
["EnerSmart Murray BESS","66755_G_M04",66755,"G","M04",null,"Energy Storage",null,"WEC_SDGE","California",6,"San Diego",73,"06073",3,0,2024,9999,null,null,"N","Energy Storage",{"$nulls":13},0,0,0,0]
["EnerSmart Murray BESS","66755_G_M05",66755,"G","M05",null,"Energy Storage",null,"WEC_SDGE","California",6,"San Diego",73,"06073",3,0,2024,9999,null,null,"N","Energy Storage",{"$nulls":13},0,0,0,0]
["EnerSmart Murray BESS","66755_G_M06",66755,"G","M06",null,"Energy Storage",null,"WEC_SDGE","California",6,"San Diego",73,"06073",3,0,2024,9999,null,null,"N","Energy Storage",{"$nulls":13},0,0,0,0]
["EnerSmart Murray BESS","66755_G_M07",66755,"G","M07",null,"Energy Storage",null,"WEC_SDGE","California",6,"San Diego",73,"06073",3,0,2024,9999,null,null,"N","Energy Storage",{"$nulls":13},0,0,0,0]
["Genesee Solar Project","66756_G_GS1",66756,"G","GS1",null,"Solar PV",null,"MIS_LMI","Michigan",26,"Genesee",49,"26049",50,0,2025,9999,null,null,"N","Solar",{"$nulls":13},0,0,0,0]
["Bottleneck Energy Storage","66757_G_BN1",66757,"G","BN1",null,"Energy Storage",null,"WECC_SCE","California",6,"Tulare",107,"06107",80,0,2024,9999,null,null,"N","Energy Storage",{"$nulls":13},0,0,0,0]
["Justin Court Energy Storage","66758_G_JC1",66758,"G","JC1",null,"Energy Storage",null,"PJM_EMAC","New Jersey",34,"Hunterdon",19,"34019",20,0,2024,9999,null,null,"N","Energy Storage",{"$nulls":13},0,0,0,0]
["Delta's Edge Solar","66759_G_DELTA",66759,"G","DELTA",null,"Solar PV",null,"MIS_MS","Mississippi",28,"Carroll",15,"28015",100,0,2023,9999,null,null,"N","Solar",{"$nulls":13},0,0,0,0]
["Lemonweir (Oak 1)","66760_G_713",66760,"G","713",null,"Solar PV",null,"MIS_WUMS","Wisconsin",55,"Juneau",57,"55057",3,0,2023,9999,null,null,"N","Solar",{"$nulls":13},0,0,0,0]
["West Shore Solar LLC","66761_G_WS",66761,"G","WS",null,"Solar PV",null,"NY_Z_G-I","New York",36,"Ulster",111,"36111",2.4,0,2024,9999,null,null,"N","Solar",{"$nulls":13},0,0,0,0]
["SCH County - (1B) 10 Alice Wagner Way Ni","66762_G_P3599",66762,"G","P3599",null,"Solar PV",null,"NY_Z_F","New York",36,"Schenectady",93,"36093",3.5,0,2020,9999,null,null,"N","Solar",{"$nulls":13},0,0,0,0]
["SCH County - (1E) 398 Anthony St Schenec","66763_G_P3600",66763,"G","P3600",null,"Solar PV",null,"NY_Z_F","New York",36,"Schenectady",93,"36093",1,0,2020,9999,null,null,"N","Solar",{"$nulls":13},0,0,0,0]
["SCH - (2A) 156 Barhydt Rd Glenville","66764_G_3954",66764,"G","3954",null,"Solar PV",null,"NY_Z_F","New York",36,"Schenectady",93,"36093",5,0,2021,9999,null,null,"N","Solar",{"$nulls":13},0,0,0,0]
["SCH - (2A) 156 Barhydt Rd Glenville","66764_G_3954B",66764,"G","3954B",null,"Solar PV",null,"NY_Z_F","New York",36,"Schenectady",93,"36093",2.5,0,2021,9999,null,null,"N","Solar",{"$nulls":13},0,0,0,0]
["SCH County - (2B) 4982 Rynex Corners Rd","66765_G_3595",66765,"G","3595",null,"Solar PV",null,"NY_Z_F","New York",36,"Schenectady",93,"36093",2.5,0,2020,9999,null,null,"N","Solar",{"$nulls":13},0,0,0,0]
["SCH County - (2B) 4982 Rynex Corners Rd","66765_G_3595B",66765,"G","3595B",null,"Energy Storage",null,"NY_Z_F","New York",36,"Schenectady",93,"36093",2.5,0,2020,9999,null,null,"N","Energy Storage",{"$nulls":13},0,0,0,0]
["SCH County - (2D) 98 Cheltingham Ave Sch","66766_G_P3608",66766,"G","P3608",null,"Solar PV",null,"NY_Z_F","New York",36,"Schenectady",93,"36093",2.8,0,2020,9999,null,null,"N","Solar",{"$nulls":13},0,0,0,0]
["Source Power Company - Richland","66767_G_4725",66767,"G","4725",null,"Solar PV",null,"NY_Z_C&E","New York",36,"Oswego",75,"36075",2,0,2021,9999,null,null,"N","Solar",{"$nulls":13},0,0,0,0]
["Source Power Company - Richland","66767_G_4725B",66767,"G","4725B",null,"Energy Storage",null,"NY_Z_C&E","New York",36,"Oswego",75,"36075",2.5,0,2021,9999,null,null,"N","Energy Storage",{"$nulls":13},0,0,0,0]
["Hogs Bay","66768_G_694",66768,"G","694",null,"Solar PV",null,"NENG_ME","Maine",23,"Hancock",9,"23009",2,0,2024,9999,null,null,"N","Solar",{"$nulls":13},0,0,0,0]
["Source Power Company - Silver Creek","66769_G_P4468",66769,"G","P4468",null,"Solar PV",null,"NY_Z_A","New York",36,"Chautauqua",13,"36013",5,0,2021,9999,null,null,"N","Solar",{"$nulls":13},0,0,0,0]
["THD Baltimore DC - 5830 Project Tiger","66770_G_P3685",66770,"G","P3685",null,"Solar PV",null,"PJM_SMAC","Maryland",24,"Baltimore",5,"24005",1.6,0,2021,9999,null,null,"N","Solar",{"$nulls":13},0,0,0,0]
["Marathon Solar Farm II LLC North","66771_G_P4471",66771,"G","P4471",null,"Solar PV",null,"NY_Z_C&E","New York",36,"Madison",53,"36053",2.9,0,2020,9999,null,null,"N","Solar",{"$nulls":13},0,0,0,0]
["Estrella Solar & Storage","66772_G_ESPV",66772,"G","ESPV",null,"Solar PV",null,"WEC_LADW","California",6,"Los Angeles",37,"06037",56,0,2023,9999,null,null,"N","Solar",{"$nulls":13},0,0,0,0]
["Estrella Solar & Storage","66772_G_ESTRB",66772,"G","ESTRB",null,"Energy Storage",null,"WEC_LADW","California",6,"Los Angeles",37,"06037",28,0,2023,9999,null,null,"N","Energy Storage",{"$nulls":13},0,0,0,0]
["Raceway Solar & Storage","66773_G_RCWYB",66773,"G","RCWYB",null,"Energy Storage",null,"WEC_LADW","California",6,"Los Angeles",37,"06037",80,0,2024,9999,null,null,"N","Energy Storage",{"$nulls":13},0,0,0,0]
["Raceway Solar & Storage","66773_G_RCWYS",66773,"G","RCWYS",null,"Solar PV",null,"WEC_LADW","California",6,"Los Angeles",37,"06037",125,0,2024,9999,null,null,"N","Solar",{"$nulls":13},0,0,0,0]
["Ash Creek Solar","66774_G_78663",66774,"G","78663",null,"Solar PV",null,"ERC_REST","Texas",48,"Hill",217,"48217",408.9,0,2025,9999,null,null,"N","Solar",{"$nulls":13},0,0,0,0]
["Morrow Lake Solar","66775_G_MLPV",66775,"G","MLPV",null,"Solar PV",null,"ERC_REST","Texas",48,"Frio",163,"48163",200,0,2024,9999,null,null,"N","Solar",{"$nulls":13},0,0,0,0]
["Brookdale CC BTM at Lincroft","66776_G_PV1",66776,"G","PV1",null,"Solar PV",null,"PJM_EMAC","New Jersey",34,"Monmouth",25,"34025",3.7,0,2022,9999,null,null,"N","Solar",{"$nulls":13},0,0,0,0]
["Geneseo Solar","66777_G_GEN1",66777,"G","GEN1",null,"Solar PV",null,"NY_Z_B","New York",36,"Livingston",51,"36051",5,0,2021,9999,null,null,"N","Solar",{"$nulls":13},0,0,0,0]
["Hart Solar Project","66778_G_HS1",66778,"G","HS1",null,"Solar PV",null,"MIS_LMI","Michigan",26,"Oceana",127,"26127",100,0,2025,9999,null,null,"N","Solar",{"$nulls":13},0,0,0,0]
["Papago Energy Storage","66779_G_PPABA",66779,"G","PPABA",null,"Solar PV",null,"WECC_AZ","Arizona",4,"Maricopa",13,"04013",300,0,2025,9999,null,null,"N","Solar",{"$nulls":13},0,0,0,0]
["Posey Solar","66780_G_1",66780,"G","1",null,"Solar PV",null,"MIS_INKY","Indiana",18,"Posey",129,"18129",191,0,2025,9999,null,null,"N","Solar",{"$nulls":13},0,0,0,0]
["CrossTrack Solar","66781_G_1",66781,"G","1",null,"Solar PV",null,"MIS_INKY","Indiana",18,"Pike",125,"18125",130,0,2025,9999,null,null,"N","Solar",{"$nulls":13},0,0,0,0]
["Hamilton BESS","66782_G_HAMIL",66782,"G","HAMIL",null,"Energy Storage",null,"ERC_REST","Texas",48,"Val Verde",465,"48465",9.9,0,2024,9999,null,null,"N","Energy Storage",{"$nulls":13},0,0,0,0]
["Weil Tract BESS","66783_G_WEILT",66783,"G","WEILT",null,"Energy Storage",null,"ERC_REST","Texas",48,"Nueces",355,"48355",9.9,0,2024,9999,null,null,"N","Energy Storage",{"$nulls":13},0,0,0,0]
["Pauline BESS","66784_G_PAULN",66784,"G","PAULN",null,"Energy Storage",null,"ERC_REST","Texas",48,"Henderson",213,"48213",9.9,0,2024,9999,null,null,"N","Energy Storage",{"$nulls":13},0,0,0,0]
["Elevate Arthur Kill","66785_G_ELVAK",66785,"G","ELVAK",null,"Energy Storage",null,"NY_Z_J","New York",36,"Richmond",85,"36085",15.1,0,2025,9999,null,null,"N","Energy Storage",{"$nulls":13},0,0,0,0]
["Elevate Middletown","66786_G_ELVMT",66786,"G","ELVMT",null,"Energy Storage",null,"NENG_CT","Connecticut",9,"Middlesex",7,"09007",275,0,2025,9999,null,null,"N","Energy Storage",{"$nulls":13},0,0,0,0]
["Elevate Pier S","66787_G_ELVPS",66787,"G","ELVPS",null,"Energy Storage",null,"WEC_LADW","California",6,"Los Angeles",37,"06037",70,0,2026,9999,null,null,"N","Energy Storage",{"$nulls":13},0,0,0,0]
["Mineral Wells East BESS","66788_G_MNWLE",66788,"G","MNWLE",null,"Energy Storage",null,"ERC_REST","Texas",48,"Palo Pinto",363,"48363",9.9,0,2024,9999,null,null,"N","Energy Storage",{"$nulls":13},0,0,0,0]
["Lufkin South BESS","66789_G_LUFKS",66789,"G","LUFKS",null,"Energy Storage",null,"ERC_REST","Texas",48,"Angelina",5,"48005",9.9,0,2024,9999,null,null,"N","Energy Storage",{"$nulls":13},0,0,0,0]
["Judkins BESS","66790_G_JUDKS",66790,"G","JUDKS",null,"Energy Storage",null,"ERC_WEST","Texas",48,"Ector",135,"48135",9.9,0,2024,9999,null,null,"N","Energy Storage",{"$nulls":13},0,0,0,0]
["Garden City East BESS","66791_G_GRDNE",66791,"G","GRDNE",null,"Energy Storage",null,"ERC_WEST","Texas",48,"Glasscock",173,"48173",9.9,0,2024,9999,null,null,"N","Energy Storage",{"$nulls":13},0,0,0,0]
["Falfurrias BESS","66792_G_FALFU",66792,"G","FALFU",null,"Energy Storage",null,"ERC_REST","Texas",48,"Brooks",47,"48047",9.9,0,2024,9999,null,null,"N","Energy Storage",{"$nulls":13},0,0,0,0]
["Diboll BESS","66794_G_DIBOL",66794,"G","DIBOL",null,"Energy Storage",null,"ERC_REST","Texas",48,"Angelina",5,"48005",9.9,0,2024,9999,null,null,"N","Energy Storage",{"$nulls":13},0,0,0,0]
["CISCO BESS","66795_G_CISCO",66795,"G","CISCO",null,"Energy Storage",null,"ERC_REST","Texas",48,"Eastland",133,"48133",9.9,0,2024,9999,null,null,"N","Energy Storage",{"$nulls":13},0,0,0,0]
["Agriculture Capital - Legacy Packing","66797_G_P4376",66797,"G","P4376",null,"Solar PV",null,"WECC_SCE","California",6,"Tulare",107,"06107",1.6,0,2022,9999,null,null,"N","Solar",{"$nulls":13},0,0,0,0]
["Bayer - Whippany, NJ","66798_G_P5316",66798,"G","P5316",null,"Solar PV",null,"PJM_EMAC","New Jersey",34,"Morris",27,"34027",1.7,0,2023,9999,null,null,"N","Solar",{"$nulls":13},0,0,0,0]
["Bishop Ranch - BR 1-Y","66799_G_4087",66799,"G","4087",null,"Solar PV",null,"WEC_CALN","California",6,"Contra Costa",13,"06013",1.1,0,2022,9999,null,null,"N","Solar",{"$nulls":13},0,0,0,0]
["Bishop Ranch - BR 1-Y","66799_G_4087B",66799,"G","4087B",null,"Energy Storage",null,"WEC_CALN","California",6,"Contra Costa",13,"06013",0.7,0,2022,9999,null,null,"N","Energy Storage",{"$nulls":13},0,0,0,0]
["Bishop Ranch - BR 8-P","66800_G_4976",66800,"G","4976",null,"Solar PV",null,"WEC_CALN","California",6,"Contra Costa",13,"06013",1,0,2024,9999,null,null,"N","Solar",{"$nulls":13},0,0,0,0]
["Bishop Ranch - BR 8-P","66800_G_4976B",66800,"G","4976B",null,"Energy Storage",null,"WEC_CALN","California",6,"Contra Costa",13,"06013",0.5,0,2024,9999,null,null,"N","Energy Storage",{"$nulls":13},0,0,0,0]
["Fence Post Solar Hybrid Project, LLC","66801_G_FNCBE",66801,"G","FNCBE",null,"Energy Storage",null,"ERC_REST","Texas",48,"Navarro",349,"48349",72,0,2024,9999,null,null,"N","Energy Storage",{"$nulls":13},0,0,0,0]
["Fence Post Solar Hybrid Project, LLC","66801_G_FNCPT",66801,"G","FNCPT",null,"Solar PV",null,"ERC_REST","Texas",48,"Navarro",349,"48349",236,0,2024,9999,null,null,"N","Solar",{"$nulls":13},0,0,0,0]
["BEMS East Solar","66802_G_BEMSE",66802,"G","BEMSE",null,"Solar PV",null,"PJM_EMAC","New Jersey",34,"Burlington",5,"34005",4,0,2023,9999,null,null,"N","Solar",{"$nulls":13},0,0,0,0]
["BEMS West Solar","66803_G_BEMSW",66803,"G","BEMSW",null,"Solar PV",null,"PJM_EMAC","New Jersey",34,"Burlington",5,"34005",4,0,2023,9999,null,null,"N","Solar",{"$nulls":13},0,0,0,0]
["Borden County BESS","66804_G_1",66804,"G","1",null,"Energy Storage",null,"ERC_WEST","Texas",48,"Borden",33,"48033",150,0,2024,9999,null,null,"N","Energy Storage",{"$nulls":13},0,0,0,0]
["Lycan Solar Project","66805_G_LYCAN",66805,"G","LYCAN",null,"Solar PV",null,"WECC_SCE","California",6,"Riverside",65,"06065",400,0,2027,9999,null,null,"N","Solar",{"$nulls":13},0,0,0,0]
["SEPV Cuyama Hybrid","66807_G_CUYA1",66807,"G","CUYA1",null,"Energy Storage",null,"WECC_SCE","California",6,"Santa Barbara",83,"06083",3,0,2023,9999,null,null,"N","Energy Storage",{"$nulls":13},0,0,0,0]
["SEPV Cuyama Hybrid","66807_G_CUYA2",66807,"G","CUYA2",null,"Solar PV",null,"WECC_SCE","California",6,"Santa Barbara",83,"06083",1.6,0,2023,9999,null,null,"N","Solar",{"$nulls":13},0,0,0,0]
["OE_CAB1","66808_G_OCAB",66808,"G","OCAB",null,"Solar PV",null,"WEC_CALN","California",6,"San Luis Obispo",79,"06079",99.7,0,2024,9999,null,null,"N","Solar",{"$nulls":13},0,0,0,0]
["Avenue 26 Solar","66809_G_A26P1",66809,"G","A26P1",null,"Solar PV",null,"WEC_CALN","California",6,"Madera",39,"06039",2.6,0,2024,9999,null,null,"N","Solar",{"$nulls":13},0,0,0,0]
["Avenue 26 Solar","66809_G_A26P2",66809,"G","A26P2",null,"Solar PV",null,"WEC_CALN","California",6,"Madera",39,"06039",5,0,2024,9999,null,null,"N","Solar",{"$nulls":13},0,0,0,0]
["East Cleveland Road Solar","66810_G_ECLE",66810,"G","ECLE",null,"Solar PV",null,"WEC_CALN","California",6,"Merced",47,"06047",3,0,2024,9999,null,null,"N","Solar",{"$nulls":13},0,0,0,0]
["Clearwater Wind III","66811_G_CW3",66811,"G","CW3",null,"Onshore Wind",null,"MIS_MAPP","Montana",30,"Rosebud",87,"30087",100,0,2024,9999,null,null,"N","Wind",{"$nulls":13},0,0,0,0]
["Caesar's Atlantic City - POI 1 (Colosseu","66813_G_P5377",66813,"G","P5377",null,"Solar PV",null,"PJM_EMAC","New Jersey",34,"Atlantic",1,"34001",1.4,0,2024,9999,null,null,"N","Solar",{"$nulls":13},0,0,0,0]
["Sky Ranch Solar and Storage","66814_G_SKYBA",66814,"G","SKYBA",null,"Energy Storage",null,"WECC_NM","New Mexico",35,"Valencia",61,"35061",50,0,2024,9999,null,null,"N","Energy Storage",{"$nulls":13},0,0,0,0]
["Sky Ranch Solar and Storage","66814_G_SKYPV",66814,"G","SKYPV",null,"Solar PV",null,"WECC_NM","New Mexico",35,"Valencia",61,"35061",190,0,2024,9999,null,null,"N","Solar",{"$nulls":13},0,0,0,0]
["Dynamic Energy NJ - Ferrero","66815_G_P5875",66815,"G","P5875",null,"Solar PV",null,"PJM_EMAC","New Jersey",34,"Somerset",35,"34035",1.5,0,2022,9999,null,null,"N","Solar",{"$nulls":13},0,0,0,0]
["Glenville Solar","66816_G_GLEN",66816,"G","GLEN",null,"Solar PV",null,"NY_Z_F","New York",36,"Schenectady",93,"36093",4.3,0,2023,9999,null,null,"N","Solar",{"$nulls":13},0,0,0,0]
["Copenhagen Solar","66817_G_COPE",66817,"G","COPE",null,"Solar PV",null,"NY_Z_C&E","New York",36,"Lewis",49,"36049",4.3,0,2024,9999,null,null,"N","Solar",{"$nulls":13},0,0,0,0]
["SR Russellville","66818_G_RUSVL",66818,"G","RUSVL",null,"Solar PV",null,"S_C_TVA","Kentucky",21,"Logan",141,"21141",173,0,2024,9999,null,null,"N","Solar",{"$nulls":13},0,0,0,0]
["Holly Spring Meadows","66819_G_HOLLY",66819,"G","HOLLY",null,"Solar PV",null,"PJM_SMAC","Maryland",24,"Prince Georges",33,"24033",1.2,0,2023,9999,null,null,"N","Solar",{"$nulls":13},0,0,0,0]
["River Ferry Solar 1","66820_G_RVFRY",66820,"G","RVFRY",null,"Solar PV",null,"MIS_IL","Illinois",17,"Clark",23,"17023",150,0,2023,9999,null,null,"N","Solar",{"$nulls":13},0,0,0,0]
["Orion III Solar Project","66821_G_ORN3",66821,"G","ORN3",null,"Solar PV",null,"ERC_REST","Texas",48,"Milam",331,"48331",250,0,2024,9999,null,null,"N","Solar",{"$nulls":13},0,0,0,0]
["Carthage A","66822_G_NECA",66822,"G","NECA",null,"Solar PV",null,"NY_Z_C&E","New York",36,"Jefferson",45,"36045",5,0,2022,9999,null,null,"N","Solar",{"$nulls":13},0,0,0,0]
["Carthage B","66823_G_NECB",66823,"G","NECB",null,"Solar PV",null,"NY_Z_C&E","New York",36,"Jefferson",45,"36045",3.3,0,2022,9999,null,null,"N","Solar",{"$nulls":13},0,0,0,0]
["SR DeSoto III","66825_G_SOTO3",66825,"G","SOTO3",null,"Solar PV",null,"S_SOU","Georgia",13,"Lee",177,"13177",60,0,2023,9999,null,null,"N","Solar",{"$nulls":13},0,0,0,0]
["Prairie Creek Solar","66826_G_PC923",66826,"G","PC923",null,"Solar PV",null,"MIS_IL","Illinois",17,"Morgan",137,"17137",30,0,2023,9999,null,null,"N","Solar",{"$nulls":13},0,0,0,0]
["FFP - NY Burch","66827_G_P5651",66827,"G","P5651",null,"Solar PV",null,"NY_Z_F","New York",36,"Washington",115,"36115",2.5,0,2024,9999,null,null,"N","Solar",{"$nulls":13},0,0,0,0]
["FFP - NY Game Farm","66828_G_P5652",66828,"G","P5652",null,"Solar PV",null,"NY_Z_C&E","New York",36,"Jefferson",45,"36045",5,0,2024,9999,null,null,"N","Solar",{"$nulls":13},0,0,0,0]
["FFP - NY Werner","66829_G_P5650",66829,"G","P5650",null,"Solar PV",null,"NY_Z_B","New York",36,"Monroe",55,"36055",5,0,2024,9999,null,null,"N","Solar",{"$nulls":13},0,0,0,0]
["Harrah's Atlantic City - POI 1 (Meeting","66830_G_P5376",66830,"G","P5376",null,"Solar PV",null,"PJM_EMAC","New Jersey",34,"Atlantic",1,"34001",2.3,0,2024,9999,null,null,"N","Solar",{"$nulls":13},0,0,0,0]
["Harrah's Atlantic City - POI 2 (Self Par","66831_G_P5614",66831,"G","P5614",null,"Solar PV",null,"PJM_EMAC","New Jersey",34,"Atlantic",1,"34001",1.8,0,2024,9999,null,null,"N","Solar",{"$nulls":13},0,0,0,0]
["Athens Ridge","66832_G_574",66832,"G","574",null,"Solar PV",null,"NENG_ME","Maine",23,"Somerset",25,"23025",2.9,0,2024,9999,null,null,"N","Solar",{"$nulls":13},0,0,0,0]
["ME Novel Lighthouse - Huggard Ave Solar","66833_G_HUG",66833,"G","HUG",null,"Solar PV",null,"NENG_ME","Maine",23,"Aroostook",3,"23003",2.5,0,2024,9999,null,null,"N","Solar",{"$nulls":13},0,0,0,0]
["ME Novel Lighthouse - Front St. Solar CSG","66834_G_FRONT",66834,"G","FRONT",null,"Solar PV",null,"NENG_ME","Maine",23,"Somerset",25,"23025",3.2,0,2023,9999,null,null,"N","Solar",{"$nulls":13},0,0,0,0]
["Lightstar Renewables - Project 1004","66835_G_P4453",66835,"G","P4453",null,"Solar PV",null,"NY_Z_G-I","New York",36,"Ulster",111,"36111",3.5,0,2022,9999,null,null,"N","Solar",{"$nulls":13},0,0,0,0]
["Alton Post Office Solar","66837_G_ALPT1",66837,"G","ALPT1",null,"Solar PV",null,"PJM_Dom","Virginia",51,"Halifax",83,"51083",82.1,0,2024,9999,null,null,"N","Solar",{"$nulls":13},0,0,0,0]
["Aspen Road Solar","66838_G_ASPR1",66838,"G","ASPR1",null,"Solar PV",null,"PJM_AP","Pennsylvania",42,"Franklin",55,"42055",106,0,2024,9999,null,null,"N","Solar",{"$nulls":13},0,0,0,0]
["Crystal Hill Solar","66839_G_CRYH1",66839,"G","CRYH1",null,"Solar PV",null,"PJM_Dom","Virginia",51,"Halifax",83,"51083",64.7,0,2023,9999,null,null,"N","Solar",{"$nulls":13},0,0,0,0]
["Egypt Road Solar","66840_G_EGYR1",66840,"G","EGYR1",null,"Solar PV",null,"PJM_EMAC","Maryland",24,"Dorchester",19,"24019",51.1,0,2024,9999,null,null,"N","Solar",{"$nulls":13},0,0,0,0]
["Foxglove Solar","66841_G_FOXG1",66841,"G","FOXG1",null,"Solar PV",null,"PJM_AP","Virginia",51,"Frederick",69,"51069",75,0,2024,9999,null,null,"N","Solar",{"$nulls":13},0,0,0,0]
["Jones Farm Solar","66842_G_JONF1",66842,"G","JONF1",null,"Solar PV",null,"PJM_EMAC","Maryland",24,"Queen Annes",35,"24035",64,0,2024,9999,null,null,"N","Solar",{"$nulls":13},0,0,0,0]
["Morgnec Solar","66843_G_MORG1",66843,"G","MORG1",null,"Solar PV",null,"PJM_EMAC","Maryland",24,"Kent",29,"24029",55.8,0,2025,9999,null,null,"N","Solar",{"$nulls":13},0,0,0,0]
["Spring Grove Solar 2","66844_G_SPRG2",66844,"G","SPRG2",null,"Solar PV",null,"PJM_Dom","Virginia",51,"Surry",181,"51181",194.9,0,2025,9999,null,null,"N","Solar",{"$nulls":13},0,0,0,0]
["Old Bridge Global Landfill","66845_G_OBGLD",66845,"G","OBGLD",null,"Solar PV",null,"PJM_EMAC","New Jersey",34,"Middlesex",23,"34023",2,0,2023,9999,null,null,"N","Solar",{"$nulls":13},0,0,0,0]
["Jogee Road Solar","66846_G_JOGEE",66846,"G","JOGEE",null,"Solar PV",null,"NY_Z_G-I","New York",36,"Orange",71,"36071",2,0,2022,9999,null,null,"N","Solar",{"$nulls":13},0,0,0,0]
["Beaver Creek Solar","66850_G_BEAC1",66850,"G","BEAC1",null,"Solar PV",null,"PJM_AP","Pennsylvania",42,"Franklin",55,"42055",34.2,0,2025,9999,null,null,"N","Solar",{"$nulls":13},0,0,0,0]
["Fairview Solar (AR)","66851_G_FAIR1",66851,"G","FAIR1",null,"Solar PV",null,"MIS_AR","Arkansas",5,"Ashley",3,"05003",75,0,2025,9999,null,null,"N","Solar",{"$nulls":13},0,0,0,0]
["Hillsboro Solar 3","66852_G_HILL3",66852,"G","HILL3",null,"Solar PV",null,"S_C_TVA","Alabama",1,"Lawrence",79,"01079",200,0,2026,9999,null,null,"N","Solar",{"$nulls":13},0,0,0,0]
["Porter Mill Solar","66854_G_PORM1",66854,"G","PORM1",null,"Solar PV",null,"PJM_EMAC","Maryland",24,"Wicomico",45,"24045",46,0,2026,9999,null,null,"N","Solar",{"$nulls":13},0,0,0,0]
["Robin Hollow Solar","66855_G_RSH40",66855,"G","RSH40",null,"Solar PV",null,"NENGREST","Rhode Island",44,"Kent",3,"44003",40.6,0,2023,9999,null,null,"N","Solar",{"$nulls":13},0,0,0,0]
["NY Sorrell Hill II CSG","66856_G_NGSH2",66856,"G","NGSH2",null,"Solar PV",null,"NY_Z_C&E","New York",36,"Onondaga",67,"36067",5,0,2024,9999,null,null,"N","Solar",{"$nulls":13},0,0,0,0]
["Spring Valley Solar 2","66858_G_SPRV2",66858,"G","SPRV2",null,"Solar PV",null,"S_C_TVA","Alabama",1,"Colbert",33,"01033",200,0,2027,9999,null,null,"N","Solar",{"$nulls":13},0,0,0,0]
["Orion I Solar Project","66859_G_ORN1",66859,"G","ORN1",null,"Solar PV",null,"ERC_REST","Texas",48,"Milam",331,"48331",200,0,2024,9999,null,null,"N","Solar",{"$nulls":13},0,0,0,0]
["Marion County Solar Project","66860_G_USMNC",66860,"G","USMNC",null,"Solar PV",null,"PJM_ATSI","Ohio",39,"Marion",101,"39101",100,0,2025,9999,null,null,"N","Solar",{"$nulls":13},0,0,0,0]
["Indiana Crossroads Wind Farm II","66861_G_GEN01",66861,"G","GEN01",null,"Onshore Wind",null,"MIS_INKY","Indiana",18,"White",181,"18181",200,0,2024,9999,null,null,"N","Wind",{"$nulls":13},0,0,0,0]
["KCE NY 29, LLC","66862_G_NY29",66862,"G","NY29",null,"Energy Storage",null,"NY_Z_K","New York",36,"Suffolk",103,"36103",150,0,2025,9999,null,null,"N","Energy Storage",{"$nulls":13},0,0,0,0]
["Blackjack Solar","66863_G_BJK01",66863,"G","BJK01",null,"Solar PV",null,"WEC_CALN","California",6,"Monterey",53,"06053",3.9,0,2020,9999,null,null,"N","Solar",{"$nulls":13},0,0,0,0]
["Champion Solar I","66865_G_INCS1",66865,"G","INCS1",null,"Solar PV",null,"PJM_West","Indiana",18,"St Joseph",141,"18141",51.9,0,2025,9999,null,null,"N","Solar",{"$nulls":13},0,0,0,0]
["North Fork Solar Project","66866_G_NFORK",66866,"G","NFORK",null,"Solar PV",null,"SPP_WEST","Oklahoma",40,"Kiowa",75,"40075",120,0,2024,9999,null,null,"N","Solar",{"$nulls":13},0,0,0,0]
["Cannonball Solar","66867_G_CBALL",66867,"G","CBALL",null,"Solar PV",null,"PJM_AP","Maryland",24,"Frederick",21,"24021",2,0,2024,9999,null,null,"N","Solar",{"$nulls":13},0,0,0,0]
["Big Spring Solar","66868_G_BIGSP",66868,"G","BIGSP",null,"Solar PV",null,"PJM_AP","Maryland",24,"Washington",43,"24043",2.1,0,2024,9999,null,null,"N","Solar",{"$nulls":13},0,0,0,0]
["MacDill Storage","66869_G_BESS1",66869,"G","BESS1",null,"Energy Storage",null,"FRCC","Florida",12,"Hillsborough",57,"12057",20,0,2025,9999,null,null,"N","Energy Storage",{"$nulls":13},0,0,0,0]
["Davis Solar (WV)","66870_G_DAVS",66870,"G","DAVS",null,"Solar PV",null,"PJM_AP","West Virginia",54,"Tucker",93,"54093",11.5,0,2026,9999,null,null,"N","Solar",{"$nulls":13},0,0,0,0]
["GulfStar Power, LLC","66871_G_BESS",66871,"G","BESS",null,"Energy Storage",null,"ERC_REST","Texas",48,"Wharton",481,"48481",300,0,2024,9999,null,null,"N","Energy Storage",{"$nulls":13},0,0,0,0]
["GulfStar Power, LLC","66871_G_SOLAR",66871,"G","SOLAR",null,"Solar PV",null,"ERC_REST","Texas",48,"Wharton",481,"48481",451.6,0,2024,9999,null,null,"N","Solar",{"$nulls":13},0,0,0,0]
["Estonian Solar Project, LLC","66872_G_BESS",66872,"G","BESS",null,"Energy Storage",null,"ERC_REST","Texas",48,"Delta",119,"48119",100,0,2024,9999,null,null,"N","Energy Storage",{"$nulls":13},0,0,0,0]
["Estonian Solar Project, LLC","66872_G_SOLAR",66872,"G","SOLAR",null,"Solar PV",null,"ERC_REST","Texas",48,"Delta",119,"48119",204.5,0,2024,9999,null,null,"N","Solar",{"$nulls":13},0,0,0,0]
["KCE CT 1, LLC","66879_G_CT1",66879,"G","CT1",null,"Energy Storage",null,"NENG_CT","Connecticut",9,"Windham",15,"09015",105,0,2027,9999,null,null,"N","Energy Storage",{"$nulls":13},0,0,0,0]
["Hayhurst Texas Solar","66880_G_HHTX",66880,"G","HHTX",null,"Solar PV",null,"ERC_WEST","Texas",48,"Culberson",109,"48109",24.8,0,2024,9999,null,null,"N","Solar",{"$nulls":13},0,0,0,0]
["Pike County Energy Storage","66881_G_BAT2",66881,"G","BAT2",null,"Energy Storage",null,"MIS_INKY","Indiana",18,"Pike",125,"18125",200,0,2024,9999,null,null,"N","Energy Storage",{"$nulls":13},0,0,0,0]
["FreeState Stull Solar I","66884_G_FSS1",66884,"G","FSS1",null,"Solar PV",null,"SPP_N","Kansas",20,"Douglas",45,"20045",1.3,0,2023,9999,null,null,"N","Solar",{"$nulls":13},0,0,0,0]
["Baldy Mesa 2_Silver Peak Hybrid","66885_G_SPKBS",66885,"G","SPKBS",null,"Energy Storage",null,"WECC_SCE","California",6,"San Bernardino",71,"06071",25,0,2024,9999,null,null,"N","Energy Storage",{"$nulls":13},0,0,0,0]
["Baldy Mesa 2_Silver Peak Hybrid","66885_G_SPKPV",66885,"G","SPKPV",null,"Solar PV",null,"WECC_SCE","California",6,"San Bernardino",71,"06071",50,0,2024,9999,null,null,"N","Solar",{"$nulls":13},0,0,0,0]
["Elk Street Solar","66886_G_ES",66886,"G","ES",null,"Solar PV",null,"NY_Z_A","New York",36,"Erie",29,"36029",2.4,0,2024,9999,null,null,"N","Solar",{"$nulls":13},0,0,0,0]
["OE_ESCL","66888_G_OESCL",66888,"G","OESCL",null,"Solar PV",null,"WECC_NM","New Mexico",35,"McKinley",31,"35031",200,0,2024,9999,null,null,"N","Solar",{"$nulls":13},0,0,0,0]
["Solops 371 Hoes LLC","66889_G_CANOP",66889,"G","CANOP",null,"Solar PV",null,"PJM_EMAC","New Jersey",34,"Middlesex",23,"34023",1,0,2023,9999,null,null,"N","Solar",{"$nulls":13},0,0,0,0]
["Solops 371 Hoes LLC","66889_G_ROOF",66889,"G","ROOF",null,"Solar PV",null,"PJM_EMAC","New Jersey",34,"Middlesex",23,"34023",0.3,0,2023,9999,null,null,"N","Solar",{"$nulls":13},0,0,0,0]
["Azalea (CA)","66890_G_AZAL",66890,"G","AZAL",null,"Solar PV",null,"WECC_SCE","California",6,"Kern",29,"06029",60,0,2025,9999,null,null,"N","Solar",{"$nulls":13},0,0,0,0]
["Indigo Solar & Storage","66891_G_245BS",66891,"G","245BS",null,"Energy Storage",null,"ERC_WEST","Texas",48,"Fisher",151,"48151",50,0,2025,9999,null,null,"N","Energy Storage",{"$nulls":13},0,0,0,0]
["Indigo Solar & Storage","66891_G_IS245",66891,"G","IS245",null,"Solar PV",null,"ERC_WEST","Texas",48,"Fisher",151,"48151",125,0,2025,9999,null,null,"N","Solar",{"$nulls":13},0,0,0,0]
["CES Electron Farm One, LLC","66892_G_CNFTI",66892,"G","CNFTI",null,"Solar PV",null,"WEC_CALN","California",6,"Fresno",19,"06019",4.4,0,2024,9999,null,null,"N","Solar",{"$nulls":13},0,0,0,0]
["Jones City 2 Solar","66893_G_TXJC2",66893,"G","TXJC2",null,"Solar PV",null,"ERC_WEST","Texas",48,"Jones",253,"48253",185,0,2026,9999,null,null,"N","Solar",{"$nulls":13},0,0,0,0]
["Albatross Solar, LLC","66894_G_ALBBA",66894,"G","ALBBA",null,"Energy Storage",null,"ERC_REST","Texas",48,"McLennan",309,"48309",50.4,0,2025,9999,null,null,"N","Energy Storage",{"$nulls":13},0,0,0,0]
["Albatross Solar, LLC","66894_G_ALBPV",66894,"G","ALBPV",null,"Solar PV",null,"ERC_REST","Texas",48,"McLennan",309,"48309",101,0,2025,9999,null,null,"N","Solar",{"$nulls":13},0,0,0,0]
["Lupinus Solar 1, LLC","66895_G_LP1BA",66895,"G","LP1BA",null,"Energy Storage",null,"ERC_REST","Texas",48,"Franklin",159,"48159",83,0,2026,9999,null,null,"N","Energy Storage",{"$nulls":13},0,0,0,0]
["Lupinus Solar 1, LLC","66895_G_LP1PV",66895,"G","LP1PV",null,"Solar PV",null,"ERC_REST","Texas",48,"Franklin",159,"48159",165,0,2026,9999,null,null,"N","Solar",{"$nulls":13},0,0,0,0]
["Lupinus Solar 2, LLC","66896_G_LP2BA",66896,"G","LP2BA",null,"Energy Storage",null,"ERC_REST","Texas",48,"Franklin",159,"48159",122.9,0,2027,9999,null,null,"N","Energy Storage",{"$nulls":13},0,0,0,0]
["Lupinus Solar 2, LLC","66896_G_LP2PV",66896,"G","LP2PV",null,"Solar PV",null,"ERC_REST","Texas",48,"Franklin",159,"48159",244,0,2027,9999,null,null,"N","Solar",{"$nulls":13},0,0,0,0]
["Midpoint Solar, LLC","66897_G_MIDBA",66897,"G","MIDBA",null,"Energy Storage",null,"ERC_REST","Texas",48,"Hill",217,"48217",52.2,0,2025,9999,null,null,"N","Energy Storage",{"$nulls":13},0,0,0,0]
["Midpoint Solar, LLC","66897_G_MIDPV",66897,"G","MIDPV",null,"Solar PV",null,"ERC_REST","Texas",48,"Hill",217,"48217",104,0,2025,9999,null,null,"N","Solar",{"$nulls":13},0,0,0,0]
["Fort Martin Solar","66898_G_FTMS",66898,"G","FTMS",null,"Solar PV",null,"PJM_AP","West Virginia",54,"Monongalia",61,"54061",18.9,0,2024,9999,null,null,"N","Solar",{"$nulls":13},0,0,0,0]
["Marlowe Solar","66899_G_MARS",66899,"G","MARS",null,"Solar PV",null,"PJM_AP","West Virginia",54,"Hancock",29,"54029",5.8,0,2025,9999,null,null,"N","Solar",{"$nulls":13},0,0,0,0]
["Rivesville Solar","66900_G_RIVS",66900,"G","RIVS",null,"Solar PV",null,"PJM_AP","West Virginia",54,"Marion",49,"54049",5.5,0,2025,9999,null,null,"N","Solar",{"$nulls":13},0,0,0,0]
["Wylie Ridge Solar","66901_G_WRS",66901,"G","WRS",null,"Solar PV",null,"PJM_AP","West Virginia",54,"Hancock",29,"54029",8.4,0,2025,9999,null,null,"N","Solar",{"$nulls":13},0,0,0,0]
["Roadrunner Wind Farm","66902_G_5317",66902,"G","5317",null,"Onshore Wind",null,"ERC_REST","Texas",48,"Eastland",133,"48133",256,0,2024,9999,null,null,"N","Wind",{"$nulls":13},0,0,0,0]
["BT Hickerson Solar, LLC","66903_G_5105",66903,"G","5105",null,"Solar PV",null,"ERC_REST","Texas",48,"Bosque",35,"48035",310,0,2025,9999,null,null,"N","Solar",{"$nulls":13},0,0,0,0]
["Lumberton PV I, LLC","66904_G_LBTN",66904,"G","LBTN",null,"Solar PV",null,"MIS_WOTA","Texas",48,"Hardin",199,"48199",200,0,2027,9999,null,null,"N","Solar",{"$nulls":13},0,0,0,0]
["Ables Springs Solar & Storage","66905_G_BESS",66905,"G","BESS",null,"Energy Storage",null,"ERC_REST","Texas",48,"Kaufman",257,"48257",100,0,2024,9999,null,null,"N","Energy Storage",{"$nulls":13},0,0,0,0]
["Ables Springs Solar & Storage","66905_G_SOLAR",66905,"G","SOLAR",null,"Solar PV",null,"ERC_REST","Texas",48,"Kaufman",257,"48257",151,0,2024,9999,null,null,"N","Solar",{"$nulls":13},0,0,0,0]
["Hammonton-High School Solar","66906_G_HHSPV",66906,"G","HHSPV",null,"Solar PV",null,"PJM_EMAC","New Jersey",34,"Atlantic",1,"34001",1.2,0,2022,9999,null,null,"N","Solar",{"$nulls":13},0,0,0,0]
["Barefoot Solar","66907_G_BARE1",66907,"G","BARE1",null,"Solar PV",null,"NENG_ME","Maine",23,"Somerset",25,"23025",4.3,0,2022,9999,null,null,"N","Solar",{"$nulls":13},0,0,0,0]
["Bonanza Solar and Storage Project","66908_G_BZES",66908,"G","BZES",null,"Energy Storage",null,"WECC_SNV","Nevada",32,"Clark",3,"32003",195,0,2027,9999,null,null,"N","Energy Storage",{"$nulls":13},0,0,0,0]
["Bonanza Solar and Storage Project","66908_G_BZPV",66908,"G","BZPV",null,"Solar PV",null,"WECC_SNV","Nevada",32,"Clark",3,"32003",300,0,2027,9999,null,null,"N","Solar",{"$nulls":13},0,0,0,0]
["Fork in the Road Solar","66909_G_FIR",66909,"G","FIR",null,"Solar PV",null,"NY_Z_G-I","New York",36,"Dutchess",27,"36027",1.4,0,2024,9999,null,null,"N","Solar",{"$nulls":13},0,0,0,0]
["Myrtle Solar, LLC","66910_G_MYR",66910,"G","MYR",null,"Solar PV",null,"ERC_REST","Texas",48,"Brazoria",39,"48039",313,0,2024,9999,null,null,"N","Solar",{"$nulls":13},0,0,0,0]
["Hill Solar 1, LLC","66912_G_HS1",66912,"G","HS1",null,"Solar PV",null,"ERC_REST","Texas",48,"Hill",217,"48217",405,0,2024,9999,null,null,"N","Solar",{"$nulls":13},0,0,0,0]
["Myrtle Storage","66913_G_MYRST",66913,"G","MYRST",null,"Energy Storage",null,"ERC_REST","Texas",48,"Brazoria",39,"48039",150,0,2024,9999,null,null,"N","Energy Storage",{"$nulls":13},0,0,0,0]
["Danish Fields Solar, LLC","66914_G_DAN",66914,"G","DAN",null,"Solar PV",null,"ERC_REST","Texas",48,"Wharton",481,"48481",600,0,2024,9999,null,null,"N","Solar",{"$nulls":13},0,0,0,0]
["Cottonwood Bayou Solar","66915_G_CTW",66915,"G","CTW",null,"Solar PV",null,"ERC_REST","Texas",48,"Brazoria",39,"48039",350,0,2024,9999,null,null,"N","Solar",{"$nulls":13},0,0,0,0]
["Danish Fields Storage","66916_G_DANST",66916,"G","DANST",null,"Energy Storage",null,"ERC_REST","Texas",48,"Wharton",481,"48481",150,0,2024,9999,null,null,"N","Energy Storage",{"$nulls":13},0,0,0,0]
["Big Wolf Solar","66917_G_MDLK",66917,"G","MDLK",null,"Solar PV",null,"MIS_MNWI","Minnesota",27,"Lyon",83,"27083",1,0,2023,9999,null,null,"N","Solar",{"$nulls":13},0,0,0,0]
["La Casa Wind","66919_G_5309",66919,"G","5309",null,"Onshore Wind",null,"ERC_REST","Texas",48,"Stephens",429,"48429",152,0,2024,9999,null,null,"N","Wind",{"$nulls":13},0,0,0,0]
["English Creek Solar","66921_G_1",66921,"G","1",null,"Solar PV",null,"FRCC","Florida",12,"Hillsborough",57,"12057",23,0,2024,9999,null,null,"N","Solar",{"$nulls":13},0,0,0,0]
["Timber Cove Solar","66922_G_59957",66922,"G","59957",null,"Solar PV",null,"ERC_REST","Texas",48,"Freestone",161,"48161",100,0,2026,9999,null,null,"N","Solar",{"$nulls":13},0,0,0,0]
["SunZia Wind South","66923_G_SZW-S",66923,"G","SZW-S",null,"Onshore Wind",null,"WECC_NM","New Mexico",35,"Torrance",57,"35057",2426.4,0,2026,9999,null,null,"N","Wind",{"$nulls":13},0,0,0,0]
["SunZia Wind North","66924_G_SZW-N",66924,"G","SZW-N",null,"Onshore Wind",null,"WECC_NM","New Mexico",35,"Torrance",57,"35057",1089,0,2026,9999,null,null,"N","Wind",{"$nulls":13},0,0,0,0]
["SR McNeal","66925_G_MCBA",66925,"G","MCBA",null,"Energy Storage",null,"WECC_AZ","Arizona",4,"Cochise",3,"04003",20,0,2023,9999,null,null,"N","Energy Storage",{"$nulls":13},0,0,0,0]
["SR McNeal","66925_G_MCNEA",66925,"G","MCNEA",null,"Solar PV",null,"WECC_AZ","Arizona",4,"Cochise",3,"04003",20,0,2023,9999,null,null,"N","Solar",{"$nulls":13},0,0,0,0]
["SMT Mercedes LLC","66926_G_SMTNM",66926,"G","SMTNM",null,"Energy Storage",null,"ERC_REST","Texas",48,"Hidalgo",215,"48215",10,0,2023,9999,null,null,"N","Energy Storage",{"$nulls":13},0,0,0,0]
["SMT Mission LLC","66927_G_SMTMB",66927,"G","SMTMB",null,"Energy Storage",null,"ERC_REST","Texas",48,"Hidalgo",215,"48215",10,0,2023,9999,null,null,"N","Energy Storage",{"$nulls":13},0,0,0,0]
["SMT Santa Rosa LLC","66928_G_SMTSR",66928,"G","SMTSR",null,"Energy Storage",null,"ERC_REST","Texas",48,"Cameron",61,"48061",10,0,2023,9999,null,null,"N","Energy Storage",{"$nulls":13},0,0,0,0]
["SMT Alamo LLC","66929_G_SMTAL",66929,"G","SMTAL",null,"Energy Storage",null,"ERC_REST","Texas",48,"Hidalgo",215,"48215",10,0,2023,9999,null,null,"N","Energy Storage",{"$nulls":13},0,0,0,0]
["SMT Bay City LLC","66930_G_SMTBC",66930,"G","SMTBC",null,"Energy Storage",null,"ERC_REST","Texas",48,"Matagorda",321,"48321",10,0,2023,9999,null,null,"N","Energy Storage",{"$nulls":13},0,0,0,0]
["SMT Elsa LLC","66931_G_SMTEL",66931,"G","SMTEL",null,"Energy Storage",null,"ERC_REST","Texas",48,"Hidalgo",215,"48215",10,0,2023,9999,null,null,"N","Energy Storage",{"$nulls":13},0,0,0,0]
["SMT Los Fresnos LLC","66932_G_SMTLF",66932,"G","SMTLF",null,"Energy Storage",null,"ERC_REST","Texas",48,"Cameron",61,"48061",10,0,2023,9999,null,null,"N","Energy Storage",{"$nulls":13},0,0,0,0]
["SMT Harlingen II LLC","66933_G_SMTH2",66933,"G","SMTH2",null,"Energy Storage",null,"ERC_REST","Texas",48,"Cameron",61,"48061",10,0,2023,9999,null,null,"N","Energy Storage",{"$nulls":13},0,0,0,0]
["SMT Rio Grande I LLC","66934_G_SMTR1",66934,"G","SMTR1",null,"Energy Storage",null,"ERC_REST","Texas",48,"Starr",427,"48427",10,0,2023,9999,null,null,"N","Energy Storage",{"$nulls":13},0,0,0,0]
["SMT Rio Grande II LLC","66935_G_SMTR2",66935,"G","SMTR2",null,"Energy Storage",null,"ERC_REST","Texas",48,"Starr",427,"48427",10,0,2023,9999,null,null,"N","Energy Storage",{"$nulls":13},0,0,0,0]
["Bryan Floyd","66936_G_FLOYD",66936,"G","FLOYD",null,"Solar PV",null,"S_SOU","Georgia",13,"Bryan",29,"13029",1.9,0,2023,9999,null,null,"N","Solar",{"$nulls":13},0,0,0,0]
["IMPA Tipton 2 Solar Park","66937_G_TIPT2",66937,"G","TIPT2",null,"Solar PV",null,"MIS_INKY","Indiana",18,"Tipton",159,"18159",2.7,0,2024,9999,null,null,"N","Solar",{"$nulls":13},0,0,0,0]
["IMPA Veedersburg Solar Park","66938_G_VEED",66938,"G","VEED",null,"Solar PV",null,"MIS_INKY","Indiana",18,"Fountain",45,"18045",1.4,0,2024,9999,null,null,"N","Solar",{"$nulls":13},0,0,0,0]
["IMPA Winamac Solar Park","66939_G_WINA",66939,"G","WINA",null,"Solar PV",null,"MIS_INKY","Indiana",18,"Pulaski",131,"18131",2.9,0,2024,9999,null,null,"N","Solar",{"$nulls":13},0,0,0,0]
["Solano Wind","7526_G_4",7526,"G","4",null,"Onshore Wind",null,"WEC_CALN","California",6,"Solano",95,"06095",85.5,0,2024,9999,null,null,"N","Wind",{"$nulls":13},0,0,0,0]
["Bonanza","7790_G_4",7790,"G","4",null,"Solar PV",null,"WECC_UT","Utah",49,"Uintah",47,"49047",12.5,0,2023,9999,null,null,"N","Solar",{"$nulls":13},0,0,0,0]
["Colby City of","1272_G_10",1272,"G","10",null,"Combustion Turbine","IC Engine","SPP_N","Kansas",20,"Thomas",193,"20193",3,9905,2024,9999,null,null,"N","Distillate Fuel Oil",{"$nulls":13},0.011,0.011,0.011,0.011]
["Newman","3456_G_6",3456,"G","6",null,"Combustion Turbine",null,"WECC_NM","Texas",48,"El Paso",141,"48141",227.8,9905,2023,9999,null,null,"N","Natural Gas",{"$nulls":13},0.011,0.011,0.011,0.011]
["Newgulf Cogen","50137_G_GEN1",50137,"G","GEN1",null,"Combustion Turbine",null,"ERC_REST","Texas",48,"Wharton",481,"48481",69,9905,1984,9999,null,null,"Y","Natural Gas",{"$nulls":13},0.011,0.011,0.011,0.011]
["A B Brown","6137_G_6",6137,"G","6",null,"Combustion Turbine",null,"MIS_INKY","Indiana",18,"Posey",129,"18129",226.5,9905,2025,9999,null,null,"N","Natural Gas",{"$nulls":13},0.011,0.011,0.011,0.011]
["A B Brown","6137_G_7",6137,"G","7",null,"Combustion Turbine",null,"MIS_INKY","Indiana",18,"Posey",129,"18129",226.5,9905,2025,9999,null,null,"N","Natural Gas",{"$nulls":13},0.011,0.011,0.011,0.011]
["Brookville Smart Bus Depot Microgrid","65945_G_GEN2",65945,"G","GEN2",null,"Combustion Turbine","IC Engine","PJM_SMAC","Maryland",24,"Montgomery",31,"24031",0.6,9905,2024,9999,null,null,"N","Natural Gas",{"$nulls":13},0.011,0.011,0.011,0.011]
["Brookville Smart Bus Depot Microgrid","65945_G_GEN3",65945,"G","GEN3",null,"Combustion Turbine","IC Engine","PJM_SMAC","Maryland",24,"Montgomery",31,"24031",0.6,9905,2024,9999,null,null,"N","Natural Gas",{"$nulls":13},0.011,0.011,0.011,0.011]
["Winterset","1203_G_8",1203,"G","8",null,"Combustion Turbine","IC Engine","MIS_IA","Iowa",19,"Madison",121,"19121",2,9905,2022,9999,null,null,"N","Distillate Fuel Oil",{"$nulls":13},0.011,0.011,0.011,0.011]
["Winterset","1203_G_9",1203,"G","9",null,"Combustion Turbine","IC Engine","MIS_IA","Iowa",19,"Madison",121,"19121",2,9905,2022,9999,null,null,"N","Distillate Fuel Oil",{"$nulls":13},0.011,0.011,0.011,0.011]
["Washington","1329_G_10",1329,"G","10",null,"Combustion Turbine","IC Engine","SPP_N","Kansas",20,"Washington",201,"20201",2,9905,2024,9999,null,null,"N","Natural Gas",{"$nulls":13},0.011,0.011,0.011,0.011]
["Washington","1329_G_9",1329,"G","9",null,"Combustion Turbine","IC Engine","SPP_N","Kansas",20,"Washington",201,"20201",2,9905,2024,9999,null,null,"N","Natural Gas",{"$nulls":13},0.011,0.011,0.011,0.011]
["Wells IC","2020_G_6",2020,"G","6",null,"Combustion Turbine","IC Engine","MIS_MNWI","Minnesota",27,"Faribault",43,"27043",1.8,9905,2022,9999,null,null,"N","Distillate Fuel Oil",{"$nulls":13},0.011,0.011,0.011,0.011]
["Plaquemine Cogeneration Plant","55419_G_ST6",55419,"G","ST6",null,"Combined Cycle",null,"MIS_LA","Louisiana",22,"Iberville",47,"22047",48.9,6370,2024,9999,null,null,"Y","Natural Gas",{"$nulls":13},0.011,0.011,0.011,0.011]
["Plaquemine Cogeneration Plant","55419_G_ST7",55419,"G","ST7",null,"Combined Cycle",null,"MIS_LA","Louisiana",22,"Iberville",47,"22047",48.9,6370,2024,9999,null,null,"Y","Natural Gas",{"$nulls":13},0.011,0.011,0.011,0.011]
["White Plains Hospital Medical Center","64440_G_ENG1A",64440,"G","ENG1A",null,"Combustion Turbine","IC Engine","NY_Z_G-I","New York",36,"Westchester",119,"36119",0.5,9905,2022,9999,null,null,"N","Distillate Fuel Oil",{"$nulls":13},0.011,0.011,0.011,0.011]
["White Plains Hospital Medical Center","64440_G_ENGN7",64440,"G","ENGN7",null,"Combustion Turbine","IC Engine","NY_Z_G-I","New York",36,"Westchester",119,"36119",1.8,9905,2022,9999,null,null,"N","Distillate Fuel Oil",{"$nulls":13},0.011,0.011,0.011,0.011]
["Jax LNG","66392_G_1110",66392,"G","1110",null,"Combustion Turbine","IC Engine","FRCC","Florida",12,"Duval",31,"12031",2.5,9905,2018,9999,null,null,"N","Natural Gas",{"$nulls":13},0.011,0.011,0.011,0.011]
["Jax LNG","66392_G_1120",66392,"G","1120",null,"Combustion Turbine","IC Engine","FRCC","Florida",12,"Duval",31,"12031",2.5,9905,2018,9999,null,null,"N","Natural Gas",{"$nulls":13},0.011,0.011,0.011,0.011]
["Jax LNG","66392_G_1130",66392,"G","1130",null,"Combustion Turbine","IC Engine","FRCC","Florida",12,"Duval",31,"12031",2.5,9905,2018,9999,null,null,"N","Natural Gas",{"$nulls":13},0.011,0.011,0.011,0.011]
["Jax LNG","66392_G_1140",66392,"G","1140",null,"Combustion Turbine","IC Engine","FRCC","Florida",12,"Duval",31,"12031",2.5,9905,2018,9999,null,null,"N","Natural Gas",{"$nulls":13},0.011,0.011,0.011,0.011]
["Jax LNG","66392_G_1150",66392,"G","1150",null,"Combustion Turbine","IC Engine","FRCC","Florida",12,"Duval",31,"12031",2.6,9905,2023,9999,null,null,"N","Natural Gas",{"$nulls":13},0.011,0.011,0.011,0.011]
["Towanda Facility","66393_G_P103",66393,"G","P103",null,"Combustion Turbine","IC Engine","PJM_PENE","Pennsylvania",42,"Bradford",15,"42015",1.5,9905,2021,9999,null,null,"N","Natural Gas",{"$nulls":13},0.011,0.011,0.011,0.011]
["Towanda Facility","66393_G_P104",66393,"G","P104",null,"Combustion Turbine","IC Engine","PJM_PENE","Pennsylvania",42,"Bradford",15,"42015",1.5,9905,2021,9999,null,null,"N","Natural Gas",{"$nulls":13},0.011,0.011,0.011,0.011]
["Towanda Facility","66393_G_P105",66393,"G","P105",null,"Combustion Turbine","IC Engine","PJM_PENE","Pennsylvania",42,"Bradford",15,"42015",1.5,9905,2021,9999,null,null,"N","Natural Gas",{"$nulls":13},0.011,0.011,0.011,0.011]
["Monroeville RTO BTM","66434_G_PB1",66434,"G","PB1",null,"Combustion Turbine","IC Engine","PJM_ATSI","Ohio",39,"Huron",77,"39077",2.7,9905,2020,9999,null,null,"N","Distillate Fuel Oil",{"$nulls":13},0.011,0.011,0.011,0.011]
["Niles RTO BTM","66437_G_PB1",66437,"G","PB1",null,"Combustion Turbine","IC Engine","PJM_ATSI","Ohio",39,"Trumbull",155,"39155",2.7,9905,2020,9999,null,null,"N","Distillate Fuel Oil",{"$nulls":13},0.011,0.011,0.011,0.011]
["Niles RTO BTM","66437_G_PB2",66437,"G","PB2",null,"Combustion Turbine","IC Engine","PJM_ATSI","Ohio",39,"Trumbull",155,"39155",2.7,9905,2020,9999,null,null,"N","Distillate Fuel Oil",{"$nulls":13},0.011,0.011,0.011,0.011]
["Niles RTO BTM","66437_G_PB3",66437,"G","PB3",null,"Combustion Turbine","IC Engine","PJM_ATSI","Ohio",39,"Trumbull",155,"39155",2.7,9905,2020,9999,null,null,"N","Distillate Fuel Oil",{"$nulls":13},0.011,0.011,0.011,0.011]
["Niles RTO BTM","66437_G_PB4",66437,"G","PB4",null,"Combustion Turbine","IC Engine","PJM_ATSI","Ohio",39,"Trumbull",155,"39155",2.7,9905,2020,9999,null,null,"N","Distillate Fuel Oil",{"$nulls":13},0.011,0.011,0.011,0.011]
["Perkasie PA BTM","66438_G_PB1",66438,"G","PB1",null,"Combustion Turbine","IC Engine","PJM_EMAC","Pennsylvania",42,"Bucks",17,"42017",2.2,9905,2022,9999,null,null,"N","Distillate Fuel Oil",{"$nulls":13},0.011,0.011,0.011,0.011]
["Perkasie PA BTM","66438_G_PB2",66438,"G","PB2",null,"Combustion Turbine","IC Engine","PJM_EMAC","Pennsylvania",42,"Bucks",17,"42017",2.2,9905,2022,9999,null,null,"N","Distillate Fuel Oil",{"$nulls":13},0.011,0.011,0.011,0.011]
["Weatherly(PA) RTO BTM ","66443_G_PB1",66443,"G","PB1",null,"Combustion Turbine","IC Engine","PJM_WMAC","Pennsylvania",42,"Carbon",25,"42025",2.7,9905,2023,9999,null,null,"N","Distillate Fuel Oil",{"$nulls":13},0.011,0.011,0.011,0.011]
["Weatherly(PA) RTO BTM ","66443_G_PB2",66443,"G","PB2",null,"Combustion Turbine","IC Engine","PJM_WMAC","Pennsylvania",42,"Carbon",25,"42025",2.7,9905,2023,9999,null,null,"N","Distillate Fuel Oil",{"$nulls":13},0.011,0.011,0.011,0.011]
["Woodville RTO BTM","66444_G_PB1",66444,"G","PB1",null,"Combustion Turbine","IC Engine","PJM_ATSI","Ohio",39,"Sandusky",143,"39143",2.7,9905,2020,9999,null,null,"N","Distillate Fuel Oil",{"$nulls":13},0.011,0.011,0.011,0.011]
["Blakely (PA) RTO BTM","66445_G_PB 2",66445,"G","PB 2",null,"Combustion Turbine","IC Engine","PJM_WMAC","Pennsylvania",42,"Lackawanna",69,"42069",2.7,9905,2022,9999,null,null,"N","Distillate Fuel Oil",{"$nulls":13},0.011,0.011,0.011,0.011]
["Blakely (PA) RTO BTM","66445_G_PB1",66445,"G","PB1",null,"Combustion Turbine","IC Engine","PJM_WMAC","Pennsylvania",42,"Lackawanna",69,"42069",2.7,9905,2022,9999,null,null,"N","Distillate Fuel Oil",{"$nulls":13},0.011,0.011,0.011,0.011]
["Ephrata PA BTM","66446_G_PB1",66446,"G","PB1",null,"Combustion Turbine","IC Engine","PJM_EMAC","Pennsylvania",42,"Lancaster",71,"42071",2.7,9905,2021,9999,null,null,"N","Distillate Fuel Oil",{"$nulls":13},0.011,0.011,0.011,0.011]
["Ephrata PA BTM","66446_G_PB2",66446,"G","PB2",null,"Combustion Turbine","IC Engine","PJM_EMAC","Pennsylvania",42,"Lancaster",71,"42071",2.7,9905,2021,9999,null,null,"N","Distillate Fuel Oil",{"$nulls":13},0.011,0.011,0.011,0.011]
["Girard (PA) RTO BTM","66448_G_PB1",66448,"G","PB1",null,"Combustion Turbine","IC Engine","PJM_PENE","Pennsylvania",42,"Erie",49,"42049",2.7,9905,2022,9999,null,null,"N","Distillate Fuel Oil",{"$nulls":13},0.011,0.011,0.011,0.011]
["Quakertown PA BTM","66450_G_PB1",66450,"G","PB1",null,"Combustion Turbine","IC Engine","PJM_EMAC","Pennsylvania",42,"Bucks",17,"42017",2.7,9905,2023,9999,null,null,"N","Distillate Fuel Oil",{"$nulls":13},0.011,0.011,0.011,0.011]
["Quakertown PA BTM","66450_G_PB2",66450,"G","PB2",null,"Combustion Turbine","IC Engine","PJM_EMAC","Pennsylvania",42,"Bucks",17,"42017",2.7,9905,2023,9999,null,null,"N","Distillate Fuel Oil",{"$nulls":13},0.011,0.011,0.011,0.011]
["Quakertown PA BTM","66450_G_PB3",66450,"G","PB3",null,"Combustion Turbine","IC Engine","PJM_EMAC","Pennsylvania",42,"Bucks",17,"42017",2.7,9905,2023,9999,null,null,"N","Distillate Fuel Oil",{"$nulls":13},0.011,0.011,0.011,0.011]
["Schuylkill Haven PA BTM","66451_G_PB1",66451,"G","PB1",null,"Combustion Turbine","IC Engine","PJM_WMAC","Pennsylvania",42,"Schuylkill",107,"42107",2.7,9905,2023,9999,null,null,"N","Distillate Fuel Oil",{"$nulls":13},0.011,0.011,0.011,0.011]
["Schuylkill Haven PA BTM","66451_G_PB2",66451,"G","PB2",null,"Combustion Turbine","IC Engine","PJM_WMAC","Pennsylvania",42,"Schuylkill",107,"42107",2.7,9905,2023,9999,null,null,"N","Distillate Fuel Oil",{"$nulls":13},0.011,0.011,0.011,0.011]
["Mifflinburg PA BTM","66452_G_PB1",66452,"G","PB1",null,"Combustion Turbine","IC Engine","PJM_WMAC","Pennsylvania",42,"Union",119,"42119",2.7,9905,2024,9999,null,null,"N","Distillate Fuel Oil",{"$nulls":13},0.011,0.011,0.011,0.011]
["Mifflinburg PA BTM","66452_G_PB2",66452,"G","PB2",null,"Combustion Turbine","IC Engine","PJM_WMAC","Pennsylvania",42,"Union",119,"42119",2.7,9905,2024,9999,null,null,"N","Distillate Fuel Oil",{"$nulls":13},0.011,0.011,0.011,0.011]
["Wadsworth IPS RTO BTM","66453_G_PB1",66453,"G","PB1",null,"Combustion Turbine","IC Engine","PJM_ATSI","Ohio",39,"Medina",103,"39103",2.7,9905,2023,9999,null,null,"N","Distillate Fuel Oil",{"$nulls":13},0.011,0.011,0.011,0.011]
["Wadsworth IPS RTO BTM","66453_G_PB2",66453,"G","PB2",null,"Combustion Turbine","IC Engine","PJM_ATSI","Ohio",39,"Medina",103,"39103",2.7,9905,2023,9999,null,null,"N","Distillate Fuel Oil",{"$nulls":13},0.011,0.011,0.011,0.011]
["Wadsworth IPS RTO BTM","66453_G_PB3",66453,"G","PB3",null,"Combustion Turbine","IC Engine","PJM_ATSI","Ohio",39,"Medina",103,"39103",2.7,9905,2023,9999,null,null,"N","Distillate Fuel Oil",{"$nulls":13},0.011,0.011,0.011,0.011]
["Wadsworth IPS RTO BTM","66453_G_PB4",66453,"G","PB4",null,"Combustion Turbine","IC Engine","PJM_ATSI","Ohio",39,"Medina",103,"39103",2.7,9905,2023,9999,null,null,"N","Distillate Fuel Oil",{"$nulls":13},0.011,0.011,0.011,0.011]
["Hatfield PA BTM","66454_G_PB1",66454,"G","PB1",null,"Combustion Turbine","IC Engine","PJM_EMAC","Pennsylvania",42,"Montgomery",91,"42091",2.7,9905,2022,9999,null,null,"N","Distillate Fuel Oil",{"$nulls":13},0.011,0.011,0.011,0.011]
["Wadsworth HBS RTO BTM","66464_G_PB1",66464,"G","PB1",null,"Combustion Turbine","IC Engine","PJM_ATSI","Ohio",39,"Medina",103,"39103",2.7,9905,2020,9999,null,null,"N","Distillate Fuel Oil",{"$nulls":13},0.011,0.011,0.011,0.011]
["Wadsworth HBS RTO BTM","66464_G_PB2",66464,"G","PB2",null,"Combustion Turbine","IC Engine","PJM_ATSI","Ohio",39,"Medina",103,"39103",2.7,9905,2020,9999,null,null,"N","Distillate Fuel Oil",{"$nulls":13},0.011,0.011,0.011,0.011]
["Wadsworth HBS RTO BTM","66464_G_PB3",66464,"G","PB3",null,"Combustion Turbine","IC Engine","PJM_ATSI","Ohio",39,"Medina",103,"39103",2.7,9905,2020,9999,null,null,"N","Distillate Fuel Oil",{"$nulls":13},0.011,0.011,0.011,0.011]
["Wadsworth HBS RTO BTM","66464_G_PB4",66464,"G","PB4",null,"Combustion Turbine","IC Engine","PJM_ATSI","Ohio",39,"Medina",103,"39103",2.7,9905,2020,9999,null,null,"N","Distillate Fuel Oil",{"$nulls":13},0.011,0.011,0.011,0.011]
["San Manuel Central Plant Cogens","66472_G_CGEN1",66472,"G","CGEN1",null,"Combustion Turbine","IC Engine","WECC_SCE","California",6,"San Bernardino",71,"06071",2.5,9905,2021,9999,null,null,"Y","Natural Gas",{"$nulls":13},0.011,0.011,0.011,0.011]
["San Manuel Central Plant Cogens","66472_G_CGEN2",66472,"G","CGEN2",null,"Combustion Turbine","IC Engine","WECC_SCE","California",6,"San Bernardino",71,"06071",2.5,9905,2021,9999,null,null,"Y","Natural Gas",{"$nulls":13},0.011,0.011,0.011,0.011]
["HEB00063","66549_G_H0631",66549,"G","H0631",null,"Combustion Turbine","IC Engine","ERC_REST","Texas",48,"Brazoria",39,"48039",0.4,9905,2017,9999,null,null,"N","Natural Gas",{"$nulls":13},0.011,0.011,0.011,0.011]
["HEB00063","66549_G_H0632",66549,"G","H0632",null,"Combustion Turbine","IC Engine","ERC_REST","Texas",48,"Brazoria",39,"48039",0.4,9905,2017,9999,null,null,"N","Natural Gas",{"$nulls":13},0.011,0.011,0.011,0.011]
["HEB00063","66549_G_H0633",66549,"G","H0633",null,"Combustion Turbine","IC Engine","ERC_REST","Texas",48,"Brazoria",39,"48039",0.4,9905,2017,9999,null,null,"N","Natural Gas",{"$nulls":13},0.011,0.011,0.011,0.011]
["HEB00063","66549_G_H0634",66549,"G","H0634",null,"Combustion Turbine","IC Engine","ERC_REST","Texas",48,"Brazoria",39,"48039",0.4,9905,2017,9999,null,null,"N","Natural Gas",{"$nulls":13},0.011,0.011,0.011,0.011]
["HEB00069","66550_G_H0691",66550,"G","H0691",null,"Combustion Turbine","IC Engine","ERC_REST","Texas",48,"Nueces",355,"48355",0.4,9905,2017,9999,null,null,"N","Natural Gas",{"$nulls":13},0.011,0.011,0.011,0.011]
["HEB00069","66550_G_H0692",66550,"G","H0692",null,"Combustion Turbine","IC Engine","ERC_REST","Texas",48,"Nueces",355,"48355",0.4,9905,2017,9999,null,null,"N","Natural Gas",{"$nulls":13},0.011,0.011,0.011,0.011]
["HEB00069","66550_G_H0693",66550,"G","H0693",null,"Combustion Turbine","IC Engine","ERC_REST","Texas",48,"Nueces",355,"48355",0.4,9905,2017,9999,null,null,"N","Natural Gas",{"$nulls":13},0.011,0.011,0.011,0.011]
["HEB00069","66550_G_H0694",66550,"G","H0694",null,"Combustion Turbine","IC Engine","ERC_REST","Texas",48,"Nueces",355,"48355",0.4,9905,2017,9999,null,null,"N","Natural Gas",{"$nulls":13},0.011,0.011,0.011,0.011]
["BUC00040","66561_G_B0401",66561,"G","B0401",null,"Combustion Turbine","IC Engine","ERC_REST","Texas",48,"Fort Bend",157,"48157",0.4,9905,2017,9999,null,null,"N","Natural Gas",{"$nulls":13},0.011,0.011,0.011,0.011]
["BUC00040","66561_G_B0402",66561,"G","B0402",null,"Combustion Turbine","IC Engine","ERC_REST","Texas",48,"Fort Bend",157,"48157",0.4,9905,2017,9999,null,null,"N","Natural Gas",{"$nulls":13},0.011,0.011,0.011,0.011]
["BUC00040","66561_G_B0403",66561,"G","B0403",null,"Combustion Turbine","IC Engine","ERC_REST","Texas",48,"Fort Bend",157,"48157",0.4,9905,2017,9999,null,null,"N","Natural Gas",{"$nulls":13},0.011,0.011,0.011,0.011]
["BUC00040","66561_G_B0404",66561,"G","B0404",null,"Combustion Turbine","IC Engine","ERC_REST","Texas",48,"Fort Bend",157,"48157",0.4,9905,2017,9999,null,null,"N","Natural Gas",{"$nulls":13},0.011,0.011,0.011,0.011]
["HEB00591","66562_G_H5911",66562,"G","H5911",null,"Combustion Turbine","IC Engine","ERC_REST","Texas",48,"Williamson",491,"48491",0.4,9905,2018,9999,null,null,"N","Natural Gas",{"$nulls":13},0.011,0.011,0.011,0.011]
["HEB00591","66562_G_H5912",66562,"G","H5912",null,"Combustion Turbine","IC Engine","ERC_REST","Texas",48,"Williamson",491,"48491",0.4,9905,2018,9999,null,null,"N","Natural Gas",{"$nulls":13},0.011,0.011,0.011,0.011]
["HEB00591","66562_G_H5913",66562,"G","H5913",null,"Combustion Turbine","IC Engine","ERC_REST","Texas",48,"Williamson",491,"48491",0.4,9905,2018,9999,null,null,"N","Natural Gas",{"$nulls":13},0.011,0.011,0.011,0.011]
["HEB00591","66562_G_H5914",66562,"G","H5914",null,"Combustion Turbine","IC Engine","ERC_REST","Texas",48,"Williamson",491,"48491",0.4,9905,2018,9999,null,null,"N","Natural Gas",{"$nulls":13},0.011,0.011,0.011,0.011]
["HEB00092","66563_G_H0921",66563,"G","H0921",null,"Combustion Turbine","IC Engine","ERC_REST","Texas",48,"Victoria",469,"48469",0.4,9905,2018,9999,null,null,"N","Natural Gas",{"$nulls":13},0.011,0.011,0.011,0.011]
["HEB00092","66563_G_H0922",66563,"G","H0922",null,"Combustion Turbine","IC Engine","ERC_REST","Texas",48,"Victoria",469,"48469",0.4,9905,2018,9999,null,null,"N","Natural Gas",{"$nulls":13},0.011,0.011,0.011,0.011]
["HEB00092","66563_G_H0923",66563,"G","H0923",null,"Combustion Turbine","IC Engine","ERC_REST","Texas",48,"Victoria",469,"48469",0.4,9905,2018,9999,null,null,"N","Natural Gas",{"$nulls":13},0.011,0.011,0.011,0.011]
["HEB00092","66563_G_H0924",66563,"G","H0924",null,"Combustion Turbine","IC Engine","ERC_REST","Texas",48,"Victoria",469,"48469",0.4,9905,2018,9999,null,null,"N","Natural Gas",{"$nulls":13},0.011,0.011,0.011,0.011]
["HEB00095","66564_G_H0951",66564,"G","H0951",null,"Combustion Turbine","IC Engine","ERC_REST","Texas",48,"Webb",479,"48479",0.4,9905,2018,9999,null,null,"N","Natural Gas",{"$nulls":13},0.011,0.011,0.011,0.011]
["HEB00095","66564_G_H0952",66564,"G","H0952",null,"Combustion Turbine","IC Engine","ERC_REST","Texas",48,"Webb",479,"48479",0.4,9905,2018,9999,null,null,"N","Natural Gas",{"$nulls":13},0.011,0.011,0.011,0.011]
["HEB00095","66564_G_H0953",66564,"G","H0953",null,"Combustion Turbine","IC Engine","ERC_REST","Texas",48,"Webb",479,"48479",0.4,9905,2018,9999,null,null,"N","Natural Gas",{"$nulls":13},0.011,0.011,0.011,0.011]
["HEB00095","66564_G_H0954",66564,"G","H0954",null,"Combustion Turbine","IC Engine","ERC_REST","Texas",48,"Webb",479,"48479",0.4,9905,2018,9999,null,null,"N","Natural Gas",{"$nulls":13},0.011,0.011,0.011,0.011]
["HEBCCBakery","66565_G_HCCB1",66565,"G","HCCB1",null,"Combustion Turbine","IC Engine","ERC_REST","Texas",48,"Nueces",355,"48355",0.4,9905,2019,9999,null,null,"N","Natural Gas",{"$nulls":13},0.011,0.011,0.011,0.011]
["HEBCCBakery","66565_G_HCCB2",66565,"G","HCCB2",null,"Combustion Turbine","IC Engine","ERC_REST","Texas",48,"Nueces",355,"48355",0.4,9905,2019,9999,null,null,"N","Natural Gas",{"$nulls":13},0.011,0.011,0.011,0.011]
["HEBCCBakery","66565_G_HCCB3",66565,"G","HCCB3",null,"Combustion Turbine","IC Engine","ERC_REST","Texas",48,"Nueces",355,"48355",0.4,9905,2019,9999,null,null,"N","Natural Gas",{"$nulls":13},0.011,0.011,0.011,0.011]
["HEBCCBakery","66565_G_HCCB4",66565,"G","HCCB4",null,"Combustion Turbine","IC Engine","ERC_REST","Texas",48,"Nueces",355,"48355",0.4,9905,2019,9999,null,null,"N","Natural Gas",{"$nulls":13},0.011,0.011,0.011,0.011]
["HEBCCBakery","66565_G_HCCB5",66565,"G","HCCB5",null,"Combustion Turbine","IC Engine","ERC_REST","Texas",48,"Nueces",355,"48355",0.4,9905,2019,9999,null,null,"N","Natural Gas",{"$nulls":13},0.011,0.011,0.011,0.011]
["HEBCCBakery","66565_G_HCCB6",66565,"G","HCCB6",null,"Combustion Turbine","IC Engine","ERC_REST","Texas",48,"Nueces",355,"48355",0.4,9905,2019,9999,null,null,"N","Natural Gas",{"$nulls":13},0.011,0.011,0.011,0.011]
["HEBCCBakery","66565_G_HCCB7",66565,"G","HCCB7",null,"Combustion Turbine","IC Engine","ERC_REST","Texas",48,"Nueces",355,"48355",0.4,9905,2019,9999,null,null,"N","Natural Gas",{"$nulls":13},0.011,0.011,0.011,0.011]
["HEBCCBakery","66565_G_HCCB8",66565,"G","HCCB8",null,"Combustion Turbine","IC Engine","ERC_REST","Texas",48,"Nueces",355,"48355",0.4,9905,2019,9999,null,null,"N","Natural Gas",{"$nulls":13},0.011,0.011,0.011,0.011]
["HEBSnackPlant","66566_G_HSNP1",66566,"G","HSNP1",null,"Combustion Turbine","IC Engine","ERC_REST","Texas",48,"Harris",201,"48201",0.4,9905,2019,9999,null,null,"N","Natural Gas",{"$nulls":13},0.011,0.011,0.011,0.011]
["HEBSnackPlant","66566_G_HSNP2",66566,"G","HSNP2",null,"Combustion Turbine","IC Engine","ERC_REST","Texas",48,"Harris",201,"48201",0.4,9905,2019,9999,null,null,"N","Natural Gas",{"$nulls":13},0.011,0.011,0.011,0.011]
["HEBSnackPlant","66566_G_HSNP3",66566,"G","HSNP3",null,"Combustion Turbine","IC Engine","ERC_REST","Texas",48,"Harris",201,"48201",0.4,9905,2019,9999,null,null,"N","Natural Gas",{"$nulls":13},0.011,0.011,0.011,0.011]
["HEBSnackPlant","66566_G_HSNP4",66566,"G","HSNP4",null,"Combustion Turbine","IC Engine","ERC_REST","Texas",48,"Harris",201,"48201",0.4,9905,2019,9999,null,null,"N","Natural Gas",{"$nulls":13},0.011,0.011,0.011,0.011]
["HEBHoustonDistributionCenter","66567_G_HDC10",66567,"G","HDC10",null,"Combustion Turbine","IC Engine","ERC_REST","Texas",48,"Harris",201,"48201",0.4,9905,2021,9999,null,null,"N","Natural Gas",{"$nulls":13},0.011,0.011,0.011,0.011]
["HEBHoustonDistributionCenter","66567_G_HDC11",66567,"G","HDC11",null,"Combustion Turbine","IC Engine","ERC_REST","Texas",48,"Harris",201,"48201",0.4,9905,2021,9999,null,null,"N","Natural Gas",{"$nulls":13},0.011,0.011,0.011,0.011]
["HEBHoustonDistributionCenter","66567_G_HDC12",66567,"G","HDC12",null,"Combustion Turbine","IC Engine","ERC_REST","Texas",48,"Harris",201,"48201",0.4,9905,2021,9999,null,null,"N","Natural Gas",{"$nulls":13},0.011,0.011,0.011,0.011]
["HEBHoustonDistributionCenter","66567_G_HDC13",66567,"G","HDC13",null,"Combustion Turbine","IC Engine","ERC_REST","Texas",48,"Harris",201,"48201",0.4,9905,2021,9999,null,null,"N","Natural Gas",{"$nulls":13},0.011,0.011,0.011,0.011]
["HEBHoustonDistributionCenter","66567_G_HDC14",66567,"G","HDC14",null,"Combustion Turbine","IC Engine","ERC_REST","Texas",48,"Harris",201,"48201",0.4,9905,2021,9999,null,null,"N","Natural Gas",{"$nulls":13},0.011,0.011,0.011,0.011]
["HEBHoustonDistributionCenter","66567_G_HDC15",66567,"G","HDC15",null,"Combustion Turbine","IC Engine","ERC_REST","Texas",48,"Harris",201,"48201",0.4,9905,2021,9999,null,null,"N","Natural Gas",{"$nulls":13},0.011,0.011,0.011,0.011]
["HEBHoustonDistributionCenter","66567_G_HDC16",66567,"G","HDC16",null,"Combustion Turbine","IC Engine","ERC_REST","Texas",48,"Harris",201,"48201",0.4,9905,2021,9999,null,null,"N","Natural Gas",{"$nulls":13},0.011,0.011,0.011,0.011]
["HEBHoustonDistributionCenter","66567_G_HDC17",66567,"G","HDC17",null,"Combustion Turbine","IC Engine","ERC_REST","Texas",48,"Harris",201,"48201",0.4,9905,2021,9999,null,null,"N","Natural Gas",{"$nulls":13},0.011,0.011,0.011,0.011]
["HEBHoustonDistributionCenter","66567_G_HDC18",66567,"G","HDC18",null,"Combustion Turbine","IC Engine","ERC_REST","Texas",48,"Harris",201,"48201",0.4,9905,2021,9999,null,null,"N","Natural Gas",{"$nulls":13},0.011,0.011,0.011,0.011]
["HEBHoustonDistributionCenter","66567_G_HDC19",66567,"G","HDC19",null,"Combustion Turbine","IC Engine","ERC_REST","Texas",48,"Harris",201,"48201",0.4,9905,2021,9999,null,null,"N","Natural Gas",{"$nulls":13},0.011,0.011,0.011,0.011]
["HEBHoustonDistributionCenter","66567_G_HDC20",66567,"G","HDC20",null,"Combustion Turbine","IC Engine","ERC_REST","Texas",48,"Harris",201,"48201",0.4,9905,2021,9999,null,null,"N","Natural Gas",{"$nulls":13},0.011,0.011,0.011,0.011]
["HEBHoustonDistributionCenter","66567_G_HDC21",66567,"G","HDC21",null,"Combustion Turbine","IC Engine","ERC_REST","Texas",48,"Harris",201,"48201",0.4,9905,2021,9999,null,null,"N","Natural Gas",{"$nulls":13},0.011,0.011,0.011,0.011]
["HEBHoustonDistributionCenter","66567_G_HDC22",66567,"G","HDC22",null,"Combustion Turbine","IC Engine","ERC_REST","Texas",48,"Harris",201,"48201",0.4,9905,2021,9999,null,null,"N","Natural Gas",{"$nulls":13},0.011,0.011,0.011,0.011]
["HEBHoustonDistributionCenter","66567_G_HDC23",66567,"G","HDC23",null,"Combustion Turbine","IC Engine","ERC_REST","Texas",48,"Harris",201,"48201",0.4,9905,2021,9999,null,null,"N","Natural Gas",{"$nulls":13},0.011,0.011,0.011,0.011]
["HEBHoustonDistributionCenter","66567_G_HDC24",66567,"G","HDC24",null,"Combustion Turbine","IC Engine","ERC_REST","Texas",48,"Harris",201,"48201",0.4,9905,2021,9999,null,null,"N","Natural Gas",{"$nulls":13},0.011,0.011,0.011,0.011]
["HEBHoustonDistributionCenter","66567_G_HDC25",66567,"G","HDC25",null,"Combustion Turbine","IC Engine","ERC_REST","Texas",48,"Harris",201,"48201",0.4,9905,2021,9999,null,null,"N","Natural Gas",{"$nulls":13},0.011,0.011,0.011,0.011]
["HEBHoustonDistributionCenter","66567_G_HDC26",66567,"G","HDC26",null,"Combustion Turbine","IC Engine","ERC_REST","Texas",48,"Harris",201,"48201",0.4,9905,2021,9999,null,null,"N","Natural Gas",{"$nulls":13},0.011,0.011,0.011,0.011]
["HEBHoustonDistributionCenter","66567_G_HDC27",66567,"G","HDC27",null,"Combustion Turbine","IC Engine","ERC_REST","Texas",48,"Harris",201,"48201",0.4,9905,2021,9999,null,null,"N","Natural Gas",{"$nulls":13},0.011,0.011,0.011,0.011]
["HEBHoustonDistributionCenter","66567_G_HDC28",66567,"G","HDC28",null,"Combustion Turbine","IC Engine","ERC_REST","Texas",48,"Harris",201,"48201",0.4,9905,2021,9999,null,null,"N","Natural Gas",{"$nulls":13},0.011,0.011,0.011,0.011]
["HEBHoustonDistributionCenter","66567_G_HDC29",66567,"G","HDC29",null,"Combustion Turbine","IC Engine","ERC_REST","Texas",48,"Harris",201,"48201",0.4,9905,2021,9999,null,null,"N","Natural Gas",{"$nulls":13},0.011,0.011,0.011,0.011]
["HEBHoustonDistributionCenter","66567_G_HDC30",66567,"G","HDC30",null,"Combustion Turbine","IC Engine","ERC_REST","Texas",48,"Harris",201,"48201",0.4,9905,2021,9999,null,null,"N","Natural Gas",{"$nulls":13},0.011,0.011,0.011,0.011]
["HEBHoustonDistributionCenter","66567_G_HDC31",66567,"G","HDC31",null,"Combustion Turbine","IC Engine","ERC_REST","Texas",48,"Harris",201,"48201",0.4,9905,2021,9999,null,null,"N","Natural Gas",{"$nulls":13},0.011,0.011,0.011,0.011]
["HEBHoustonDistributionCenter","66567_G_HDC32",66567,"G","HDC32",null,"Combustion Turbine","IC Engine","ERC_REST","Texas",48,"Harris",201,"48201",0.4,9905,2021,9999,null,null,"N","Natural Gas",{"$nulls":13},0.011,0.011,0.011,0.011]
["HEBHoustonDistributionCenter","66567_G_HHDC1",66567,"G","HHDC1",null,"Combustion Turbine","IC Engine","ERC_REST","Texas",48,"Harris",201,"48201",0.4,9905,2021,9999,null,null,"N","Natural Gas",{"$nulls":13},0.011,0.011,0.011,0.011]
["HEBHoustonDistributionCenter","66567_G_HHDC2",66567,"G","HHDC2",null,"Combustion Turbine","IC Engine","ERC_REST","Texas",48,"Harris",201,"48201",0.4,9905,2021,9999,null,null,"N","Natural Gas",{"$nulls":13},0.011,0.011,0.011,0.011]
["HEBHoustonDistributionCenter","66567_G_HHDC3",66567,"G","HHDC3",null,"Combustion Turbine","IC Engine","ERC_REST","Texas",48,"Harris",201,"48201",0.4,9905,2021,9999,null,null,"N","Natural Gas",{"$nulls":13},0.011,0.011,0.011,0.011]
["HEBHoustonDistributionCenter","66567_G_HHDC4",66567,"G","HHDC4",null,"Combustion Turbine","IC Engine","ERC_REST","Texas",48,"Harris",201,"48201",0.4,9905,2021,9999,null,null,"N","Natural Gas",{"$nulls":13},0.011,0.011,0.011,0.011]
["HEBHoustonDistributionCenter","66567_G_HHDC5",66567,"G","HHDC5",null,"Combustion Turbine","IC Engine","ERC_REST","Texas",48,"Harris",201,"48201",0.4,9905,2021,9999,null,null,"N","Natural Gas",{"$nulls":13},0.011,0.011,0.011,0.011]
["HEBHoustonDistributionCenter","66567_G_HHDC6",66567,"G","HHDC6",null,"Combustion Turbine","IC Engine","ERC_REST","Texas",48,"Harris",201,"48201",0.4,9905,2021,9999,null,null,"N","Natural Gas",{"$nulls":13},0.011,0.011,0.011,0.011]
["HEBHoustonDistributionCenter","66567_G_HHDC7",66567,"G","HHDC7",null,"Combustion Turbine","IC Engine","ERC_REST","Texas",48,"Harris",201,"48201",0.4,9905,2021,9999,null,null,"N","Natural Gas",{"$nulls":13},0.011,0.011,0.011,0.011]
["HEBHoustonDistributionCenter","66567_G_HHDC8",66567,"G","HHDC8",null,"Combustion Turbine","IC Engine","ERC_REST","Texas",48,"Harris",201,"48201",0.4,9905,2021,9999,null,null,"N","Natural Gas",{"$nulls":13},0.011,0.011,0.011,0.011]
["HEBHoustonDistributionCenter","66567_G_HHDC9",66567,"G","HHDC9",null,"Combustion Turbine","IC Engine","ERC_REST","Texas",48,"Harris",201,"48201",0.4,9905,2021,9999,null,null,"N","Natural Gas",{"$nulls":13},0.011,0.011,0.011,0.011]
["ERDC","66592_G_ERDC1",66592,"G","ERDC1",null,"Combustion Turbine","IC Engine","MIS_MS","Mississippi",28,"Warren",149,"28149",0.4,9905,2021,9999,null,null,"N","Natural Gas",{"$nulls":13},0.011,0.011,0.011,0.011]
["ERDC","66592_G_ERDC2",66592,"G","ERDC2",null,"Combustion Turbine","IC Engine","MIS_MS","Mississippi",28,"Warren",149,"28149",0.4,9905,2021,9999,null,null,"N","Natural Gas",{"$nulls":13},0.011,0.011,0.011,0.011]
["ERDC","66592_G_ERDC3",66592,"G","ERDC3",null,"Combustion Turbine","IC Engine","MIS_MS","Mississippi",28,"Warren",149,"28149",0.4,9905,2021,9999,null,null,"N","Natural Gas",{"$nulls":13},0.011,0.011,0.011,0.011]
["ERDC","66592_G_ERDC4",66592,"G","ERDC4",null,"Combustion Turbine","IC Engine","MIS_MS","Mississippi",28,"Warren",149,"28149",0.4,9905,2021,9999,null,null,"N","Natural Gas",{"$nulls":13},0.011,0.011,0.011,0.011]
["ERDC","66592_G_ERDC5",66592,"G","ERDC5",null,"Combustion Turbine","IC Engine","MIS_MS","Mississippi",28,"Warren",149,"28149",0.4,9905,2021,9999,null,null,"N","Natural Gas",{"$nulls":13},0.011,0.011,0.011,0.011]
["ERDC","66592_G_ERDC6",66592,"G","ERDC6",null,"Combustion Turbine","IC Engine","MIS_MS","Mississippi",28,"Warren",149,"28149",0.4,9905,2021,9999,null,null,"N","Natural Gas",{"$nulls":13},0.011,0.011,0.011,0.011]
["ERDC","66592_G_ERDC7",66592,"G","ERDC7",null,"Combustion Turbine","IC Engine","MIS_MS","Mississippi",28,"Warren",149,"28149",0.4,9905,2021,9999,null,null,"N","Natural Gas",{"$nulls":13},0.011,0.011,0.011,0.011]
["ERDC","66592_G_ERDC8",66592,"G","ERDC8",null,"Combustion Turbine","IC Engine","MIS_MS","Mississippi",28,"Warren",149,"28149",0.4,9905,2021,9999,null,null,"N","Natural Gas",{"$nulls":13},0.011,0.011,0.011,0.011]
["HEB00048","66593_G_H0481",66593,"G","H0481",null,"Combustion Turbine","IC Engine","MIS_WOTA","Texas",48,"Jefferson",245,"48245",0.4,9905,2021,9999,null,null,"N","Natural Gas",{"$nulls":13},0.011,0.011,0.011,0.011]
["HEB00048","66593_G_H0482",66593,"G","H0482",null,"Combustion Turbine","IC Engine","MIS_WOTA","Texas",48,"Jefferson",245,"48245",0.4,9905,2021,9999,null,null,"N","Natural Gas",{"$nulls":13},0.011,0.011,0.011,0.011]
["HEB00048","66593_G_H0483",66593,"G","H0483",null,"Combustion Turbine","IC Engine","MIS_WOTA","Texas",48,"Jefferson",245,"48245",0.4,9905,2021,9999,null,null,"N","Natural Gas",{"$nulls":13},0.011,0.011,0.011,0.011]
["HEB00594","66594_G_H5941",66594,"G","H5941",null,"Combustion Turbine","IC Engine","MIS_WOTA","Texas",48,"Montgomery",339,"48339",0.4,9905,2019,9999,null,null,"N","Natural Gas",{"$nulls":13},0.011,0.011,0.011,0.011]
["HEB00594","66594_G_H5942",66594,"G","H5942",null,"Combustion Turbine","IC Engine","MIS_WOTA","Texas",48,"Montgomery",339,"48339",0.4,9905,2019,9999,null,null,"N","Natural Gas",{"$nulls":13},0.011,0.011,0.011,0.011]
["HEB00594","66594_G_H5943",66594,"G","H5943",null,"Combustion Turbine","IC Engine","MIS_WOTA","Texas",48,"Montgomery",339,"48339",0.4,9905,2019,9999,null,null,"N","Natural Gas",{"$nulls":13},0.011,0.011,0.011,0.011]
["FTBLID2","66595_G_FLD10",66595,"G","FLD10",null,"Combustion Turbine","IC Engine","ERC_REST","Texas",48,"Fort Bend",157,"48157",0.4,9905,2021,9999,null,null,"N","Natural Gas",{"$nulls":13},0.011,0.011,0.011,0.011]
["FTBLID2","66595_G_FLD11",66595,"G","FLD11",null,"Combustion Turbine","IC Engine","ERC_REST","Texas",48,"Fort Bend",157,"48157",0.4,9905,2021,9999,null,null,"N","Natural Gas",{"$nulls":13},0.011,0.011,0.011,0.011]
["FTBLID2","66595_G_FLD12",66595,"G","FLD12",null,"Combustion Turbine","IC Engine","ERC_REST","Texas",48,"Fort Bend",157,"48157",0.4,9905,2021,9999,null,null,"N","Natural Gas",{"$nulls":13},0.011,0.011,0.011,0.011]
["FTBLID2","66595_G_FLD13",66595,"G","FLD13",null,"Combustion Turbine","IC Engine","ERC_REST","Texas",48,"Fort Bend",157,"48157",0.4,9905,2021,9999,null,null,"N","Natural Gas",{"$nulls":13},0.011,0.011,0.011,0.011]
["FTBLID2","66595_G_FLD14",66595,"G","FLD14",null,"Combustion Turbine","IC Engine","ERC_REST","Texas",48,"Fort Bend",157,"48157",0.4,9905,2021,9999,null,null,"N","Natural Gas",{"$nulls":13},0.011,0.011,0.011,0.011]
["FTBLID2","66595_G_FLD15",66595,"G","FLD15",null,"Combustion Turbine","IC Engine","ERC_REST","Texas",48,"Fort Bend",157,"48157",0.4,9905,2021,9999,null,null,"N","Natural Gas",{"$nulls":13},0.011,0.011,0.011,0.011]
["FTBLID2","66595_G_FLD16",66595,"G","FLD16",null,"Combustion Turbine","IC Engine","ERC_REST","Texas",48,"Fort Bend",157,"48157",0.4,9905,2021,9999,null,null,"N","Natural Gas",{"$nulls":13},0.011,0.011,0.011,0.011]
["FTBLID2","66595_G_FLD17",66595,"G","FLD17",null,"Combustion Turbine","IC Engine","ERC_REST","Texas",48,"Fort Bend",157,"48157",0.4,9905,2021,9999,null,null,"N","Natural Gas",{"$nulls":13},0.011,0.011,0.011,0.011]
["FTBLID2","66595_G_FLD18",66595,"G","FLD18",null,"Combustion Turbine","IC Engine","ERC_REST","Texas",48,"Fort Bend",157,"48157",0.4,9905,2021,9999,null,null,"N","Natural Gas",{"$nulls":13},0.011,0.011,0.011,0.011]
["FTBLID2","66595_G_FLD19",66595,"G","FLD19",null,"Combustion Turbine","IC Engine","ERC_REST","Texas",48,"Fort Bend",157,"48157",0.4,9905,2021,9999,null,null,"N","Natural Gas",{"$nulls":13},0.011,0.011,0.011,0.011]
["FTBLID2","66595_G_FLD20",66595,"G","FLD20",null,"Combustion Turbine","IC Engine","ERC_REST","Texas",48,"Fort Bend",157,"48157",0.4,9905,2021,9999,null,null,"N","Natural Gas",{"$nulls":13},0.011,0.011,0.011,0.011]
["FTBLID2","66595_G_FLD21",66595,"G","FLD21",null,"Combustion Turbine","IC Engine","ERC_REST","Texas",48,"Fort Bend",157,"48157",0.4,9905,2021,9999,null,null,"N","Natural Gas",{"$nulls":13},0.011,0.011,0.011,0.011]
["FTBLID2","66595_G_FLD22",66595,"G","FLD22",null,"Combustion Turbine","IC Engine","ERC_REST","Texas",48,"Fort Bend",157,"48157",0.4,9905,2021,9999,null,null,"N","Natural Gas",{"$nulls":13},0.011,0.011,0.011,0.011]
["FTBLID2","66595_G_FLD23",66595,"G","FLD23",null,"Combustion Turbine","IC Engine","ERC_REST","Texas",48,"Fort Bend",157,"48157",0.4,9905,2021,9999,null,null,"N","Natural Gas",{"$nulls":13},0.011,0.011,0.011,0.011]
["FTBLID2","66595_G_FLD24",66595,"G","FLD24",null,"Combustion Turbine","IC Engine","ERC_REST","Texas",48,"Fort Bend",157,"48157",0.4,9905,2021,9999,null,null,"N","Natural Gas",{"$nulls":13},0.011,0.011,0.011,0.011]
["FTBLID2","66595_G_FLD25",66595,"G","FLD25",null,"Combustion Turbine","IC Engine","ERC_REST","Texas",48,"Fort Bend",157,"48157",0.4,9905,2021,9999,null,null,"N","Natural Gas",{"$nulls":13},0.011,0.011,0.011,0.011]
["FTBLID2","66595_G_FLD26",66595,"G","FLD26",null,"Combustion Turbine","IC Engine","ERC_REST","Texas",48,"Fort Bend",157,"48157",0.4,9905,2021,9999,null,null,"N","Natural Gas",{"$nulls":13},0.011,0.011,0.011,0.011]
["FTBLID2","66595_G_FLD27",66595,"G","FLD27",null,"Combustion Turbine","IC Engine","ERC_REST","Texas",48,"Fort Bend",157,"48157",0.4,9905,2021,9999,null,null,"N","Natural Gas",{"$nulls":13},0.011,0.011,0.011,0.011]
["FTBLID2","66595_G_FLD28",66595,"G","FLD28",null,"Combustion Turbine","IC Engine","ERC_REST","Texas",48,"Fort Bend",157,"48157",0.4,9905,2021,9999,null,null,"N","Natural Gas",{"$nulls":13},0.011,0.011,0.011,0.011]
["FTBLID2","66595_G_FLID1",66595,"G","FLID1",null,"Combustion Turbine","IC Engine","ERC_REST","Texas",48,"Fort Bend",157,"48157",0.4,9905,2021,9999,null,null,"N","Natural Gas",{"$nulls":13},0.011,0.011,0.011,0.011]
["FTBLID2","66595_G_FLID2",66595,"G","FLID2",null,"Combustion Turbine","IC Engine","ERC_REST","Texas",48,"Fort Bend",157,"48157",0.4,9905,2021,9999,null,null,"N","Natural Gas",{"$nulls":13},0.011,0.011,0.011,0.011]
["FTBLID2","66595_G_FLID3",66595,"G","FLID3",null,"Combustion Turbine","IC Engine","ERC_REST","Texas",48,"Fort Bend",157,"48157",0.4,9905,2021,9999,null,null,"N","Natural Gas",{"$nulls":13},0.011,0.011,0.011,0.011]
["FTBLID2","66595_G_FLID4",66595,"G","FLID4",null,"Combustion Turbine","IC Engine","ERC_REST","Texas",48,"Fort Bend",157,"48157",0.4,9905,2021,9999,null,null,"N","Natural Gas",{"$nulls":13},0.011,0.011,0.011,0.011]
["FTBLID2","66595_G_FLID5",66595,"G","FLID5",null,"Combustion Turbine","IC Engine","ERC_REST","Texas",48,"Fort Bend",157,"48157",0.4,9905,2021,9999,null,null,"N","Natural Gas",{"$nulls":13},0.011,0.011,0.011,0.011]
["FTBLID2","66595_G_FLID6",66595,"G","FLID6",null,"Combustion Turbine","IC Engine","ERC_REST","Texas",48,"Fort Bend",157,"48157",0.4,9905,2021,9999,null,null,"N","Natural Gas",{"$nulls":13},0.011,0.011,0.011,0.011]
["FTBLID2","66595_G_FLID7",66595,"G","FLID7",null,"Combustion Turbine","IC Engine","ERC_REST","Texas",48,"Fort Bend",157,"48157",0.4,9905,2021,9999,null,null,"N","Natural Gas",{"$nulls":13},0.011,0.011,0.011,0.011]
["FTBLID2","66595_G_FLID8",66595,"G","FLID8",null,"Combustion Turbine","IC Engine","ERC_REST","Texas",48,"Fort Bend",157,"48157",0.4,9905,2021,9999,null,null,"N","Natural Gas",{"$nulls":13},0.011,0.011,0.011,0.011]
["FTBLID2","66595_G_FLID9",66595,"G","FLID9",null,"Combustion Turbine","IC Engine","ERC_REST","Texas",48,"Fort Bend",157,"48157",0.4,9905,2021,9999,null,null,"N","Natural Gas",{"$nulls":13},0.011,0.011,0.011,0.011]
["Praxair","66596_G_PRAX1",66596,"G","PRAX1",null,"Combustion Turbine","IC Engine","ERC_REST","Texas",48,"Brazoria",39,"48039",0.4,9905,2019,9999,null,null,"N","Natural Gas",{"$nulls":13},0.011,0.011,0.011,0.011]
["Praxair","66596_G_PRAX2",66596,"G","PRAX2",null,"Combustion Turbine","IC Engine","ERC_REST","Texas",48,"Brazoria",39,"48039",0.4,9905,2019,9999,null,null,"N","Natural Gas",{"$nulls":13},0.011,0.011,0.011,0.011]
["Praxair","66596_G_PRAX3",66596,"G","PRAX3",null,"Combustion Turbine","IC Engine","ERC_REST","Texas",48,"Brazoria",39,"48039",0.4,9905,2019,9999,null,null,"N","Natural Gas",{"$nulls":13},0.011,0.011,0.011,0.011]
["RavenChem","66597_G_RAVC1",66597,"G","RAVC1",null,"Combustion Turbine","IC Engine","ERC_REST","Texas",48,"Harris",201,"48201",0.4,9905,2021,9999,null,null,"N","Natural Gas",{"$nulls":13},0.011,0.011,0.011,0.011]
["RavenChem","66597_G_RAVC2",66597,"G","RAVC2",null,"Combustion Turbine","IC Engine","ERC_REST","Texas",48,"Harris",201,"48201",0.4,9905,2021,9999,null,null,"N","Natural Gas",{"$nulls":13},0.011,0.011,0.011,0.011]
["RavenChem","66597_G_RAVC3",66597,"G","RAVC3",null,"Combustion Turbine","IC Engine","ERC_REST","Texas",48,"Harris",201,"48201",0.4,9905,2021,9999,null,null,"N","Natural Gas",{"$nulls":13},0.011,0.011,0.011,0.011]
["RavenChem","66597_G_RAVC4",66597,"G","RAVC4",null,"Combustion Turbine","IC Engine","ERC_REST","Texas",48,"Harris",201,"48201",0.4,9905,2021,9999,null,null,"N","Natural Gas",{"$nulls":13},0.011,0.011,0.011,0.011]
["RavenChem","66597_G_RAVC5",66597,"G","RAVC5",null,"Combustion Turbine","IC Engine","ERC_REST","Texas",48,"Harris",201,"48201",0.4,9905,2021,9999,null,null,"N","Natural Gas",{"$nulls":13},0.011,0.011,0.011,0.011]
["RavenChem","66597_G_RAVC6",66597,"G","RAVC6",null,"Combustion Turbine","IC Engine","ERC_REST","Texas",48,"Harris",201,"48201",0.4,9905,2021,9999,null,null,"N","Natural Gas",{"$nulls":13},0.011,0.011,0.011,0.011]
["RavenChem","66597_G_RAVC7",66597,"G","RAVC7",null,"Combustion Turbine","IC Engine","ERC_REST","Texas",48,"Harris",201,"48201",0.4,9905,2021,9999,null,null,"N","Natural Gas",{"$nulls":13},0.011,0.011,0.011,0.011]
["RavenChem","66597_G_RAVC8",66597,"G","RAVC8",null,"Combustion Turbine","IC Engine","ERC_REST","Texas",48,"Harris",201,"48201",0.4,9905,2021,9999,null,null,"N","Natural Gas",{"$nulls":13},0.011,0.011,0.011,0.011]
["Bushy Park Combustion Turbine Facility","66600_G_CT1",66600,"G","CT1",null,"Combustion Turbine",null,"S_VACA","South Carolina",45,"Berkeley",15,"45015",40.3,9905,2024,9999,null,null,"N","Natural Gas",{"$nulls":13},0.011,0.011,0.011,0.011]
["Remy Jade Power Station","66604_G_CTG-1",66604,"G","CTG-1",null,"Combustion Turbine",null,"ERC_REST","Texas",48,"Harris",201,"48201",44.5,9905,2024,9999,null,null,"N","Natural Gas",{"$nulls":13},0.011,0.011,0.011,0.011]
["Remy Jade Power Station","66604_G_CTG-2",66604,"G","CTG-2",null,"Combustion Turbine",null,"ERC_REST","Texas",48,"Harris",201,"48201",44.5,9905,2024,9999,null,null,"N","Natural Gas",{"$nulls":13},0.011,0.011,0.011,0.011]
["Remy Jade Power Station","66604_G_CTG-3",66604,"G","CTG-3",null,"Combustion Turbine",null,"ERC_REST","Texas",48,"Harris",201,"48201",44.5,9905,2024,9999,null,null,"N","Natural Gas",{"$nulls":13},0.011,0.011,0.011,0.011]
["Remy Jade Power Station","66604_G_CTG-4",66604,"G","CTG-4",null,"Combustion Turbine",null,"ERC_REST","Texas",48,"Harris",201,"48201",44.5,9905,2024,9999,null,null,"N","Natural Gas",{"$nulls":13},0.011,0.011,0.011,0.011]
["Remy Jade Power Station","66604_G_CTG-5",66604,"G","CTG-5",null,"Combustion Turbine",null,"ERC_REST","Texas",48,"Harris",201,"48201",44.5,9905,2024,9999,null,null,"N","Natural Gas",{"$nulls":13},0.011,0.011,0.011,0.011]
["Remy Jade Power Station","66604_G_CTG-6",66604,"G","CTG-6",null,"Combustion Turbine",null,"ERC_REST","Texas",48,"Harris",201,"48201",44.5,9905,2024,9999,null,null,"N","Natural Gas",{"$nulls":13},0.011,0.011,0.011,0.011]
["Remy Jade Power Station","66604_G_CTG-7",66604,"G","CTG-7",null,"Combustion Turbine",null,"ERC_REST","Texas",48,"Harris",201,"48201",44.5,9905,2024,9999,null,null,"N","Natural Gas",{"$nulls":13},0.011,0.011,0.011,0.011]
["Remy Jade Power Station","66604_G_CTG-8",66604,"G","CTG-8",null,"Combustion Turbine",null,"ERC_REST","Texas",48,"Harris",201,"48201",44.5,9905,2024,9999,null,null,"N","Natural Gas",{"$nulls":13},0.011,0.011,0.011,0.011]
["HEB_CPS00085","66612_G_H0851",66612,"G","H0851",null,"Combustion Turbine","IC Engine","ERC_REST","Texas",48,"Bexar",29,"48029",0.4,9905,2019,9999,null,null,"N","Natural Gas",{"$nulls":13},0.011,0.011,0.011,0.011]
["HEB_CPS00085","66612_G_H0852",66612,"G","H0852",null,"Combustion Turbine","IC Engine","ERC_REST","Texas",48,"Bexar",29,"48029",0.4,9905,2019,9999,null,null,"N","Natural Gas",{"$nulls":13},0.011,0.011,0.011,0.011]
["HEB_CPS00085","66612_G_H0853",66612,"G","H0853",null,"Combustion Turbine","IC Engine","ERC_REST","Texas",48,"Bexar",29,"48029",0.4,9905,2019,9999,null,null,"N","Natural Gas",{"$nulls":13},0.011,0.011,0.011,0.011]
["HEB_CPS00085","66612_G_H0854",66612,"G","H0854",null,"Combustion Turbine","IC Engine","ERC_REST","Texas",48,"Bexar",29,"48029",0.4,9905,2019,9999,null,null,"N","Natural Gas",{"$nulls":13},0.011,0.011,0.011,0.011]
["HEB_CPSSADC","66613_G_SAD10",66613,"G","SAD10",null,"Combustion Turbine","IC Engine","ERC_REST","Texas",48,"Bexar",29,"48029",0.4,9905,2020,9999,null,null,"N","Natural Gas",{"$nulls":13},0.011,0.011,0.011,0.011]
["HEB_CPSSADC","66613_G_SAD11",66613,"G","SAD11",null,"Combustion Turbine","IC Engine","ERC_REST","Texas",48,"Bexar",29,"48029",0.4,9905,2020,9999,null,null,"N","Natural Gas",{"$nulls":13},0.011,0.011,0.011,0.011]
["HEB_CPSSADC","66613_G_SAD12",66613,"G","SAD12",null,"Combustion Turbine","IC Engine","ERC_REST","Texas",48,"Bexar",29,"48029",0.4,9905,2020,9999,null,null,"N","Natural Gas",{"$nulls":13},0.011,0.011,0.011,0.011]
["HEB_CPSSADC","66613_G_SAD13",66613,"G","SAD13",null,"Combustion Turbine","IC Engine","ERC_REST","Texas",48,"Bexar",29,"48029",0.4,9905,2020,9999,null,null,"N","Natural Gas",{"$nulls":13},0.011,0.011,0.011,0.011]
["HEB_CPSSADC","66613_G_SAD14",66613,"G","SAD14",null,"Combustion Turbine","IC Engine","ERC_REST","Texas",48,"Bexar",29,"48029",0.4,9905,2020,9999,null,null,"N","Natural Gas",{"$nulls":13},0.011,0.011,0.011,0.011]
["HEB_CPSSADC","66613_G_SAD15",66613,"G","SAD15",null,"Combustion Turbine","IC Engine","ERC_REST","Texas",48,"Bexar",29,"48029",0.4,9905,2020,9999,null,null,"N","Natural Gas",{"$nulls":13},0.011,0.011,0.011,0.011]
["HEB_CPSSADC","66613_G_SAD16",66613,"G","SAD16",null,"Combustion Turbine","IC Engine","ERC_REST","Texas",48,"Bexar",29,"48029",0.4,9905,2020,9999,null,null,"N","Natural Gas",{"$nulls":13},0.011,0.011,0.011,0.011]
["HEB_CPSSADC","66613_G_SADC1",66613,"G","SADC1",null,"Combustion Turbine","IC Engine","ERC_REST","Texas",48,"Bexar",29,"48029",0.4,9905,2020,9999,null,null,"N","Natural Gas",{"$nulls":13},0.011,0.011,0.011,0.011]
["HEB_CPSSADC","66613_G_SADC2",66613,"G","SADC2",null,"Combustion Turbine","IC Engine","ERC_REST","Texas",48,"Bexar",29,"48029",0.4,9905,2020,9999,null,null,"N","Natural Gas",{"$nulls":13},0.011,0.011,0.011,0.011]
["HEB_CPSSADC","66613_G_SADC3",66613,"G","SADC3",null,"Combustion Turbine","IC Engine","ERC_REST","Texas",48,"Bexar",29,"48029",0.4,9905,2020,9999,null,null,"N","Natural Gas",{"$nulls":13},0.011,0.011,0.011,0.011]
["HEB_CPSSADC","66613_G_SADC4",66613,"G","SADC4",null,"Combustion Turbine","IC Engine","ERC_REST","Texas",48,"Bexar",29,"48029",0.4,9905,2020,9999,null,null,"N","Natural Gas",{"$nulls":13},0.011,0.011,0.011,0.011]
["HEB_CPSSADC","66613_G_SADC5",66613,"G","SADC5",null,"Combustion Turbine","IC Engine","ERC_REST","Texas",48,"Bexar",29,"48029",0.4,9905,2020,9999,null,null,"N","Natural Gas",{"$nulls":13},0.011,0.011,0.011,0.011]
["HEB_CPSSADC","66613_G_SADC6",66613,"G","SADC6",null,"Combustion Turbine","IC Engine","ERC_REST","Texas",48,"Bexar",29,"48029",0.4,9905,2020,9999,null,null,"N","Natural Gas",{"$nulls":13},0.011,0.011,0.011,0.011]
["HEB_CPSSADC","66613_G_SADC7",66613,"G","SADC7",null,"Combustion Turbine","IC Engine","ERC_REST","Texas",48,"Bexar",29,"48029",0.4,9905,2020,9999,null,null,"N","Natural Gas",{"$nulls":13},0.011,0.011,0.011,0.011]
["HEB_CPSSADC","66613_G_SADC8",66613,"G","SADC8",null,"Combustion Turbine","IC Engine","ERC_REST","Texas",48,"Bexar",29,"48029",0.4,9905,2020,9999,null,null,"N","Natural Gas",{"$nulls":13},0.011,0.011,0.011,0.011]
["HEB_CPSSADC","66613_G_SADC9",66613,"G","SADC9",null,"Combustion Turbine","IC Engine","ERC_REST","Texas",48,"Bexar",29,"48029",0.4,9905,2020,9999,null,null,"N","Natural Gas",{"$nulls":13},0.011,0.011,0.011,0.011]
["OTHERCitizensHospital","66614_G_CTZH1",66614,"G","CTZH1",null,"Combustion Turbine","IC Engine","ERC_REST","Texas",48,"Victoria",469,"48469",0.4,9905,2020,9999,null,null,"N","Natural Gas",{"$nulls":13},0.011,0.011,0.011,0.011]
["OTHERCitizensHospital","66614_G_CTZH2",66614,"G","CTZH2",null,"Combustion Turbine","IC Engine","ERC_REST","Texas",48,"Victoria",469,"48469",0.4,9905,2020,9999,null,null,"N","Natural Gas",{"$nulls":13},0.011,0.011,0.011,0.011]
["OTHERCitizensHospital","66614_G_CTZH3",66614,"G","CTZH3",null,"Combustion Turbine","IC Engine","ERC_REST","Texas",48,"Victoria",469,"48469",0.4,9905,2020,9999,null,null,"N","Natural Gas",{"$nulls":13},0.011,0.011,0.011,0.011]
["OTHERCitizensHospital","66614_G_CTZH4",66614,"G","CTZH4",null,"Combustion Turbine","IC Engine","ERC_REST","Texas",48,"Victoria",469,"48469",0.4,9905,2020,9999,null,null,"N","Natural Gas",{"$nulls":13},0.011,0.011,0.011,0.011]
["OTHERCitizensHospital","66614_G_CTZH5",66614,"G","CTZH5",null,"Combustion Turbine","IC Engine","ERC_REST","Texas",48,"Victoria",469,"48469",0.4,9905,2020,9999,null,null,"N","Natural Gas",{"$nulls":13},0.011,0.011,0.011,0.011]
["OTHERCitizensHospital","66614_G_CTZH6",66614,"G","CTZH6",null,"Combustion Turbine","IC Engine","ERC_REST","Texas",48,"Victoria",469,"48469",0.4,9905,2020,9999,null,null,"N","Natural Gas",{"$nulls":13},0.011,0.011,0.011,0.011]
["OTHERCitizensHospital","66614_G_CTZH7",66614,"G","CTZH7",null,"Combustion Turbine","IC Engine","ERC_REST","Texas",48,"Victoria",469,"48469",0.4,9905,2020,9999,null,null,"N","Natural Gas",{"$nulls":13},0.011,0.011,0.011,0.011]
["Enchanted Rock Lodi","66638_G_LODI",66638,"G","LODI",null,"Combustion Turbine","IC Engine","WEC_CALN","California",6,"San Joaquin",77,"06077",48,9905,2024,9999,null,null,"N","Natural Gas",{"$nulls":13},0.011,0.011,0.011,0.011]
["Enchanted Rock Turlock Irrigation District","66680_G_UNIT1",66680,"G","UNIT1",null,"Combustion Turbine","IC Engine","WEC_CALN","California",6,"Stanislaus",99,"06099",11.7,9905,2024,9999,null,null,"N","Natural Gas",{"$nulls":13},0.011,0.011,0.011,0.011]
["Enchanted Rock Turlock Irrigation District","66680_G_UNIT2",66680,"G","UNIT2",null,"Combustion Turbine","IC Engine","WEC_CALN","California",6,"Stanislaus",99,"06099",11.7,9905,2024,9999,null,null,"N","Natural Gas",{"$nulls":13},0.011,0.011,0.011,0.011]
["Enchanted Rock Turlock Irrigation District","66680_G_UNIT3",66680,"G","UNIT3",null,"Combustion Turbine","IC Engine","WEC_CALN","California",6,"Stanislaus",99,"06099",11.7,9905,2024,9999,null,null,"N","Natural Gas",{"$nulls":13},0.011,0.011,0.011,0.011]
["Enchanted Rock Turlock Irrigation District","66680_G_UNIT4",66680,"G","UNIT4",null,"Combustion Turbine","IC Engine","WEC_CALN","California",6,"Stanislaus",99,"06099",11.7,9905,2024,9999,null,null,"N","Natural Gas",{"$nulls":13},0.011,0.011,0.011,0.011]
["Trumbull Energy Center","66918_G_GT11",66918,"G","GT11",null,"Combined Cycle",null,"PJM_ATSI","Ohio",39,"Trumbull",155,"39155",350,6370,2026,9999,null,null,"N","Natural Gas",{"$nulls":13},0.011,0.011,0.011,0.011]
["Trumbull Energy Center","66918_G_GT12",66918,"G","GT12",null,"Combined Cycle",null,"PJM_ATSI","Ohio",39,"Trumbull",155,"39155",350,6370,2026,9999,null,null,"N","Natural Gas",{"$nulls":13},0.011,0.011,0.011,0.011]
["Trumbull Energy Center","66918_G_STG",66918,"G","STG",null,"Combined Cycle",null,"PJM_ATSI","Ohio",39,"Trumbull",155,"39155",250,6370,2026,9999,null,null,"N","Natural Gas",{"$nulls":13},0.011,0.011,0.011,0.011]
["Heber City","7111_G_13",7111,"G","13",null,"Combustion Turbine","IC Engine","WECC_UT","Utah",49,"Wasatch",51,"49051",2.5,9905,2022,9999,null,null,"N","Natural Gas",{"$nulls":13},0.011,0.011,0.011,0.011]

{"sheet":"Key to Emission Control","index":3,"n_rows":105,"n_cols":17,"rows_kept":105,"merged":[[5,3,9,3],[5,4,9,4]]}
["Key to Emission Controls in NEEDS"]
[]
["NOx Comb Control","Definition",null,"NOx Post-Comb Control","Definition",null,"PM Control","Definition",null,"Mercury_Controls","Definition",null,"HCL_Controls","Definition",null,"CO2_Controls","Definition"]
["AA","Advanced Overfire Air",null,"SCR","Selective Catalytic Reduction",null,"B","Baghouse",null,"ACI","Activated Carbon Injection",null,"DSI","Dry Sobent Injection",null,"CCS","Carbon Capture and Storage"]
["AA + FR","Advanced Overfire Air + Flue Gas Recirculation",null,"SNCR","Selective Non-catalytic Reduction",null,"B + C","Baghouse + Cyclone"]
["AA + LNB","Advanced Overfire Air + Low NOx Burner Technology",null,"ReACT","Regenerative activated coke technology (ReACT) is an integrated multipollutant control approach that removes SOx, NOx, and Hg from coal-fired plants by adsorption with activated coke. Its NOx removal efficiency is around 20%-40%. ",null,"B + WS","Baghouse + Wet Scrubber"]
["AA + LNB + LNBO","Advanced Overfire Air + Low NOx Burner Technology + Low NOx Burner Technology w/ Overfire Air",{"$nulls":4},"C","Cyclone"]
["AA + LNB + OFA","Advanced Overfire Air + Low NOx Burner Technology + Overfire Air",{"$nulls":4},"ESPC","Electrostatic precipitator, cold side"]
["AA + NH3","Advanced Overfire Air + Ammonia Injection",{"$nulls":4},"ESPC + B","Electrostatic precipitator, cold side + Baghouse"]
["AA + OFA","Advanced Overfire Air + Overfire Air",{"$nulls":4},"ESPC + B + WS","Electrostatic precipitator, cold side + Baghouse + Wet Scrubber"]
["BF","Biased Firing (alternative burners)",{"$nulls":4},"ESPC + C","Electrostatic precipitator, cold side + Cyclone"]
["BF + BOOS + LA","Biased Firing (alternative burners) + Burners-Out-Of-Service + Low excess air",{"$nulls":4},"ESPC + ESPH","Electrostatic precipitator, cold side + Electrostatic precipitator, hot side"]
["BF + LA","Biased Firing (alternative burners) + Low excess air",{"$nulls":4},"ESPC + WESP","Electrostatic precipitator, cold side + Electrostatic precipitator, wet side"]
["BF + LA + LNB","Biased Firing (alternative burners) + Low excess air + Low NOx Burner Technology",{"$nulls":4},"ESPC + WS","Electrostatic precipitator, cold side + Wet Scrubber"]
["BF + LA + OFA","Biased Firing (alternative burners) + Low excess air + Overfire Air",{"$nulls":4},"ESPH","Electrostatic precipitator, hot side"]
["BF + LNB + LNBO","Biased Firing (alternative burners) + Low NOx Burner Technology + Low NOx Burner Technology w/ Overfire Air",{"$nulls":4},"ESPH + B","Electrostatic precipitator, hot side + Baghouse"]
["BOOS","Burners-Out-Of-Service",{"$nulls":4},"ESPH + B + C","Electrostatic precipitator, hot side + Baghouse + Cyclone"]
["BOOS + LA + LNB","Burners-Out-Of-Service + Low excess air + Low NOx Burner Technology",{"$nulls":4},"ESPH + B + WS","Electrostatic precipitator, hot side + Baghouse + Wet Scrubber"]
["CF","Fluidized Bed Combustor",{"$nulls":4},"ESPH + C","Electrostatic precipitator, hot side + Cyclone"]
["CF + CM + NH3","Fluidized Bed Combustor + Combustion Modification + Ammonia Injection",{"$nulls":4},"ESPH + WESP","Electrostatic precipitator, hot side + Electrostatic precipitator, wet side"]
["CF + FU + LA","Fluidized Bed Combustor + Fuel Reburning + Low excess air",{"$nulls":4},"WESP + B","Electrostatic precipitator, wet side + Baghouse"]
["CF + LA","Fluidized Bed Combustor + Low excess air",{"$nulls":4},"WS","Wet Scrubber"]
["CF + LA + NH3","Fluidized Bed Combustor + Low excess air + Ammonia Injection"]
["CF + LNB + NH3","Fluidized Bed Combustor + Low NOx Burner Technology + Ammonia Injection"]
["CF + NH3","Fluidized Bed Combustor + Ammonia Injection"]
["CF + NH3 + OFA","Fluidized Bed Combustor + Ammonia Injection + Overfire Air"]
["CF + OFA","Fluidized Bed Combustor + Overfire Air"]
["CF + other","Fluidized Bed Combustor + other"]
["CM","Combustion Modification"]
["CM + FU","Combustion Modification + Fuel Reburning"]
["CM + FU + LNB","Combustion Modification + Fuel Reburning + Low NOx Burner Technology"]
["CM + FU + LNCB","Combustion Modification + Fuel Reburning + Low NOx Cell Burner"]
["CM + FU + OFA","Combustion Modification + Fuel Reburning + Overfire Air"]
["DLNB","Dry Low NOx Burners"]
["DLNB + H2O","Dry Low NOx Burners + Water Injection"]
["DLNB + H2O + LNB","Dry Low NOx Burners + Water Injection + Low NOx Burner Technology"]
["DLNB + H2O + NH3","Dry Low NOx Burners + Water Injection + Ammonia Injection"]
["DLNB + H2O + STM","Dry Low NOx Burners + Water Injection + Steam Injection"]
["DLNB + LNB + NH3","Dry Low NOx Burners + Low NOx Burner Technology + Ammonia Injection"]
["DLNB + LNB + NH3 + STM","Dry Low NOx Burners + Low NOx Burner Technology + Ammonia Injection + Steam Injection"]
["DLNB + NH3","Dry Low NOx Burners + Ammonia Injection"]
["DLNB + NH3 + STM","Dry Low NOx Burners + Ammonia Injection + Steam Injection"]
["DLNB + STM","Dry Low NOx Burners + Steam Injection"]
["FR","Flue Gas Recirculation "]
["FR + LA","Flue Gas Recirculation + Low excess air"]
["FR + LA + LNB","Flue Gas Recirculation + Low excess air + Low NOx Burner Technology"]
["FR + LNB","Flue Gas Recirculation + Low NOx Burner Technology"]
["FR + LNB + LNBO + OFA","Flue Gas Recirculation + Low NOx Burner Technology + Low NOx Burner Technology w/ Overfire Air + Overfire Air"]
["FR + LNB + OFA","Flue Gas Recirculation + Low NOx Burner Technology + Overfire Air"]
["FR + LNBO + OFA","Flue Gas Recirculation + Low NOx Burner Technology w/ Overfire Air + Overfire Air"]
["FR + NH3","Flue Gas Recirculation + Ammonia Injection"]
["FR + NH3 + OFA","Flue Gas Recirculation + Ammonia Injection + Overfire Air"]
["FR + OFA","Flue Gas Recirculation + Overfire Air"]
["FR + STM","Flue Gas Recirculation + Steam Injection"]
["FU + LA","Fuel Reburning + Low excess air"]
["H2O","Water Injection"]
["H2O + NH3","Water Injection + Ammonia Injection"]
["H2O + NH3 + AA","Water Injection + Ammonia Injection + Advanced Overfire Air"]
["H2O + OFA","Water Injection + Overfire Air"]
["H2O + STM","Water Injection + Steam Injection"]
["LA","Low excess air"]
["LA + LNB","Low excess air + Low NOx Burner Technology"]
["LA + LNB + NH3","Low excess air + Low NOx Burner Technology + Ammonia Injection"]
["LA + LNB + NH3 + OFA","Low excess air + Low NOx Burner Technology + Ammonia Injection + Overfire Air"]
["LA + LNB + OFA","Low excess air + Low NOx Burner Technology + Overfire Air"]
["LA + NH3","Low excess air + Ammonia Injection"]
["LA + OFA","Low excess air + Overfire Air"]
["LA + OFA + other","Low excess air + Overfire Air + other"]
["LNB","Low NOx Burner Technology"]
["LNB + LNBO","Low NOx Burner Technology + Low NOx Burner Technology w/ Overfire Air"]
["LNB + LNCB","Low NOx Burner Technology + Low NOx Cell Burner"]
["LNB + LNCB + OFA","Low NOx Burner Technology + Low NOx Cell Burner + Overfire Air"]
["LNB + NH3","Low NOx Burner Technology + Ammonia Injection"]
["LNB + NH3 + OFA","Low NOx Burner Technology + Ammonia Injection + Overfire Air"]
["LNB + OFA","Low NOx Burner Technology + Overfire Air"]
["LNB + other","Low NOx Burner Technology + other"]
["LNB + STM","Low NOx Burner Technology + Steam Injection"]
["LNBO","Low NOx Burner Technology w/ Overfire Air"]
["LNBO + OFA","Low NOx Burner Technology w/ Overfire Air + Overfire Air"]
["LNBO + other","Low NOx Burner Technology w/ Overfire Air + other"]
["LNC1","Low NOx Burner Technology w/ Closed-coupled OFA"]
["LNC2","Low NOx Burner Technology w/ Separated OFA"]
["LNC2 + H2O","Low NOx Burner Technology w/ Separated OFA + Water Injection"]
["LNC2 + LNC1","Low NOx Burner Technology w/ Separated OFA + Low NOx Burner Technology w/ Closed-coupled OFA"]
["LNC2 + NH3","Low NOx Burner Technology w/ Separated OFA + Ammonia Injection"]
["LNC2 + NH3 + OFA","Low NOx Burner Technology w/ Separated OFA + Ammonia Injection + Overfire Air"]
["LNC2 + OFA","Low NOx Burner Technology w/ Separated OFA + Overfire Air"]
["LNC2 + other","Low NOx Burner Technology w/ Separated OFA + other"]
["LNC3","Low NOx Burner Technology w/ Closed-coupled/Separated OFA"]
["LNC3 + NH3","Low NOx Burner Technology w/ Closed-coupled/Separated OFA + Ammonia Injection"]
["LNC3 + OFA","Low NOx Burner Technology w/ Closed-coupled/Separated OFA + Overfire Air"]
["LNCB","Low NOx Cell Burner"]
["LNCB + OFA","Low NOx Cell Burner + Overfire Air"]
["NDI","Nitrogen Diluent Injection"]
["NH3","Ammonia Injection"]
["NH3 + OFA","Ammonia Injection + Overfire Air"]
["NH3 + other","Ammonia Injection + other"]
["NH3 + STM","Ammonia Injection + Steam Injection"]
["OFA","Overfire Air"]
["OFA + LNC1","Overfire Air + Low NOx Burner Technology w/ Closed-coupled OFA"]
["OFA + LNC2","Overfire Air + Low NOx Burner Technology w/ Separated OFA"]
["OFA + other","Overfire Air + other"]
["other","Other"]
["ROFA","Rotating Opposed Fired Air"]
["STM","Steam Injection"]

{"sheet":"NEEDS_dropped MW","index":4,"n_rows":10533,"n_cols":7,"rows_kept":10533,"merged":[[1,0,1,6]]}
[]
["Capacity from January 2023 EIA Form 860 Monthly Not Included in NEEDS"]
[]
["Plant Name","ORIS Plant Code","Unit ID","Plant Type","State Name","Capacity (MW)","Notes"]
["Sand Point",1,"1","Combustion Turbine","Alaska",0.4,"Dropped - in Alaska or in Hawaii or Puerto Rico"]
["Sand Point",1,"2","Combustion Turbine","Alaska",0.3,"Dropped - in Alaska or in Hawaii or Puerto Rico"]
["Sand Point",1,"3","Combustion Turbine","Alaska",0.3,"Dropped - in Alaska or in Hawaii or Puerto Rico"]
["Sand Point",1,"5","Combustion Turbine","Alaska",0.4,"Dropped - in Alaska or in Hawaii or Puerto Rico"]
["Sand Point",1,"WT1","Onshore Wind","Alaska",0.1,"Dropped - in Alaska or in Hawaii or Puerto Rico"]
["Sand Point",1,"WT2","Onshore Wind","Alaska",0.3,"Dropped - in Alaska or in Hawaii or Puerto Rico"]
["Annex Creek",62,"5","Hydro","Alaska",1.8,"Dropped - in Alaska or in Hawaii or Puerto Rico"]
["Annex Creek",62,"6","Hydro","Alaska",1.8,"Dropped - in Alaska or in Hawaii or Puerto Rico"]
["Gold Creek",63,"1","Hydro","Alaska",0.8,"Dropped - in Alaska or in Hawaii or Puerto Rico"]
["Gold Creek",63,"2","Hydro","Alaska",0.4,"Dropped - in Alaska or in Hawaii or Puerto Rico"]
["Gold Creek",63,"3","Hydro","Alaska",0.4,"Dropped - in Alaska or in Hawaii or Puerto Rico"]
["Gold Creek",63,"IC1","Combustion Turbine","Alaska",1.2,"Dropped - in Alaska or in Hawaii or Puerto Rico"]
["Gold Creek",63,"IC2","Combustion Turbine","Alaska",1.2,"Dropped - in Alaska or in Hawaii or Puerto Rico"]
["Gold Creek",63,"IC3","Combustion Turbine","Alaska",1.1,"Dropped - in Alaska or in Hawaii or Puerto Rico"]
["Gold Creek",63,"IC4","Combustion Turbine","Alaska",3.5,"Dropped - in Alaska or in Hawaii or Puerto Rico"]
["Gold Creek",63,"IC5","Combustion Turbine","Alaska",1.1,"Dropped - in Alaska or in Hawaii or Puerto Rico"]
["Lemon Creek",64,"1","Combustion Turbine","Alaska",2.5,"Dropped - in Alaska or in Hawaii or Puerto Rico"]
["Lemon Creek",64,"2","Combustion Turbine","Alaska",2.5,"Dropped - in Alaska or in Hawaii or Puerto Rico"]
["Lemon Creek",64,"3","Combustion Turbine","Alaska",2.5,"Dropped - in Alaska or in Hawaii or Puerto Rico"]
["Lemon Creek",64,"5","Combustion Turbine","Alaska",17.5,"Dropped - in Alaska or in Hawaii or Puerto Rico"]
["Lemon Creek",64,"6","Combustion Turbine","Alaska",17.5,"Dropped - in Alaska or in Hawaii or Puerto Rico"]
["Lemon Creek",64,"7","Combustion Turbine","Alaska",2.5,"Dropped - in Alaska or in Hawaii or Puerto Rico"]
["Lemon Creek",64,"IC10","Combustion Turbine","Alaska",2.5,"Dropped - in Alaska or in Hawaii or Puerto Rico"]
["Lemon Creek",64,"IC11","Combustion Turbine","Alaska",2.5,"Dropped - in Alaska or in Hawaii or Puerto Rico"]
["Lemon Creek",64,"IC12","Combustion Turbine","Alaska",2.5,"Dropped - in Alaska or in Hawaii or Puerto Rico"]
["Lemon Creek",64,"IC8","Combustion Turbine","Alaska",2.5,"Dropped - in Alaska or in Hawaii or Puerto Rico"]
["Lemon Creek",64,"IC9","Combustion Turbine","Alaska",2.5,"Dropped - in Alaska or in Hawaii or Puerto Rico"]
["Salmon Creek 1",65,"HY7","Hydro","Alaska",5.2,"Dropped - in Alaska or in Hawaii or Puerto Rico"]
["Skagway",66,"1","Hydro","Alaska",0.4,"Dropped - in Alaska or in Hawaii or Puerto Rico"]
["Skagway",66,"2","Hydro","Alaska",0.1,"Dropped - in Alaska or in Hawaii or Puerto Rico"]
["Skagway",66,"3","Hydro","Alaska",0.3,"Dropped - in Alaska or in Hawaii or Puerto Rico"]
["Skagway",66,"4","Hydro","Alaska",0.2,"Dropped - in Alaska or in Hawaii or Puerto Rico"]
["Skagway",66,"6A","Combustion Turbine","Alaska",0.8,"Dropped - in Alaska or in Hawaii or Puerto Rico"]
["Skagway",66,"7A","Combustion Turbine","Alaska",1.1,"Dropped - in Alaska or in Hawaii or Puerto Rico"]
["Skagway",66,"8A","Combustion Turbine","Alaska",0.5,"Dropped - in Alaska or in Hawaii or Puerto Rico"]
["Skagway",66,"9","Combustion Turbine","Alaska",1,"Dropped - in Alaska or in Hawaii or Puerto Rico"]
["Haines",69,"10","Combustion Turbine","Alaska",1.2,"Dropped - in Alaska or in Hawaii or Puerto Rico"]
["Haines",69,"11","Combustion Turbine","Alaska",1.9,"Dropped - in Alaska or in Hawaii or Puerto Rico"]
["Haines",69,"12","Combustion Turbine","Alaska",1.5,"Dropped - in Alaska or in Hawaii or Puerto Rico"]
["Haines",69,"5","Combustion Turbine","Alaska",0.6,"Dropped - in Alaska or in Hawaii or Puerto Rico"]
["Haines",69,"7A","Combustion Turbine","Alaska",2.8,"Dropped - in Alaska or in Hawaii or Puerto Rico"]
["Haines",69,"IC8A","Combustion Turbine","Alaska",1.6,"Dropped - in Alaska or in Hawaii or Puerto Rico"]
["Swan Lake",70,"1","Hydro","Alaska",11.3,"Dropped - in Alaska or in Hawaii or Puerto Rico"]
["Swan Lake",70,"2","Hydro","Alaska",11.3,"Dropped - in Alaska or in Hawaii or Puerto Rico"]
["Terror Lake Microgrid",71,"1","Hydro","Alaska",11.2,"Dropped - in Alaska or in Hawaii or Puerto Rico"]
["Terror Lake Microgrid",71,"2","Hydro","Alaska",11.2,"Dropped - in Alaska or in Hawaii or Puerto Rico"]
["Terror Lake Microgrid",71,"3","Hydro","Alaska",11.2,"Dropped - in Alaska or in Hawaii or Puerto Rico"]
["Hank Nikkels Plant 1",75,"3R","Combustion Turbine","Alaska",29.3,"Dropped - in Alaska or in Hawaii or Puerto Rico"]
["Hank Nikkels Plant 1",75,"4","Combustion Turbine","Alaska",31.1,"Dropped - in Alaska or in Hawaii or Puerto Rico"]
["Hank Nikkels Plant 1",75,"P1 BS","Combustion Turbine","Alaska",2,"Dropped - in Alaska or in Hawaii or Puerto Rico"]
["Eklutna Hydro Project",77,"1","Hydro","Alaska",22.2,"Dropped - in Alaska or in Hawaii or Puerto Rico"]
["Eklutna Hydro Project",77,"2","Hydro","Alaska",22.2,"Dropped - in Alaska or in Hawaii or Puerto Rico"]
["Snettisham",78,"1","Hydro","Alaska",23.5,"Dropped - in Alaska or in Hawaii or Puerto Rico"]
["Snettisham",78,"2","Hydro","Alaska",23.5,"Dropped - in Alaska or in Hawaii or Puerto Rico"]
["Snettisham",78,"3","Hydro","Alaska",31,"Dropped - in Alaska or in Hawaii or Puerto Rico"]
["Aurora Energy LLC Chena",79,"1","Coal Steam","Alaska",4.7,"Dropped - in Alaska or in Hawaii or Puerto Rico"]
["Aurora Energy LLC Chena",79,"2","Coal Steam","Alaska",2,"Dropped - in Alaska or in Hawaii or Puerto Rico"]
["Aurora Energy LLC Chena",79,"5","Coal Steam","Alaska",19,"Dropped - in Alaska or in Hawaii or Puerto Rico"]
["Ketchikan",84,"3","Hydro","Alaska",1.4,"Dropped - in Alaska or in Hawaii or Puerto Rico"]
["Ketchikan",84,"4","Hydro","Alaska",1.4,"Dropped - in Alaska or in Hawaii or Puerto Rico"]
["Ketchikan",84,"5","Hydro","Alaska",1.4,"Dropped - in Alaska or in Hawaii or Puerto Rico"]
["S W Bailey",85,"1","Combustion Turbine","Alaska",3.5,"Dropped - in Alaska or in Hawaii or Puerto Rico"]
["S W Bailey",85,"2","Combustion Turbine","Alaska",3.5,"Dropped - in Alaska or in Hawaii or Puerto Rico"]
["S W Bailey",85,"3","Combustion Turbine","Alaska",5.5,"Dropped - in Alaska or in Hawaii or Puerto Rico"]
["S W Bailey",85,"4","Combustion Turbine","Alaska",10.5,"Dropped - in Alaska or in Hawaii or Puerto Rico"]
["Snake River",90,"12","Combustion Turbine","Alaska",3.7,"Dropped - in Alaska or in Hawaii or Puerto Rico"]
["Snake River",90,"14","Combustion Turbine","Alaska",1.9,"Dropped - in Alaska or in Hawaii or Puerto Rico"]
["Snake River",90,"15","Combustion Turbine","Alaska",5.2,"Dropped - in Alaska or in Hawaii or Puerto Rico"]
["Snake River",90,"16","Combustion Turbine","Alaska",5.2,"Dropped - in Alaska or in Hawaii or Puerto Rico"]
["Snake River",90,"18","Combustion Turbine","Alaska",0.4,"Dropped - in Alaska or in Hawaii or Puerto Rico"]
["Snake River",90,"EWT 1","Onshore Wind","Alaska",0.9,"Dropped - in Alaska or in Hawaii or Puerto Rico"]
["Snake River",90,"EWT 2","Onshore Wind","Alaska",0.9,"Dropped - in Alaska or in Hawaii or Puerto Rico"]
["Petersburg",91,"3","Hydro","Alaska",1.6,"Dropped - in Alaska or in Hawaii or Puerto Rico"]
["Petersburg",91,"IC1","Combustion Turbine","Alaska",1.7,"Dropped - in Alaska or in Hawaii or Puerto Rico"]
["Petersburg",91,"IC3","Combustion Turbine","Alaska",1,"Dropped - in Alaska or in Hawaii or Puerto Rico"]
["Petersburg",91,"IC4","Combustion Turbine","Alaska",0.6,"Dropped - in Alaska or in Hawaii or Puerto Rico"]
["Petersburg",91,"IC5","Combustion Turbine","Alaska",0.7,"Dropped - in Alaska or in Hawaii or Puerto Rico"]
["Petersburg",91,"IC6","Combustion Turbine","Alaska",2.3,"Dropped - in Alaska or in Hawaii or Puerto Rico"]
["Petersburg",91,"IC7","Combustion Turbine","Alaska",2.3,"Dropped - in Alaska or in Hawaii or Puerto Rico"]
["Petersburg",91,"IC8","Combustion Turbine","Alaska",2.2,"Dropped - in Alaska or in Hawaii or Puerto Rico"]
["Seward (AK)",92,"3","Combustion Turbine","Alaska",2.5,"Dropped - in Alaska or in Hawaii or Puerto Rico"]
["Seward (AK)",92,"4","Combustion Turbine","Alaska",2.5,"Dropped - in Alaska or in Hawaii or Puerto Rico"]
["Seward (AK)",92,"5","Combustion Turbine","Alaska",2.5,"Dropped - in Alaska or in Hawaii or Puerto Rico"]
["Seward (AK)",92,"6","Combustion Turbine","Alaska",2.8,"Dropped - in Alaska or in Hawaii or Puerto Rico"]
["Seward (AK)",92,"N1","Combustion Turbine","Alaska",2.8,"Dropped - in Alaska or in Hawaii or Puerto Rico"]
["Seward (AK)",92,"N2","Combustion Turbine","Alaska",2.5,"Dropped - in Alaska or in Hawaii or Puerto Rico"]
["Blue Lake Hydro",93,"3","Hydro","Alaska",5.3,"Dropped - in Alaska or in Hawaii or Puerto Rico"]
["Blue Lake Hydro",93,"4","Hydro","Alaska",5.3,"Dropped - in Alaska or in Hawaii or Puerto Rico"]
["Blue Lake Hydro",93,"5","Hydro","Alaska",5.3,"Dropped - in Alaska or in Hawaii or Puerto Rico"]
["Wrangell",95,"11","Combustion Turbine","Alaska",2,"Dropped - in Alaska or in Hawaii or Puerto Rico"]
["Wrangell",95,"12","Combustion Turbine","Alaska",2,"Dropped - in Alaska or in Hawaii or Puerto Rico"]
["Wrangell",95,"13","Combustion Turbine","Alaska",2,"Dropped - in Alaska or in Hawaii or Puerto Rico"]
["Wrangell",95,"9","Combustion Turbine","Alaska",2.5,"Dropped - in Alaska or in Hawaii or Puerto Rico"]
["Beluga",96,"1","Combustion Turbine","Alaska",18.9,"Dropped - in Alaska or in Hawaii or Puerto Rico"]
["Beluga",96,"2","Combustion Turbine","Alaska",18.9,"Dropped - in Alaska or in Hawaii or Puerto Rico"]
["Beluga",96,"3","Combustion Turbine","Alaska",58,"Dropped - in Alaska or in Hawaii or Puerto Rico"]
["Beluga",96,"5","Combustion Turbine","Alaska",61.4,"Dropped - in Alaska or in Hawaii or Puerto Rico"]
["Beluga",96,"6","Combustion Turbine","Alaska",72.6,"Dropped - in Alaska or in Hawaii or Puerto Rico"]
["Beluga",96,"7","Combustion Turbine","Alaska",70.6,"Dropped - in Alaska or in Hawaii or Puerto Rico"]
["Dillingham",109,"10","Combustion Turbine","Alaska",1.1,"Dropped - in Alaska or in Hawaii or Puerto Rico"]
["Dillingham",109,"11","Combustion Turbine","Alaska",1,"Dropped - in Alaska or in Hawaii or Puerto Rico"]
["Dillingham",109,"12","Combustion Turbine","Alaska",1,"Dropped - in Alaska or in Hawaii or Puerto Rico"]
["Dillingham",109,"13","Combustion Turbine","Alaska",1,"Dropped - in Alaska or in Hawaii or Puerto Rico"]
["Dillingham",109,"14","Combustion Turbine","Alaska",1,"Dropped - in Alaska or in Hawaii or Puerto Rico"]
["Dillingham",109,"15","Combustion Turbine","Alaska",1,"Dropped - in Alaska or in Hawaii or Puerto Rico"]
["Dillingham",109,"16","Combustion Turbine","Alaska",0.5,"Dropped - in Alaska or in Hawaii or Puerto Rico"]
["Dillingham",109,"17","Combustion Turbine","Alaska",2.2,"Dropped - in Alaska or in Hawaii or Puerto Rico"]
["Dillingham",109,"18","Combustion Turbine","Alaska",2.2,"Dropped - in Alaska or in Hawaii or Puerto Rico"]
["Seminole (FL)",136,"1","Coal Steam","Florida",626,"Dropped - Retired/Planned Retirement by 06/2028"]
["Crosscut",143,"CC5","Hydro","Arizona",3,"Dropped - Units whose status are \"OS\" or \"RE\" for the past 3 consecutive years"]
["Kyrene",147,"KY1","O/G Steam","Arizona",34,"Dropped - Units whose status are \"OS\" or \"RE\" for the past 3 consecutive years"]
["Kyrene",147,"KY2","O/G Steam","Arizona",72,"Dropped - Units whose status are \"OS\" or \"RE\" for the past 3 consecutive years"]
["Lake Catherine",170,"4","O/G Steam","Arkansas",522,"Dropped - Retired/Planned Retirement by 06/2028"]
["Centerville PH",224,"1","Hydro","California",5.5,"Dropped - Units whose status are \"OS\" or \"RE\" for the past 3 consecutive years"]
["Centerville PH",224,"2","Hydro","California",0.9,"Dropped - Units whose status are \"OS\" or \"RE\" for the past 3 consecutive years"]
["Cow Creek",229,"1","Hydro","California",0.9,"Dropped - Retired/Planned Retirement by 06/2028"]
["Cow Creek",229,"2","Hydro","California",0.9,"Dropped - Retired/Planned Retirement by 06/2028"]
["Hamilton Branch",242,"1","Hydro","California",2.4,"Dropped - Units whose status are \"OS\" or \"RE\" for the past 3 consecutive years"]
["Kerckhoff",250,"H1","Hydro","California",12.6,"Dropped - Units whose status are \"OS\" or \"RE\" for the past 3 consecutive years"]
["Kerckhoff",250,"H3","Hydro","California",12.6,"Dropped - Units whose status are \"OS\" or \"RE\" for the past 3 consecutive years"]
["Kilarc",253,"1","Hydro","California",1.6,"Dropped - Retired/Planned Retirement by 06/2028"]
["San Joaquin 3",277,"3","Hydro","California",4.2,"Dropped - Units whose status are \"OS\" or \"RE\" for the past 3 consecutive years"]
["Tule River",289,"1","Hydro","California",3.2,"Dropped - Units whose status are \"OS\" or \"RE\" for the past 3 consecutive years"]
["Tule River",289,"2","Hydro","California",3.2,"Dropped - Units whose status are \"OS\" or \"RE\" for the past 3 consecutive years"]
["Green Lake",313,"1","Hydro","Alaska",9.3,"Dropped - in Alaska or in Hawaii or Puerto Rico"]
["Green Lake",313,"2","Hydro","Alaska",9.3,"Dropped - in Alaska or in Hawaii or Puerto Rico"]
["AES Alamitos LLC",315,"3","O/G Steam","California",332,"Dropped - Retired/Planned Retirement by 06/2028"]
["AES Alamitos LLC",315,"4","O/G Steam","California",335,"Dropped - Retired/Planned Retirement by 06/2028"]
["AES Alamitos LLC",315,"5","O/G Steam","California",485,"Dropped - Retired/Planned Retirement by 06/2028"]
["AES Huntington Beach LLC",335,"2","O/G Steam","California",225.8,"Dropped - Retired/Planned Retirement by 06/2028"]
["Ormond Beach",350,"1","O/G Steam","California",741,"Dropped - Retired/Planned Retirement by 06/2028"]
["Ormond Beach",350,"2","O/G Steam","California",750,"Dropped - Retired/Planned Retirement by 06/2028"]
["AES Redondo Beach LLC",356,"5","O/G Steam","California",175,"Dropped - Retired/Planned Retirement by 06/2028"]
["AES Redondo Beach LLC",356,"6","O/G Steam","California",175,"Dropped - Retired/Planned Retirement by 06/2028"]
["AES Redondo Beach LLC",356,"8","O/G Steam","California",480,"Dropped - Retired/Planned Retirement by 06/2028"]
["Lower Tule River",365,"1","Hydro","California",1.3,"Dropped - Units whose status are \"OS\" or \"RE\" for the past 3 consecutive years"]
["Lower Tule River",365,"2","Hydro","California",1.3,"Dropped - Units whose status are \"OS\" or \"RE\" for the past 3 consecutive years"]
["Grayson",377,"3","O/G Steam","California",18,"Dropped - Units whose status are \"OS\" or \"RE\" for the past 3 consecutive years"]
["Solomon Gulch",390,"1","Hydro","Alaska",6,"Dropped - in Alaska or in Hawaii or Puerto Rico"]
["Solomon Gulch",390,"2","Hydro","Alaska",6,"Dropped - in Alaska or in Hawaii or Puerto Rico"]
["Scattergood",404,"1","O/G Steam","California",105,"Dropped - Retired/Planned Retirement by 06/2028"]
["Scattergood",404,"2","O/G Steam","California",156.3,"Dropped - Retired/Planned Retirement by 06/2028"]
["Tok",406,"3A","Combustion Turbine","Alaska",1.3,"Dropped - in Alaska or in Hawaii or Puerto Rico"]
["Tok",406,"4A","Combustion Turbine","Alaska",1.1,"Dropped - in Alaska or in Hawaii or Puerto Rico"]
["Tok",406,"5A","Combustion Turbine","Alaska",1.1,"Dropped - in Alaska or in Hawaii or Puerto Rico"]
["Tok",406,"6","Combustion Turbine","Alaska",0.5,"Dropped - Units whose status are \"OS\" or \"RE\" for the past 3 consecutive years"]
["Tok",406,"8","Combustion Turbine","Alaska",0.4,"Dropped - in Alaska or in Hawaii or Puerto Rico"]
["Tok",406,"9","Combustion Turbine","Alaska",1,"Dropped - in Alaska or in Hawaii or Puerto Rico"]
["Craig (AK)",421,"1","Combustion Turbine","Alaska",0.6,"Dropped - in Alaska or in Hawaii or Puerto Rico"]
["Craig (AK)",421,"3B","Combustion Turbine","Alaska",1.8,"Dropped - in Alaska or in Hawaii or Puerto Rico"]
["Craig (AK)",421,"5","Combustion Turbine","Alaska",1.1,"Dropped - in Alaska or in Hawaii or Puerto Rico"]
["Craig (AK)",421,"6","Combustion Turbine","Alaska",1.1,"Dropped - in Alaska or in Hawaii or Puerto Rico"]
["Hydaburg",423,"1A","Combustion Turbine","Alaska",0.4,"Dropped - in Alaska or in Hawaii or Puerto Rico"]
["Hydaburg",423,"3A","Combustion Turbine","Alaska",0.3,"Dropped - in Alaska or in Hawaii or Puerto Rico"]
["Hydaburg",423,"5","Combustion Turbine","Alaska",0.3,"Dropped - in Alaska or in Hawaii or Puerto Rico"]
["White Rock/Slab Creek",435,"H4","Hydro","California",0.5,"Dropped - Units whose status are \"OS\" or \"RE\" for the past 3 consecutive years"]
["Alamosa",464,"CT1","Combustion Turbine","Colorado",13,"Dropped - Retired/Planned Retirement by 06/2028"]
["Alamosa",464,"CT2","Combustion Turbine","Colorado",14,"Dropped - Retired/Planned Retirement by 06/2028"]
["Cherokee",469,"4","O/G Steam","Colorado",310,"Dropped - Retired/Planned Retirement by 06/2028"]
["Comanche (CO)",470,"2","Coal Steam","Colorado",335,"Dropped - Retired/Planned Retirement by 06/2028"]
["Fruita",471,"1","Combustion Turbine","Colorado",14,"Dropped - Retired/Planned Retirement by 06/2028"]
["Salida",474,"2","Hydro","Colorado",0.6,"Dropped - Retired/Planned Retirement by 06/2028"]
["Valmont",477,"6","Combustion Turbine","Colorado",43,"Dropped - Retired/Planned Retirement by 06/2028"]
["Lamar Plant",508,"IC1","Combustion Turbine","Colorado",1,"Dropped - Units whose status are \"OS\" or \"RE\" for the past 3 consecutive years"]
["Lamar Plant",508,"IC2","Combustion Turbine","Colorado",1,"Dropped - Units whose status are \"OS\" or \"RE\" for the past 3 consecutive years"]
["Hayden",525,"2","Coal Steam","Colorado",262,"Dropped - Retired/Planned Retirement by 06/2028"]
["South Meadow",563,"11","Combustion Turbine","Connecticut",35.7,"Dropped - Retired/Planned Retirement by 06/2028"]
["South Meadow",563,"12","Combustion Turbine","Connecticut",37.7,"Dropped - Retired/Planned Retirement by 06/2028"]
["South Meadow",563,"13","Combustion Turbine","Connecticut",38.3,"Dropped - Retired/Planned Retirement by 06/2028"]
["South Meadow",563,"14","Combustion Turbine","Connecticut",36.7,"Dropped - Retired/Planned Retirement by 06/2028"]
["Stanton Energy Center",564,"1","Coal Steam","Florida",455,"Dropped - Retired/Planned Retirement by 06/2028"]
["Indian River Generating Station",594,"4","Coal Steam","Delaware",410,"Dropped - Retired/Planned Retirement by 06/2028"]
["Palaau Power Hybrid",792,"15","Combustion Turbine","Hawaii",2,"Dropped - in Alaska or in Hawaii or Puerto Rico"]
["Palaau Power Hybrid",792,"7","Combustion Turbine","Hawaii",2,"Dropped - in Alaska or in Hawaii or Puerto Rico"]
["Palaau Power Hybrid",792,"8","Combustion Turbine","Hawaii",2,"Dropped - in Alaska or in Hawaii or Puerto Rico"]
["Palaau Power Hybrid",792,"9","Combustion Turbine","Hawaii",2,"Dropped - in Alaska or in Hawaii or Puerto Rico"]
["Palaau Power Hybrid",792,"BAT1","Energy Storage","Hawaii",2,"Dropped - in Alaska or in Hawaii or Puerto Rico"]
["Palaau Power Hybrid",792,"CAT1","Combustion Turbine","Hawaii",1.2,"Dropped - in Alaska or in Hawaii or Puerto Rico"]
["Palaau Power Hybrid",792,"CAT2","Combustion Turbine","Hawaii",1.2,"Dropped - in Alaska or in Hawaii or Puerto Rico"]
["Palaau Power Hybrid",792,"CUM3","Combustion Turbine","Hawaii",0.9,"Dropped - in Alaska or in Hawaii or Puerto Rico"]
["Palaau Power Hybrid",792,"CUM4","Combustion Turbine","Hawaii",0.9,"Dropped - in Alaska or in Hawaii or Puerto Rico"]
["Palaau Power Hybrid",792,"CUM5","Combustion Turbine","Hawaii",0.9,"Dropped - in Alaska or in Hawaii or Puerto Rico"]
["Palaau Power Hybrid",792,"CUM6","Combustion Turbine","Hawaii",0.9,"Dropped - in Alaska or in Hawaii or Puerto Rico"]
["Big Bend",645,"ST3","O/G Steam","Florida",395,"Dropped - Retired/Planned Retirement by 06/2028"]
["Deerhaven Generating Station",663,"1","O/G Steam","Florida",76,"Dropped - Retired/Planned Retirement by 06/2028"]
["Deerhaven Generating Station",663,"GT1","Combustion Turbine","Florida",17.5,"Dropped - Retired/Planned Retirement by 06/2028"]
["Deerhaven Generating Station",663,"GT2","Combustion Turbine","Florida",17.5,"Dropped - Retired/Planned Retirement by 06/2028"]
["Pilot Butte",674,"1","Hydro","Wyoming",0.8,"Dropped - Units whose status are \"OS\" or \"RE\" for the past 3 consecutive years"]
["Pilot Butte",674,"2","Hydro","Wyoming",0.8,"Dropped - Units whose status are \"OS\" or \"RE\" for the past 3 consecutive years"]
["Hartwell Lake",754,"3","Hydro","Georgia",85,"Dropped - Units whose status are \"OS\" or \"RE\" for the past 3 consecutive years"]
["Kahe",765,"K1","O/G Steam","Hawaii",77.9,"Dropped - in Alaska or in Hawaii or Puerto Rico"]
["Kahe",765,"K2","O/G Steam","Hawaii",78.1,"Dropped - in Alaska or in Hawaii or Puerto Rico"]
["Kahe",765,"K3","O/G Steam","Hawaii",82.1,"Dropped - in Alaska or in Hawaii or Puerto Rico"]
["Kahe",765,"K4","O/G Steam","Hawaii",87.2,"Dropped - in Alaska or in Hawaii or Puerto Rico"]
["Kahe",765,"K5","O/G Steam","Hawaii",128.1,"Dropped - in Alaska or in Hawaii or Puerto Rico"]
["Kahe",765,"K6","O/G Steam","Hawaii",128.7,"Dropped - in Alaska or in Hawaii or Puerto Rico"]
["Waiau",766,"W10","Combustion Turbine","Hawaii",51.2,"Dropped - in Alaska or in Hawaii or Puerto Rico"]
["Waiau",766,"W3","O/G Steam","Hawaii",47.2,"Dropped - in Alaska or in Hawaii or Puerto Rico"]
["Waiau",766,"W4","O/G Steam","Hawaii",47.7,"Dropped - in Alaska or in Hawaii or Puerto Rico"]
["Waiau",766,"W5","O/G Steam","Hawaii",51.9,"Dropped - in Alaska or in Hawaii or Puerto Rico"]
["Waiau",766,"W6","O/G Steam","Hawaii",51.8,"Dropped - in Alaska or in Hawaii or Puerto Rico"]
["Waiau",766,"W7","O/G Steam","Hawaii",77.8,"Dropped - in Alaska or in Hawaii or Puerto Rico"]
["Waiau",766,"W8","O/G Steam","Hawaii",77.8,"Dropped - in Alaska or in Hawaii or Puerto Rico"]
["Waiau",766,"W9","Combustion Turbine","Hawaii",51.2,"Dropped - in Alaska or in Hawaii or Puerto Rico"]
["Waimea",768,"12","Combustion Turbine","Hawaii",2.5,"Dropped - in Alaska or in Hawaii or Puerto Rico"]
["Waimea",768,"13","Combustion Turbine","Hawaii",2.5,"Dropped - in Alaska or in Hawaii or Puerto Rico"]
["Waimea",768,"14","Combustion Turbine","Hawaii",2.5,"Dropped - in Alaska or in Hawaii or Puerto Rico"]
["Kanoelehua",769,"11","Combustion Turbine","Hawaii",2,"Dropped - in Alaska or in Hawaii or Puerto Rico"]
["Kanoelehua",769,"15","Combustion Turbine","Hawaii",2.5,"Dropped - in Alaska or in Hawaii or Puerto Rico"]
["Kanoelehua",769,"16","Combustion Turbine","Hawaii",2.5,"Dropped - in Alaska or in Hawaii or Puerto Rico"]
["Kanoelehua",769,"17","Combustion Turbine","Hawaii",2.5,"Dropped - in Alaska or in Hawaii or Puerto Rico"]
["Kanoelehua",769,"CT1","Combustion Turbine","Hawaii",10.5,"Dropped - in Alaska or in Hawaii or Puerto Rico"]
["Puueo",771,"1","Hydro","Hawaii",0.7,"Dropped - in Alaska or in Hawaii or Puerto Rico"]
["Puueo",771,"2A","Hydro","Hawaii",2.4,"Dropped - in Alaska or in Hawaii or Puerto Rico"]
["W H Hill",772,"5","O/G Steam","Hawaii",14.1,"Dropped - in Alaska or in Hawaii or Puerto Rico"]
["W H Hill",772,"6","O/G Steam","Hawaii",21.4,"Dropped - in Alaska or in Hawaii or Puerto Rico"]
["Waiau Hydro",774,"1","Hydro","Hawaii",1.5,"Dropped - in Alaska or in Hawaii or Puerto Rico"]
["Waiau Hydro",774,"2","Hydro","Hawaii",0.3,"Dropped - in Alaska or in Hawaii or Puerto Rico"]
["Orca",789,"3","Combustion Turbine","Alaska",2.5,"Dropped - in Alaska or in Hawaii or Puerto Rico"]
["Orca",789,"4","Combustion Turbine","Alaska",2.4,"Dropped - in Alaska or in Hawaii or Puerto Rico"]
["Orca",789,"5","Combustion Turbine","Alaska",1.1,"Dropped - in Alaska or in Hawaii or Puerto Rico"]
["Orca",789,"6","Combustion Turbine","Alaska",1.1,"Dropped - in Alaska or in Hawaii or Puerto Rico"]
["Orca",789,"7","Combustion Turbine","Alaska",3.6,"Dropped - in Alaska or in Hawaii or Puerto Rico"]
["Post Falls",835,"6","Hydro","Idaho",3.5,"Dropped - Units whose status are \"OS\" or \"RE\" for the past 3 consecutive years"]
["Kincaid Generation LLC",876,"1","Coal Steam","Illinois",554,"Dropped - Retired/Planned Retirement by 06/2028"]
["Kincaid Generation LLC",876,"2","Coal Steam","Illinois",554,"Dropped - Retired/Planned Retirement by 06/2028"]
["Baldwin Energy Complex",889,"1","Coal Steam","Illinois",576,"Dropped - Retired/Planned Retirement by 06/2028"]
["Baldwin Energy Complex",889,"2","Coal Steam","Illinois",581,"Dropped - Retired/Planned Retirement by 06/2028"]
["Bottle Rock Power",902,"1","Geothermal","California",9,"Dropped - Units whose status are \"OS\" or \"RE\" for the past 3 consecutive years"]
["Dallman",963,"3","Coal Steam","Illinois",159,"Dropped - Retired/Planned Retirement by 06/2028"]
["AES Petersburg",994,"ST2","Coal Steam","Indiana",421.8,"Dropped - Retired/Planned Retirement by 06/2028"]
["Michigan City",997,"12","Coal Steam","Indiana",455,"Dropped - Retired/Planned Retirement by 06/2028"]
["F B Culley",1012,"2","Coal Steam","Indiana",90,"Dropped - Retired/Planned Retirement by 06/2028"]
["Crawfordsville Power Plant",1024,"4","Coal Steam","Indiana",10.6,"Dropped - Retired/Planned Retirement by 06/2028"]
["Lansing",1047,"4","Coal Steam","Iowa",241.4,"Dropped - Retired/Planned Retirement by 06/2028"]
["Burlington (IA)",1104,"GT1","Combustion Turbine","Iowa",5.9,"Dropped - Retired/Planned Retirement by 06/2028"]
["Burlington (IA)",1104,"GT2","Combustion Turbine","Iowa",12.6,"Dropped - Retired/Planned Retirement by 06/2028"]
["Burlington (IA)",1104,"GT3","Combustion Turbine","Iowa",13.3,"Dropped - Retired/Planned Retirement by 06/2028"]
["Burlington (IA)",1104,"GT4","Combustion Turbine","Iowa",5.8,"Dropped - Retired/Planned Retirement by 06/2028"]
["Ottumwa City of",1173,"1","Hydro","Iowa",1,"Dropped - Units whose status are \"OS\" or \"RE\" for the past 3 consecutive years"]
["Vinton",1194,"5","Combustion Turbine","Iowa",0.5,"Dropped - Units whose status are \"OS\" or \"RE\" for the past 3 consecutive years"]
["Bird City",1224,"2","Combustion Turbine","Kansas",2,"Dropped - Units whose status are \"OS\" or \"RE\" for the past 3 consecutive years"]
["Kaw",1294,"1","O/G Steam","Kansas",41.9,"Dropped - Units whose status are \"OS\" or \"RE\" for the past 3 consecutive years"]
["Kaw",1294,"2","O/G Steam","Kansas",41.9,"Dropped - Units whose status are \"OS\" or \"RE\" for the past 3 consecutive years"]
["Kaw",1294,"3","O/G Steam","Kansas",56.5,"Dropped - Units whose status are \"OS\" or \"RE\" for the past 3 consecutive years"]
["Quindaro",1295,"ST1","O/G Steam","Kansas",72,"Dropped - Units whose status are \"OS\" or \"RE\" for the past 3 consecutive years"]
["Quindaro",1295,"ST2","O/G Steam","Kansas",85,"Dropped - Units whose status are \"OS\" or \"RE\" for the past 3 consecutive years"]
["Louisiana 2",1392,"10","O/G Steam","Louisiana",40,"Dropped - Units whose status are \"OS\" or \"RE\" for the past 3 consecutive years"]
["Louisiana 2",1392,"11","O/G Steam","Louisiana",40,"Dropped - Units whose status are \"OS\" or \"RE\" for the past 3 consecutive years"]
["Louisiana 2",1392,"12","O/G Steam","Louisiana",58,"Dropped - Units whose status are \"OS\" or \"RE\" for the past 3 consecutive years"]
["Little Gypsy",1402,"2","O/G Steam","Louisiana",412.5,"Dropped - Retired/Planned Retirement by 06/2028"]
["Arsenal Hill",1416,"5","O/G Steam","Louisiana",110,"Dropped - Retired/Planned Retirement by 06/2028"]
["Rayne",1456,"8","Combustion Turbine","Louisiana",3.4,"Dropped - Units whose status are \"OS\" or \"RE\" for the past 3 consecutive years"]
["Mystic Generating Station",1588,"GT81","Combined Cycle","Massachusetts",228.8,"Dropped - Retired/Planned Retirement by 06/2028"]
["Mystic Generating Station",1588,"GT82","Combined Cycle","Massachusetts",230,"Dropped - Retired/Planned Retirement by 06/2028"]
["Mystic Generating Station",1588,"GT93","Combined Cycle","Massachusetts",229.9,"Dropped - Retired/Planned Retirement by 06/2028"]
["Mystic Generating Station",1588,"GT94","Combined Cycle","Massachusetts",229.6,"Dropped - Retired/Planned Retirement by 06/2028"]
["Mystic Generating Station",1588,"ST85","Combined Cycle","Massachusetts",244.6,"Dropped - Retired/Planned Retirement by 06/2028"]
["Mystic Generating Station",1588,"ST96","Combined Cycle","Massachusetts",250.7,"Dropped - Retired/Planned Retirement by 06/2028"]
["Potter Station 2",1660,"CC2","Combined Cycle","Massachusetts",62.6,"Dropped - Units whose status are \"OS\" or \"RE\" for the past 3 consecutive years"]
["Potter Station 2",1660,"CC3","Combined Cycle","Massachusetts",15.5,"Dropped - Units whose status are \"OS\" or \"RE\" for the past 3 consecutive years"]
["Dan E Karn",1702,"1A","Coal Steam","Michigan",127.5,"Dropped - Retired/Planned Retirement by 06/2028"]
["Dan E Karn",1702,"1B","Coal Steam","Michigan",127.5,"Dropped - Retired/Planned Retirement by 06/2028"]
["Dan E Karn",1702,"2A","Coal Steam","Michigan",115.5,"Dropped - Retired/Planned Retirement by 06/2028"]
["Dan E Karn",1702,"2B","Coal Steam","Michigan",115.5,"Dropped - Retired/Planned Retirement by 06/2028"]
["J H Campbell",1710,"1","Coal Steam","Michigan",260,"Dropped - Retired/Planned Retirement by 06/2028"]
["J H Campbell",1710,"2","Coal Steam","Michigan",355.5,"Dropped - Retired/Planned Retirement by 06/2028"]
["J H Campbell",1710,"3","Coal Steam","Michigan",784.6,"Dropped - Retired/Planned Retirement by 06/2028"]
["Erickson Station",1832,"1","Coal Steam","Michigan",154.5,"Dropped - Retired/Planned Retirement by 06/2028"]
["Inver Hills",1913,"1","Combustion Turbine","Minnesota",47,"Dropped - Retired/Planned Retirement by 06/2028"]
["Inver Hills",1913,"2","Combustion Turbine","Minnesota",47,"Dropped - Retired/Planned Retirement by 06/2028"]
["Inver Hills",1913,"3","Combustion Turbine","Minnesota",47,"Dropped - Retired/Planned Retirement by 06/2028"]
["Inver Hills",1913,"4","Combustion Turbine","Minnesota",47,"Dropped - Retired/Planned Retirement by 06/2028"]
["Inver Hills",1913,"5","Combustion Turbine","Minnesota",47,"Dropped - Retired/Planned Retirement by 06/2028"]
["Inver Hills",1913,"6","Combustion Turbine","Minnesota",47,"Dropped - Retired/Planned Retirement by 06/2028"]
["Inver Hills",1913,"7","Combustion Turbine","Minnesota",1.8,"Dropped - Retired/Planned Retirement by 06/2028"]
["Inver Hills",1913,"8","Combustion Turbine","Minnesota",1.8,"Dropped - Retired/Planned Retirement by 06/2028"]
["Red Wing",1926,"1","Municipal Solid Waste","Minnesota",9,"Dropped - Retired/Planned Retirement by 06/2028"]
["Red Wing",1926,"2","Municipal Solid Waste","Minnesota",9,"Dropped - Retired/Planned Retirement by 06/2028"]
["Wilmarth",1934,"1","Municipal Solid Waste","Minnesota",9,"Dropped - Retired/Planned Retirement by 06/2028"]
["Wilmarth",1934,"2","Municipal Solid Waste","Minnesota",9,"Dropped - Retired/Planned Retirement by 06/2028"]
["Granite Falls",1977,"HC3","Hydro","Minnesota",0.7,"Dropped - Units whose status are \"OS\" or \"RE\" for the past 3 consecutive years"]
["New Ulm",2001,"3","O/G Steam","Minnesota",4.7,"Dropped - Units whose status are \"OS\" or \"RE\" for the past 3 consecutive years"]
["Springfield (MN)",2012,"9","Combustion Turbine","Minnesota",1.8,"Dropped - Units whose status are \"OS\" or \"RE\" for the past 3 consecutive years"]
["Thief River Falls",2014,"HY2","Hydro","Minnesota",0.2,"Dropped - Units whose status are \"OS\" or \"RE\" for the past 3 consecutive years"]
["Jack Watson",2049,"4","O/G Steam","Mississippi",236,"Dropped - Retired/Planned Retirement by 06/2028"]
["Moselle",2070,"3","O/G Steam","Mississippi",59,"Dropped - Retired/Planned Retirement by 06/2028"]
["Lake Road (MO)",2098,"4","O/G Steam","Missouri",94.6,"Dropped - Retired/Planned Retirement by 06/2028"]
["Fayette",2125,"GT1","Combustion Turbine","Missouri",3,"Dropped - Units whose status are \"OS\" or \"RE\" for the past 3 consecutive years"]
["Fayette",2125,"GT2","Combustion Turbine","Missouri",2.8,"Dropped - Units whose status are \"OS\" or \"RE\" for the past 3 consecutive years"]
["Fayette",2125,"GT3","Combustion Turbine","Missouri",2.4,"Dropped - Units whose status are \"OS\" or \"RE\" for the past 3 consecutive years"]
["Fayette",2125,"GT4","Combustion Turbine","Missouri",1,"Dropped - Units whose status are \"OS\" or \"RE\" for the past 3 consecutive years"]
["Higginsville",2131,"1","Combustion Turbine","Missouri",0.6,"Dropped - Units whose status are \"OS\" or \"RE\" for the past 3 consecutive years"]
["Higginsville",2131,"2","Combustion Turbine","Missouri",1,"Dropped - Units whose status are \"OS\" or \"RE\" for the past 3 consecutive years"]
["Higginsville",2131,"3","Combustion Turbine","Missouri",2.4,"Dropped - Units whose status are \"OS\" or \"RE\" for the past 3 consecutive years"]
["Hauser",2185,"HAU1","Hydro","Montana",2.8,"Dropped - Retired/Planned Retirement by 06/2028"]
["Hauser",2185,"HAU3","Hydro","Montana",2.8,"Dropped - Retired/Planned Retirement by 06/2028"]
["North Omaha",2291,"1","O/G Steam","Nebraska",64.8,"Dropped - Retired/Planned Retirement by 06/2028"]
["North Omaha",2291,"2","O/G Steam","Nebraska",90.8,"Dropped - Retired/Planned Retirement by 06/2028"]
["North Omaha",2291,"3","O/G Steam","Nebraska",86,"Dropped - Retired/Planned Retirement by 06/2028"]
["Plainview Muncipal Power",2297,"1","Combustion Turbine","Nebraska",0,"Dropped - Units whose capacity are 0 after derating by 06/2028"]
["Plainview Muncipal Power",2297,"3","Combustion Turbine","Nebraska",0,"Dropped - Units whose capacity are 0 after derating by 06/2028"]
["Plainview Muncipal Power",2297,"4","Combustion Turbine","Nebraska",0,"Dropped - Units whose capacity are 0 after derating by 06/2028"]
["Fort Churchill",2330,"1","O/G Steam","Nevada",113,"Dropped - Retired/Planned Retirement by 06/2028"]
["Fort Churchill",2330,"2","O/G Steam","Nevada",113,"Dropped - Retired/Planned Retirement by 06/2028"]
["Rio Grande",2444,"6","O/G Steam","New Mexico",45,"Dropped - Retired/Planned Retirement by 06/2028"]
["Rio Grande",2444,"7","O/G Steam","New Mexico",46,"Dropped - Retired/Planned Retirement by 06/2028"]
["Maddox",2446,"2","Combustion Turbine","New Mexico",61,"Dropped - Retired/Planned Retirement by 06/2028"]
["Maddox",2446,"3","Combustion Turbine","New Mexico",10,"Dropped - Retired/Planned Retirement by 06/2028"]
["Cunningham",2454,"2","O/G Steam","New Mexico",183,"Dropped - Retired/Planned Retirement by 06/2028"]
["Algodones",2475,"1","O/G Steam","New Mexico",15,"Dropped - Units whose status are \"OS\" or \"RE\" for the past 3 consecutive years"]
["Algodones",2475,"2","O/G Steam","New Mexico",15,"Dropped - Units whose status are \"OS\" or \"RE\" for the past 3 consecutive years"]
["Algodones",2475,"3","O/G Steam","New Mexico",15,"Dropped - Units whose status are \"OS\" or \"RE\" for the past 3 consecutive years"]
["Ravenswood",2500,"GT21","Combustion Turbine","New York",30.6,"Dropped - Units whose status are \"OS\" or \"RE\" for the past 3 consecutive years"]
["Ravenswood",2500,"GT22","Combustion Turbine","New York",32,"Dropped - Units whose status are \"OS\" or \"RE\" for the past 3 consecutive years"]
["Ravenswood",2500,"GT23","Combustion Turbine","New York",30.7,"Dropped - Units whose status are \"OS\" or \"RE\" for the past 3 consecutive years"]
["Ravenswood",2500,"GT24","Combustion Turbine","New York",30.9,"Dropped - Units whose status are \"OS\" or \"RE\" for the past 3 consecutive years"]
["Ravenswood",2500,"GT31","Combustion Turbine","New York",30.7,"Dropped - Units whose status are \"OS\" or \"RE\" for the past 3 consecutive years"]
["Ravenswood",2500,"GT32","Combustion Turbine","New York",29.7,"Dropped - Units whose status are \"OS\" or \"RE\" for the past 3 consecutive years"]
["Ravenswood",2500,"GT34","Combustion Turbine","New York",29.8,"Dropped - Units whose status are \"OS\" or \"RE\" for the past 3 consecutive years"]
["59th Street",2503,"GT1","Combustion Turbine","New York",13.1,"Dropped - Retired/Planned Retirement by 06/2028"]
["74th Street",2504,"GT1","Combustion Turbine","New York",18.5,"Dropped - Retired/Planned Retirement by 06/2028"]
["74th Street",2504,"GT2","Combustion Turbine","New York",19.3,"Dropped - Retired/Planned Retirement by 06/2028"]
["Cadyville",2522,"1","Hydro","New York",1.2,"Dropped - Units whose status are \"OS\" or \"RE\" for the past 3 consecutive years"]
["High Falls - Saranac NY",2530,"2","Hydro","New York",4,"Dropped - Units whose status are \"OS\" or \"RE\" for the past 3 consecutive years"]
["Wiscoy 170",2646,"1","Hydro","New York",0.6,"Dropped - Units whose status are \"OS\" or \"RE\" for the past 3 consecutive years"]
["Wiscoy 170",2646,"2","Hydro","New York",0.4,"Dropped - Units whose status are \"OS\" or \"RE\" for the past 3 consecutive years"]
["Greenport",2681,"2","Combustion Turbine","New York",1.5,"Dropped - Units whose status are \"OS\" or \"RE\" for the past 3 consecutive years"]
["Greenport",2681,"7","Combustion Turbine","New York",1.6,"Dropped - Units whose status are \"OS\" or \"RE\" for the past 3 consecutive years"]
["G G Allen",2718,"1","Coal Steam","North Carolina",162,"Dropped - Retired/Planned Retirement by 06/2028"]
["G G Allen",2718,"5","Coal Steam","North Carolina",259,"Dropped - Retired/Planned Retirement by 06/2028"]
["Miami Fort",2832,"7","Coal Steam","Ohio",510,"Dropped - Retired/Planned Retirement by 06/2028"]
["Miami Fort",2832,"8","Coal Steam","Ohio",510,"Dropped - Retired/Planned Retirement by 06/2028"]
["W H Sammis",2866,"5","Coal Steam","Ohio",290,"Dropped - Retired/Planned Retirement by 06/2028"]
["W H Sammis",2866,"6","Coal Steam","Ohio",600,"Dropped - Retired/Planned Retirement by 06/2028"]
["W H Sammis",2866,"7","Coal Steam","Ohio",600,"Dropped - Retired/Planned Retirement by 06/2028"]
["W H Sammis",2866,"A1","Combustion Turbine","Ohio",3,"Dropped - Retired/Planned Retirement by 06/2028"]
["W H Sammis",2866,"B1","Combustion Turbine","Ohio",3,"Dropped - Retired/Planned Retirement by 06/2028"]
["W H Sammis",2866,"B2","Combustion Turbine","Ohio",3,"Dropped - Retired/Planned Retirement by 06/2028"]
["W H Sammis",2866,"B3","Combustion Turbine","Ohio",2,"Dropped - Retired/Planned Retirement by 06/2028"]
["W H Sammis",2866,"B4","Combustion Turbine","Ohio",2,"Dropped - Retired/Planned Retirement by 06/2028"]
["Collinwood",2906,"3","Combustion Turbine","Ohio",16,"Dropped - Units whose status are \"OS\" or \"RE\" for the past 3 consecutive years"]
["Orrville",2935,"7","Coal Steam","Ohio",5,"Dropped - Units whose status are \"OS\" or \"RE\" for the past 3 consecutive years"]
["Orrville",2935,"8","Coal Steam","Ohio",7.5,"Dropped - Units whose status are \"OS\" or \"RE\" for the past 3 consecutive years"]
["Southwestern",2964,"1","O/G Steam","Oklahoma",56,"Dropped - Retired/Planned Retirement by 06/2028"]
["Southwestern",2964,"IC1","Combustion Turbine","Oklahoma",2,"Dropped - Units whose status are \"OS\" or \"RE\" for the past 3 consecutive years"]
["Weleetka",2966,"4","Combustion Turbine","Oklahoma",55,"Dropped - Retired/Planned Retirement by 06/2028"]
["Weleetka",2966,"5","Combustion Turbine","Oklahoma",53,"Dropped - Retired/Planned Retirement by 06/2028"]
["Pensacola",2981,"A","Hydro","Oklahoma",0.5,"Dropped - Units whose status are \"OS\" or \"RE\" for the past 3 consecutive years"]
["Robert S Kerr",2985,"3","Hydro","Oklahoma",37.6,"Dropped - Units whose status are \"OS\" or \"RE\" for the past 3 consecutive years"]
["Mangum",2991,"1","Combustion Turbine","Oklahoma",0.9,"Dropped - Units whose status are \"OS\" or \"RE\" for the past 3 consecutive years"]
["Pawhuska",2995,"1","Combustion Turbine","Oklahoma",1.1,"Dropped - Units whose status are \"OS\" or \"RE\" for the past 3 consecutive years"]
["Carmen Smith",3067,"3","Hydro","Oregon",3.8,"Dropped - Retired/Planned Retirement by 06/2028"]
["Leaburg",3068,"1","Hydro","Oregon",4,"Dropped - Units whose status are \"OS\" or \"RE\" for the past 3 consecutive years"]
["Leaburg",3068,"2","Hydro","Oregon",4,"Dropped - Units whose status are \"OS\" or \"RE\" for the past 3 consecutive years"]
["New Castle Plant",3138,"EMDB","Combustion Turbine","Pennsylvania",2.5,"Dropped - Units whose status are \"OS\" or \"RE\" for the past 3 consecutive years"]
["TalenEnergy Martins Creek",3148,"CTG1","Combustion Turbine","Pennsylvania",18,"Dropped - Retired/Planned Retirement by 06/2028"]
["TalenEnergy Martins Creek",3148,"CTG2","Combustion Turbine","Pennsylvania",17.3,"Dropped - Retired/Planned Retirement by 06/2028"]
["TalenEnergy Martins Creek",3148,"CTG4","Combustion Turbine","Pennsylvania",17.2,"Dropped - Retired/Planned Retirement by 06/2028"]
["Coit GT",3281,"1","Combustion Turbine","South Carolina",14,"Dropped - Retired/Planned Retirement by 06/2028"]
["Coit GT",3281,"2","Combustion Turbine","South Carolina",12,"Dropped - Retired/Planned Retirement by 06/2028"]
["Columbia Canal Hydro",3283,"1","Hydro","South Carolina",1.3,"Dropped - Units whose status are \"OS\" or \"RE\" for the past 3 consecutive years"]
["Columbia Canal Hydro",3283,"2","Hydro","South Carolina",1.7,"Dropped - Units whose status are \"OS\" or \"RE\" for the past 3 consecutive years"]
["Columbia Canal Hydro",3283,"3","Hydro","South Carolina",1.3,"Dropped - Units whose status are \"OS\" or \"RE\" for the past 3 consecutive years"]
["Columbia Canal Hydro",3283,"4","Hydro","South Carolina",1.3,"Dropped - Units whose status are \"OS\" or \"RE\" for the past 3 consecutive years"]
["Columbia Canal Hydro",3283,"5","Hydro","South Carolina",1.7,"Dropped - Units whose status are \"OS\" or \"RE\" for the past 3 consecutive years"]
["Columbia Canal Hydro",3283,"6","Hydro","South Carolina",1.3,"Dropped - Units whose status are \"OS\" or \"RE\" for the past 3 consecutive years"]
["Columbia Canal Hydro",3283,"7","Hydro","South Carolina",1.3,"Dropped - Units whose status are \"OS\" or \"RE\" for the past 3 consecutive years"]
["Parr GT",3291,"GT1","Combustion Turbine","South Carolina",13.5,"Dropped - Retired/Planned Retirement by 06/2028"]
["Parr GT",3291,"GT2","Combustion Turbine","South Carolina",13.5,"Dropped - Retired/Planned Retirement by 06/2028"]
["Parr GT",3291,"GT3","Combustion Turbine","South Carolina",16.5,"Dropped - Retired/Planned Retirement by 06/2028"]
["Parr GT",3291,"GT4","Combustion Turbine","South Carolina",16.5,"Dropped - Retired/Planned Retirement by 06/2028"]
["Allen",3393,"G10","Combustion Turbine","Tennessee",15.1,"Dropped - Retired/Planned Retirement by 06/2028"]
["Allen",3393,"G11","Combustion Turbine","Tennessee",15.1,"Dropped - Retired/Planned Retirement by 06/2028"]
["Allen",3393,"G12","Combustion Turbine","Tennessee",15.1,"Dropped - Retired/Planned Retirement by 06/2028"]
["Allen",3393,"G13","Combustion Turbine","Tennessee",15.1,"Dropped - Retired/Planned Retirement by 06/2028"]
["Allen",3393,"G14","Combustion Turbine","Tennessee",15.1,"Dropped - Retired/Planned Retirement by 06/2028"]
["Allen",3393,"G15","Combustion Turbine","Tennessee",15.1,"Dropped - Retired/Planned Retirement by 06/2028"]
["Allen",3393,"G16","Combustion Turbine","Tennessee",15.1,"Dropped - Retired/Planned Retirement by 06/2028"]
["Allen",3393,"G17","Combustion Turbine","Tennessee",46.4,"Dropped - Retired/Planned Retirement by 06/2028"]
["Allen",3393,"G18","Combustion Turbine","Tennessee",46.4,"Dropped - Retired/Planned Retirement by 06/2028"]
["Allen",3393,"G19","Combustion Turbine","Tennessee",46.4,"Dropped - Retired/Planned Retirement by 06/2028"]
["Allen",3393,"G20","Combustion Turbine","Tennessee",46.4,"Dropped - Retired/Planned Retirement by 06/2028"]
["Allen",3393,"GT1","Combustion Turbine","Tennessee",15.1,"Dropped - Retired/Planned Retirement by 06/2028"]
["Allen",3393,"GT2","Combustion Turbine","Tennessee",15.1,"Dropped - Retired/Planned Retirement by 06/2028"]
["Allen",3393,"GT3","Combustion Turbine","Tennessee",15.1,"Dropped - Retired/Planned Retirement by 06/2028"]
["Allen",3393,"GT4","Combustion Turbine","Tennessee",15.1,"Dropped - Retired/Planned Retirement by 06/2028"]
["Allen",3393,"GT5","Combustion Turbine","Tennessee",15.1,"Dropped - Retired/Planned Retirement by 06/2028"]
["Allen",3393,"GT6","Combustion Turbine","Tennessee",15.1,"Dropped - Retired/Planned Retirement by 06/2028"]
["Allen",3393,"GT7","Combustion Turbine","Tennessee",15.1,"Dropped - Retired/Planned Retirement by 06/2028"]
["Allen",3393,"GT8","Combustion Turbine","Tennessee",15.1,"Dropped - Retired/Planned Retirement by 06/2028"]
["Allen",3393,"GT9","Combustion Turbine","Tennessee",15.1,"Dropped - Retired/Planned Retirement by 06/2028"]
["Bull Run",3396,"1","Coal Steam","Tennessee",865,"Dropped - Retired/Planned Retirement by 06/2028"]
["Cumberland (TN)",3399,"2","Coal Steam","Tennessee",1231,"Dropped - Retired/Planned Retirement by 06/2028"]
["Johnsonville",3406,"G10","Combustion Turbine","Tennessee",47.1,"Dropped - Retired/Planned Retirement by 06/2028"]
["Johnsonville",3406,"G11","Combustion Turbine","Tennessee",47.1,"Dropped - Retired/Planned Retirement by 06/2028"]
["Johnsonville",3406,"G12","Combustion Turbine","Tennessee",47.1,"Dropped - Retired/Planned Retirement by 06/2028"]
["Johnsonville",3406,"G13","Combustion Turbine","Tennessee",47.1,"Dropped - Retired/Planned Retirement by 06/2028"]
["Johnsonville",3406,"G14","Combustion Turbine","Tennessee",47.1,"Dropped - Retired/Planned Retirement by 06/2028"]
["Johnsonville",3406,"G15","Combustion Turbine","Tennessee",47.1,"Dropped - Retired/Planned Retirement by 06/2028"]
["Johnsonville",3406,"G16","Combustion Turbine","Tennessee",47.1,"Dropped - Retired/Planned Retirement by 06/2028"]
["Johnsonville",3406,"GT1","Combustion Turbine","Tennessee",47.1,"Dropped - Retired/Planned Retirement by 06/2028"]
["Johnsonville",3406,"GT2","Combustion Turbine","Tennessee",47.1,"Dropped - Retired/Planned Retirement by 06/2028"]
["Johnsonville",3406,"GT3","Combustion Turbine","Tennessee",47.1,"Dropped - Retired/Planned Retirement by 06/2028"]
["Johnsonville",3406,"GT4","Combustion Turbine","Tennessee",47.1,"Dropped - Retired/Planned Retirement by 06/2028"]
["Johnsonville",3406,"GT5","Combustion Turbine","Tennessee",47.1,"Dropped - Retired/Planned Retirement by 06/2028"]
["Johnsonville",3406,"GT6","Combustion Turbine","Tennessee",47.1,"Dropped - Retired/Planned Retirement by 06/2028"]
["Johnsonville",3406,"GT7","Combustion Turbine","Tennessee",47.1,"Dropped - Retired/Planned Retirement by 06/2028"]
["Johnsonville",3406,"GT8","Combustion Turbine","Tennessee",47.1,"Dropped - Retired/Planned Retirement by 06/2028"]
["Johnsonville",3406,"GT9","Combustion Turbine","Tennessee",47.1,"Dropped - Retired/Planned Retirement by 06/2028"]
["Kingston",3407,"1","Coal Steam","Tennessee",132,"Dropped - Retired/Planned Retirement by 06/2028"]
["Kingston",3407,"2","Coal Steam","Tennessee",132,"Dropped - Retired/Planned Retirement by 06/2028"]
["Kingston",3407,"3","Coal Steam","Tennessee",132,"Dropped - Retired/Planned Retirement by 06/2028"]
["Kingston",3407,"4","Coal Steam","Tennessee",132,"Dropped - Retired/Planned Retirement by 06/2028"]
["Kingston",3407,"5","Coal Steam","Tennessee",174,"Dropped - Retired/Planned Retirement by 06/2028"]
["Kingston",3407,"6","Coal Steam","Tennessee",174,"Dropped - Retired/Planned Retirement by 06/2028"]
["Kingston",3407,"7","Coal Steam","Tennessee",174,"Dropped - Retired/Planned Retirement by 06/2028"]
["Kingston",3407,"8","Coal Steam","Tennessee",174,"Dropped - Retired/Planned Retirement by 06/2028"]
["Kingston",3407,"9","Coal Steam","Tennessee",174,"Dropped - Retired/Planned Retirement by 06/2028"]
["Newman",3456,"1","O/G Steam","Texas",76,"Dropped - Retired/Planned Retirement by 06/2028"]
["Newman",3456,"2","O/G Steam","Texas",76,"Dropped - Retired/Planned Retirement by 06/2028"]
["Newman",3456,"CT1","Combined Cycle","Texas",69,"Dropped - Retired/Planned Retirement by 06/2028"]
["Newman",3456,"CT2","Combined Cycle","Texas",69,"Dropped - Retired/Planned Retirement by 06/2028"]
["Sabine",3459,"1","O/G Steam","Texas",211.6,"Dropped - Retired/Planned Retirement by 06/2028"]
["Sabine",3459,"3","O/G Steam","Texas",367.9,"Dropped - Retired/Planned Retirement by 06/2028"]
["Sabine",3459,"4","O/G Steam","Texas",495,"Dropped - Retired/Planned Retirement by 06/2028"]
["W A Parish",3470,"1","O/G Steam","Texas",169,"Dropped - Retired/Planned Retirement by 06/2028"]
["W A Parish",3470,"2","O/G Steam","Texas",169,"Dropped - Retired/Planned Retirement by 06/2028"]
["W A Parish",3470,"3","O/G Steam","Texas",273,"Dropped - Retired/Planned Retirement by 06/2028"]
["W A Parish",3470,"4","O/G Steam","Texas",552,"Dropped - Retired/Planned Retirement by 06/2028"]
["Nichols",3484,"2","O/G Steam","Texas",106,"Dropped - Retired/Planned Retirement by 06/2028"]
["Plant X",3485,"4","O/G Steam","Texas",190,"Dropped - Retired/Planned Retirement by 06/2028"]
["Dunlap TP 1",3582,"1","Hydro","Texas",1.8,"Dropped - Units whose status are \"OS\" or \"RE\" for the past 3 consecutive years"]
["Dunlap TP 1",3582,"2","Hydro","Texas",1.8,"Dropped - Units whose status are \"OS\" or \"RE\" for the past 3 consecutive years"]
["H 5",3584,"1","Hydro","Texas",2.4,"Dropped - Units whose status are \"OS\" or \"RE\" for the past 3 consecutive years"]
["O W Sommers",3611,"1","O/G Steam","Texas",420,"Dropped - Retired/Planned Retirement by 06/2028"]
["V H Braunig",3612,"1","O/G Steam","Texas",217,"Dropped - Retired/Planned Retirement by 06/2028"]
["V H Braunig",3612,"2","O/G Steam","Texas",230,"Dropped - Retired/Planned Retirement by 06/2028"]
["V H Braunig",3612,"3","O/G Steam","Texas",412,"Dropped - Retired/Planned Retirement by 06/2028"]
["Reusens",3779,"4","Hydro","Virginia",2.5,"Dropped - Units whose status are \"OS\" or \"RE\" for the past 3 consecutive years"]
["Chesterfield",3797,"5","Coal Steam","Virginia",336,"Dropped - Retired/Planned Retirement by 06/2028"]
["Chesterfield",3797,"6","Coal Steam","Virginia",670,"Dropped - Retired/Planned Retirement by 06/2028"]
["Yorktown",3809,"3","O/G Steam","Virginia",790,"Dropped - Retired/Planned Retirement by 06/2028"]
["Philpott Lake",3834,"2","Hydro","Virginia",10.7,"Dropped - Units whose status are \"OS\" or \"RE\" for the past 3 consecutive years"]
["Transalta Centralia Generation",3845,"2","Coal Steam","Washington",0,"Dropped - Retired/Planned Retirement by 06/2028"]
["Biron",3971,"3","Hydro","Wisconsin",0.4,"Dropped - Units whose status are \"OS\" or \"RE\" for the past 3 consecutive years"]
["Biron",3971,"4","Hydro","Wisconsin",0.4,"Dropped - Units whose status are \"OS\" or \"RE\" for the past 3 consecutive years"]
["Biron",3971,"5","Hydro","Wisconsin",0.4,"Dropped - Units whose status are \"OS\" or \"RE\" for the past 3 consecutive years"]
["Biron",3971,"7","Hydro","Wisconsin",0.4,"Dropped - Units whose status are \"OS\" or \"RE\" for the past 3 consecutive years"]
["Stevens Point",3973,"6","Hydro","Wisconsin",0.8,"Dropped - Units whose status are \"OS\" or \"RE\" for the past 3 consecutive years"]
["Whiting",3975,"1","Hydro","Wisconsin",1.2,"Dropped - Units whose status are \"OS\" or \"RE\" for the past 3 consecutive years"]
["Whiting",3975,"3","Hydro","Wisconsin",0.5,"Dropped - Units whose status are \"OS\" or \"RE\" for the past 3 consecutive years"]
["White River (WI)",3989,"1","Hydro","Wisconsin",0.2,"Dropped - Retired/Planned Retirement by 06/2028"]
["White River (WI)",3989,"2","Hydro","Wisconsin",0.2,"Dropped - Retired/Planned Retirement by 06/2028"]
["St Croix Falls",4011,"1","Hydro","Wisconsin",1.8,"Dropped - Retired/Planned Retirement by 06/2028"]
["St Croix Falls",4011,"2","Hydro","Wisconsin",1.8,"Dropped - Retired/Planned Retirement by 06/2028"]
["St Croix Falls",4011,"3","Hydro","Wisconsin",1.9,"Dropped - Retired/Planned Retirement by 06/2028"]
["St Croix Falls",4011,"4","Hydro","Wisconsin",1.9,"Dropped - Retired/Planned Retirement by 06/2028"]
["St Croix Falls",4011,"5","Hydro","Wisconsin",2,"Dropped - Retired/Planned Retirement by 06/2028"]
["St Croix Falls",4011,"6","Hydro","Wisconsin",1.9,"Dropped - Retired/Planned Retirement by 06/2028"]
["St Croix Falls",4011,"7","Hydro","Wisconsin",2,"Dropped - Retired/Planned Retirement by 06/2028"]
["St Croix Falls",4011,"8","Hydro","Wisconsin",1.9,"Dropped - Retired/Planned Retirement by 06/2028"]
["Trego",4012,"1","Hydro","Wisconsin",0.4,"Dropped - Retired/Planned Retirement by 06/2028"]
["Trego",4012,"2","Hydro","Wisconsin",0.3,"Dropped - Retired/Planned Retirement by 06/2028"]
["Wheaton",4014,"1","Combustion Turbine","Wisconsin",44,"Dropped - Retired/Planned Retirement by 06/2028"]
["Wheaton",4014,"2","Combustion Turbine","Wisconsin",51,"Dropped - Retired/Planned Retirement by 06/2028"]
["Wheaton",4014,"3","Combustion Turbine","Wisconsin",44,"Dropped - Retired/Planned Retirement by 06/2028"]
["Wheaton",4014,"4","Combustion Turbine","Wisconsin",47,"Dropped - Retired/Planned Retirement by 06/2028"]
["Wheaton",4014,"6","Combustion Turbine","Wisconsin",48,"Dropped - Retired/Planned Retirement by 06/2028"]
["South Oak Creek",4041,"5","Coal Steam","Wisconsin",242.2,"Dropped - Retired/Planned Retirement by 06/2028"]
["South Oak Creek",4041,"6","Coal Steam","Wisconsin",253.8,"Dropped - Retired/Planned Retirement by 06/2028"]
["South Oak Creek",4041,"7","Coal Steam","Wisconsin",306.5,"Dropped - Retired/Planned Retirement by 06/2028"]
["South Oak Creek",4041,"8","Coal Steam","Wisconsin",309.5,"Dropped - Retired/Planned Retirement by 06/2028"]
["Edgewater",4050,"5","Coal Steam","Wisconsin",416.8,"Dropped - Retired/Planned Retirement by 06/2028"]
["West Marinette",4076,"31","Combustion Turbine","Wisconsin",38.1,"Dropped - Retired/Planned Retirement by 06/2028"]
["West Marinette",4076,"32","Combustion Turbine","Wisconsin",36.7,"Dropped - Retired/Planned Retirement by 06/2028"]
["Weston",4078,"31","Combustion Turbine","Wisconsin",16.1,"Dropped - Retired/Planned Retirement by 06/2028"]
["Weston",4078,"32","Combustion Turbine","Wisconsin",46.5,"Dropped - Retired/Planned Retirement by 06/2028"]
["Barron",4102,"7","Combustion Turbine","Wisconsin",0.6,"Dropped - Units whose status are \"OS\" or \"RE\" for the past 3 consecutive years"]
["Dave Johnston",4158,"3","Coal Steam","Wyoming",220,"Dropped - Retired/Planned Retirement by 06/2028"]
["Naughton",4162,"1","Coal Steam","Wyoming",156,"Dropped - Retired/Planned Retirement by 06/2028"]
["Naughton",4162,"2","Coal Steam","Wyoming",201,"Dropped - Retired/Planned Retirement by 06/2028"]
["Pleasants Power Station",6004,"1","Coal Steam","West Virginia",639,"Dropped - Retired/Planned Retirement by 06/2028"]
["Pleasants Power Station",6004,"2","Coal Steam","West Virginia",639,"Dropped - Retired/Planned Retirement by 06/2028"]
["Newton",6017,"1","Coal Steam","Illinois",595,"Dropped - Retired/Planned Retirement by 06/2028"]
["Craig (CO)",6021,"1","Coal Steam","Colorado",427,"Dropped - Retired/Planned Retirement by 06/2028"]
["Kahului",6056,"1","O/G Steam","Hawaii",4.7,"Dropped - Retired/Planned Retirement by 06/2028"]
["Kahului",6056,"2","O/G Steam","Hawaii",4.8,"Dropped - Retired/Planned Retirement by 06/2028"]
["Kahului",6056,"3","O/G Steam","Hawaii",11,"Dropped - Retired/Planned Retirement by 06/2028"]
["Kahului",6056,"4","O/G Steam","Hawaii",11.9,"Dropped - Retired/Planned Retirement by 06/2028"]
["Victor J Daniel Jr",6073,"1","Coal Steam","Mississippi",502,"Dropped - Retired/Planned Retirement by 06/2028"]
["Victor J Daniel Jr",6073,"2","Coal Steam","Mississippi",502,"Dropped - Retired/Planned Retirement by 06/2028"]
["R M Schahfer",6085,"17","Coal Steam","Indiana",361,"Dropped - Retired/Planned Retirement by 06/2028"]
["R M Schahfer",6085,"18","Coal Steam","Indiana",361,"Dropped - Retired/Planned Retirement by 06/2028"]
["Sherburne County",6090,"1","Coal Steam","Minnesota",680,"Dropped - Retired/Planned Retirement by 06/2028"]
["Sherburne County",6090,"2","Coal Steam","Minnesota",682,"Dropped - Retired/Planned Retirement by 06/2028"]
["Helms Pumped Storage",6100,"1","Pumped Storage","California",404,"Dropped - Units whose status are \"OS\" or \"RE\" for the past 3 consecutive years"]
["A B Brown",6137,"1","Coal Steam","Indiana",245,"Dropped - Retired/Planned Retirement by 06/2028"]
["A B Brown",6137,"2","Coal Steam","Indiana",240,"Dropped - Retired/Planned Retirement by 06/2028"]
["Welsh",6139,"1","Coal Steam","Texas",500,"Dropped - Retired/Planned Retirement by 06/2028"]
["Welsh",6139,"3","Coal Steam","Texas",500,"Dropped - Retired/Planned Retirement by 06/2028"]
["Ozark",6142,"4","Hydro","Arkansas",23,"Dropped - Units whose status are \"OS\" or \"RE\" for the past 3 consecutive years"]
["Bellefonte",6150,"DG-1","Combustion Turbine","Alabama",7,"Dropped - Units whose status are \"OS\" or \"RE\" for the past 3 consecutive years"]
["Bellefonte",6150,"DG-2","Combustion Turbine","Alabama",7,"Dropped - Units whose status are \"OS\" or \"RE\" for the past 3 consecutive years"]
["Coleto Creek",6178,"1","Coal Steam","Texas",655,"Dropped - Retired/Planned Retirement by 06/2028"]
["J T Deely",6181,"1","Coal Steam","Texas",420,"Dropped - Units whose status are \"OS\" or \"RE\" for the past 3 consecutive years"]
["J T Deely",6181,"2","Coal Steam","Texas",420,"Dropped - Units whose status are \"OS\" or \"RE\" for the past 3 consecutive years"]
["Rock Island",6200,"B-1","Hydro","Washington",15,"Dropped - Units whose status are \"OS\" or \"RE\" for the past 3 consecutive years"]
["Rock Island",6200,"B-2","Hydro","Washington",15,"Dropped - Units whose status are \"OS\" or \"RE\" for the past 3 consecutive years"]
["Apple River",6231,"1","Hydro","Wisconsin",0.4,"Dropped - Retired/Planned Retirement by 06/2028"]
["Apple River",6231,"3","Hydro","Wisconsin",0.5,"Dropped - Retired/Planned Retirement by 06/2028"]
["Apple River",6231,"4","Hydro","Wisconsin",0.5,"Dropped - Retired/Planned Retirement by 06/2028"]
["Swift 2",6265,"21","Hydro","Washington",34,"Dropped - Units whose status are \"OS\" or \"RE\" for the past 3 consecutive years"]
["Swift 2",6265,"22","Hydro","Washington",31,"Dropped - Units whose status are \"OS\" or \"RE\" for the past 3 consecutive years"]
["Kodiak Microgrid",6281,"1","Combustion Turbine","Alaska",2.5,"Dropped - in Alaska or in Hawaii or Puerto Rico"]
["Kodiak Microgrid",6281,"2c","Combustion Turbine","Alaska",4.4,"Dropped - in Alaska or in Hawaii or Puerto Rico"]
["Kodiak Microgrid",6281,"3c","Combustion Turbine","Alaska",4.4,"Dropped - in Alaska or in Hawaii or Puerto Rico"]
["Kodiak Microgrid",6281,"4","Combustion Turbine","Alaska",7,"Dropped - in Alaska or in Hawaii or Puerto Rico"]
["Port Lions Microgrid",6282,"5","Combustion Turbine","Alaska",0.5,"Dropped - in Alaska or in Hawaii or Puerto Rico"]
["Seldovia",6283,"5","Combustion Turbine","Alaska",1.2,"Dropped - in Alaska or in Hawaii or Puerto Rico"]
["Seldovia",6283,"7","Combustion Turbine","Alaska",1,"Dropped - in Alaska or in Hawaii or Puerto Rico"]
["North Pole",6285,"1","Combustion Turbine","Alaska",44,"Dropped - in Alaska or in Hawaii or Puerto Rico"]
["North Pole",6285,"2","Combustion Turbine","Alaska",50,"Dropped - in Alaska or in Hawaii or Puerto Rico"]
["North Pole",6285,"GT3","Fossil Waste","Alaska",41,"Dropped - in Alaska or in Hawaii or Puerto Rico"]
["North Pole",6285,"STG1","Fossil Waste","Alaska",10,"Dropped - in Alaska or in Hawaii or Puerto Rico"]
["Fairbanks",6286,"5","Combustion Turbine","Alaska",2.8,"Dropped - in Alaska or in Hawaii or Puerto Rico"]
["Fairbanks",6286,"6","Combustion Turbine","Alaska",2.8,"Dropped - in Alaska or in Hawaii or Puerto Rico"]
["Fairbanks",6286,"GT1","Combustion Turbine","Alaska",15.5,"Dropped - in Alaska or in Hawaii or Puerto Rico"]
["Fairbanks",6286,"GT2","Combustion Turbine","Alaska",15,"Dropped - in Alaska or in Hawaii or Puerto Rico"]
["Healy",6288,"1","Coal Steam","Alaska",25,"Dropped - in Alaska or in Hawaii or Puerto Rico"]
["Healy",6288,"2","Coal Steam","Alaska",50,"Dropped - in Alaska or in Hawaii or Puerto Rico"]
["Healy",6288,"IC1","Combustion Turbine","Alaska",2.8,"Dropped - in Alaska or in Hawaii or Puerto Rico"]
["Cooper Lake",6291,"1","Hydro","Alaska",9.7,"Dropped - in Alaska or in Hawaii or Puerto Rico"]
["Cooper Lake",6291,"2","Hydro","Alaska",9.7,"Dropped - in Alaska or in Hawaii or Puerto Rico"]
["Bernice Lake",6292,"2","Combustion Turbine","Alaska",17,"Dropped - in Alaska or in Hawaii or Puerto Rico"]
["Bernice Lake",6292,"3","Combustion Turbine","Alaska",22.9,"Dropped - in Alaska or in Hawaii or Puerto Rico"]
["Bernice Lake",6292,"4","Combustion Turbine","Alaska",22.5,"Dropped - in Alaska or in Hawaii or Puerto Rico"]
["International",6293,"1","Combustion Turbine","Alaska",12.6,"Dropped - in Alaska or in Hawaii or Puerto Rico"]
["Unalakleet",6299,"5","Combustion Turbine","Alaska",0.4,"Dropped - in Alaska or in Hawaii or Puerto Rico"]
["Unalakleet",6299,"6","Combustion Turbine","Alaska",0.4,"Dropped - in Alaska or in Hawaii or Puerto Rico"]
["Unalakleet",6299,"7","Combustion Turbine","Alaska",0.4,"Dropped - in Alaska or in Hawaii or Puerto Rico"]
["Unalakleet",6299,"8","Combustion Turbine","Alaska",0.4,"Dropped - in Alaska or in Hawaii or Puerto Rico"]
["Naknek",6301,"4A","Combustion Turbine","Alaska",1.3,"Dropped - in Alaska or in Hawaii or Puerto Rico"]
["Naknek",6301,"5A","Combustion Turbine","Alaska",1,"Dropped - in Alaska or in Hawaii or Puerto Rico"]
["Naknek",6301,"6A","Combustion Turbine","Alaska",1,"Dropped - in Alaska or in Hawaii or Puerto Rico"]
["Naknek",6301,"7A","Combustion Turbine","Alaska",1,"Dropped - in Alaska or in Hawaii or Puerto Rico"]
["Naknek",6301,"8","Combustion Turbine","Alaska",1,"Dropped - in Alaska or in Hawaii or Puerto Rico"]
["Naknek",6301,"NA1","Combustion Turbine","Alaska",1.1,"Dropped - in Alaska or in Hawaii or Puerto Rico"]
["Naknek",6301,"NA2","Combustion Turbine","Alaska",1.1,"Dropped - in Alaska or in Hawaii or Puerto Rico"]
["Naknek",6301,"NA3","Combustion Turbine","Alaska",0.8,"Dropped - in Alaska or in Hawaii or Puerto Rico"]
["Naknek",6301,"NA4","Combustion Turbine","Alaska",0.8,"Dropped - in Alaska or in Hawaii or Puerto Rico"]
["Naknek",6301,"NA5","Combustion Turbine","Alaska",0.8,"Dropped - in Alaska or in Hawaii or Puerto Rico"]
["Naknek",6301,"NA6","Combustion Turbine","Alaska",3,"Dropped - in Alaska or in Hawaii or Puerto Rico"]
["Naknek",6301,"NA7","Combustion Turbine","Alaska",3,"Dropped - in Alaska or in Hawaii or Puerto Rico"]
["Purple Lake",6302,"1","Hydro","Alaska",1.3,"Dropped - in Alaska or in Hawaii or Puerto Rico"]
["Purple Lake",6302,"2","Hydro","Alaska",1.3,"Dropped - in Alaska or in Hawaii or Puerto Rico"]
["Purple Lake",6302,"3","Hydro","Alaska",1.3,"Dropped - in Alaska or in Hawaii or Puerto Rico"]
["Kotzebue Hybrid",6304,"10","Combustion Turbine","Alaska",3,"Dropped - in Alaska or in Hawaii or Puerto Rico"]
["Kotzebue Hybrid",6304,"11wt","Onshore Wind","Alaska",0.1,"Dropped - Retired/Planned Retirement by 06/2028"]
["Kotzebue Hybrid",6304,"13WT","Onshore Wind","Alaska",0.1,"Dropped - Retired/Planned Retirement by 06/2028"]
["Kotzebue Hybrid",6304,"14","Combustion Turbine","Alaska",2.8,"Dropped - in Alaska or in Hawaii or Puerto Rico"]
["Kotzebue Hybrid",6304,"14wt","Onshore Wind","Alaska",0.1,"Dropped - Retired/Planned Retirement by 06/2028"]
["Kotzebue Hybrid",6304,"15","Combustion Turbine","Alaska",2.8,"Dropped - in Alaska or in Hawaii or Puerto Rico"]
["Kotzebue Hybrid",6304,"15WT","Onshore Wind","Alaska",0.1,"Dropped - Retired/Planned Retirement by 06/2028"]
["Kotzebue Hybrid",6304,"16","Combustion Turbine","Alaska",1.4,"Dropped - in Alaska or in Hawaii or Puerto Rico"]
["Kotzebue Hybrid",6304,"16WT","Onshore Wind","Alaska",0.1,"Dropped - Retired/Planned Retirement by 06/2028"]
["Kotzebue Hybrid",6304,"17","Combustion Turbine","Alaska",0.7,"Dropped - in Alaska or in Hawaii or Puerto Rico"]
["Kotzebue Hybrid",6304,"17WT","Onshore Wind","Alaska",0.1,"Dropped - Retired/Planned Retirement by 06/2028"]
["Kotzebue Hybrid",6304,"18WT","Onshore Wind","Alaska",0.9,"Dropped - in Alaska or in Hawaii or Puerto Rico"]
["Kotzebue Hybrid",6304,"19WT","Onshore Wind","Alaska",0.9,"Dropped - in Alaska or in Hawaii or Puerto Rico"]
["Kotzebue Hybrid",6304,"1WT","Onshore Wind","Alaska",0.6,"Dropped - Retired/Planned Retirement by 06/2028"]
["Kotzebue Hybrid",6304,"2WT","Onshore Wind","Alaska",0.1,"Dropped - Retired/Planned Retirement by 06/2028"]
["Kotzebue Hybrid",6304,"3WT","Onshore Wind","Alaska",0.2,"Dropped - Retired/Planned Retirement by 06/2028"]
["Kotzebue Hybrid",6304,"7A","Combustion Turbine","Alaska",1.1,"Dropped - in Alaska or in Hawaii or Puerto Rico"]
["Kotzebue Hybrid",6304,"ES1","Energy Storage","Alaska",1.2,"Dropped - in Alaska or in Hawaii or Puerto Rico"]
["Kotzebue Hybrid",6304,"PV1","Solar PV","Alaska",0.1,"Dropped - in Alaska or in Hawaii or Puerto Rico"]
["Kotzebue Hybrid",6304,"PV2","Solar PV","Alaska",0.1,"Dropped - in Alaska or in Hawaii or Puerto Rico"]
["Kotzebue Hybrid",6304,"PV3","Solar PV","Alaska",0.1,"Dropped - in Alaska or in Hawaii or Puerto Rico"]
["Kotzebue Hybrid",6304,"PV4","Solar PV","Alaska",0.1,"Dropped - in Alaska or in Hawaii or Puerto Rico"]
["Kotzebue Hybrid",6304,"PV5","Solar PV","Alaska",0.1,"Dropped - in Alaska or in Hawaii or Puerto Rico"]
["Kotzebue Hybrid",6304,"PV6","Solar PV","Alaska",0.1,"Dropped - in Alaska or in Hawaii or Puerto Rico"]
["Kotzebue Hybrid",6304,"PV7","Solar PV","Alaska",0.1,"Dropped - in Alaska or in Hawaii or Puerto Rico"]
["Kotzebue Hybrid",6304,"PV8","Solar PV","Alaska",0.1,"Dropped - in Alaska or in Hawaii or Puerto Rico"]
["Glennallen",6305,"6","Combustion Turbine","Alaska",2.5,"Dropped - in Alaska or in Hawaii or Puerto Rico"]
["Glennallen",6305,"7","Combustion Turbine","Alaska",2.5,"Dropped - in Alaska or in Hawaii or Puerto Rico"]
["Glennallen",6305,"8","Combustion Turbine","Alaska",1.2,"Dropped - in Alaska or in Hawaii or Puerto Rico"]
["Glennallen",6305,"9","Combustion Turbine","Alaska",2.8,"Dropped - in Alaska or in Hawaii or Puerto Rico"]
["Valdez",6306,"11","Combustion Turbine","Alaska",1.6,"Dropped - in Alaska or in Hawaii or Puerto Rico"]
["Valdez",6306,"12","Combustion Turbine","Alaska",1.6,"Dropped - in Alaska or in Hawaii or Puerto Rico"]
["Valdez",6306,"4","Combustion Turbine","Alaska",1.5,"Dropped - in Alaska or in Hawaii or Puerto Rico"]
["Valdez",6306,"5","Combustion Turbine","Alaska",2,"Dropped - in Alaska or in Hawaii or Puerto Rico"]
["Valdez",6306,"6","Combustion Turbine","Alaska",0.8,"Dropped - in Alaska or in Hawaii or Puerto Rico"]
["Chevak",6311,"1A","Combustion Turbine","Alaska",0.5,"Dropped - in Alaska or in Hawaii or Puerto Rico"]
["Chevak",6311,"2A","Combustion Turbine","Alaska",0.5,"Dropped - in Alaska or in Hawaii or Puerto Rico"]
["Chevak",6311,"3A","Combustion Turbine","Alaska",0.8,"Dropped - in Alaska or in Hawaii or Puerto Rico"]
["Emmonak",6314,"2A","Combustion Turbine","Alaska",0.5,"Dropped - in Alaska or in Hawaii or Puerto Rico"]
["Emmonak",6314,"4a","Combustion Turbine","Alaska",0.5,"Dropped - in Alaska or in Hawaii or Puerto Rico"]
["Emmonak",6314,"5B","Combustion Turbine","Alaska",1.3,"Dropped - in Alaska or in Hawaii or Puerto Rico"]
["Emmonak",6314,"6","Combustion Turbine","Alaska",0.9,"Dropped - in Alaska or in Hawaii or Puerto Rico"]
["Hooper Bay",6319,"3B","Combustion Turbine","Alaska",0.4,"Dropped - in Alaska or in Hawaii or Puerto Rico"]
["Hooper Bay",6319,"4B","Combustion Turbine","Alaska",0.5,"Dropped - in Alaska or in Hawaii or Puerto Rico"]
["Hooper Bay",6319,"5A","Combustion Turbine","Alaska",0.8,"Dropped - in Alaska or in Hawaii or Puerto Rico"]
["Hooper Bay",6319,"6","Combustion Turbine","Alaska",0.5,"Dropped - in Alaska or in Hawaii or Puerto Rico"]
["Kiana",6323,"1B","Combustion Turbine","Alaska",0.3,"Dropped - in Alaska or in Hawaii or Puerto Rico"]
["Kiana",6323,"3B","Combustion Turbine","Alaska",0.4,"Dropped - in Alaska or in Hawaii or Puerto Rico"]
["Kiana",6323,"4","Combustion Turbine","Alaska",0.5,"Dropped - in Alaska or in Hawaii or Puerto Rico"]
["Mountain Village",6329,"1","Combustion Turbine","Alaska",0.3,"Dropped - in Alaska or in Hawaii or Puerto Rico"]
["Mountain Village",6329,"3B","Combustion Turbine","Alaska",0.5,"Dropped - Retired/Planned Retirement by 06/2028"]
["Mountain Village",6329,"4A","Combustion Turbine","Alaska",0.8,"Dropped - in Alaska or in Hawaii or Puerto Rico"]
["Mountain Village",6329,"5A","Combustion Turbine","Alaska",0.7,"Dropped - in Alaska or in Hawaii or Puerto Rico"]
["Noorvik",6330,"1A","Combustion Turbine","Alaska",0.3,"Dropped - in Alaska or in Hawaii or Puerto Rico"]
["Noorvik",6330,"2B","Combustion Turbine","Alaska",0.5,"Dropped - in Alaska or in Hawaii or Puerto Rico"]
["Noorvik",6330,"3A","Combustion Turbine","Alaska",0.7,"Dropped - in Alaska or in Hawaii or Puerto Rico"]
["Nunapitchuk",6333,"1A","Combustion Turbine","Alaska",0.5,"Dropped - in Alaska or in Hawaii or Puerto Rico"]
["St Marys IC",6338,"1C","Combustion Turbine","Alaska",0.5,"Dropped - in Alaska or in Hawaii or Puerto Rico"]
["St Marys IC",6338,"2A","Combustion Turbine","Alaska",0.5,"Dropped - in Alaska or in Hawaii or Puerto Rico"]
["St Marys IC",6338,"3A","Combustion Turbine","Alaska",1.8,"Dropped - in Alaska or in Hawaii or Puerto Rico"]
["St Marys IC",6338,"4","Combustion Turbine","Alaska",1.8,"Dropped - in Alaska or in Hawaii or Puerto Rico"]
["Selawik",6341,"1B","Combustion Turbine","Alaska",0.8,"Dropped - in Alaska or in Hawaii or Puerto Rico"]
["Selawik",6341,"2B","Combustion Turbine","Alaska",0.5,"Dropped - in Alaska or in Hawaii or Puerto Rico"]
["Selawik",6341,"3B","Combustion Turbine","Alaska",0.5,"Dropped - in Alaska or in Hawaii or Puerto Rico"]
["Shishmaref",6345,"1","Combustion Turbine","Alaska",0.3,"Dropped - in Alaska or in Hawaii or Puerto Rico"]
["Shishmaref",6345,"2","Combustion Turbine","Alaska",0.3,"Dropped - in Alaska or in Hawaii or Puerto Rico"]
["Shishmaref",6345,"3A","Combustion Turbine","Alaska",0.4,"Dropped - in Alaska or in Hawaii or Puerto Rico"]
["Shishmaref",6345,"4A","Combustion Turbine","Alaska",0.5,"Dropped - in Alaska or in Hawaii or Puerto Rico"]
["Togiak",6348,"1","Combustion Turbine","Alaska",0.6,"Dropped - in Alaska or in Hawaii or Puerto Rico"]
["Togiak",6348,"2B","Combustion Turbine","Alaska",0.6,"Dropped - in Alaska or in Hawaii or Puerto Rico"]
["Togiak",6348,"3","Combustion Turbine","Alaska",1.1,"Dropped - in Alaska or in Hawaii or Puerto Rico"]
["Togiak",6348,"4C","Combustion Turbine","Alaska",0.5,"Dropped - in Alaska or in Hawaii or Puerto Rico"]
["Sixth Street Gas Turbine",6356,"1","Combustion Turbine","Michigan",16,"Dropped - Retired/Planned Retirement by 06/2028"]
["Port Allen (HI)",6474,"3","Combustion Turbine","Hawaii",2.5,"Dropped - in Alaska or in Hawaii or Puerto Rico"]
["Port Allen (HI)",6474,"4","Combustion Turbine","Hawaii",1.2,"Dropped - in Alaska or in Hawaii or Puerto Rico"]
["Port Allen (HI)",6474,"5","Combustion Turbine","Hawaii",2.5,"Dropped - in Alaska or in Hawaii or Puerto Rico"]
["Port Allen (HI)",6474,"8","Combustion Turbine","Hawaii",7.6,"Dropped - in Alaska or in Hawaii or Puerto Rico"]
["Port Allen (HI)",6474,"9","Combustion Turbine","Hawaii",7.6,"Dropped - in Alaska or in Hawaii or Puerto Rico"]
["Port Allen (HI)",6474,"D6","Combustion Turbine","Hawaii",7.6,"Dropped - in Alaska or in Hawaii or Puerto Rico"]
["Port Allen (HI)",6474,"D7","Combustion Turbine","Hawaii",7.6,"Dropped - in Alaska or in Hawaii or Puerto Rico"]
["Port Allen (HI)",6474,"GT1","Combustion Turbine","Hawaii",19,"Dropped - in Alaska or in Hawaii or Puerto Rico"]
["Port Allen (HI)",6474,"GT2","Combustion Turbine","Hawaii",21.5,"Dropped - in Alaska or in Hawaii or Puerto Rico"]
["Port Allen (HI)",6474,"IC1","Combustion Turbine","Hawaii",1.5,"Dropped - in Alaska or in Hawaii or Puerto Rico"]
["Port Allen (HI)",6474,"IC2","Combustion Turbine","Hawaii",1.5,"Dropped - in Alaska or in Hawaii or Puerto Rico"]
["San Francisquito 2",6480,"1","Hydro","California",14.5,"Dropped - Units whose status are \"OS\" or \"RE\" for the past 3 consecutive years"]
["Intermountain Power Project",6481,"1","Coal Steam","Utah",900,"Dropped - Retired/Planned Retirement by 06/2028"]
["Intermountain Power Project",6481,"2","Coal Steam","Utah",900,"Dropped - Retired/Planned Retirement by 06/2028"]
["Maalaea",6504,"1","Combustion Turbine","Hawaii",2.5,"Dropped - in Alaska or in Hawaii or Puerto Rico"]
["Maalaea",6504,"10","Combustion Turbine","Hawaii",12.3,"Dropped - in Alaska or in Hawaii or Puerto Rico"]
["Maalaea",6504,"11","Combustion Turbine","Hawaii",12.3,"Dropped - in Alaska or in Hawaii or Puerto Rico"]
["Maalaea",6504,"12","Combustion Turbine","Hawaii",12.3,"Dropped - in Alaska or in Hawaii or Puerto Rico"]
["Maalaea",6504,"13","Combustion Turbine","Hawaii",12.3,"Dropped - in Alaska or in Hawaii or Puerto Rico"]
["Maalaea",6504,"14","Combined Cycle","Hawaii",21.1,"Dropped - in Alaska or in Hawaii or Puerto Rico"]
["Maalaea",6504,"15","Combined Cycle","Hawaii",12,"Dropped - in Alaska or in Hawaii or Puerto Rico"]
["Maalaea",6504,"16","Combined Cycle","Hawaii",21.1,"Dropped - in Alaska or in Hawaii or Puerto Rico"]
["Maalaea",6504,"17","Combined Cycle","Hawaii",17.6,"Dropped - in Alaska or in Hawaii or Puerto Rico"]
["Maalaea",6504,"18","Combined Cycle","Hawaii",13.8,"Dropped - in Alaska or in Hawaii or Puerto Rico"]
["Maalaea",6504,"19","Combined Cycle","Hawaii",17.6,"Dropped - in Alaska or in Hawaii or Puerto Rico"]
["Maalaea",6504,"2","Combustion Turbine","Hawaii",2.5,"Dropped - in Alaska or in Hawaii or Puerto Rico"]
["Maalaea",6504,"3","Combustion Turbine","Hawaii",2.5,"Dropped - in Alaska or in Hawaii or Puerto Rico"]
["Maalaea",6504,"4","Combustion Turbine","Hawaii",5.5,"Dropped - in Alaska or in Hawaii or Puerto Rico"]
["Maalaea",6504,"5","Combustion Turbine","Hawaii",5.5,"Dropped - in Alaska or in Hawaii or Puerto Rico"]
["Maalaea",6504,"6","Combustion Turbine","Hawaii",5.5,"Dropped - in Alaska or in Hawaii or Puerto Rico"]
["Maalaea",6504,"7","Combustion Turbine","Hawaii",5.5,"Dropped - in Alaska or in Hawaii or Puerto Rico"]
["Maalaea",6504,"8","Combustion Turbine","Hawaii",5.5,"Dropped - in Alaska or in Hawaii or Puerto Rico"]
["Maalaea",6504,"9","Combustion Turbine","Hawaii",5.5,"Dropped - in Alaska or in Hawaii or Puerto Rico"]
["Maalaea",6504,"X1","Combustion Turbine","Hawaii",2.5,"Dropped - in Alaska or in Hawaii or Puerto Rico"]
["Maalaea",6504,"X2","Combustion Turbine","Hawaii",2.5,"Dropped - in Alaska or in Hawaii or Puerto Rico"]
["Drop 2 (WA)",6507,"1","Hydro","Washington",2.1,"Dropped - Units whose status are \"OS\" or \"RE\" for the past 3 consecutive years"]
["Drop 3 (WA)",6508,"1","Hydro","Washington",0.5,"Dropped - Units whose status are \"OS\" or \"RE\" for the past 3 consecutive years"]
["Drop 3 (WA)",6508,"2","Hydro","Washington",0.5,"Dropped - Units whose status are \"OS\" or \"RE\" for the past 3 consecutive years"]
["Brunswick",6510,"1","Combustion Turbine","Nevada",2,"Dropped - Units whose status are \"OS\" or \"RE\" for the past 3 consecutive years"]
["Brunswick",6510,"2","Combustion Turbine","Nevada",2,"Dropped - Units whose status are \"OS\" or \"RE\" for the past 3 consecutive years"]
["Brunswick",6510,"3","Combustion Turbine","Nevada",2,"Dropped - Units whose status are \"OS\" or \"RE\" for the past 3 consecutive years"]
["McGrath",6555,"11","Combustion Turbine","Alaska",0.4,"Dropped - in Alaska or in Hawaii or Puerto Rico"]
["McGrath",6555,"12","Combustion Turbine","Alaska",0.4,"Dropped - in Alaska or in Hawaii or Puerto Rico"]
["McGrath",6555,"13","Combustion Turbine","Alaska",0.4,"Dropped - in Alaska or in Hawaii or Puerto Rico"]
["McGrath",6555,"14","Combustion Turbine","Alaska",0.4,"Dropped - in Alaska or in Hawaii or Puerto Rico"]
["George M Sullivan Generation Plant 2",6559,"10","Combined Cycle","Alaska",50,"Dropped - in Alaska or in Hawaii or Puerto Rico"]
["George M Sullivan Generation Plant 2",6559,"11","Combined Cycle","Alaska",29,"Dropped - in Alaska or in Hawaii or Puerto Rico"]
["George M Sullivan Generation Plant 2",6559,"7","Combustion Turbine","Alaska",102.6,"Dropped - in Alaska or in Hawaii or Puerto Rico"]
["George M Sullivan Generation Plant 2",6559,"9","Combined Cycle","Alaska",50,"Dropped - in Alaska or in Hawaii or Puerto Rico"]
["George M Sullivan Generation Plant 2",6559,"GT8","Combustion Turbine","Alaska",77.7,"Dropped - in Alaska or in Hawaii or Puerto Rico"]
["Unionville",6563,"1","Combustion Turbine","Missouri",22,"Dropped - Units whose status are \"OS\" or \"RE\" for the past 3 consecutive years"]
["Unionville",6563,"2","Combustion Turbine","Missouri",22,"Dropped - Units whose status are \"OS\" or \"RE\" for the past 3 consecutive years"]
["Bethel",6566,"1","Combustion Turbine","Alaska",2.1,"Dropped - in Alaska or in Hawaii or Puerto Rico"]
["Bethel",6566,"2","Combustion Turbine","Alaska",2.1,"Dropped - in Alaska or in Hawaii or Puerto Rico"]
["Bethel",6566,"3","Combustion Turbine","Alaska",2.1,"Dropped - in Alaska or in Hawaii or Puerto Rico"]
["Bethel",6566,"4","Combustion Turbine","Alaska",2.1,"Dropped - in Alaska or in Hawaii or Puerto Rico"]
["Bethel",6566,"6","Combustion Turbine","Alaska",2.1,"Dropped - in Alaska or in Hawaii or Puerto Rico"]
["Bethel",6566,"7","Combustion Turbine","Alaska",2.1,"Dropped - in Alaska or in Hawaii or Puerto Rico"]
["Beaver Falls",6580,"1","Hydro","Alaska",1,"Dropped - in Alaska or in Hawaii or Puerto Rico"]
["Beaver Falls",6580,"3","Hydro","Alaska",2.2,"Dropped - in Alaska or in Hawaii or Puerto Rico"]
["Beaver Falls",6580,"4","Hydro","Alaska",2.2,"Dropped - in Alaska or in Hawaii or Puerto Rico"]
["Silvis",6581,"1","Hydro","Alaska",2.1,"Dropped - in Alaska or in Hawaii or Puerto Rico"]
["Fort Peck",6623,"2","Hydro","Montana",20,"Dropped - Units whose status are \"OS\" or \"RE\" for the past 3 consecutive years"]
["Yakutat",6637,"2B","Combustion Turbine","Alaska",0.8,"Dropped - in Alaska or in Hawaii or Puerto Rico"]
["Yakutat",6637,"3A","Combustion Turbine","Alaska",0.6,"Dropped - in Alaska or in Hawaii or Puerto Rico"]
["Yakutat",6637,"6","Combustion Turbine","Alaska",1.2,"Dropped - in Alaska or in Hawaii or Puerto Rico"]
["Yakutat",6637,"7","Combustion Turbine","Alaska",1.2,"Dropped - in Alaska or in Hawaii or Puerto Rico"]
["Pelican",6702,"HC1","Hydro","Alaska",0.5,"Dropped - in Alaska or in Hawaii or Puerto Rico"]
["Pelican",6702,"HC2","Hydro","Alaska",0.1,"Dropped - Units whose status are \"OS\" or \"RE\" for the past 3 consecutive years"]
["Pelican",6702,"IC6","Combustion Turbine","Alaska",0.4,"Dropped - in Alaska or in Hawaii or Puerto Rico"]
["Pelican",6702,"IC7","Combustion Turbine","Alaska",0.4,"Dropped - in Alaska or in Hawaii or Puerto Rico"]
["Pelican",6702,"IC8","Combustion Turbine","Alaska",0.2,"Dropped - in Alaska or in Hawaii or Puerto Rico"]
["Jarvis Street",6801,"1","Combustion Turbine","Alaska",2,"Dropped - in Alaska or in Hawaii or Puerto Rico"]
["Jarvis Street",6801,"2","Combustion Turbine","Alaska",2.8,"Dropped - in Alaska or in Hawaii or Puerto Rico"]
["Jarvis Street",6801,"3","Combustion Turbine","Alaska",2.8,"Dropped - in Alaska or in Hawaii or Puerto Rico"]
["Jarvis Street",6801,"4","Combustion Turbine","Alaska",4,"Dropped - in Alaska or in Hawaii or Puerto Rico"]
["Jarvis Street",6801,"5","Combustion Turbine","Alaska",13.5,"Dropped - in Alaska or in Hawaii or Puerto Rico"]
["Humpback Creek",7042,"1","Hydro","Alaska",0.4,"Dropped - in Alaska or in Hawaii or Puerto Rico"]
["Humpback Creek",7042,"2","Hydro","Alaska",0.4,"Dropped - in Alaska or in Hawaii or Puerto Rico"]
["Humpback Creek",7042,"3","Hydro","Alaska",0.2,"Dropped - in Alaska or in Hawaii or Puerto Rico"]
["Centennial",7112,"IC6","Combustion Turbine","Alaska",3.3,"Dropped - in Alaska or in Hawaii or Puerto Rico"]
["Puna",7130,"1","O/G Steam","Hawaii",14,"Dropped - in Alaska or in Hawaii or Puerto Rico"]
["Puna",7130,"3","Combustion Turbine","Hawaii",20,"Dropped - in Alaska or in Hawaii or Puerto Rico"]
["Chester Lake",7168,"1","Hydro","Alaska",1.2,"Dropped - in Alaska or in Hawaii or Puerto Rico"]
["Northway",7169,"1A","Combustion Turbine","Alaska",0.3,"Dropped - in Alaska or in Hawaii or Puerto Rico"]
["Northway",7169,"2A","Combustion Turbine","Alaska",0.2,"Dropped - in Alaska or in Hawaii or Puerto Rico"]
["Northway",7169,"5","Combustion Turbine","Alaska",0.4,"Dropped - in Alaska or in Hawaii or Puerto Rico"]
["Barrow",7173,"11","Combustion Turbine","Alaska",4.8,"Dropped - in Alaska or in Hawaii or Puerto Rico"]
["Barrow",7173,"12","Combustion Turbine","Alaska",5,"Dropped - in Alaska or in Hawaii or Puerto Rico"]
["Barrow",7173,"6","Combustion Turbine","Alaska",2.5,"Dropped - in Alaska or in Hawaii or Puerto Rico"]
["Barrow",7173,"7","Combustion Turbine","Alaska",2.5,"Dropped - in Alaska or in Hawaii or Puerto Rico"]
["Barrow",7173,"8","Combustion Turbine","Alaska",2.5,"Dropped - in Alaska or in Hawaii or Puerto Rico"]
["Gwitchyaa Zhee",7174,"10","Combustion Turbine","Alaska",0.2,"Dropped - in Alaska or in Hawaii or Puerto Rico"]
["Gwitchyaa Zhee",7174,"11","Combustion Turbine","Alaska",0.2,"Dropped - in Alaska or in Hawaii or Puerto Rico"]
["Gwitchyaa Zhee",7174,"7","Combustion Turbine","Alaska",0.4,"Dropped - in Alaska or in Hawaii or Puerto Rico"]
["Gwitchyaa Zhee",7174,"8","Combustion Turbine","Alaska",0.4,"Dropped - in Alaska or in Hawaii or Puerto Rico"]
["Gwitchyaa Zhee",7174,"9","Combustion Turbine","Alaska",0.2,"Dropped - in Alaska or in Hawaii or Puerto Rico"]
["Aniak",7182,"1","Combustion Turbine","Alaska",0.2,"Dropped - in Alaska or in Hawaii or Puerto Rico"]
["Aniak",7182,"10","Combustion Turbine","Alaska",0.6,"Dropped - in Alaska or in Hawaii or Puerto Rico"]
["Aniak",7182,"11","Combustion Turbine","Alaska",0.5,"Dropped - in Alaska or in Hawaii or Puerto Rico"]
["Aniak",7182,"9","Combustion Turbine","Alaska",0.6,"Dropped - in Alaska or in Hawaii or Puerto Rico"]
["Newhalen",7183,"5","Combustion Turbine","Alaska",0.3,"Dropped - in Alaska or in Hawaii or Puerto Rico"]
["Newhalen",7183,"6","Combustion Turbine","Alaska",0.3,"Dropped - in Alaska or in Hawaii or Puerto Rico"]
["Newhalen",7183,"7","Combustion Turbine","Alaska",0.3,"Dropped - in Alaska or in Hawaii or Puerto Rico"]
["Newhalen",7183,"H-1","Hydro","Alaska",0.4,"Dropped - in Alaska or in Hawaii or Puerto Rico"]
["Newhalen",7183,"H-2","Hydro","Alaska",0.4,"Dropped - in Alaska or in Hawaii or Puerto Rico"]
["Angus Anson",7237,"1","Combustion Turbine","South Dakota",90,"Dropped - Retired/Planned Retirement by 06/2028"]
["Angus Anson",7237,"2","Combustion Turbine","South Dakota",90,"Dropped - Retired/Planned Retirement by 06/2028"]
["Auke Bay",7250,"13","Combustion Turbine","Alaska",2.8,"Dropped - in Alaska or in Hawaii or Puerto Rico"]
["Auke Bay",7250,"14","Combustion Turbine","Alaska",23,"Dropped - in Alaska or in Hawaii or Puerto Rico"]
["Auke Bay",7250,"4","Combustion Turbine","Alaska",2.5,"Dropped - in Alaska or in Hawaii or Puerto Rico"]
["Miki Basin",7264,"LL1","Combustion Turbine","Hawaii",1,"Dropped - in Alaska or in Hawaii or Puerto Rico"]
["Miki Basin",7264,"LL2","Combustion Turbine","Hawaii",1,"Dropped - in Alaska or in Hawaii or Puerto Rico"]
["Miki Basin",7264,"LL3","Combustion Turbine","Hawaii",1,"Dropped - in Alaska or in Hawaii or Puerto Rico"]
["Miki Basin",7264,"LL4","Combustion Turbine","Hawaii",1,"Dropped - in Alaska or in Hawaii or Puerto Rico"]
["Miki Basin",7264,"LL5","Combustion Turbine","Hawaii",1,"Dropped - in Alaska or in Hawaii or Puerto Rico"]
["Miki Basin",7264,"LL6","Combustion Turbine","Hawaii",1,"Dropped - in Alaska or in Hawaii or Puerto Rico"]
["Miki Basin",7264,"LL7","Combustion Turbine","Hawaii",2.1,"Dropped - in Alaska or in Hawaii or Puerto Rico"]
["Miki Basin",7264,"LL8","Combustion Turbine","Hawaii",2.1,"Dropped - in Alaska or in Hawaii or Puerto Rico"]
["O'Shaughnessy Hydro",7279,"1","Hydro","Ohio",1.3,"Dropped - Units whose status are \"OS\" or \"RE\" for the past 3 consecutive years"]
["O'Shaughnessy Hydro",7279,"2","Hydro","Ohio",3.9,"Dropped - Units whose status are \"OS\" or \"RE\" for the past 3 consecutive years"]
["Bradley Lake",7367,"1","Hydro","Alaska",63,"Dropped - in Alaska or in Hawaii or Puerto Rico"]
["Bradley Lake",7367,"2","Hydro","Alaska",63,"Dropped - in Alaska or in Hawaii or Puerto Rico"]
["Gonzales Hydro Plant",7394,"1","Hydro","Texas",0.3,"Dropped - Units whose status are \"OS\" or \"RE\" for the past 3 consecutive years"]
["Gonzales Hydro Plant",7394,"2","Hydro","Texas",0.3,"Dropped - Units whose status are \"OS\" or \"RE\" for the past 3 consecutive years"]
["Gonzales Hydro Plant",7394,"3","Hydro","Texas",0.3,"Dropped - Units whose status are \"OS\" or \"RE\" for the past 3 consecutive years"]
["Thorne Bay Plant",7414,"2","Combustion Turbine","Alaska",0.6,"Dropped - in Alaska or in Hawaii or Puerto Rico"]
["Thorne Bay Plant",7414,"4","Combustion Turbine","Alaska",0.4,"Dropped - in Alaska or in Hawaii or Puerto Rico"]
["Vernon",7436,"JH1","Combustion Turbine","California",3.6,"Dropped - Units whose status are \"OS\" or \"RE\" for the past 3 consecutive years"]
["Vernon",7436,"JH2","Combustion Turbine","California",3.6,"Dropped - Units whose status are \"OS\" or \"RE\" for the past 3 consecutive years"]
["Vernon",7436,"JH3","Combustion Turbine","California",3.6,"Dropped - Units whose status are \"OS\" or \"RE\" for the past 3 consecutive years"]
["Vernon",7436,"JH4","Combustion Turbine","California",3.6,"Dropped - Units whose status are \"OS\" or \"RE\" for the past 3 consecutive years"]
["Vernon",7436,"JH5","Combustion Turbine","California",3.6,"Dropped - Units whose status are \"OS\" or \"RE\" for the past 3 consecutive years"]
["Galena Electric Utility",7437,"2A","Combustion Turbine","Alaska",0.5,"Dropped - in Alaska or in Hawaii or Puerto Rico"]
["Galena Electric Utility",7437,"3B","Combustion Turbine","Alaska",0.4,"Dropped - in Alaska or in Hawaii or Puerto Rico"]
["Galena Electric Utility",7437,"4A","Combustion Turbine","Alaska",1,"Dropped - in Alaska or in Hawaii or Puerto Rico"]
["Galena Electric Utility",7437,"5A","Combustion Turbine","Alaska",0.8,"Dropped - in Alaska or in Hawaii or Puerto Rico"]
["Galena Electric Utility",7437,"6B","Combustion Turbine","Alaska",0.4,"Dropped - in Alaska or in Hawaii or Puerto Rico"]
["Angoon",7462,"1A","Combustion Turbine","Alaska",0.5,"Dropped - in Alaska or in Hawaii or Puerto Rico"]
["Angoon",7462,"2A","Combustion Turbine","Alaska",0.5,"Dropped - in Alaska or in Hawaii or Puerto Rico"]
["Angoon",7462,"3","Combustion Turbine","Alaska",0.5,"Dropped - in Alaska or in Hawaii or Puerto Rico"]
["Hoonah",7463,"2A","Combustion Turbine","Alaska",1,"Dropped - in Alaska or in Hawaii or Puerto Rico"]
["Hoonah",7463,"3A","Combustion Turbine","Alaska",0.5,"Dropped - in Alaska or in Hawaii or Puerto Rico"]
["Hoonah",7463,"4","Combustion Turbine","Alaska",0.5,"Dropped - in Alaska or in Hawaii or Puerto Rico"]
["Kake",7464,"1B","Combustion Turbine","Alaska",0.5,"Dropped - in Alaska or in Hawaii or Puerto Rico"]
["Kake",7464,"2","Combustion Turbine","Alaska",1.1,"Dropped - in Alaska or in Hawaii or Puerto Rico"]
["Kake",7464,"2A","Combustion Turbine","Alaska",0.5,"Dropped - in Alaska or in Hawaii or Puerto Rico"]
["Kake",7464,"3B","Combustion Turbine","Alaska",0.5,"Dropped - in Alaska or in Hawaii or Puerto Rico"]
["Kake",7464,"4","Combustion Turbine","Alaska",0.5,"Dropped - in Alaska or in Hawaii or Puerto Rico"]
["NSB Atqasuk Utility",7482,"NA1","Combustion Turbine","Alaska",0.9,"Dropped - in Alaska or in Hawaii or Puerto Rico"]
["NSB Atqasuk Utility",7482,"NA2","Combustion Turbine","Alaska",0.9,"Dropped - in Alaska or in Hawaii or Puerto Rico"]
["NSB Atqasuk Utility",7482,"NA3","Combustion Turbine","Alaska",0.4,"Dropped - in Alaska or in Hawaii or Puerto Rico"]
["NSB Atqasuk Utility",7482,"PG2","Combustion Turbine","Alaska",0.4,"Dropped - in Alaska or in Hawaii or Puerto Rico"]
["NSB Atqasuk Utility",7482,"PG3","Combustion Turbine","Alaska",0.6,"Dropped - in Alaska or in Hawaii or Puerto Rico"]
["NSB Kaktovik Utility",7483,"PG1A","Combustion Turbine","Alaska",0.9,"Dropped - in Alaska or in Hawaii or Puerto Rico"]
["NSB Kaktovik Utility",7483,"PG2A","Combustion Turbine","Alaska",0.9,"Dropped - in Alaska or in Hawaii or Puerto Rico"]
["NSB Kaktovik Utility",7483,"PG3A","Combustion Turbine","Alaska",0.4,"Dropped - in Alaska or in Hawaii or Puerto Rico"]
["NSB Kaktovik Utility",7483,"PG4A","Combustion Turbine","Alaska",0.4,"Dropped - in Alaska or in Hawaii or Puerto Rico"]
["NSB Nuiqsut Utility",7484,"PG1A","Combustion Turbine","Alaska",0.9,"Dropped - in Alaska or in Hawaii or Puerto Rico"]
["NSB Nuiqsut Utility",7484,"PG2A","Combustion Turbine","Alaska",0.9,"Dropped - in Alaska or in Hawaii or Puerto Rico"]
["NSB Nuiqsut Utility",7484,"PG3A","Combustion Turbine","Alaska",0.4,"Dropped - in Alaska or in Hawaii or Puerto Rico"]
["NSB Nuiqsut Utility",7484,"PG3B","Combustion Turbine","Alaska",0.6,"Dropped - in Alaska or in Hawaii or Puerto Rico"]
["NSB Nuiqsut Utility",7484,"PG5A","Combustion Turbine","Alaska",0.8,"Dropped - in Alaska or in Hawaii or Puerto Rico"]
["NSB Nuiqsut Utility",7484,"PG6A","Combustion Turbine","Alaska",0.8,"Dropped - in Alaska or in Hawaii or Puerto Rico"]
["NSB Point Hope Utility",7485,"PG1A","Combustion Turbine","Alaska",1,"Dropped - in Alaska or in Hawaii or Puerto Rico"]
["NSB Point Hope Utility",7485,"PG6","Combustion Turbine","Alaska",0.6,"Dropped - in Alaska or in Hawaii or Puerto Rico"]
["NSB Point Hope Utility",7485,"PG7","Combustion Turbine","Alaska",0.6,"Dropped - in Alaska or in Hawaii or Puerto Rico"]
["NSB Point Hope Utility",7485,"PG8","Combustion Turbine","Alaska",0.9,"Dropped - in Alaska or in Hawaii or Puerto Rico"]
["NSB Point Lay Utility",7486,"PG10","Combustion Turbine","Alaska",0.6,"Dropped - in Alaska or in Hawaii or Puerto Rico"]
["NSB Point Lay Utility",7486,"PG7","Combustion Turbine","Alaska",0.6,"Dropped - in Alaska or in Hawaii or Puerto Rico"]
["NSB Point Lay Utility",7486,"PG8","Combustion Turbine","Alaska",0.6,"Dropped - in Alaska or in Hawaii or Puerto Rico"]
["NSB Point Lay Utility",7486,"PG9","Combustion Turbine","Alaska",0.6,"Dropped - in Alaska or in Hawaii or Puerto Rico"]
["NSB Anaktuvuk Pass",7487,"1","Combustion Turbine","Alaska",0.3,"Dropped - in Alaska or in Hawaii or Puerto Rico"]
["NSB Anaktuvuk Pass",7487,"2","Combustion Turbine","Alaska",0.3,"Dropped - in Alaska or in Hawaii or Puerto Rico"]
["NSB Anaktuvuk Pass",7487,"3","Combustion Turbine","Alaska",0.3,"Dropped - in Alaska or in Hawaii or Puerto Rico"]
["NSB Anaktuvuk Pass",7487,"6","Combustion Turbine","Alaska",0.9,"Dropped - in Alaska or in Hawaii or Puerto Rico"]
["NSB Anaktuvuk Pass",7487,"7","Combustion Turbine","Alaska",0.9,"Dropped - in Alaska or in Hawaii or Puerto Rico"]
["NSB Wainwright Utility",7488,"PG1","Combustion Turbine","Alaska",0.4,"Dropped - in Alaska or in Hawaii or Puerto Rico"]
["NSB Wainwright Utility",7488,"PG2","Combustion Turbine","Alaska",0.4,"Dropped - in Alaska or in Hawaii or Puerto Rico"]
["NSB Wainwright Utility",7488,"PG3","Combustion Turbine","Alaska",0.4,"Dropped - in Alaska or in Hawaii or Puerto Rico"]
["NSB Wainwright Utility",7488,"PG4A","Combustion Turbine","Alaska",0.9,"Dropped - in Alaska or in Hawaii or Puerto Rico"]
["NSB Wainwright Utility",7488,"PG5","Combustion Turbine","Alaska",0.9,"Dropped - in Alaska or in Hawaii or Puerto Rico"]
["King Cove",7493,"1","Combustion Turbine","Alaska",0.3,"Dropped - in Alaska or in Hawaii or Puerto Rico"]
["King Cove",7493,"2","Combustion Turbine","Alaska",0.4,"Dropped - in Alaska or in Hawaii or Puerto Rico"]
["King Cove",7493,"3","Combustion Turbine","Alaska",0.6,"Dropped - in Alaska or in Hawaii or Puerto Rico"]
["King Cove",7493,"4","Hydro","Alaska",0.7,"Dropped - in Alaska or in Hawaii or Puerto Rico"]
["King Cove",7493,"5","Combustion Turbine","Alaska",0.3,"Dropped - in Alaska or in Hawaii or Puerto Rico"]
["Dutch Harbor",7502,"10","Combustion Turbine","Alaska",4.4,"Dropped - in Alaska or in Hawaii or Puerto Rico"]
["Dutch Harbor",7502,"11","Combustion Turbine","Alaska",4.4,"Dropped - in Alaska or in Hawaii or Puerto Rico"]
["Dutch Harbor",7502,"12","Combustion Turbine","Alaska",3.7,"Dropped - in Alaska or in Hawaii or Puerto Rico"]
["Dutch Harbor",7502,"13","Combustion Turbine","Alaska",3.7,"Dropped - in Alaska or in Hawaii or Puerto Rico"]
["Dutch Harbor",7502,"15","Combustion Turbine","Alaska",0.2,"Dropped - in Alaska or in Hawaii or Puerto Rico"]
["Dutch Harbor",7502,"8","Combustion Turbine","Alaska",1,"Dropped - in Alaska or in Hawaii or Puerto Rico"]
["Dutch Harbor",7502,"9","Combustion Turbine","Alaska",1,"Dropped - in Alaska or in Hawaii or Puerto Rico"]
["Unalaska Power Module",7503,"7","Combustion Turbine","Alaska",0.8,"Dropped - in Alaska or in Hawaii or Puerto Rico"]
["Pennsbury",7690,"2","Landfill Gas","Pennsylvania",2,"Dropped - Units whose status are \"OS\" or \"RE\" for the past 3 consecutive years"]
["Pea Ridge",7715,"1","Combustion Turbine","Florida",4,"Dropped - Retired/Planned Retirement by 06/2028"]
["Pea Ridge",7715,"2","Combustion Turbine","Florida",4,"Dropped - Retired/Planned Retirement by 06/2028"]
["Pea Ridge",7715,"3","Combustion Turbine","Florida",4,"Dropped - Retired/Planned Retirement by 06/2028"]
["Nymans Plant Microgrid",7723,"1","Combustion Turbine","Alaska",2.5,"Dropped - in Alaska or in Hawaii or Puerto Rico"]
["Nymans Plant Microgrid",7723,"2","Combustion Turbine","Alaska",7.3,"Dropped - in Alaska or in Hawaii or Puerto Rico"]
["Goat Lake Hydro",7751,"1","Hydro","Alaska",4,"Dropped - in Alaska or in Hawaii or Puerto Rico"]
["Black Bear Lake",7752,"1","Hydro","Alaska",4.5,"Dropped - in Alaska or in Hawaii or Puerto Rico"]
["Valdez Cogen",7841,"1","Fossil Waste","Alaska",5.1,"Dropped - in Alaska or in Hawaii or Puerto Rico"]
["Power Creek",7862,"4","Hydro","Alaska",2.8,"Dropped - in Alaska or in Hawaii or Puerto Rico"]
["Power Creek",7862,"5","Hydro","Alaska",2.8,"Dropped - in Alaska or in Hawaii or Puerto Rico"]
["Pirkey",7902,"1","Coal Steam","Texas",650,"Dropped - Retired/Planned Retirement by 06/2028"]
["Kern Canyon",7911,"1","Hydro","California",11.5,"Dropped - Units whose status are \"OS\" or \"RE\" for the past 3 consecutive years"]
["Columbia (WI)",8023,"1","Coal Steam","Wisconsin",579.3,"Dropped - Retired/Planned Retirement by 06/2028"]
["Columbia (WI)",8023,"2","Coal Steam","Wisconsin",568.8,"Dropped - Retired/Planned Retirement by 06/2028"]
["Blue Lake",8027,"1","Combustion Turbine","Minnesota",36,"Dropped - Retired/Planned Retirement by 06/2028"]
["Blue Lake",8027,"2","Combustion Turbine","Minnesota",36,"Dropped - Retired/Planned Retirement by 06/2028"]
["Blue Lake",8027,"3","Combustion Turbine","Minnesota",36,"Dropped - Retired/Planned Retirement by 06/2028"]
["Blue Lake",8027,"4","Combustion Turbine","Minnesota",39,"Dropped - Retired/Planned Retirement by 06/2028"]
["Waterford 1 & 2",8056,"2","O/G Steam","Louisiana",422.4,"Dropped - Retired/Planned Retirement by 06/2028"]
["Comanche (OK)",8059,"IC1","Combustion Turbine","Oklahoma",4,"Dropped - Units whose status are \"OS\" or \"RE\" for the past 3 consecutive years"]
["Fort Lupton",8067,"1","Combustion Turbine","Colorado",44,"Dropped - Retired/Planned Retirement by 06/2028"]
["Fort Lupton",8067,"2","Combustion Turbine","Colorado",44,"Dropped - Retired/Planned Retirement by 06/2028"]
["Ellwood",8076,"01","Combustion Turbine","California",54,"Dropped - Retired/Planned Retirement by 06/2028"]
["Keahole",8083,"2","Combustion Turbine","Hawaii",15.9,"Dropped - in Alaska or in Hawaii or Puerto Rico"]
["Keahole",8083,"21","Combustion Turbine","Hawaii",2.5,"Dropped - in Alaska or in Hawaii or Puerto Rico"]
["Keahole",8083,"22","Combustion Turbine","Hawaii",2.5,"Dropped - in Alaska or in Hawaii or Puerto Rico"]
["Keahole",8083,"23","Combustion Turbine","Hawaii",2.5,"Dropped - in Alaska or in Hawaii or Puerto Rico"]
["Keahole",8083,"7","Combined Cycle","Hawaii",16,"Dropped - in Alaska or in Hawaii or Puerto Rico"]
["Keahole",8083,"CT4","Combined Cycle","Hawaii",19.8,"Dropped - in Alaska or in Hawaii or Puerto Rico"]
["Keahole",8083,"CT5","Combined Cycle","Hawaii",19.8,"Dropped - in Alaska or in Hawaii or Puerto Rico"]
["Springerville",8223,"1","Coal Steam","Arizona",381,"Dropped - Retired/Planned Retirement by 06/2028"]
["North Valmy",8224,"1","Coal Steam","Nevada",254,"Dropped - Retired/Planned Retirement by 06/2028"]
["North Valmy",8224,"2","Coal Steam","Nevada",268,"Dropped - Retired/Planned Retirement by 06/2028"]
["Astoria Generating Station",8906,"4","O/G Steam","New York",379.4,"Dropped - Units whose status are \"OS\" or \"RE\" for the past 3 consecutive years"]
["Newhalem",9842,"20","Hydro","Washington",2.3,"Dropped - Units whose status are \"OS\" or \"RE\" for the past 3 consecutive years"]
["WestRock-West Point Mill",10017,"GEN8","Non-Fossil Waste","Virginia",5,"Dropped - Units whose status are \"OS\" or \"RE\" for the past 3 consecutive years"]
["WestRock-West Point Mill",10017,"GEN9","Non-Fossil Waste","Virginia",10,"Dropped - Plant is identified as onsite because it is a net buyer of electricity in 2021"]
["WestRock-West Point Mill",10017,"GN10","Non-Fossil Waste","Virginia",25,"Dropped - Plant is identified as onsite because it is a net buyer of electricity in 2021"]
["WestRock-West Point Mill",10017,"GN11","Non-Fossil Waste","Virginia",15,"Dropped - Plant is identified as onsite because it is a net buyer of electricity in 2021"]
["WestRock-West Point Mill",10017,"GN12","Non-Fossil Waste","Virginia",46,"Dropped - Plant is identified as onsite because it is a net buyer of electricity in 2021"]
["Cutrale Citrus Juices USA I",10020,"GEN3","Combustion Turbine","Florida",4.3,"Dropped - Plant is identified as onsite because it is a net buyer of electricity in 2021"]
["Encina Water Pollution Control",10026,"EG10","Non-Fossil Waste","California",0.8,"Dropped - Plant is identified as onsite because it is a net buyer of electricity in 2021"]
["Encina Water Pollution Control",10026,"EG20","Non-Fossil Waste","California",0.8,"Dropped - Plant is identified as onsite because it is a net buyer of electricity in 2021"]
["Encina Water Pollution Control",10026,"EG30","Non-Fossil Waste","California",0.8,"Dropped - Plant is identified as onsite because it is a net buyer of electricity in 2021"]
["Encina Water Pollution Control",10026,"EG40","Non-Fossil Waste","California",0.8,"Dropped - Plant is identified as onsite because it is a net buyer of electricity in 2021"]
["General Electric Aircraft Engines",10029,"PV","Solar PV","Massachusetts",2.1,"Dropped - Plant is identified as onsite because it is a net buyer of electricity in 2021"]
["General Electric Diesel Engine Plant",10058,"REGN","Combustion Turbine","Pennsylvania",4.3,"Dropped - Plant is identified as onsite because it is a net buyer of electricity in 2021"]
["General Electric Great Falls Upper Hydro",10059,"1575","Hydro","New Hampshire",1.6,"Dropped - Units whose status are \"OS\" or \"RE\" for the past 3 consecutive years"]
["General Electric Great Falls Upper Hydro",10059,"500","Hydro","New Hampshire",0.5,"Dropped - Units whose status are \"OS\" or \"RE\" for the past 3 consecutive years"]
["Taconite Harbor Energy Center",10075,"GEN1","Coal Steam","Minnesota",79,"Dropped - Retired/Planned Retirement by 06/2028"]
["Taconite Harbor Energy Center",10075,"GEN2","Coal Steam","Minnesota",75.9,"Dropped - Retired/Planned Retirement by 06/2028"]
["Tesoro Hawaii",10093,"GEN1","Fossil Waste","Hawaii",20,"Dropped - in Alaska or in Hawaii or Puerto Rico"]
["Hampton Facility",10108,"GEN8","Combustion Turbine","New Hampshire",3.8,"Dropped - Plant is identified as onsite because it is a net buyer of electricity in 2021"]
["PInova Inc",10120,"GEN5","Biomass","Georgia",7.1,"Dropped - Plant is identified as onsite because it is a net buyer of electricity in 2021"]
["CIP II/AR Bridgewater Holdings - NJCOE",10122,"02","Combustion Turbine","New Jersey",4.1,"Dropped - Plant is identified as onsite because it is a net buyer of electricity in 2021"]
["Hoffmann LaRoche",10123,"TG01","Combustion Turbine","New Jersey",4.1,"Dropped - Plant is identified as onsite because it is a net buyer of electricity in 2021"]
["Hoffmann LaRoche",10123,"TG03","Combustion Turbine","New Jersey",4.1,"Dropped - Plant is identified as onsite because it is a net buyer of electricity in 2021"]
["Decorative Panels Intl",10149,"GEN1","O/G Steam","Michigan",7,"Dropped - Plant is identified as onsite because it is a net buyer of electricity in 2021"]
["Metro Wastewater Reclamation District",10180,"1","Non-Fossil Waste","Colorado",1.2,"Dropped - Units whose status are \"OS\" or \"RE\" for the past 3 consecutive years"]
["Metro Wastewater Reclamation District",10180,"2","Non-Fossil Waste","Colorado",1.2,"Dropped - Units whose status are \"OS\" or \"RE\" for the past 3 consecutive years"]
["Metropolitan Sewerage District",10181,"GEN1","Hydro","North Carolina",0.8,"Dropped - Plant is identified as onsite because it is a net buyer of electricity in 2021"]
["Metropolitan Sewerage District",10181,"GEN2","Hydro","North Carolina",0.8,"Dropped - Plant is identified as onsite because it is a net buyer of electricity in 2021"]
["Metropolitan Sewerage District",10181,"GEN3","Hydro","North Carolina",0.8,"Dropped - Plant is identified as onsite because it is a net buyer of electricity in 2021"]
["Cutrale Citrus Juices USA II",10188,"GEN6","Combustion Turbine","Florida",4.3,"Dropped - Plant is identified as onsite because it is a net buyer of electricity in 2021"]
["Cutrale Citrus Juices USA II",10188,"GEN7","Combustion Turbine","Florida",4.3,"Dropped - Plant is identified as onsite because it is a net buyer of electricity in 2021"]
["Hawaii Cogen",10194,"GEN1","Fossil Waste","Hawaii",3.2,"Dropped - in Alaska or in Hawaii or Puerto Rico"]
["Hawaii Cogen",10194,"GEN2","Fossil Waste","Hawaii",3.2,"Dropped - in Alaska or in Hawaii or Puerto Rico"]
["Hawaii Cogen",10194,"GEN3","Fossil Waste","Hawaii",3.2,"Dropped - in Alaska or in Hawaii or Puerto Rico"]
["Hawaii Cogen",10194,"GEN4","Fossil Waste","Hawaii",3.2,"Dropped - in Alaska or in Hawaii or Puerto Rico"]
["CF Industries Yazoo City Complex",10195,"EXIS","Combustion Turbine","Mississippi",20,"Dropped - Plant is identified as onsite because it is a net buyer of electricity in 2021"]
["Fernandina Beach Mill",10202,"GEN5","Non-Fossil Waste","Florida",30,"Dropped - Plant is identified as onsite because it is a net buyer of electricity in 2021"]
["Fernandina Beach Mill",10202,"GEN6","Non-Fossil Waste","Florida",50,"Dropped - Plant is identified as onsite because it is a net buyer of electricity in 2021"]
["Loma Linda University Cogen",10206,"GEN1","Combustion Turbine","California",4.8,"Dropped - Plant is identified as onsite because it is a net buyer of electricity in 2021"]
["Loma Linda University Cogen",10206,"GEN2","Combustion Turbine","California",4.8,"Dropped - Plant is identified as onsite because it is a net buyer of electricity in 2021"]
["Loma Linda University Cogen",10206,"GEN4","Combustion Turbine","California",1.7,"Dropped - Plant is identified as onsite because it is a net buyer of electricity in 2021"]
["Loma Linda University Cogen",10206,"GEN5","Combustion Turbine","California",1,"Dropped - Plant is identified as onsite because it is a net buyer of electricity in 2021"]
["Escanaba Mill",10208,"NO.7","Non-Fossil Waste","Michigan",32,"Dropped - Plant is identified as onsite because it is a net buyer of electricity in 2021"]
["Escanaba Mill",10208,"NO.8","Non-Fossil Waste","Michigan",23,"Dropped - Plant is identified as onsite because it is a net buyer of electricity in 2021"]
["Escanaba Mill",10208,"NO9","Non-Fossil Waste","Michigan",45,"Dropped - Plant is identified as onsite because it is a net buyer of electricity in 2021"]
["Merck Rahway Power Plant",10224,"GEN8","O/G Steam","New Jersey",5,"Dropped - Units whose status are \"OS\" or \"RE\" for the past 3 consecutive years"]
["Merck Rahway Power Plant",10224,"GEN9","O/G Steam","New Jersey",10.8,"Dropped - Plant is identified as onsite because it is a net buyer of electricity in 2021"]
["Merck Rahway Power Plant",10224,"GEN9A","O/G Steam","New Jersey",5.1,"Dropped - Plant is identified as onsite because it is a net buyer of electricity in 2021"]
["Merck Rahway Power Plant",10224,"SOLAR","Solar PV","New Jersey",0.4,"Dropped - Plant is identified as onsite because it is a net buyer of electricity in 2021"]
["Biron Mill",10234,"GEN1","Coal Steam","Wisconsin",15.3,"Dropped - Plant is identified as onsite because it is a net buyer of electricity in 2021"]
["Biron Mill",10234,"GEN3","O/G Steam","Wisconsin",7.5,"Dropped - Plant is identified as onsite because it is a net buyer of electricity in 2021"]
["Biron Mill",10234,"GEN4","O/G Steam","Wisconsin",12.5,"Dropped - Plant is identified as onsite because it is a net buyer of electricity in 2021"]
["Biron Mill",10234,"GEN5","Coal Steam","Wisconsin",20,"Dropped - Plant is identified as onsite because it is a net buyer of electricity in 2021"]
["Pixelle Specialty Solutions LLC - Chillicothe Facility",10244,"T-10","Non-Fossil Waste","Ohio",7.3,"Dropped - Units whose status are \"OS\" or \"RE\" for the past 3 consecutive years"]
["Pixelle Specialty Solutions LLC - Chillicothe Facility",10244,"T-11","Non-Fossil Waste","Ohio",12.2,"Dropped - Plant is identified as onsite because it is a net buyer of electricity in 2021"]
["Pixelle Specialty Solutions LLC - Chillicothe Facility",10244,"T-12","Non-Fossil Waste","Ohio",17.9,"Dropped - Plant is identified as onsite because it is a net buyer of electricity in 2021"]
["Pixelle Specialty Solutions LLC - Chillicothe Facility",10244,"T-13","O/G Steam","Ohio",7.4,"Dropped - Plant is identified as onsite because it is a net buyer of electricity in 2021"]
["ArcelorMittal Burns Harbor",10245,"GEN5","Fossil Waste","Indiana",60.5,"Dropped - Plant is identified as onsite because it is a net buyer of electricity in 2021"]
["ArcelorMittal Burns Harbor",10245,"GEN6","Fossil Waste","Indiana",51,"Dropped - Plant is identified as onsite because it is a net buyer of electricity in 2021"]
["ArcelorMittal Burns Harbor",10245,"GEN7","Fossil Waste","Indiana",63.2,"Dropped - Plant is identified as onsite because it is a net buyer of electricity in 2021"]
["Domtar Kingsport Mill",10252,"NO.1","Non-Fossil Waste","Tennessee",46.5,"Dropped - Plant is identified as onsite because it is a net buyer of electricity in 2021"]
["Enterprise Products Operating",10261,"GEN3","Combustion Turbine","Texas",3,"Dropped - Plant is identified as onsite because it is a net buyer of electricity in 2021"]
["Enterprise Products Operating",10261,"GEN4","Combustion Turbine","Texas",3,"Dropped - Plant is identified as onsite because it is a net buyer of electricity in 2021"]
["Enterprise Products Operating",10261,"GEN5","Combustion Turbine","Texas",3,"Dropped - Plant is identified as onsite because it is a net buyer of electricity in 2021"]
["Enterprise Products Operating",10261,"GEN6","Combustion Turbine","Texas",3,"Dropped - Plant is identified as onsite because it is a net buyer of electricity in 2021"]
["Enterprise Products Operating",10261,"GEN7","Combustion Turbine","Texas",3,"Dropped - Plant is identified as onsite because it is a net buyer of electricity in 2021"]
["Enterprise Products Operating",10261,"GEN8","Combustion Turbine","Texas",3,"Dropped - Plant is identified as onsite because it is a net buyer of electricity in 2021"]
["California Institute of Technology",10262,"GEN6","Combined Cycle","California",9,"Dropped - Plant is identified as onsite because it is a net buyer of electricity in 2021"]
["California Institute of Technology",10262,"GEN7","Combined Cycle","California",2.1,"Dropped - Plant is identified as onsite because it is a net buyer of electricity in 2021"]
["Florida's Natural Growers",10275,"CE50","Combustion Turbine","Florida",3.4,"Dropped - Plant is identified as onsite because it is a net buyer of electricity in 2021"]
["Florida's Natural Growers",10275,"TA70","Combustion Turbine","Florida",5.9,"Dropped - Plant is identified as onsite because it is a net buyer of electricity in 2021"]
["Central Plant",10280,"ENG1","Combustion Turbine","South Carolina",1.1,"Dropped - Plant is identified as onsite because it is a net buyer of electricity in 2021"]
["Central Plant",10280,"ENG5","Combustion Turbine","South Carolina",1,"Dropped - Plant is identified as onsite because it is a net buyer of electricity in 2021"]
["Central Plant",10280,"ENG6","Combustion Turbine","South Carolina",1,"Dropped - Plant is identified as onsite because it is a net buyer of electricity in 2021"]
["Central Plant",10280,"ENG7","Combustion Turbine","South Carolina",1,"Dropped - Plant is identified as onsite because it is a net buyer of electricity in 2021"]
["Big Valley Power LLC",10288,"IS27","Biomass","California",8.7,"Dropped - Units whose status are \"OS\" or \"RE\" for the past 3 consecutive years"]
["Louisiana Sugar Refining",10301,"GEN2","O/G Steam","Louisiana",1.7,"Dropped - Plant is identified as onsite because it is a net buyer of electricity in 2021"]
["Louisiana Sugar Refining",10301,"GEN3","O/G Steam","Louisiana",1.5,"Dropped - Plant is identified as onsite because it is a net buyer of electricity in 2021"]
["Louisiana Sugar Refining",10301,"GEN4","O/G Steam","Louisiana",2.1,"Dropped - Plant is identified as onsite because it is a net buyer of electricity in 2021"]
["Juniata Locomotive Shop",10302,"GEN3","Combustion Turbine","Pennsylvania",1.5,"Dropped - Plant is identified as onsite because it is a net buyer of electricity in 2021"]
["Geismar",10319,"GEN1","Combustion Turbine","Louisiana",33.7,"Dropped - Plant is identified as onsite because it is a net buyer of electricity in 2021"]
["Geismar",10319,"GEN2","Combustion Turbine","Louisiana",39.2,"Dropped - Plant is identified as onsite because it is a net buyer of electricity in 2021"]
["Geismar",10319,"GEN3","O/G Steam","Louisiana",7.2,"Dropped - Plant is identified as onsite because it is a net buyer of electricity in 2021"]
["H Power",10334,"GEN1","Municipal Solid Waste","Hawaii",58,"Dropped - in Alaska or in Hawaii or Puerto Rico"]
["H Power",10334,"GEN2","Municipal Solid Waste","Hawaii",28,"Dropped - in Alaska or in Hawaii or Puerto Rico"]
["H Power",10334,"PV1","Solar PV","Hawaii",3.6,"Dropped - in Alaska or in Hawaii or Puerto Rico"]
["Consumer Operations LLC",10360,"GEN6","O/G Steam","Wisconsin",18,"Dropped - Plant is identified as onsite because it is a net buyer of electricity in 2021"]
["Consumer Operations LLC",10360,"GEN7","O/G Steam","Wisconsin",23,"Dropped - Plant is identified as onsite because it is a net buyer of electricity in 2021"]
["Savannah River Mill",10361,"GEN1","Combustion Turbine","Georgia",21.4,"Dropped - Plant is identified as onsite because it is a net buyer of electricity in 2021"]
["Savannah River Mill",10361,"GEN2","Combustion Turbine","Georgia",21.4,"Dropped - Units whose status are \"OS\" or \"RE\" for the past 3 consecutive years"]
["Savannah River Mill",10361,"GEN3","Coal Steam","Georgia",41.9,"Dropped - Plant is identified as onsite because it is a net buyer of electricity in 2021"]
["Savannah River Mill",10361,"GEN4","Coal Steam","Georgia",41.9,"Dropped - Plant is identified as onsite because it is a net buyer of electricity in 2021"]
["Georgia-Pacific Muskogee LLC",10362,"GEN1","O/G Steam","Oklahoma",11.6,"Dropped - Plant is identified as onsite because it is a net buyer of electricity in 2021"]
["Georgia-Pacific Muskogee LLC",10362,"GEN2","O/G Steam","Oklahoma",21.6,"Dropped - Plant is identified as onsite because it is a net buyer of electricity in 2021"]
["Georgia-Pacific Muskogee LLC",10362,"GEN3","O/G Steam","Oklahoma",34.3,"Dropped - Plant is identified as onsite because it is a net buyer of electricity in 2021"]
["Arcelormittal Cleveland Inc",10398,"GEN3","Fossil Waste","Ohio",10,"Dropped - Plant is identified as onsite because it is a net buyer of electricity in 2021"]
["Arcelormittal Cleveland Inc",10398,"GEN5","Fossil Waste","Ohio",8,"Dropped - Plant is identified as onsite because it is a net buyer of electricity in 2021"]
["Arcelormittal Cleveland Inc",10398,"GENA","Fossil Waste","Ohio",12,"Dropped - Units whose status are \"OS\" or \"RE\" for the past 3 consecutive years"]
["Arcelormittal Cleveland Inc",10398,"GENB","Fossil Waste","Ohio",8,"Dropped - Plant is identified as onsite because it is a net buyer of electricity in 2021"]
["Arcelormittal Cleveland Inc",10398,"GENC","Fossil Waste","Ohio",22,"Dropped - Plant is identified as onsite because it is a net buyer of electricity in 2021"]
["Clark University",10408,"GEN2","Combustion Turbine","Massachusetts",2,"Dropped - Plant is identified as onsite because it is a net buyer of electricity in 2021"]
["Kalaheo Hydro",10412,"KPH1","Hydro","Hawaii",2,"Dropped - in Alaska or in Hawaii or Puerto Rico"]
["Wainiha Hydro",10413,"WAIA","Hydro","Hawaii",1.7,"Dropped - in Alaska or in Hawaii or Puerto Rico"]
["Wainiha Hydro",10413,"WAIB","Hydro","Hawaii",1.7,"Dropped - in Alaska or in Hawaii or Puerto Rico"]
["Indian Orchard Plant 1",10417,"TG","O/G Steam","Massachusetts",3.2,"Dropped - Plant is identified as onsite because it is a net buyer of electricity in 2021"]
["Ascend Performance Materials Texas Inc.",10418,"GEN1","O/G Steam","Texas",5.2,"Dropped - Plant is identified as onsite because it is a net buyer of electricity in 2021"]
["Ascend Performance Materials Texas Inc.",10418,"GEN4","O/G Steam","Texas",42.5,"Dropped - Plant is identified as onsite because it is a net buyer of electricity in 2021"]
["International Paper - Orange",10425,"TG","Non-Fossil Waste","Texas",33.2,"Dropped - Plant is identified as onsite because it is a net buyer of electricity in 2021"]
["Inland Paperboard Packaging Rome",10426,"GEN2","Non-Fossil Waste","Georgia",5,"Dropped - Plant is identified as onsite because it is a net buyer of electricity in 2021"]
["Inland Paperboard Packaging Rome",10426,"GEN3","Non-Fossil Waste","Georgia",5,"Dropped - Plant is identified as onsite because it is a net buyer of electricity in 2021"]
["Inland Paperboard Packaging Rome",10426,"GEN4","Non-Fossil Waste","Georgia",20,"Dropped - Plant is identified as onsite because it is a net buyer of electricity in 2021"]
["Inland Paperboard Packaging Rome",10426,"GEN5","Non-Fossil Waste","Georgia",31,"Dropped - Plant is identified as onsite because it is a net buyer of electricity in 2021"]
["Anheuser-Busch St Louis",10430,"GEN1","O/G Steam","Missouri",11,"Dropped - Plant is identified as onsite because it is a net buyer of electricity in 2021"]
["Anheuser-Busch St Louis",10430,"GEN3","O/G Steam","Missouri",11,"Dropped - Plant is identified as onsite because it is a net buyer of electricity in 2021"]
["Anheuser-Busch St Louis",10430,"GEN4","O/G Steam","Missouri",4.1,"Dropped - Units whose status are \"OS\" or \"RE\" for the past 3 consecutive years"]
["Anheuser-Busch Jacksonville",10431,"GEN1","Combustion Turbine","Florida",8.7,"Dropped - Plant is identified as onsite because it is a net buyer of electricity in 2021"]
["Mosaic New Wales Operations",10434,"TG1","Non-Fossil Waste","Florida",8,"Dropped - Units whose status are \"OS\" or \"RE\" for the past 3 consecutive years"]
["Mosaic New Wales Operations",10434,"TG2","Non-Fossil Waste","Florida",48,"Dropped - Plant is identified as onsite because it is a net buyer of electricity in 2021"]
["Mosaic New Wales Operations",10434,"TG3","Non-Fossil Waste","Florida",32,"Dropped - Plant is identified as onsite because it is a net buyer of electricity in 2021"]
["Mosaic New Wales Operations",10434,"TG4","Non-Fossil Waste","Florida",24,"Dropped - Plant is identified as onsite because it is a net buyer of electricity in 2021"]
["Expander Turbine",10475,"16TG","Fossil Waste","Indiana",18.8,"Dropped - Plant is identified as onsite because it is a net buyer of electricity in 2021"]
["Boise Cascade International Falls",10486,"GEN 6","Non-Fossil Waste","Minnesota",40,"Dropped - Plant is identified as onsite because it is a net buyer of electricity in 2021"]
["DeRidder Mill",10488,"TG","Non-Fossil Waste","Louisiana",61.5,"Dropped - Plant is identified as onsite because it is a net buyer of electricity in 2021"]
["Mead Rumford Cogen",10491,"3STG","O/G Steam","Maine",12.5,"Dropped - Plant is identified as onsite because it is a net buyer of electricity in 2021"]
["Mid-Set Cogeneration",10501,"K100","Combustion Turbine","California",36,"Dropped - Units whose status are \"OS\" or \"RE\" for the past 3 consecutive years"]
["Amalgamated Sugar Twin Falls",10504,"1500","O/G Steam","Idaho",1.2,"Dropped - Plant is identified as onsite because it is a net buyer of electricity in 2021"]
["Amalgamated Sugar Twin Falls",10504,"2500","O/G Steam","Idaho",2.3,"Dropped - Plant is identified as onsite because it is a net buyer of electricity in 2021"]
["Amalgamated Sugar Twin Falls",10504,"4000","Coal Steam","Idaho",5,"Dropped - Plant is identified as onsite because it is a net buyer of electricity in 2021"]
["Finch Paper",10511,"GEN6","Biomass","New York",23,"Dropped - Plant is identified as onsite because it is a net buyer of electricity in 2021"]
["Formosa Utility Venture Ltd",10554,"3ST1","Combined Cycle","Texas",38,"Dropped - Plant is identified as onsite because it is a net buyer of electricity in 2021"]
["Formosa Utility Venture Ltd",10554,"3TBG1","Combined Cycle","Texas",97,"Dropped - Plant is identified as onsite because it is a net buyer of electricity in 2021"]
["Formosa Utility Venture Ltd",10554,"3TBG2","Combined Cycle","Texas",97,"Dropped - Plant is identified as onsite because it is a net buyer of electricity in 2021"]
["Formosa Utility Venture Ltd",10554,"BO3","Combined Cycle","Texas",32,"Dropped - Plant is identified as onsite because it is a net buyer of electricity in 2021"]
["Formosa Utility Venture Ltd",10554,"ST1","Combined Cycle","Texas",28.5,"Dropped - Plant is identified as onsite because it is a net buyer of electricity in 2021"]
["Formosa Utility Venture Ltd",10554,"ST2","Combined Cycle","Texas",57.5,"Dropped - Plant is identified as onsite because it is a net buyer of electricity in 2021"]
["Formosa Utility Venture Ltd",10554,"ST3","Combined Cycle","Texas",47.3,"Dropped - Plant is identified as onsite because it is a net buyer of electricity in 2021"]
["Formosa Utility Venture Ltd",10554,"TBG1","Combined Cycle","Texas",72,"Dropped - Plant is identified as onsite because it is a net buyer of electricity in 2021"]
["Formosa Utility Venture Ltd",10554,"TBG2","Combined Cycle","Texas",72,"Dropped - Plant is identified as onsite because it is a net buyer of electricity in 2021"]
["Formosa Utility Venture Ltd",10554,"TBG3","Combined Cycle","Texas",72,"Dropped - Plant is identified as onsite because it is a net buyer of electricity in 2021"]
["Formosa Utility Venture Ltd",10554,"TBG4","Combined Cycle","Texas",72,"Dropped - Plant is identified as onsite because it is a net buyer of electricity in 2021"]
["Formosa Utility Venture Ltd",10554,"TBG5","Combined Cycle","Texas",72,"Dropped - Plant is identified as onsite because it is a net buyer of electricity in 2021"]
["Formosa Utility Venture Ltd",10554,"TBG6","Combined Cycle","Texas",72,"Dropped - Plant is identified as onsite because it is a net buyer of electricity in 2021"]
["Jesup Plant",10560,"GEN2","Non-Fossil Waste","Georgia",4.7,"Dropped - Plant is identified as onsite because it is a net buyer of electricity in 2021"]
["Jesup Plant",10560,"GEN4","Non-Fossil Waste","Georgia",7,"Dropped - Plant is identified as onsite because it is a net buyer of electricity in 2021"]
["Jesup Plant",10560,"GEN5","Non-Fossil Waste","Georgia",27.9,"Dropped - Plant is identified as onsite because it is a net buyer of electricity in 2021"]
["Jesup Plant",10560,"GEN6","Non-Fossil Waste","Georgia",25.1,"Dropped - Plant is identified as onsite because it is a net buyer of electricity in 2021"]
["Fernandina Plant",10562,"GEN4","Biomass","Florida",21,"Dropped - Plant is identified as onsite because it is a net buyer of electricity in 2021"]
["Fernandina Plant",10562,"GEN5","Biomass","Florida",21,"Dropped - Plant is identified as onsite because it is a net buyer of electricity in 2021"]
["Chambers Cogeneration LP",10566,"GEN1","Coal Steam","New Jersey",244,"Dropped - Retired/Planned Retirement by 06/2028"]
["Port Arthur Texas Refinery",10568,"GEN1","Combustion Turbine","Texas",27.9,"Dropped - Plant is identified as onsite because it is a net buyer of electricity in 2021"]
["Brunswick Cellulose",10605,"GEN3","Non-Fossil Waste","Georgia",9.2,"Dropped - Plant is identified as onsite because it is a net buyer of electricity in 2021"]
["Brunswick Cellulose",10605,"GEN4","Non-Fossil Waste","Georgia",50,"Dropped - Plant is identified as onsite because it is a net buyer of electricity in 2021"]
["Brunswick Cellulose",10605,"GEN5","Non-Fossil Waste","Georgia",13,"Dropped - Plant is identified as onsite because it is a net buyer of electricity in 2021"]
["Georgia-Pacific Crossett LLC",10606,"GEN4","O/G Steam","Arkansas",28,"Dropped - Plant is identified as onsite because it is a net buyer of electricity in 2021"]
["Georgia-Pacific Monticello Paper",10610,"GEN1","O/G Steam","Mississippi",49.3,"Dropped - Plant is identified as onsite because it is a net buyer of electricity in 2021"]
["Georgia-Pacific Monticello Paper",10610,"GEN2","O/G Steam","Mississippi",32.2,"Dropped - Plant is identified as onsite because it is a net buyer of electricity in 2021"]
["Georgia-Pacific Palatka Operations",10611,"GEN4","Non-Fossil Waste","Florida",44.6,"Dropped - Plant is identified as onsite because it is a net buyer of electricity in 2021"]
["Georgia-Pacific Palatka Operations",10611,"GEN8","Non-Fossil Waste","Florida",25.1,"Dropped - Plant is identified as onsite because it is a net buyer of electricity in 2021"]
["Woodland Pulp, LLC",10613,"HG1","Hydro","Maine",2.9,"Dropped - Plant is identified as onsite because it is a net buyer of electricity in 2021"]
["Woodland Pulp, LLC",10613,"HG10","Hydro","Maine",1.1,"Dropped - Plant is identified as onsite because it is a net buyer of electricity in 2021"]
["Woodland Pulp, LLC",10613,"HG2","Hydro","Maine",2.9,"Dropped - Plant is identified as onsite because it is a net buyer of electricity in 2021"]
["Woodland Pulp, LLC",10613,"HG3","Hydro","Maine",3.1,"Dropped - Plant is identified as onsite because it is a net buyer of electricity in 2021"]
["Woodland Pulp, LLC",10613,"HG4","Hydro","Maine",0.8,"Dropped - Plant is identified as onsite because it is a net buyer of electricity in 2021"]
["Woodland Pulp, LLC",10613,"HG5","Hydro","Maine",0.8,"Dropped - Plant is identified as onsite because it is a net buyer of electricity in 2021"]
["Woodland Pulp, LLC",10613,"HG6","Hydro","Maine",0.8,"Dropped - Plant is identified as onsite because it is a net buyer of electricity in 2021"]
["Woodland Pulp, LLC",10613,"HG7","Hydro","Maine",1.5,"Dropped - Plant is identified as onsite because it is a net buyer of electricity in 2021"]
["Woodland Pulp, LLC",10613,"HG8","Hydro","Maine",1.9,"Dropped - Plant is identified as onsite because it is a net buyer of electricity in 2021"]
["Woodland Pulp, LLC",10613,"HG9","Hydro","Maine",1.9,"Dropped - Plant is identified as onsite because it is a net buyer of electricity in 2021"]
["Woodland Pulp, LLC",10613,"TG10","Non-Fossil Waste","Maine",26,"Dropped - Plant is identified as onsite because it is a net buyer of electricity in 2021"]
["Woodland Pulp, LLC",10613,"TG11","Non-Fossil Waste","Maine",20,"Dropped - Plant is identified as onsite because it is a net buyer of electricity in 2021"]
["Civic Center",10623,"GEN1","Combined Cycle","California",22.1,"Dropped - Plant is identified as onsite because it is a net buyer of electricity in 2021"]
["Civic Center",10623,"GEN2","Combined Cycle","California",1.5,"Dropped - Plant is identified as onsite because it is a net buyer of electricity in 2021"]
["Pine Bluff Mill",10627,"1TG1","Non-Fossil Waste","Arkansas",32,"Dropped - Plant is identified as onsite because it is a net buyer of electricity in 2021"]
["Pine Bluff Mill",10627,"2TG1","Non-Fossil Waste","Arkansas",15.9,"Dropped - Plant is identified as onsite because it is a net buyer of electricity in 2021"]
["Pine Bluff Mill",10627,"3TG1","Non-Fossil Waste","Arkansas",13,"Dropped - Plant is identified as onsite because it is a net buyer of electricity in 2021"]
["French Paper Hydro",10656,"1","Hydro","Michigan",0.3,"Dropped - Plant is identified as onsite because it is a net buyer of electricity in 2021"]
["French Paper Hydro",10656,"2","Hydro","Michigan",0.4,"Dropped - Plant is identified as onsite because it is a net buyer of electricity in 2021"]
["French Paper Hydro",10656,"3","Hydro","Michigan",0.3,"Dropped - Plant is identified as onsite because it is a net buyer of electricity in 2021"]
["French Paper Hydro",10656,"4","Hydro","Michigan",0.2,"Dropped - Plant is identified as onsite because it is a net buyer of electricity in 2021"]
["CES Placerita Power Plant",10677,"UNT2","Combined Cycle","California",46,"Dropped - Units whose status are \"OS\" or \"RE\" for the past 3 consecutive years"]
["CES Placerita Power Plant",10677,"UNT3","Combined Cycle","California",23,"Dropped - Units whose status are \"OS\" or \"RE\" for the past 3 consecutive years"]
["Westend Facility",10685,"PINA","Combustion Turbine","California",15,"Dropped - Units whose status are \"OS\" or \"RE\" for the past 3 consecutive years"]
["Eastern Correctional Institute",10693,"1147","Biomass","Maryland",1.3,"Dropped - Plant is identified as onsite because it is a net buyer of electricity in 2021"]
["Eastern Correctional Institute",10693,"1148","Biomass","Maryland",1.3,"Dropped - Plant is identified as onsite because it is a net buyer of electricity in 2021"]
["Eastern Correctional Institute",10693,"DG1","Combustion Turbine","Maryland",1,"Dropped - Plant is identified as onsite because it is a net buyer of electricity in 2021"]
["Eastern Correctional Institute",10693,"DG2","Combustion Turbine","Maryland",1,"Dropped - Plant is identified as onsite because it is a net buyer of electricity in 2021"]
["St Francisville Mill",10697,"GEN2","Non-Fossil Waste","Louisiana",16,"Dropped - Plant is identified as onsite because it is a net buyer of electricity in 2021"]
["Georgia-Pacific Consr Prods LP-Naheola",10699,"GT3","Non-Fossil Waste","Alabama",37.4,"Dropped - Plant is identified as onsite because it is a net buyer of electricity in 2021"]
["Georgia-Pacific Consr Prods LP-Naheola",10699,"TG4","Biomass","Alabama",29.4,"Dropped - Plant is identified as onsite because it is a net buyer of electricity in 2021"]
["Red Shield Envir Old Town Facility",10700,"TG4","Non-Fossil Waste","Maine",7.5,"Dropped - Plant is identified as onsite because it is a net buyer of electricity in 2021"]
["Red Shield Envir Old Town Facility",10700,"TG6","Biomass","Maine",14,"Dropped - Plant is identified as onsite because it is a net buyer of electricity in 2021"]
["Kyocera America Project",10720,"0287","Combustion Turbine","California",1.7,"Dropped - Plant is identified as onsite because it is a net buyer of electricity in 2021"]
["Kyocera America Project",10720,"0333","Combustion Turbine","California",2.1,"Dropped - Plant is identified as onsite because it is a net buyer of electricity in 2021"]
["Blue Lake Power LLC",10764,"GEN1","Biomass","California",11.5,"Dropped - Units whose status are \"OS\" or \"RE\" for the past 3 consecutive years"]
["Hopewell Power Station",10771,"1","Biomass","Virginia",51,"Dropped - Retired/Planned Retirement by 06/2028"]
["Altavista Power Station",10773,"1","Biomass","Virginia",51,"Dropped - Retired/Planned Retirement by 06/2028"]
["Southampton Power Station",10774,"1","Biomass","Virginia",51,"Dropped - Retired/Planned Retirement by 06/2028"]
["Sabine River Operations",10789,"GEN3","Combined Cycle","Texas",5,"Dropped - Units whose status are \"OS\" or \"RE\" for the past 3 consecutive years"]
["Camden South Carolina",10795,"GEN3","O/G Steam","South Carolina",17.5,"Dropped - Plant is identified as onsite because it is a net buyer of electricity in 2021"]
["Ogdensburg Power",10803,"GEN3","O/G Steam","New York",23,"Dropped - Units whose status are \"OS\" or \"RE\" for the past 3 consecutive years"]
["Covanta Mendota",10837,"GEN1","Biomass","California",25,"Dropped - Units whose status are \"OS\" or \"RE\" for the past 3 consecutive years"]
["Covanta Delano Energy",10840,"GEN1","Biomass","California",27,"Dropped - Units whose status are \"OS\" or \"RE\" for the past 3 consecutive years"]
["Covanta Delano Energy",10840,"GEN2","Biomass","California",22,"Dropped - Units whose status are \"OS\" or \"RE\" for the past 3 consecutive years"]
["Silver Bay Power",10849,"GEN1","Coal Steam","Minnesota",36,"Dropped - Units whose status are \"OS\" or \"RE\" for the past 3 consecutive years"]
["Silver Bay Power",10849,"GEN2","Coal Steam","Minnesota",69,"Dropped - Units whose status are \"OS\" or \"RE\" for the past 3 consecutive years"]
["Center Falls",10853,"1","Hydro","New York",0.3,"Dropped - Plant is identified as onsite because it is a net buyer of electricity in 2021"]
["Center Falls",10853,"2","Hydro","New York",0.3,"Dropped - Plant is identified as onsite because it is a net buyer of electricity in 2021"]
["Center Falls",10853,"3","Hydro","New York",0.2,"Dropped - Plant is identified as onsite because it is a net buyer of electricity in 2021"]
["Cargill Corn Milling Division",10855,"GEN1","O/G Steam","Iowa",18.7,"Dropped - Plant is identified as onsite because it is a net buyer of electricity in 2021"]
["Cargill Corn Milling Division",10855,"GEN2","O/G Steam","Iowa",18,"Dropped - Plant is identified as onsite because it is a net buyer of electricity in 2021"]
["Archer Daniels Midland Clinton",10860,"1A","Coal Steam","Iowa",75,"Dropped - Plant is identified as onsite because it is a net buyer of electricity in 2021"]
["Archer Daniels Midland Clinton",10860,"2A","Coal Steam","Iowa",105,"Dropped - Plant is identified as onsite because it is a net buyer of electricity in 2021"]
["Archer Daniels Midland Des Moines",10861,"GEN1","Coal Steam","Iowa",7.9,"Dropped - Plant is identified as onsite because it is a net buyer of electricity in 2021"]
["Archer Daniels Midland Lincoln",10862,"GEN1","Coal Steam","Nebraska",7.9,"Dropped - Plant is identified as onsite because it is a net buyer of electricity in 2021"]
["Archer Daniels Midland Mankato",10863,"GEN1","Coal Steam","Minnesota",6.2,"Dropped - Plant is identified as onsite because it is a net buyer of electricity in 2021"]
["Archer Daniels Midland Decatur",10865,"GEN2","Coal Steam","Illinois",31,"Dropped - Plant is identified as onsite because it is a net buyer of electricity in 2021"]
["Archer Daniels Midland Decatur",10865,"GEN3","Coal Steam","Illinois",31,"Dropped - Plant is identified as onsite because it is a net buyer of electricity in 2021"]
["Archer Daniels Midland Decatur",10865,"GEN4","Coal Steam","Illinois",31,"Dropped - Plant is identified as onsite because it is a net buyer of electricity in 2021"]
["Archer Daniels Midland Decatur",10865,"GEN5","Coal Steam","Illinois",31,"Dropped - Plant is identified as onsite because it is a net buyer of electricity in 2021"]
["Archer Daniels Midland Decatur",10865,"GEN6","Coal Steam","Illinois",31,"Dropped - Plant is identified as onsite because it is a net buyer of electricity in 2021"]
["Archer Daniels Midland Decatur",10865,"GEN7","Coal Steam","Illinois",75,"Dropped - Plant is identified as onsite because it is a net buyer of electricity in 2021"]
["Archer Daniels Midland Decatur",10865,"GEN8","Coal Steam","Illinois",105,"Dropped - Plant is identified as onsite because it is a net buyer of electricity in 2021"]
["Archer Daniels Midland Peoria",10866,"GEN6","Combustion Turbine","Illinois",15,"Dropped - Plant is identified as onsite because it is a net buyer of electricity in 2021"]
["Archer Daniels Midland Peoria",10866,"GEN7","Combustion Turbine","Illinois",15,"Dropped - Plant is identified as onsite because it is a net buyer of electricity in 2021"]
["Primient Decatur Plant Cogen",10867,"GEN1","O/G Steam","Illinois",62,"Dropped - Plant is identified as onsite because it is a net buyer of electricity in 2021"]
["Corpus Refinery",50026,"FR6","Combustion Turbine","Texas",32,"Dropped - Plant is identified as onsite because it is a net buyer of electricity in 2021"]
["Norton Powerhouse",50041,"GEN1","O/G Steam","Massachusetts",2.5,"Dropped - Plant is identified as onsite because it is a net buyer of electricity in 2021"]
["Norton Powerhouse",50041,"GEN2","O/G Steam","Massachusetts",3.1,"Dropped - Plant is identified as onsite because it is a net buyer of electricity in 2021"]
["Rice University",50054,"GEN1","Combustion Turbine","Texas",3.1,"Dropped - Plant is identified as onsite because it is a net buyer of electricity in 2021"]
["Rice University",50054,"GEN2","Combustion Turbine","Texas",3.8,"Dropped - Plant is identified as onsite because it is a net buyer of electricity in 2021"]
["San Diego State University",50061,"GEN2","Combined Cycle","California",4.6,"Dropped - Plant is identified as onsite because it is a net buyer of electricity in 2021"]
["San Diego State University",50061,"GEN3","Combined Cycle","California",4.6,"Dropped - Plant is identified as onsite because it is a net buyer of electricity in 2021"]
["San Diego State University",50061,"GEN4","Combined Cycle","California",4.1,"Dropped - Plant is identified as onsite because it is a net buyer of electricity in 2021"]
["San Diego State University",50061,"GEN5","Solar PV","California",0.1,"Dropped - Plant is identified as onsite because it is a net buyer of electricity in 2021"]
["San Diego State University",50061,"GEN6","Solar PV","California",0.3,"Dropped - Plant is identified as onsite because it is a net buyer of electricity in 2021"]
["San Diego State University",50061,"GEN7","Solar PV","California",0.3,"Dropped - Plant is identified as onsite because it is a net buyer of electricity in 2021"]
["San Diego State University",50061,"GEN8","Solar PV","California",0.1,"Dropped - Plant is identified as onsite because it is a net buyer of electricity in 2021"]
["Borger Plant",50067,"GEN1","O/G Steam","Texas",27.5,"Dropped - Plant is identified as onsite because it is a net buyer of electricity in 2021"]
["Univ of Massachusetts Medical Center",50087,"GEN1","O/G Steam","Massachusetts",1.5,"Dropped - Plant is identified as onsite because it is a net buyer of electricity in 2021"]
["Univ of Massachusetts Medical Center",50087,"GEN2","O/G Steam","Massachusetts",1.5,"Dropped - Plant is identified as onsite because it is a net buyer of electricity in 2021"]
["Univ of Massachusetts Medical Center",50087,"GEN3","O/G Steam","Massachusetts",3,"Dropped - Plant is identified as onsite because it is a net buyer of electricity in 2021"]
["Univ of Massachusetts Medical Center",50087,"GEN4","Combustion Turbine","Massachusetts",6,"Dropped - Plant is identified as onsite because it is a net buyer of electricity in 2021"]
["University of Northern Iowa",50088,"GEN1","O/G Steam","Iowa",7.5,"Dropped - Plant is identified as onsite because it is a net buyer of electricity in 2021"]
["Univ of San Francisco Cogen",50089,"S-17","Combustion Turbine","California",1.4,"Dropped - Plant is identified as onsite because it is a net buyer of electricity in 2021"]
["WestRock (TX)",50101,"GEN1","Non-Fossil Waste","Texas",9.5,"Dropped - Plant is identified as onsite because it is a net buyer of electricity in 2021"]
["WestRock (TX)",50101,"GEN2","Non-Fossil Waste","Texas",32,"Dropped - Plant is identified as onsite because it is a net buyer of electricity in 2021"]
["WestRock (TX)",50101,"GEN3","Non-Fossil Waste","Texas",18,"Dropped - Plant is identified as onsite because it is a net buyer of electricity in 2021"]
["Valero Refinery Corpus Christi West",50121,"PRU","Non-Fossil Waste","Texas",12,"Dropped - Plant is identified as onsite because it is a net buyer of electricity in 2021"]
["Valero Refinery Corpus Christi West",50121,"TG1","Coal Steam","Texas",26.6,"Dropped - Plant is identified as onsite because it is a net buyer of electricity in 2021"]
["Valero Refinery Corpus Christi West",50121,"TG2","Coal Steam","Texas",26.6,"Dropped - Plant is identified as onsite because it is a net buyer of electricity in 2021"]
["Clear Lake Hydro Project",50128,"3381","Hydro","California",2.4,"Dropped - Units whose status are \"OS\" or \"RE\" for the past 3 consecutive years"]
["Coalinga Cogeneration",50131,"K100","Combustion Turbine","California",36,"Dropped - Units whose status are \"OS\" or \"RE\" for the past 3 consecutive years"]
["Imperial Savannah LP",50146,"GENA","O/G Steam","Georgia",2.7,"Dropped - Plant is identified as onsite because it is a net buyer of electricity in 2021"]
["Imperial Savannah LP",50146,"GENB","O/G Steam","Georgia",3,"Dropped - Plant is identified as onsite because it is a net buyer of electricity in 2021"]
["Imperial Savannah LP",50146,"GENC","O/G Steam","Georgia",1,"Dropped - Plant is identified as onsite because it is a net buyer of electricity in 2021"]
["Imperial Savannah LP",50146,"GEND","O/G Steam","Georgia",4.5,"Dropped - Plant is identified as onsite because it is a net buyer of electricity in 2021"]
["Texas City Plant Union Carbide",50153,"STG","Non-Fossil Waste","Texas",38,"Dropped - Plant is identified as onsite because it is a net buyer of electricity in 2021"]
["Wichita Plant",50169,"GEN1","Combustion Turbine","Kansas",27,"Dropped - Plant is identified as onsite because it is a net buyer of electricity in 2021"]
["Cosmo Specialty Fibers Plant",50185,"TG1","Biomass","Washington",8.5,"Dropped - Plant is identified as onsite because it is a net buyer of electricity in 2021"]
["Cosmo Specialty Fibers Plant",50185,"TG2","Biomass","Washington",8.5,"Dropped - Plant is identified as onsite because it is a net buyer of electricity in 2021"]
["Nippon Dynawave Packaging Longview WA",50187,"TG1","Non-Fossil Waste","Washington",7.4,"Dropped - Plant is identified as onsite because it is a net buyer of electricity in 2021"]
["Nippon Dynawave Packaging Longview WA",50187,"TG2","Non-Fossil Waste","Washington",4.7,"Dropped - Plant is identified as onsite because it is a net buyer of electricity in 2021"]
["Nippon Dynawave Packaging Longview WA",50187,"TG4","Non-Fossil Waste","Washington",16.7,"Dropped - Plant is identified as onsite because it is a net buyer of electricity in 2021"]
["Nippon Dynawave Packaging Longview WA",50187,"TG5","Biomass","Washington",29.2,"Dropped - Plant is identified as onsite because it is a net buyer of electricity in 2021"]
["International Paper Co. - New Bern Mill",50188,"TG2","Non-Fossil Waste","North Carolina",29,"Dropped - Plant is identified as onsite because it is a net buyer of electricity in 2021"]
["Domtar Paper Company Rothschild",50190,"HG3","Hydro","Wisconsin",0.6,"Dropped - Plant is identified as onsite because it is a net buyer of electricity in 2021"]
["Domtar Paper Company Rothschild",50190,"HG7","Hydro","Wisconsin",0.5,"Dropped - Plant is identified as onsite because it is a net buyer of electricity in 2021"]
["IP Springfield Oregon",50191,"TG1","Non-Fossil Waste","Oregon",7.5,"Dropped - Units whose status are \"OS\" or \"RE\" for the past 3 consecutive years"]
["IP Springfield Oregon",50191,"TG2","Non-Fossil Waste","Oregon",5,"Dropped - Units whose status are \"OS\" or \"RE\" for the past 3 consecutive years"]
["IP Springfield Oregon",50191,"TG3","Non-Fossil Waste","Oregon",12.5,"Dropped - Units whose status are \"OS\" or \"RE\" for the past 3 consecutive years"]
["IP Springfield Oregon",50191,"TG4","Non-Fossil Waste","Oregon",33,"Dropped - Plant is identified as onsite because it is a net buyer of electricity in 2021"]
["International Paper Valliant OK",50192,"TG1","Non-Fossil Waste","Oklahoma",57.8,"Dropped - Plant is identified as onsite because it is a net buyer of electricity in 2021"]
["B Braun Medical",50200,"GEN1","Combustion Turbine","California",2.7,"Dropped - Retired/Planned Retirement by 06/2028"]
["B Braun Medical",50200,"GEN2","Combustion Turbine","California",3,"Dropped - Retired/Planned Retirement by 06/2028"]
["US Gypsum Oakfield",50203,"GEN1","Combustion Turbine","New York",4.9,"Dropped - Plant is identified as onsite because it is a net buyer of electricity in 2021"]
["Oxnard Wastewater Treatment Plant",50224,"7610","Non-Fossil Waste","California",0.4,"Dropped - Plant is identified as onsite because it is a net buyer of electricity in 2021"]
["Oxnard Wastewater Treatment Plant",50224,"7710","Non-Fossil Waste","California",0.4,"Dropped - Plant is identified as onsite because it is a net buyer of electricity in 2021"]
["Oxnard Wastewater Treatment Plant",50224,"7810","Non-Fossil Waste","California",0.4,"Dropped - Plant is identified as onsite because it is a net buyer of electricity in 2021"]
["Robbins Lumber",50230,"CAT","Combustion Turbine","Maine",1.8,"Dropped - Plant is identified as onsite because it is a net buyer of electricity in 2021"]
["Robbins Lumber",50230,"WEST","Biomass","Maine",1.1,"Dropped - Units whose status are \"OS\" or \"RE\" for the past 3 consecutive years"]
["San Antonio Regional Hospital",50234,"2074","Combustion Turbine","California",0.9,"Dropped - Plant is identified as onsite because it is a net buyer of electricity in 2021"]
["San Antonio Regional Hospital",50234,"2075","Combustion Turbine","California",0.9,"Dropped - Plant is identified as onsite because it is a net buyer of electricity in 2021"]
["San Antonio Regional Hospital",50234,"2076","Combustion Turbine","California",0.9,"Dropped - Plant is identified as onsite because it is a net buyer of electricity in 2021"]
["Purdue University",50240,"GEN1","O/G Steam","Indiana",30.8,"Dropped - Plant is identified as onsite because it is a net buyer of electricity in 2021"]
["Purdue University",50240,"GEN2","O/G Steam","Indiana",7,"Dropped - Plant is identified as onsite because it is a net buyer of electricity in 2021"]
["Purdue University",50240,"GEN3","Combustion Turbine","Indiana",1.8,"Dropped - Plant is identified as onsite because it is a net buyer of electricity in 2021"]
["Tenet Hospital",50241,"9541","Combustion Turbine","Texas",2.1,"Dropped - Plant is identified as onsite because it is a net buyer of electricity in 2021"]
["Tenet Hospital",50241,"9542","Combustion Turbine","Texas",2.1,"Dropped - Plant is identified as onsite because it is a net buyer of electricity in 2021"]
["Canton North Carolina",50244,"GEN8","Non-Fossil Waste","North Carolina",7.5,"Dropped - Plant is identified as onsite because it is a net buyer of electricity in 2021"]
["Canton North Carolina",50244,"GEN9","Non-Fossil Waste","North Carolina",7.5,"Dropped - Plant is identified as onsite because it is a net buyer of electricity in 2021"]
["Canton North Carolina",50244,"GN10","Non-Fossil Waste","North Carolina",7.5,"Dropped - Plant is identified as onsite because it is a net buyer of electricity in 2021"]
["Canton North Carolina",50244,"GN11","Non-Fossil Waste","North Carolina",7.5,"Dropped - Plant is identified as onsite because it is a net buyer of electricity in 2021"]
["Canton North Carolina",50244,"GN12","Non-Fossil Waste","North Carolina",10,"Dropped - Plant is identified as onsite because it is a net buyer of electricity in 2021"]
["Canton North Carolina",50244,"GN13","Non-Fossil Waste","North Carolina",12.5,"Dropped - Plant is identified as onsite because it is a net buyer of electricity in 2021"]
["International Paper Pensacola",50250,"GEN1","Non-Fossil Waste","Florida",36,"Dropped - Plant is identified as onsite because it is a net buyer of electricity in 2021"]
["International Paper Pensacola",50250,"GEN2","Non-Fossil Waste","Florida",40,"Dropped - Plant is identified as onsite because it is a net buyer of electricity in 2021"]
["Billerud Quinnesec Mill",50251,"GEN1","Non-Fossil Waste","Michigan",28,"Dropped - Plant is identified as onsite because it is a net buyer of electricity in 2021"]
["Billerud Quinnesec Mill",50251,"GEN2","Biomass","Michigan",31,"Dropped - Plant is identified as onsite because it is a net buyer of electricity in 2021"]
["KapStone Kraft Paper Corp",50254,"GEN1","Non-Fossil Waste","North Carolina",30,"Dropped - Plant is identified as onsite because it is a net buyer of electricity in 2021"]
["Beaumont Hospital Dearborn Campus",50260,"1 2M","Combustion Turbine","Michigan",2,"Dropped - Plant is identified as onsite because it is a net buyer of electricity in 2021"]
["Beaumont Hospital Dearborn Campus",50260,"2 2M","Combustion Turbine","Michigan",2,"Dropped - Plant is identified as onsite because it is a net buyer of electricity in 2021"]
["Beaumont Hospital Dearborn Campus",50260,"500A","Combustion Turbine","Michigan",0.5,"Dropped - Plant is identified as onsite because it is a net buyer of electricity in 2021"]
["ExxonMobil Santa Ynez Facility",50270,"GTG1","Combined Cycle","California",40.2,"Dropped - Units whose status are \"OS\" or \"RE\" for the past 3 consecutive years"]
["ExxonMobil Santa Ynez Facility",50270,"STG1","Combined Cycle","California",8.9,"Dropped - Units whose status are \"OS\" or \"RE\" for the past 3 consecutive years"]
["Simplot Leasing Don Plant",50274,"GEN1","Non-Fossil Waste","Idaho",14.8,"Dropped - Plant is identified as onsite because it is a net buyer of electricity in 2021"]
["Park 500 Philip Morris USA",50275,"TG3","O/G Steam","Virginia",10.5,"Dropped - Plant is identified as onsite because it is a net buyer of electricity in 2021"]
["Packaging Corp of America",50296,"GEN1","Biomass","Tennessee",50,"Dropped - Plant is identified as onsite because it is a net buyer of electricity in 2021"]
["Packaging Corp of America",50296,"GEN2","Non-Fossil Waste","Tennessee",22.5,"Dropped - Plant is identified as onsite because it is a net buyer of electricity in 2021"]
["Shell Deer Park",50304,"GEN1","Non-Fossil Waste","Texas",45,"Dropped - Plant is identified as onsite because it is a net buyer of electricity in 2021"]
["Shell Deer Park",50304,"GEN2","Non-Fossil Waste","Texas",45,"Dropped - Plant is identified as onsite because it is a net buyer of electricity in 2021"]
["Shell Deer Park",50304,"GEN4","Combustion Turbine","Texas",75,"Dropped - Plant is identified as onsite because it is a net buyer of electricity in 2021"]
["Shell Deer Park",50304,"GEN5","Combustion Turbine","Texas",78,"Dropped - Plant is identified as onsite because it is a net buyer of electricity in 2021"]
["Alpena Cement Plant",50305,"GE10","Coal Steam","Michigan",3.2,"Dropped - Plant is identified as onsite because it is a net buyer of electricity in 2021"]
["Alpena Cement Plant",50305,"GEN6","Coal Steam","Michigan",12,"Dropped - Plant is identified as onsite because it is a net buyer of electricity in 2021"]
["Alpena Cement Plant",50305,"GEN7","Coal Steam","Michigan",10,"Dropped - Plant is identified as onsite because it is a net buyer of electricity in 2021"]
["Alpena Cement Plant",50305,"GEN8","Coal Steam","Michigan",11,"Dropped - Plant is identified as onsite because it is a net buyer of electricity in 2021"]
["Alpena Cement Plant",50305,"GEN9","Coal Steam","Michigan",11,"Dropped - Plant is identified as onsite because it is a net buyer of electricity in 2021"]
["University of Oklahoma",50307,"GEN1","O/G Steam","Oklahoma",7.5,"Dropped - Plant is identified as onsite because it is a net buyer of electricity in 2021"]
["University of Oklahoma",50307,"GEN2","O/G Steam","Oklahoma",2.5,"Dropped - Plant is identified as onsite because it is a net buyer of electricity in 2021"]
["University of Oklahoma",50307,"GEN3","O/G Steam","Oklahoma",2.5,"Dropped - Plant is identified as onsite because it is a net buyer of electricity in 2021"]
["University of Oklahoma",50307,"GEN4","O/G Steam","Oklahoma",4.3,"Dropped - Plant is identified as onsite because it is a net buyer of electricity in 2021"]
["University of Oklahoma",50307,"GEN5","Combustion Turbine","Oklahoma",1.8,"Dropped - Plant is identified as onsite because it is a net buyer of electricity in 2021"]
["Utility Plants Section",50308,"GEN1","Coal Steam","Alaska",3.5,"Dropped - in Alaska or in Hawaii or Puerto Rico"]
["Utility Plants Section",50308,"GEN3","Coal Steam","Alaska",6.2,"Dropped - in Alaska or in Hawaii or Puerto Rico"]
["Utility Plants Section",50308,"GEN4","Coal Steam","Alaska",6.2,"Dropped - in Alaska or in Hawaii or Puerto Rico"]
["Utility Plants Section",50308,"GEN5","Coal Steam","Alaska",6.2,"Dropped - in Alaska or in Hawaii or Puerto Rico"]
["Standby Generation Plant",50310,"1","Combustion Turbine","Florida",1.1,"Dropped - Plant is identified as onsite because it is a net buyer of electricity in 2021"]
["Standby Generation Plant",50310,"1SB","Combustion Turbine","Florida",1.3,"Dropped - Plant is identified as onsite because it is a net buyer of electricity in 2021"]
["Standby Generation Plant",50310,"2","Combustion Turbine","Florida",1.1,"Dropped - Plant is identified as onsite because it is a net buyer of electricity in 2021"]
["Standby Generation Plant",50310,"2SB","Combustion Turbine","Florida",1.3,"Dropped - Plant is identified as onsite because it is a net buyer of electricity in 2021"]
["Standby Generation Plant",50310,"3","Combustion Turbine","Florida",1.1,"Dropped - Plant is identified as onsite because it is a net buyer of electricity in 2021"]
["Standby Generation Plant",50310,"3SB","Combustion Turbine","Florida",1.3,"Dropped - Plant is identified as onsite because it is a net buyer of electricity in 2021"]
["Standby Generation Plant",50310,"4SB","Combustion Turbine","Florida",1.3,"Dropped - Plant is identified as onsite because it is a net buyer of electricity in 2021"]
["Standby Generation Plant",50310,"5SB","Combustion Turbine","Florida",1.3,"Dropped - Plant is identified as onsite because it is a net buyer of electricity in 2021"]
["Standby Generation Plant",50310,"6SB","Combustion Turbine","Florida",1.3,"Dropped - Plant is identified as onsite because it is a net buyer of electricity in 2021"]
["Standby Generation Plant",50310,"7SB","Combustion Turbine","Florida",1.3,"Dropped - Plant is identified as onsite because it is a net buyer of electricity in 2021"]
["Standby Generation Plant",50310,"8SB","Combustion Turbine","Florida",1.3,"Dropped - Plant is identified as onsite because it is a net buyer of electricity in 2021"]
["Passaic Valley Water Commission",50311,"GEN1","Hydro","New Jersey",0.6,"Dropped - Units whose status are \"OS\" or \"RE\" for the past 3 consecutive years"]
["Passaic Valley Water Commission",50311,"GEN2","Hydro","New Jersey",0.6,"Dropped - Units whose status are \"OS\" or \"RE\" for the past 3 consecutive years"]
["Passaic Valley Water Commission",50311,"GEN3","Hydro","New Jersey",0.6,"Dropped - Units whose status are \"OS\" or \"RE\" for the past 3 consecutive years"]
["Passaic Valley Water Commission",50311,"GEN4","Hydro","New Jersey",0.6,"Dropped - Units whose status are \"OS\" or \"RE\" for the past 3 consecutive years"]
["Bunge North America East LLC",50316,"3516","O/G Steam","Indiana",2.2,"Dropped - Plant is identified as onsite because it is a net buyer of electricity in 2021"]
["Nalco",50326,"DPOX","Combined Cycle","Illinois",0.7,"Dropped - Units whose status are \"OS\" or \"RE\" for the past 3 consecutive years"]
["Gay Robinson",50333,"DSL5","Combustion Turbine","Hawaii",0.5,"Dropped - in Alaska or in Hawaii or Puerto Rico"]
["Gay Robinson",50333,"DSL6","Combustion Turbine","Hawaii",0.5,"Dropped - in Alaska or in Hawaii or Puerto Rico"]
["Gay Robinson",50333,"HYD2","Hydro","Hawaii",0.8,"Dropped - in Alaska or in Hawaii or Puerto Rico"]
["Gay Robinson",50333,"HYD3","Hydro","Hawaii",6.5,"Dropped - in Alaska or in Hawaii or Puerto Rico"]
["Mooseheart Power House",50337,"GEN1","Combustion Turbine","Illinois",0.5,"Dropped - Plant is identified as onsite because it is a net buyer of electricity in 2021"]
["Mooseheart Power House",50337,"GEN2","Combustion Turbine","Illinois",0.5,"Dropped - Plant is identified as onsite because it is a net buyer of electricity in 2021"]
["Mooseheart Power House",50337,"GEN3","Combustion Turbine","Illinois",0.3,"Dropped - Plant is identified as onsite because it is a net buyer of electricity in 2021"]
["Mooseheart Power House",50337,"GEN4","Combustion Turbine","Illinois",0.5,"Dropped - Plant is identified as onsite because it is a net buyer of electricity in 2021"]
["PCS Nitrogen Fertilizer LP",50341,"GEN2","Non-Fossil Waste","Louisiana",8,"Dropped - Units whose status are \"OS\" or \"RE\" for the past 3 consecutive years"]
["Sloss Industries Corp",50359,"10","O/G Steam","Alabama",8.5,"Dropped - Plant is identified as onsite because it is a net buyer of electricity in 2021"]
["Sloss Industries Corp",50359,"9","O/G Steam","Alabama",7.5,"Dropped - Plant is identified as onsite because it is a net buyer of electricity in 2021"]
["Mesquite Lake Energy Park Plant 2",50363,"L313","Biomass","California",15.5,"Dropped - Units whose status are \"OS\" or \"RE\" for the past 3 consecutive years"]
["Phillips 66 Carbon Plant",50388,"GEN1","Coal Steam","California",20,"Dropped - Retired/Planned Retirement by 06/2028"]
["Port Allen (LA)",50389,"GEN1","Combustion Turbine","Louisiana",3.5,"Dropped - Plant is identified as onsite because it is a net buyer of electricity in 2021"]
["Port Allen (LA)",50389,"GEN2","Combustion Turbine","Louisiana",3.5,"Dropped - Plant is identified as onsite because it is a net buyer of electricity in 2021"]
["Eielson AFB Central Heat & Power Plant",50392,"DG01","Combustion Turbine","Alaska",1.4,"Dropped - in Alaska or in Hawaii or Puerto Rico"]
["Eielson AFB Central Heat & Power Plant",50392,"DG02","Combustion Turbine","Alaska",1.4,"Dropped - in Alaska or in Hawaii or Puerto Rico"]
["Eielson AFB Central Heat & Power Plant",50392,"DG03","Combustion Turbine","Alaska",1.4,"Dropped - in Alaska or in Hawaii or Puerto Rico"]
["Eielson AFB Central Heat & Power Plant",50392,"DG04","Combustion Turbine","Alaska",1.4,"Dropped - in Alaska or in Hawaii or Puerto Rico"]
["Eielson AFB Central Heat & Power Plant",50392,"TG1","Coal Steam","Alaska",0.5,"Dropped - in Alaska or in Hawaii or Puerto Rico"]
["Eielson AFB Central Heat & Power Plant",50392,"TG2","Coal Steam","Alaska",0.5,"Dropped - in Alaska or in Hawaii or Puerto Rico"]
["Eielson AFB Central Heat & Power Plant",50392,"TG3","Coal Steam","Alaska",5,"Dropped - in Alaska or in Hawaii or Puerto Rico"]
["Eielson AFB Central Heat & Power Plant",50392,"TG4","Coal Steam","Alaska",5,"Dropped - in Alaska or in Hawaii or Puerto Rico"]
["Eielson AFB Central Heat & Power Plant",50392,"TG5","Coal Steam","Alaska",9,"Dropped - in Alaska or in Hawaii or Puerto Rico"]
["Georgia-Pacific Corp - Nekoosa Mill",50395,"HY1","Hydro","Wisconsin",0.8,"Dropped - Plant is identified as onsite because it is a net buyer of electricity in 2021"]
["Georgia-Pacific Corp - Nekoosa Mill",50395,"HY2","Hydro","Wisconsin",0.8,"Dropped - Plant is identified as onsite because it is a net buyer of electricity in 2021"]
["Georgia-Pacific Corp - Nekoosa Mill",50395,"HY3","Hydro","Wisconsin",0.8,"Dropped - Plant is identified as onsite because it is a net buyer of electricity in 2021"]
["Georgia-Pacific Corp - Nekoosa Mill",50395,"HY4","Hydro","Wisconsin",0.6,"Dropped - Plant is identified as onsite because it is a net buyer of electricity in 2021"]
["Georgia-Pacific Corp - Nekoosa Mill",50395,"HY5","Hydro","Wisconsin",0.7,"Dropped - Plant is identified as onsite because it is a net buyer of electricity in 2021"]
["Georgia-Pacific Corp - Nekoosa Mill",50395,"NHG1","Hydro","Wisconsin",0.2,"Dropped - Plant is identified as onsite because it is a net buyer of electricity in 2021"]
["Georgia-Pacific Corp - Nekoosa Mill",50395,"TG14","Non-Fossil Waste","Wisconsin",12.5,"Dropped - Plant is identified as onsite because it is a net buyer of electricity in 2021"]
["Georgia-Pacific Corp - Nekoosa Mill",50395,"TG6","O/G Steam","Wisconsin",5.7,"Dropped - Plant is identified as onsite because it is a net buyer of electricity in 2021"]
["Georgia-Pacific Corp - Nekoosa Mill",50395,"TG8","O/G Steam","Wisconsin",13,"Dropped - Plant is identified as onsite because it is a net buyer of electricity in 2021"]
["Dillard Complex",50396,"GEN6","Biomass","Oregon",11.5,"Dropped - Units whose status are \"OS\" or \"RE\" for the past 3 consecutive years"]
["International Paper Savanna Mill",50398,"GE10","Non-Fossil Waste","Georgia",82.7,"Dropped - Plant is identified as onsite because it is a net buyer of electricity in 2021"]
["International Paper Savanna Mill",50398,"GEN9","O/G Steam","Georgia",71.2,"Dropped - Plant is identified as onsite because it is a net buyer of electricity in 2021"]
["Somerset Plant",50406,"GEN1","Non-Fossil Waste","Maine",48.8,"Dropped - Plant is identified as onsite because it is a net buyer of electricity in 2021"]
["Somerset Plant",50406,"GEN2","Non-Fossil Waste","Maine",51,"Dropped - Plant is identified as onsite because it is a net buyer of electricity in 2021"]
["University of Michigan",50431,"TG7","Combined Cycle","Michigan",11.5,"Dropped - Units whose status are \"OS\" or \"RE\" for the past 3 consecutive years"]
["S D Warren Westbrook",50447,"GEN1","Hydro","Maine",0.6,"Dropped - Plant is identified as onsite because it is a net buyer of electricity in 2021"]
["S D Warren Westbrook",50447,"GEN2","Hydro","Maine",0.6,"Dropped - Units whose status are \"OS\" or \"RE\" for the past 3 consecutive years"]
["S D Warren Westbrook",50447,"GEN3","Hydro","Maine",0.6,"Dropped - Plant is identified as onsite because it is a net buyer of electricity in 2021"]
["S D Warren Westbrook",50447,"GEN4","Hydro","Maine",0.8,"Dropped - Plant is identified as onsite because it is a net buyer of electricity in 2021"]
["S D Warren Westbrook",50447,"GEN5","Hydro","Maine",0.8,"Dropped - Plant is identified as onsite because it is a net buyer of electricity in 2021"]
["S D Warren Westbrook",50447,"GEN6","Hydro","Maine",0.8,"Dropped - Plant is identified as onsite because it is a net buyer of electricity in 2021"]
["S D Warren Westbrook",50447,"GEN7","Hydro","Maine",0.6,"Dropped - Plant is identified as onsite because it is a net buyer of electricity in 2021"]
["S D Warren Westbrook",50447,"GEN9","Biomass","Maine",40.5,"Dropped - Plant is identified as onsite because it is a net buyer of electricity in 2021"]
["S D Warren Westbrook",50447,"GN10","Biomass","Maine",15.8,"Dropped - Plant is identified as onsite because it is a net buyer of electricity in 2021"]
["S D Warren Westbrook",50447,"GN11","Hydro","Maine",0.6,"Dropped - Plant is identified as onsite because it is a net buyer of electricity in 2021"]
["S D Warren Westbrook",50447,"GN12","Hydro","Maine",0.2,"Dropped - Plant is identified as onsite because it is a net buyer of electricity in 2021"]
["S D Warren Westbrook",50447,"GN13","Hydro","Maine",0.2,"Dropped - Plant is identified as onsite because it is a net buyer of electricity in 2021"]
["S D Warren Westbrook",50447,"GN14","Hydro","Maine",0.2,"Dropped - Plant is identified as onsite because it is a net buyer of electricity in 2021"]
["S D Warren Westbrook",50447,"GN15","Hydro","Maine",0.2,"Dropped - Plant is identified as onsite because it is a net buyer of electricity in 2021"]
["S D Warren Westbrook",50447,"GN16","Hydro","Maine",0.5,"Dropped - Plant is identified as onsite because it is a net buyer of electricity in 2021"]
["S D Warren Westbrook",50447,"GN17","Hydro","Maine",0.5,"Dropped - Plant is identified as onsite because it is a net buyer of electricity in 2021"]
["Procter & Gamble Cincinnati Plant",50456,"GEN1","O/G Steam","Ohio",11.7,"Dropped - Plant is identified as onsite because it is a net buyer of electricity in 2021"]
["Cheboygan",50461,"GEN1","Hydro","Michigan",0.7,"Dropped - Plant is identified as onsite because it is a net buyer of electricity in 2021"]
["Swift Creek Chemical Complex",50474,"SCC","Energy Storage","Florida",15.9,"Dropped - Plant is identified as onsite because it is a net buyer of electricity in 2021"]
["Packaging of America Tomahawk Mill",50476,"GEN1","Biomass","Wisconsin",5.4,"Dropped - Plant is identified as onsite because it is a net buyer of electricity in 2021"]
["Packaging of America Tomahawk Mill",50476,"GEN2","Biomass","Wisconsin",8.2,"Dropped - Plant is identified as onsite because it is a net buyer of electricity in 2021"]
["Packaging of America Tomahawk Mill",50476,"GEN3","Hydro","Wisconsin",0.5,"Dropped - Plant is identified as onsite because it is a net buyer of electricity in 2021"]
["Packaging of America Tomahawk Mill",50476,"GEN4","Hydro","Wisconsin",0.3,"Dropped - Plant is identified as onsite because it is a net buyer of electricity in 2021"]
["Packaging of America Tomahawk Mill",50476,"GEN5","Hydro","Wisconsin",0.3,"Dropped - Plant is identified as onsite because it is a net buyer of electricity in 2021"]
["Georgia-Pacific Big Island",50479,"BHG1","Hydro","Virginia",0.2,"Dropped - Plant is identified as onsite because it is a net buyer of electricity in 2021"]
["Georgia-Pacific Big Island",50479,"BHG2","Hydro","Virginia",0.2,"Dropped - Plant is identified as onsite because it is a net buyer of electricity in 2021"]
["Georgia-Pacific Big Island",50479,"GEN1","Biomass","Virginia",7,"Dropped - Plant is identified as onsite because it is a net buyer of electricity in 2021"]
["Tennessee Eastman Operations",50481,"TG10","Coal Steam","Tennessee",6,"Dropped - Plant is identified as onsite because it is a net buyer of electricity in 2021"]
["Tennessee Eastman Operations",50481,"TG11","Coal Steam","Tennessee",6,"Dropped - Plant is identified as onsite because it is a net buyer of electricity in 2021"]
["Tennessee Eastman Operations",50481,"TG12","Coal Steam","Tennessee",6,"Dropped - Plant is identified as onsite because it is a net buyer of electricity in 2021"]
["Tennessee Eastman Operations",50481,"TG13","Coal Steam","Tennessee",7,"Dropped - Plant is identified as onsite because it is a net buyer of electricity in 2021"]
["Tennessee Eastman Operations",50481,"TG14","Coal Steam","Tennessee",10,"Dropped - Plant is identified as onsite because it is a net buyer of electricity in 2021"]
["Tennessee Eastman Operations",50481,"TG15","Coal Steam","Tennessee",7.5,"Dropped - Plant is identified as onsite because it is a net buyer of electricity in 2021"]
["Tennessee Eastman Operations",50481,"TG16","O/G Steam","Tennessee",10.4,"Dropped - Plant is identified as onsite because it is a net buyer of electricity in 2021"]
["Tennessee Eastman Operations",50481,"TG17","Coal Steam","Tennessee",10.4,"Dropped - Plant is identified as onsite because it is a net buyer of electricity in 2021"]
["Tennessee Eastman Operations",50481,"TG18","O/G Steam","Tennessee",10.4,"Dropped - Plant is identified as onsite because it is a net buyer of electricity in 2021"]
["Tennessee Eastman Operations",50481,"TG19","O/G Steam","Tennessee",10.4,"Dropped - Plant is identified as onsite because it is a net buyer of electricity in 2021"]
["Tennessee Eastman Operations",50481,"TG20","Coal Steam","Tennessee",10.4,"Dropped - Plant is identified as onsite because it is a net buyer of electricity in 2021"]
["Tennessee Eastman Operations",50481,"TG21","O/G Steam","Tennessee",15,"Dropped - Plant is identified as onsite because it is a net buyer of electricity in 2021"]
["Tennessee Eastman Operations",50481,"TG22","Coal Steam","Tennessee",15.4,"Dropped - Plant is identified as onsite because it is a net buyer of electricity in 2021"]
["Tennessee Eastman Operations",50481,"TG24","O/G Steam","Tennessee",16.8,"Dropped - Plant is identified as onsite because it is a net buyer of electricity in 2021"]
["Tennessee Eastman Operations",50481,"TG25","Coal Steam","Tennessee",18,"Dropped - Plant is identified as onsite because it is a net buyer of electricity in 2021"]
["Tennessee Eastman Operations",50481,"TG26","Coal Steam","Tennessee",16.6,"Dropped - Plant is identified as onsite because it is a net buyer of electricity in 2021"]
["Tennessee Eastman Operations",50481,"TGO7","Coal Steam","Tennessee",6,"Dropped - Plant is identified as onsite because it is a net buyer of electricity in 2021"]
["Tennessee Eastman Operations",50481,"TGO8","Coal Steam","Tennessee",6,"Dropped - Plant is identified as onsite because it is a net buyer of electricity in 2021"]
["Tennessee Eastman Operations",50481,"TGO9","Coal Steam","Tennessee",6,"Dropped - Plant is identified as onsite because it is a net buyer of electricity in 2021"]
["PPG Powerhouse A",50487,"A1","Non-Fossil Waste","Louisiana",7.5,"Dropped - Units whose status are \"OS\" or \"RE\" for the past 3 consecutive years"]
["PPG Powerhouse A",50487,"A2","Non-Fossil Waste","Louisiana",7.5,"Dropped - Units whose status are \"OS\" or \"RE\" for the past 3 consecutive years"]
["PPG Powerhouse A",50487,"A4","Non-Fossil Waste","Louisiana",7.5,"Dropped - Units whose status are \"OS\" or \"RE\" for the past 3 consecutive years"]
["PPG Powerhouse A",50487,"A7","Non-Fossil Waste","Louisiana",10,"Dropped - Units whose status are \"OS\" or \"RE\" for the past 3 consecutive years"]
["PPG Powerhouse A",50487,"A9","Non-Fossil Waste","Louisiana",20,"Dropped - Units whose status are \"OS\" or \"RE\" for the past 3 consecutive years"]
["PPG Riverside",50488,"GEN1","Non-Fossil Waste","Louisiana",35,"Dropped - Units whose status are \"OS\" or \"RE\" for the past 3 consecutive years"]
["Axiall Natrium Plant",50491,"GEN4","O/G Steam","West Virginia",7.5,"Dropped - Plant is identified as onsite because it is a net buyer of electricity in 2021"]
["Axiall Natrium Plant",50491,"GEN6","O/G Steam","West Virginia",26,"Dropped - Plant is identified as onsite because it is a net buyer of electricity in 2021"]
["Axiall Natrium Plant",50491,"GEN7","O/G Steam","West Virginia",82,"Dropped - Plant is identified as onsite because it is a net buyer of electricity in 2021"]
["PCS Phosphate",50509,"GEN1","Non-Fossil Waste","North Carolina",54,"Dropped - Plant is identified as onsite because it is a net buyer of electricity in 2021"]
["Equilon Los Angeles Refining",50530,"GEN1","Fossil Waste","California",17.8,"Dropped - Plant is identified as onsite because it is a net buyer of electricity in 2021"]
["Equilon Los Angeles Refining",50530,"GEN2","Fossil Waste","California",19.7,"Dropped - Plant is identified as onsite because it is a net buyer of electricity in 2021"]
["Equilon Los Angeles Refining",50530,"GEN3","Fossil Waste","California",5.8,"Dropped - Plant is identified as onsite because it is a net buyer of electricity in 2021"]
["BP Carson Refinery",50540,"GEN1","Fossil Waste","California",6.5,"Dropped - Plant is identified as onsite because it is a net buyer of electricity in 2021"]
["BP Carson Refinery",50540,"GEN2","O/G Steam","California",1.5,"Dropped - Units whose status are \"OS\" or \"RE\" for the past 3 consecutive years"]
["Port Townsend Paper",50544,"GEN6","Non-Fossil Waste","Washington",7.5,"Dropped - Plant is identified as onsite because it is a net buyer of electricity in 2021"]
["Port Townsend Paper",50544,"HDRO","Hydro","Washington",0.3,"Dropped - Units whose status are \"OS\" or \"RE\" for the past 3 consecutive years"]
["Mosinee Mill",50614,"GEN1","Non-Fossil Waste","Wisconsin",13,"Dropped - Plant is identified as onsite because it is a net buyer of electricity in 2021"]
["Mosinee Mill",50614,"HYD1","Hydro","Wisconsin",2.5,"Dropped - Plant is identified as onsite because it is a net buyer of electricity in 2021"]
["Mosinee Mill",50614,"HYD2","Hydro","Wisconsin",0.7,"Dropped - Plant is identified as onsite because it is a net buyer of electricity in 2021"]
["Mosinee Mill",50614,"HYD3","Hydro","Wisconsin",0.7,"Dropped - Plant is identified as onsite because it is a net buyer of electricity in 2021"]
["Mosinee Mill",50614,"WEST","Non-Fossil Waste","Wisconsin",5,"Dropped - Plant is identified as onsite because it is a net buyer of electricity in 2021"]
["Torrance Refining Company, LLC",50624,"EXP1","Non-Fossil Waste","California",7.5,"Dropped - Plant is identified as onsite because it is a net buyer of electricity in 2021"]
["Torrance Refining Company, LLC",50624,"GTG1","Fossil Waste","California",22.5,"Dropped - Plant is identified as onsite because it is a net buyer of electricity in 2021"]
["Torrance Refining Company, LLC",50624,"STG1","Non-Fossil Waste","California",19.3,"Dropped - Plant is identified as onsite because it is a net buyer of electricity in 2021"]
["Chalmette Refining LLC",50626,"GEN1","Energy Storage","Louisiana",1.7,"Dropped - Plant is identified as onsite because it is a net buyer of electricity in 2021"]
["ExxonMobil Oil Joliet Refinery",50627,"GTG1","Fossil Waste","Illinois",22,"Dropped - Plant is identified as onsite because it is a net buyer of electricity in 2021"]
["ExxonMobil Oil Joliet Refinery",50627,"MG","Fossil Waste","Illinois",11.2,"Dropped - Plant is identified as onsite because it is a net buyer of electricity in 2021"]
["ExxonMobil Oil Joliet Refinery",50627,"STG1","Fossil Waste","Illinois",3.3,"Dropped - Plant is identified as onsite because it is a net buyer of electricity in 2021"]
["Clearwater Paper IPP Lewiston",50637,"GEN1","Non-Fossil Waste","Idaho",2,"Dropped - Units whose status are \"OS\" or \"RE\" for the past 3 consecutive years"]
["Clearwater Paper IPP Lewiston",50637,"GEN2","Non-Fossil Waste","Idaho",3.3,"Dropped - Units whose status are \"OS\" or \"RE\" for the past 3 consecutive years"]
["Clearwater Paper APP CB",50638,"GEN1","Non-Fossil Waste","Arkansas",28,"Dropped - Plant is identified as onsite because it is a net buyer of electricity in 2021"]
["Sappi Cloquet Mill",50639,"GEN3","Biomass","Minnesota",17.5,"Dropped - Plant is identified as onsite because it is a net buyer of electricity in 2021"]
["Sappi Cloquet Mill",50639,"GEN4","Biomass","Minnesota",41.5,"Dropped - Plant is identified as onsite because it is a net buyer of electricity in 2021"]
["Sappi Cloquet Mill",50639,"GEN5","Non-Fossil Waste","Minnesota",14,"Dropped - Plant is identified as onsite because it is a net buyer of electricity in 2021"]
["Sappi Cloquet Mill",50639,"HGN1","Hydro","Minnesota",1.6,"Dropped - Plant is identified as onsite because it is a net buyer of electricity in 2021"]
["Sappi Cloquet Mill",50639,"HGN5","Hydro","Minnesota",0.5,"Dropped - Plant is identified as onsite because it is a net buyer of electricity in 2021"]
["Sappi Cloquet Mill",50639,"HGN6","Hydro","Minnesota",0.5,"Dropped - Plant is identified as onsite because it is a net buyer of electricity in 2021"]
["Sappi Cloquet Mill",50639,"HGN7","Hydro","Minnesota",1,"Dropped - Plant is identified as onsite because it is a net buyer of electricity in 2021"]
["Covanta Tulsa Renewable Energy LLC",50660,"GEN1","Municipal Solid Waste","Oklahoma",15.6,"Dropped - Plant is identified as onsite because it is a net buyer of electricity in 2021"]
["Municipal Cogen Plant",50674,"GEN1A","Combustion Turbine","California",1.2,"Dropped - Plant is identified as onsite because it is a net buyer of electricity in 2021"]
["Plant No 1 Orange County",50696,"GEN1","Non-Fossil Waste","California",2.4,"Dropped - Plant is identified as onsite because it is a net buyer of electricity in 2021"]
["Plant No 1 Orange County",50696,"GEN2","Non-Fossil Waste","California",2.4,"Dropped - Plant is identified as onsite because it is a net buyer of electricity in 2021"]
["Plant No 1 Orange County",50696,"GEN3","Non-Fossil Waste","California",2.4,"Dropped - Plant is identified as onsite because it is a net buyer of electricity in 2021"]
["University of Alaska Fairbanks",50711,"GEN1","Coal Steam","Alaska",0.5,"Dropped - in Alaska or in Hawaii or Puerto Rico"]
["University of Alaska Fairbanks",50711,"GEN2","Coal Steam","Alaska",0.5,"Dropped - in Alaska or in Hawaii or Puerto Rico"]
["University of Alaska Fairbanks",50711,"GEN3","Coal Steam","Alaska",8.1,"Dropped - in Alaska or in Hawaii or Puerto Rico"]
["University of Alaska Fairbanks",50711,"GEN4","Combustion Turbine","Alaska",9.6,"Dropped - in Alaska or in Hawaii or Puerto Rico"]
["University of Alaska Fairbanks",50711,"GEN5","Coal Steam","Alaska",17,"Dropped - in Alaska or in Hawaii or Puerto Rico"]
["Clairton Works",50729,"GEN1","Fossil Waste","Pennsylvania",16,"Dropped - Plant is identified as onsite because it is a net buyer of electricity in 2021"]
["Clairton Works",50729,"GEN3","Fossil Waste","Pennsylvania",8,"Dropped - Plant is identified as onsite because it is a net buyer of electricity in 2021"]
["Mon Valley Works",50732,"GEN1","Fossil Waste","Pennsylvania",30,"Dropped - Plant is identified as onsite because it is a net buyer of electricity in 2021"]
["Mon Valley Works",50732,"GEN2","Fossil Waste","Pennsylvania",30,"Dropped - Plant is identified as onsite because it is a net buyer of electricity in 2021"]
["Mon Valley Works",50732,"GEN3","Fossil Waste","Pennsylvania",1.9,"Dropped - Plant is identified as onsite because it is a net buyer of electricity in 2021"]
["Gary Works",50733,"STG1","Fossil Waste","Indiana",161,"Dropped - Plant is identified as onsite because it is a net buyer of electricity in 2021"]
["Southeast Kern River Cogen",50751,"GTG2","Combustion Turbine","California",3,"Dropped - Units whose status are \"OS\" or \"RE\" for the past 3 consecutive years"]
["Southeast Kern River Cogen",50751,"GTG3","Combustion Turbine","California",3,"Dropped - Units whose status are \"OS\" or \"RE\" for the past 3 consecutive years"]
["South Belridge Cogeneration Facility",50752,"GEN1","Combustion Turbine","California",19,"Dropped - Plant is identified as onsite because it is a net buyer of electricity in 2021"]
["South Belridge Cogeneration Facility",50752,"GEN2","Combustion Turbine","California",19,"Dropped - Plant is identified as onsite because it is a net buyer of electricity in 2021"]
["South Belridge Cogeneration Facility",50752,"GEN3","Combustion Turbine","California",19,"Dropped - Plant is identified as onsite because it is a net buyer of electricity in 2021"]
["Seminole Mill",50803,"GEN3","O/G Steam","Florida",20,"Dropped - Plant is identified as onsite because it is a net buyer of electricity in 2021"]
["WestRock Panama City Mill",50807,"GEN3","Non-Fossil Waste","Florida",4,"Dropped - Plant is identified as onsite because it is a net buyer of electricity in 2021"]
["WestRock Panama City Mill",50807,"GEN4","Non-Fossil Waste","Florida",10,"Dropped - Plant is identified as onsite because it is a net buyer of electricity in 2021"]
["WestRock Panama City Mill",50807,"GEN6","Biomass","Florida",21.8,"Dropped - Plant is identified as onsite because it is a net buyer of electricity in 2021"]
["Westrock Hodge (LA)",50810,"NO 7","Non-Fossil Waste","Louisiana",15.6,"Dropped - Plant is identified as onsite because it is a net buyer of electricity in 2021"]
["Westrock Hodge (LA)",50810,"NO 8","Non-Fossil Waste","Louisiana",27.5,"Dropped - Plant is identified as onsite because it is a net buyer of electricity in 2021"]
["Westrock Hodge (LA)",50810,"NO 9","Non-Fossil Waste","Louisiana",23.3,"Dropped - Plant is identified as onsite because it is a net buyer of electricity in 2021"]
["TES Filer City Station",50835,"GEN1","Coal Steam","Michigan",60,"Dropped - Retired/Planned Retirement by 06/2028"]
["Gramercy Holdings LLC",50846,"GT3","Combustion Turbine","Louisiana",15,"Dropped - Plant is identified as onsite because it is a net buyer of electricity in 2021"]
["Gramercy Holdings LLC",50846,"GT4","Combustion Turbine","Louisiana",21,"Dropped - Plant is identified as onsite because it is a net buyer of electricity in 2021"]
["Gramercy Holdings LLC",50846,"ST1","O/G Steam","Louisiana",17,"Dropped - Plant is identified as onsite because it is a net buyer of electricity in 2021"]
["Gramercy Holdings LLC",50846,"ST2","O/G Steam","Louisiana",17,"Dropped - Plant is identified as onsite because it is a net buyer of electricity in 2021"]
["Gramercy Holdings LLC",50846,"ST3","O/G Steam","Louisiana",6,"Dropped - Plant is identified as onsite because it is a net buyer of electricity in 2021"]
["Sargent Canyon Cogeneration",50864,"K100","Combustion Turbine","California",30,"Dropped - Units whose status are \"OS\" or \"RE\" for the past 3 consecutive years"]
["Ivy River Hydro",50890,"GEN5","Hydro","North Carolina",0.2,"Dropped - Units whose status are \"OS\" or \"RE\" for the past 3 consecutive years"]
["Ivy River Hydro",50890,"GEN6","Hydro","North Carolina",0.2,"Dropped - Units whose status are \"OS\" or \"RE\" for the past 3 consecutive years"]
["Sagamore Plant Cogeneration",50903,"GEN1","O/G Steam","Indiana",7.4,"Dropped - Plant is identified as onsite because it is a net buyer of electricity in 2021"]
["Ford Utilities Center",50906,"3","Combustion Turbine","New Mexico",6,"Dropped - Plant is identified as onsite because it is a net buyer of electricity in 2021"]
["Ford Utilities Center",50906,"4","Non-Fossil Waste","New Mexico",0.7,"Dropped - Plant is identified as onsite because it is a net buyer of electricity in 2021"]
["Ford Utilities Center",50906,"5","Combustion Turbine","New Mexico",6.2,"Dropped - Plant is identified as onsite because it is a net buyer of electricity in 2021"]
["Des Moines Wastewater Reclamation Fac",50932,"72-04","Non-Fossil Waste","Iowa",1.4,"Dropped - Plant is identified as onsite because it is a net buyer of electricity in 2021"]
["Des Moines Wastewater Reclamation Fac",50932,"72-05","Non-Fossil Waste","Iowa",1.4,"Dropped - Plant is identified as onsite because it is a net buyer of electricity in 2021"]
["Rhinelander Mill",50933,"GEN5","O/G Steam","Wisconsin",4,"Dropped - Plant is identified as onsite because it is a net buyer of electricity in 2021"]
["Rhinelander Mill",50933,"GEN6","Coal Steam","Wisconsin",6.3,"Dropped - Plant is identified as onsite because it is a net buyer of electricity in 2021"]
["Rhinelander Mill",50933,"HYD1","Hydro","Wisconsin",0.5,"Dropped - Plant is identified as onsite because it is a net buyer of electricity in 2021"]
["Rhinelander Mill",50933,"HYD2","Hydro","Wisconsin",0.5,"Dropped - Plant is identified as onsite because it is a net buyer of electricity in 2021"]
["Rhinelander Mill",50933,"HYD3","Hydro","Wisconsin",1,"Dropped - Plant is identified as onsite because it is a net buyer of electricity in 2021"]
["Caterpillar",50935,"3512","Combustion Turbine","Indiana",0.8,"Dropped - Plant is identified as onsite because it is a net buyer of electricity in 2021"]
["Caterpillar",50935,"3516","Combustion Turbine","Indiana",0.8,"Dropped - Plant is identified as onsite because it is a net buyer of electricity in 2021"]
["Caterpillar",50935,"516A","Combustion Turbine","Indiana",1.8,"Dropped - Plant is identified as onsite because it is a net buyer of electricity in 2021"]
["Caterpillar",50935,"ET1-1","Combustion Turbine","Indiana",3,"Dropped - Plant is identified as onsite because it is a net buyer of electricity in 2021"]
["Caterpillar",50935,"ET2","Combustion Turbine","Indiana",2,"Dropped - Plant is identified as onsite because it is a net buyer of electricity in 2021"]
["Caterpillar",50935,"ET4","Combustion Turbine","Indiana",2.5,"Dropped - Plant is identified as onsite because it is a net buyer of electricity in 2021"]
["Caterpillar",50935,"R12","Combustion Turbine","Indiana",0.3,"Dropped - Plant is identified as onsite because it is a net buyer of electricity in 2021"]
["Lagoon Cogeneration Facility",50942,"1","Combustion Turbine","Utah",0.5,"Dropped - Plant is identified as onsite because it is a net buyer of electricity in 2021"]
["Lagoon Cogeneration Facility",50942,"2","Combustion Turbine","Utah",0.5,"Dropped - Plant is identified as onsite because it is a net buyer of electricity in 2021"]
["Lagoon Cogeneration Facility",50942,"3","Combustion Turbine","Utah",0.5,"Dropped - Plant is identified as onsite because it is a net buyer of electricity in 2021"]
["Rousselot Inc",50955,"GEN1","O/G Steam","Massachusetts",1.5,"Dropped - Plant is identified as onsite because it is a net buyer of electricity in 2021"]
["Rousselot Inc",50955,"GEN2","O/G Steam","Massachusetts",1.5,"Dropped - Plant is identified as onsite because it is a net buyer of electricity in 2021"]
["Rousselot Inc",50955,"GEN3","O/G Steam","Massachusetts",3.3,"Dropped - Plant is identified as onsite because it is a net buyer of electricity in 2021"]
["Bowater Newsprint Calhoun Operation",50956,"GEN1","Non-Fossil Waste","Tennessee",17,"Dropped - Plant is identified as onsite because it is a net buyer of electricity in 2021"]
["Bowater Newsprint Calhoun Operation",50956,"GEN2","Non-Fossil Waste","Tennessee",19,"Dropped - Plant is identified as onsite because it is a net buyer of electricity in 2021"]
["Bowater Newsprint Calhoun Operation",50956,"GEN3","Non-Fossil Waste","Tennessee",27,"Dropped - Plant is identified as onsite because it is a net buyer of electricity in 2021"]
["Naval Hospital Medical Center",50963,"4TG","Combustion Turbine","California",4.4,"Dropped - Plant is identified as onsite because it is a net buyer of electricity in 2021"]
["Toledo Ref Power Recovery Train",50965,"GEN1","Coal Steam","Ohio",6,"Dropped - Plant is identified as onsite because it is a net buyer of electricity in 2021"]
["MU Combined Heat and Power Plant",50969,"6025","O/G Steam","Missouri",0.3,"Dropped - Plant is identified as onsite because it is a net buyer of electricity in 2021"]
["MU Combined Heat and Power Plant",50969,"DGT1","Combustion Turbine","Missouri",2,"Dropped - Plant is identified as onsite because it is a net buyer of electricity in 2021"]
["MU Combined Heat and Power Plant",50969,"GEN1","O/G Steam","Missouri",6,"Dropped - Plant is identified as onsite because it is a net buyer of electricity in 2021"]
["MU Combined Heat and Power Plant",50969,"GEN2","O/G Steam","Missouri",12.2,"Dropped - Plant is identified as onsite because it is a net buyer of electricity in 2021"]
["MU Combined Heat and Power Plant",50969,"GEN3","O/G Steam","Missouri",19.2,"Dropped - Plant is identified as onsite because it is a net buyer of electricity in 2021"]
["MU Combined Heat and Power Plant",50969,"GEN4","O/G Steam","Missouri",13.3,"Dropped - Plant is identified as onsite because it is a net buyer of electricity in 2021"]
["MU Combined Heat and Power Plant",50969,"GEN6","Combustion Turbine","Missouri",0.5,"Dropped - Plant is identified as onsite because it is a net buyer of electricity in 2021"]
["MU Combined Heat and Power Plant",50969,"GEN7","Combustion Turbine","Missouri",1,"Dropped - Plant is identified as onsite because it is a net buyer of electricity in 2021"]
["MU Combined Heat and Power Plant",50969,"NTG1","Combustion Turbine","Missouri",11.4,"Dropped - Plant is identified as onsite because it is a net buyer of electricity in 2021"]
["MU Combined Heat and Power Plant",50969,"NTG2","Combustion Turbine","Missouri",11.4,"Dropped - Plant is identified as onsite because it is a net buyer of electricity in 2021"]
["Motiva Enterprises Port Arthur Refinery",50973,"GN31","Combined Cycle","Texas",8.4,"Dropped - Plant is identified as onsite because it is a net buyer of electricity in 2021"]
["Motiva Enterprises Port Arthur Refinery",50973,"GN32","Combined Cycle","Texas",10.5,"Dropped - Plant is identified as onsite because it is a net buyer of electricity in 2021"]
["Motiva Enterprises Port Arthur Refinery",50973,"GN33","Combined Cycle","Texas",21.5,"Dropped - Plant is identified as onsite because it is a net buyer of electricity in 2021"]
["Motiva Enterprises Port Arthur Refinery",50973,"GN34","Combustion Turbine","Texas",15.6,"Dropped - Plant is identified as onsite because it is a net buyer of electricity in 2021"]
["Motiva Enterprises Port Arthur Refinery",50973,"GN35","Combined Cycle","Texas",39,"Dropped - Plant is identified as onsite because it is a net buyer of electricity in 2021"]
["Motiva Enterprises Port Arthur Refinery",50973,"GN41","Combined Cycle","Texas",36.1,"Dropped - Plant is identified as onsite because it is a net buyer of electricity in 2021"]
["Motiva Enterprises Port Arthur Refinery",50973,"GN42","Combined Cycle","Texas",36.1,"Dropped - Plant is identified as onsite because it is a net buyer of electricity in 2021"]
["Motiva Enterprises Port Arthur Refinery",50973,"GN43","Combined Cycle","Texas",36.1,"Dropped - Plant is identified as onsite because it is a net buyer of electricity in 2021"]
["Motiva Enterprises Port Arthur Refinery",50973,"GN44","Combined Cycle","Texas",36.1,"Dropped - Plant is identified as onsite because it is a net buyer of electricity in 2021"]
["Solano County Cogen Plant",50985,"3163","Combustion Turbine","California",1,"Dropped - Plant is identified as onsite because it is a net buyer of electricity in 2021"]
["Solano County Cogen Plant",50985,"3164","Combustion Turbine","California",0.4,"Dropped - Plant is identified as onsite because it is a net buyer of electricity in 2021"]
["Solano County Cogen Plant",50985,"3165","Combustion Turbine","California",1.4,"Dropped - Plant is identified as onsite because it is a net buyer of electricity in 2021"]
["Enterprise Sugar Factory",51008,"1000","Biomass","Louisiana",1,"Dropped - Plant is identified as onsite because it is a net buyer of electricity in 2021"]
["Enterprise Sugar Factory",51008,"2000","Biomass","Louisiana",2,"Dropped - Plant is identified as onsite because it is a net buyer of electricity in 2021"]
["Rhode Island Hospital",52024,"GEN2","O/G Steam","Rhode Island",1.7,"Dropped - Plant is identified as onsite because it is a net buyer of electricity in 2021"]
["Rhode Island Hospital",52024,"GEN4","O/G Steam","Rhode Island",1.7,"Dropped - Plant is identified as onsite because it is a net buyer of electricity in 2021"]
["Rhode Island Hospital",52024,"NEW1","O/G Steam","Rhode Island",3.5,"Dropped - Plant is identified as onsite because it is a net buyer of electricity in 2021"]
["Rhode Island Hospital",52024,"NEW3","O/G Steam","Rhode Island",3.5,"Dropped - Plant is identified as onsite because it is a net buyer of electricity in 2021"]
["Puna Geothermal Venture I",52028,"OEC11","Geothermal","Hawaii",3.1,"Dropped - in Alaska or in Hawaii or Puerto Rico"]
["Puna Geothermal Venture I",52028,"OEC12","Geothermal","Hawaii",3.1,"Dropped - in Alaska or in Hawaii or Puerto Rico"]
["Georgia-Pacific Cedar Springs",54101,"GEN1","Non-Fossil Waste","Georgia",45,"Dropped - Plant is identified as onsite because it is a net buyer of electricity in 2021"]
["Georgia-Pacific Cedar Springs",54101,"GEN2","Non-Fossil Waste","Georgia",45,"Dropped - Plant is identified as onsite because it is a net buyer of electricity in 2021"]
["Ashdown",54104,"GEN1","Non-Fossil Waste","Arkansas",17,"Dropped - Plant is identified as onsite because it is a net buyer of electricity in 2021"]
["Ashdown",54104,"GEN2","Non-Fossil Waste","Arkansas",40,"Dropped - Plant is identified as onsite because it is a net buyer of electricity in 2021"]
["Ashdown",54104,"GEN3","Non-Fossil Waste","Arkansas",33,"Dropped - Plant is identified as onsite because it is a net buyer of electricity in 2021"]
["Ashdown",54104,"GEN4","Non-Fossil Waste","Arkansas",38,"Dropped - Plant is identified as onsite because it is a net buyer of electricity in 2021"]
["Great Lakes Hydro America - ME",54134,"DOH3","Hydro","Maine",1.3,"Dropped - Units whose status are \"OS\" or \"RE\" for the past 3 consecutive years"]
["Great Lakes Hydro America - ME",54134,"DOH4","Hydro","Maine",1.8,"Dropped - Units whose status are \"OS\" or \"RE\" for the past 3 consecutive years"]
["Puna Geothermal Venture I",52028,"OEC13","Geothermal","Hawaii",3.1,"Dropped - in Alaska or in Hawaii or Puerto Rico"]
["Puna Geothermal Venture I",52028,"OEC14","Geothermal","Hawaii",3.1,"Dropped - in Alaska or in Hawaii or Puerto Rico"]
["Puna Geothermal Venture I",52028,"OEC15","Geothermal","Hawaii",3.1,"Dropped - in Alaska or in Hawaii or Puerto Rico"]
["Puna Geothermal Venture I",52028,"OEC21","Geothermal","Hawaii",3.1,"Dropped - in Alaska or in Hawaii or Puerto Rico"]
["Puna Geothermal Venture I",52028,"OEC22","Geothermal","Hawaii",3.1,"Dropped - in Alaska or in Hawaii or Puerto Rico"]
["Puna Geothermal Venture I",52028,"OEC23","Geothermal","Hawaii",3.1,"Dropped - in Alaska or in Hawaii or Puerto Rico"]
["Puna Geothermal Venture I",52028,"OEC24","Geothermal","Hawaii",3.1,"Dropped - in Alaska or in Hawaii or Puerto Rico"]
["Puna Geothermal Venture I",52028,"OEC25","Geothermal","Hawaii",3.1,"Dropped - in Alaska or in Hawaii or Puerto Rico"]
["Puna Geothermal Venture I",52028,"OEC31","Geothermal","Hawaii",6,"Dropped - in Alaska or in Hawaii or Puerto Rico"]
["Puna Geothermal Venture I",52028,"OEC32","Geothermal","Hawaii",6,"Dropped - in Alaska or in Hawaii or Puerto Rico"]
["Moretown Generating Station",52033,"1","Hydro","Vermont",0.3,"Dropped - Units whose status are \"OS\" or \"RE\" for the past 3 consecutive years"]
["Vanderbilt University Power Plant",52048,"GT1B","Combustion Turbine","Tennessee",5.8,"Dropped - Plant is identified as onsite because it is a net buyer of electricity in 2021"]
["Vanderbilt University Power Plant",52048,"GT2","Combustion Turbine","Tennessee",4,"Dropped - Plant is identified as onsite because it is a net buyer of electricity in 2021"]
["Vanderbilt University Power Plant",52048,"GT3","Combustion Turbine","Tennessee",7.8,"Dropped - Plant is identified as onsite because it is a net buyer of electricity in 2021"]
["Hartford Hospital Cogeneration",52061,"GEN2","Combined Cycle","Connecticut",2.4,"Dropped - Retired/Planned Retirement by 06/2028"]
["Hartford Hospital Cogeneration",52061,"GEN3","Combined Cycle","Connecticut",6.2,"Dropped - Retired/Planned Retirement by 06/2028"]
["Martinez Sulfuric Acid Regeneration Plt",52063,"GEN1","Non-Fossil Waste","California",4,"Dropped - Plant is identified as onsite because it is a net buyer of electricity in 2021"]
["Houston Plant",52065,"GEN1","Non-Fossil Waste","Texas",5.5,"Dropped - Plant is identified as onsite because it is a net buyer of electricity in 2021"]
["Houston Plant",52065,"GEN2","Non-Fossil Waste","Texas",1.5,"Dropped - Plant is identified as onsite because it is a net buyer of electricity in 2021"]
["Radford Army Ammunition Plant",52072,"GEN1","O/G Steam","Virginia",5.6,"Dropped - Plant is identified as onsite because it is a net buyer of electricity in 2021"]
["Radford Army Ammunition Plant",52072,"GEN2","O/G Steam","Virginia",5.6,"Dropped - Plant is identified as onsite because it is a net buyer of electricity in 2021"]
["Radford Army Ammunition Plant",52072,"GEN3","O/G Steam","Virginia",5.6,"Dropped - Plant is identified as onsite because it is a net buyer of electricity in 2021"]
["North Midway Cogen",52078,"GEN7","Combustion Turbine","California",3,"Dropped - Units whose status are \"OS\" or \"RE\" for the past 3 consecutive years"]
["North Midway Cogen",52078,"GEN8","Combustion Turbine","California",3,"Dropped - Units whose status are \"OS\" or \"RE\" for the past 3 consecutive years"]
["North Midway Cogen",52078,"GEN9","Combustion Turbine","California",3,"Dropped - Units whose status are \"OS\" or \"RE\" for the past 3 consecutive years"]
["Coalinga 6C Cogen",52083,"TG1","Combustion Turbine","California",2.7,"Dropped - Units whose status are \"OS\" or \"RE\" for the past 3 consecutive years"]
["Coalinga 6C Cogen",52083,"TG2","Combustion Turbine","California",2.7,"Dropped - Units whose status are \"OS\" or \"RE\" for the past 3 consecutive years"]
["Celanese Acetate LLC",52089,"GEN1","O/G Steam","Virginia",6,"Dropped - Plant is identified as onsite because it is a net buyer of electricity in 2021"]
["Celanese Acetate LLC",52089,"GEN2","O/G Steam","Virginia",6,"Dropped - Plant is identified as onsite because it is a net buyer of electricity in 2021"]
["Celanese Acetate LLC",52089,"GEN3","O/G Steam","Virginia",6,"Dropped - Plant is identified as onsite because it is a net buyer of electricity in 2021"]
["Celanese Acetate LLC",52089,"GEN4","O/G Steam","Virginia",9.2,"Dropped - Plant is identified as onsite because it is a net buyer of electricity in 2021"]
["Plant No 2 Orange County",52099,"GEN1","Non-Fossil Waste","California",2.7,"Dropped - Plant is identified as onsite because it is a net buyer of electricity in 2021"]
["Plant No 2 Orange County",52099,"GEN2","Non-Fossil Waste","California",2.7,"Dropped - Plant is identified as onsite because it is a net buyer of electricity in 2021"]
["Plant No 2 Orange County",52099,"GEN3","Non-Fossil Waste","California",2.7,"Dropped - Plant is identified as onsite because it is a net buyer of electricity in 2021"]
["Plant No 2 Orange County",52099,"GEN4","Non-Fossil Waste","California",2.7,"Dropped - Plant is identified as onsite because it is a net buyer of electricity in 2021"]
["Plant No 2 Orange County",52099,"GEN5","Non-Fossil Waste","California",2.7,"Dropped - Plant is identified as onsite because it is a net buyer of electricity in 2021"]
["Plant No 2 Orange County",52099,"GEN6","Energy Storage","California",0.9,"Dropped - Plant is identified as onsite because it is a net buyer of electricity in 2021"]
["Richmond Cogen",52109,"GEN1","Combined Cycle","California",50,"Dropped - Plant is identified as onsite because it is a net buyer of electricity in 2021"]
["Richmond Cogen",52109,"GEN2","Combined Cycle","California",50,"Dropped - Plant is identified as onsite because it is a net buyer of electricity in 2021"]
["Richmond Cogen",52109,"GEN5","Combined Cycle","California",30.4,"Dropped - Plant is identified as onsite because it is a net buyer of electricity in 2021"]
["Richmond Cogen",52109,"GEN6","Non-Fossil Waste","California",17.9,"Dropped - Plant is identified as onsite because it is a net buyer of electricity in 2021"]
["Freeport Energy",52120,"G-37","Combustion Turbine","Texas",59.2,"Dropped - Plant is identified as onsite because it is a net buyer of electricity in 2021"]
["Freeport Energy",52120,"G-61","Combined Cycle","Texas",68.3,"Dropped - Plant is identified as onsite because it is a net buyer of electricity in 2021"]
["Freeport Energy",52120,"G-63","Combined Cycle","Texas",68.3,"Dropped - Plant is identified as onsite because it is a net buyer of electricity in 2021"]
["Freeport Energy",52120,"G-64","Combined Cycle","Texas",35,"Dropped - Plant is identified as onsite because it is a net buyer of electricity in 2021"]
["Freeport Energy",52120,"G-65","Combined Cycle","Texas",95.2,"Dropped - Plant is identified as onsite because it is a net buyer of electricity in 2021"]
["Freeport Energy",52120,"G-66","Combined Cycle","Texas",95.6,"Dropped - Plant is identified as onsite because it is a net buyer of electricity in 2021"]
["Freeport Energy",52120,"G-67","Combined Cycle","Texas",95.6,"Dropped - Plant is identified as onsite because it is a net buyer of electricity in 2021"]
["Elk Basin Gasoline Plant",52127,"GEN1","Fossil Waste","Wyoming",0.8,"Dropped - Plant is identified as onsite because it is a net buyer of electricity in 2021"]
["Elk Basin Gasoline Plant",52127,"GEN2","Fossil Waste","Wyoming",0.8,"Dropped - Plant is identified as onsite because it is a net buyer of electricity in 2021"]
["Whiting Refinery",52130,"31TG","Fossil Waste","Indiana",11.2,"Dropped - Plant is identified as onsite because it is a net buyer of electricity in 2021"]
["Whiting Refinery",52130,"32TG","Fossil Waste","Indiana",11.2,"Dropped - Plant is identified as onsite because it is a net buyer of electricity in 2021"]
["Whiting Refinery",52130,"33TG","Fossil Waste","Indiana",16.4,"Dropped - Plant is identified as onsite because it is a net buyer of electricity in 2021"]
["Whiting Refinery",52130,"34TG","Fossil Waste","Indiana",11.8,"Dropped - Plant is identified as onsite because it is a net buyer of electricity in 2021"]
["Whiting Refinery",52130,"35TG","Fossil Waste","Indiana",38,"Dropped - Plant is identified as onsite because it is a net buyer of electricity in 2021"]
["Power Station 4",52132,"GEN3","Combined Cycle","Texas",34,"Dropped - Units whose status are \"OS\" or \"RE\" for the past 3 consecutive years"]
["Tesoro Mandan Cogeneration Plant",52133,"GEN1","Fossil Waste","North Dakota",2.8,"Dropped - Plant is identified as onsite because it is a net buyer of electricity in 2021"]
["Tesoro Mandan Cogeneration Plant",52133,"GEN2","Fossil Waste","North Dakota",2.8,"Dropped - Plant is identified as onsite because it is a net buyer of electricity in 2021"]
["Tesoro Mandan Cogeneration Plant",52133,"GEN3","Biomass","North Dakota",2.8,"Dropped - Plant is identified as onsite because it is a net buyer of electricity in 2021"]
["International Paper Prattville Mill",52140,"GEN1","Non-Fossil Waste","Alabama",37,"Dropped - Plant is identified as onsite because it is a net buyer of electricity in 2021"]
["International Paper Prattville Mill",52140,"GEN2","Non-Fossil Waste","Alabama",48,"Dropped - Plant is identified as onsite because it is a net buyer of electricity in 2021"]
["C P Kelco San Diego Plant",52147,"GEN3","Combustion Turbine","California",9.3,"Dropped - Units whose status are \"OS\" or \"RE\" for the past 3 consecutive years"]
["Elkton",52148,"GEN1","O/G Steam","Virginia",6,"Dropped - Plant is identified as onsite because it is a net buyer of electricity in 2021"]
["Elkton",52148,"GEN4","Combustion Turbine","Virginia",0.3,"Dropped - Plant is identified as onsite because it is a net buyer of electricity in 2021"]
["Elkton",52148,"GEN5","O/G Steam","Virginia",0.4,"Dropped - Plant is identified as onsite because it is a net buyer of electricity in 2021"]
["Elkton",52148,"GEN6","O/G Steam","Virginia",1.2,"Dropped - Plant is identified as onsite because it is a net buyer of electricity in 2021"]
["Elkton",52148,"GEN7","O/G Steam","Virginia",1.2,"Dropped - Plant is identified as onsite because it is a net buyer of electricity in 2021"]
["West Point (PA)",52149,"COG3","Combustion Turbine","Pennsylvania",38.5,"Dropped - Plant is identified as onsite because it is a net buyer of electricity in 2021"]
["West Point (PA)",52149,"GEN14","Combustion Turbine","Pennsylvania",1.5,"Dropped - Plant is identified as onsite because it is a net buyer of electricity in 2021"]
["West Point (PA)",52149,"GEN15","Combustion Turbine","Pennsylvania",1.1,"Dropped - Plant is identified as onsite because it is a net buyer of electricity in 2021"]
["West Point (PA)",52149,"GEN16","Combustion Turbine","Pennsylvania",1.1,"Dropped - Plant is identified as onsite because it is a net buyer of electricity in 2021"]
["West Point (PA)",52149,"GEN17","Combustion Turbine","Pennsylvania",2,"Dropped - Plant is identified as onsite because it is a net buyer of electricity in 2021"]
["West Point (PA)",52149,"GEN2","Combustion Turbine","Pennsylvania",24.5,"Dropped - Plant is identified as onsite because it is a net buyer of electricity in 2021"]
["West Point (PA)",52149,"GEN3","Combustion Turbine","Pennsylvania",2.4,"Dropped - Units whose status are \"OS\" or \"RE\" for the past 3 consecutive years"]
["West Point (PA)",52149,"GEN4","Combustion Turbine","Pennsylvania",1.7,"Dropped - Units whose status are \"OS\" or \"RE\" for the past 3 consecutive years"]
["West Point (PA)",52149,"GEN5","Combustion Turbine","Pennsylvania",1.2,"Dropped - Units whose status are \"OS\" or \"RE\" for the past 3 consecutive years"]
["West Point (PA)",52149,"GEN7","Combustion Turbine","Pennsylvania",0.7,"Dropped - Units whose status are \"OS\" or \"RE\" for the past 3 consecutive years"]
["West Point (PA)",52149,"GEN8","Combustion Turbine","Pennsylvania",1,"Dropped - Plant is identified as onsite because it is a net buyer of electricity in 2021"]
["West Point (PA)",52149,"GEN9","Combustion Turbine","Pennsylvania",0.9,"Dropped - Plant is identified as onsite because it is a net buyer of electricity in 2021"]
["West Point (PA)",52149,"GN10","Combustion Turbine","Pennsylvania",0.9,"Dropped - Plant is identified as onsite because it is a net buyer of electricity in 2021"]
["West Point (PA)",52149,"GN11","Combustion Turbine","Pennsylvania",0.9,"Dropped - Plant is identified as onsite because it is a net buyer of electricity in 2021"]
["International Paper Franklin Mill",52152,"GE10","Combustion Turbine","Virginia",38,"Dropped - Plant is identified as onsite because it is a net buyer of electricity in 2021"]
["International Paper Franklin Mill",52152,"GEN9","Non-Fossil Waste","Virginia",36.1,"Dropped - Plant is identified as onsite because it is a net buyer of electricity in 2021"]
["CITGO Refinery Powerhouse",52175,"GEN1","Fossil Waste","Louisiana",5.6,"Dropped - Units whose status are \"OS\" or \"RE\" for the past 3 consecutive years"]
["CITGO Refinery Powerhouse",52175,"GEN2","Fossil Waste","Louisiana",8.5,"Dropped - Plant is identified as onsite because it is a net buyer of electricity in 2021"]
["CITGO Refinery Powerhouse",52175,"GEN3","Fossil Waste","Louisiana",17.4,"Dropped - Plant is identified as onsite because it is a net buyer of electricity in 2021"]
["Tesoro Kenai Cogeneration Plant",52184,"GEN1","Combustion Turbine","Alaska",4.2,"Dropped - in Alaska or in Hawaii or Puerto Rico"]
["Tesoro Kenai Cogeneration Plant",52184,"GEN2","Combustion Turbine","Alaska",4.2,"Dropped - in Alaska or in Hawaii or Puerto Rico"]
["Geo East Mesa II",54038,"GEN1","Geothermal","California",14.4,"Dropped - Units whose status are \"OS\" or \"RE\" for the past 3 consecutive years"]
["University of Illinois Cogen Facility",54044,"CT1","Combustion Turbine","Illinois",6.4,"Dropped - Plant is identified as onsite because it is a net buyer of electricity in 2021"]
["University of Illinois Cogen Facility",54044,"CT2","Combustion Turbine","Illinois",6.4,"Dropped - Plant is identified as onsite because it is a net buyer of electricity in 2021"]
["University of Illinois Cogen Facility",54044,"CT3","Combustion Turbine","Illinois",6.4,"Dropped - Plant is identified as onsite because it is a net buyer of electricity in 2021"]
["University of Illinois Cogen Facility",54044,"GEN1","Combustion Turbine","Illinois",6.3,"Dropped - Plant is identified as onsite because it is a net buyer of electricity in 2021"]
["University of Illinois Cogen Facility",54044,"GEN2","Combustion Turbine","Illinois",6.3,"Dropped - Plant is identified as onsite because it is a net buyer of electricity in 2021"]
["University of Illinois Cogen Facility",54044,"GEN3","Combustion Turbine","Illinois",3.7,"Dropped - Units whose status are \"OS\" or \"RE\" for the past 3 consecutive years"]
["University of Illinois Cogen Facility",54044,"GEN4","Combustion Turbine","Illinois",3.7,"Dropped - Units whose status are \"OS\" or \"RE\" for the past 3 consecutive years"]
["University of Illinois Cogen Facility",54044,"RE1","Combustion Turbine","Illinois",5.5,"Dropped - Plant is identified as onsite because it is a net buyer of electricity in 2021"]
["University of Illinois Cogen Facility",54044,"RE2","Combustion Turbine","Illinois",5.5,"Dropped - Plant is identified as onsite because it is a net buyer of electricity in 2021"]
["University of Illinois Cogen Facility",54044,"RE3","Combustion Turbine","Illinois",5.5,"Dropped - Plant is identified as onsite because it is a net buyer of electricity in 2021"]
["Androscoggin Mill",54085,"GEN1","O/G Steam","Maine",25,"Dropped - Plant is identified as onsite because it is a net buyer of electricity in 2021"]
["Androscoggin Mill",54085,"GEN2","O/G Steam","Maine",25,"Dropped - Plant is identified as onsite because it is a net buyer of electricity in 2021"]
["Androscoggin Mill",54085,"GEN3","O/G Steam","Maine",30,"Dropped - Plant is identified as onsite because it is a net buyer of electricity in 2021"]
["International Paper Georgetown Mill",54087,"GEN1","Non-Fossil Waste","South Carolina",25.3,"Dropped - Plant is identified as onsite because it is a net buyer of electricity in 2021"]
["International Paper Georgetown Mill",54087,"GEN2","Biomass","South Carolina",27.4,"Dropped - Plant is identified as onsite because it is a net buyer of electricity in 2021"]
["International Paper Georgetown Mill",54087,"GEN3","Biomass","South Carolina",37.7,"Dropped - Plant is identified as onsite because it is a net buyer of electricity in 2021"]
["Mansfield Mill",54091,"GEN1","Non-Fossil Waste","Louisiana",24.6,"Dropped - Plant is identified as onsite because it is a net buyer of electricity in 2021"]
["Mansfield Mill",54091,"GEN2","Non-Fossil Waste","Louisiana",25.6,"Dropped - Plant is identified as onsite because it is a net buyer of electricity in 2021"]
["Mansfield Mill",54091,"GEN3","Non-Fossil Waste","Louisiana",22.1,"Dropped - Plant is identified as onsite because it is a net buyer of electricity in 2021"]
["Mansfield Mill",54091,"GEN5","Combustion Turbine","Louisiana",45,"Dropped - Plant is identified as onsite because it is a net buyer of electricity in 2021"]
["International Paper Riverdale Mill",54096,"GEN1","O/G Steam","Alabama",11.6,"Dropped - Plant is identified as onsite because it is a net buyer of electricity in 2021"]
["International Paper Riverdale Mill",54096,"GEN2","Non-Fossil Waste","Alabama",37.4,"Dropped - Plant is identified as onsite because it is a net buyer of electricity in 2021"]
["International Paper Riverdale Mill",54096,"GEN3","Combined Cycle","Alabama",17,"Dropped - Plant is identified as onsite because it is a net buyer of electricity in 2021"]
["International Paper Riverdale Mill",54096,"GEN4","Combined Cycle","Alabama",38.2,"Dropped - Plant is identified as onsite because it is a net buyer of electricity in 2021"]
["International Paper Texarkana Mill",54097,"GEN1","Non-Fossil Waste","Texas",25,"Dropped - Plant is identified as onsite because it is a net buyer of electricity in 2021"]
["International Paper Texarkana Mill",54097,"GEN2","Non-Fossil Waste","Texas",40,"Dropped - Plant is identified as onsite because it is a net buyer of electricity in 2021"]
["Kaukauna Paper Mill",54098,"GEN1","Non-Fossil Waste","Wisconsin",6,"Dropped - Plant is identified as onsite because it is a net buyer of electricity in 2021"]
["Kaukauna Paper Mill",54098,"GEN2","Non-Fossil Waste","Wisconsin",11,"Dropped - Plant is identified as onsite because it is a net buyer of electricity in 2021"]
["Kaukauna Paper Mill",54098,"GEN3","Non-Fossil Waste","Wisconsin",15.6,"Dropped - Plant is identified as onsite because it is a net buyer of electricity in 2021"]
["Kaukauna Paper Mill",54098,"GEN4","Coal Steam","Wisconsin",12,"Dropped - Plant is identified as onsite because it is a net buyer of electricity in 2021"]
["Ticonderoga Mill",54099,"GEN1","O/G Steam","New York",41,"Dropped - Plant is identified as onsite because it is a net buyer of electricity in 2021"]
["International Paper Vicksburg Mill",54100,"GEN1","Non-Fossil Waste","Mississippi",1.5,"Dropped - Plant is identified as onsite because it is a net buyer of electricity in 2021"]
["International Paper Vicksburg Mill",54100,"GEN2","Non-Fossil Waste","Mississippi",37,"Dropped - Plant is identified as onsite because it is a net buyer of electricity in 2021"]
["Iowa State University",54201,"GEN3","O/G Steam","Iowa",13.3,"Dropped - Plant is identified as onsite because it is a net buyer of electricity in 2021"]
["Iowa State University",54201,"GEN5","O/G Steam","Iowa",11.5,"Dropped - Plant is identified as onsite because it is a net buyer of electricity in 2021"]
["Iowa State University",54201,"GEN6","O/G Steam","Iowa",15.1,"Dropped - Plant is identified as onsite because it is a net buyer of electricity in 2021"]
["Upper Androscoggin",54202,"1","Hydro","Maine",0.7,"Dropped - Units whose status are \"OS\" or \"RE\" for the past 3 consecutive years"]
["Upper Androscoggin",54202,"2","Hydro","Maine",0.5,"Dropped - Units whose status are \"OS\" or \"RE\" for the past 3 consecutive years"]
["Upper Androscoggin",54202,"3","Hydro","Maine",0.5,"Dropped - Units whose status are \"OS\" or \"RE\" for the past 3 consecutive years"]
["American Crystal Sugar Hillsboro",54210,"G1","Coal Steam","North Dakota",13.3,"Dropped - Plant is identified as onsite because it is a net buyer of electricity in 2021"]
["American Crystal Sugar Moorhead",54211,"G1","Coal Steam","Minnesota",3,"Dropped - Plant is identified as onsite because it is a net buyer of electricity in 2021"]
["American Crystal Sugar Moorhead",54211,"G2","Coal Steam","Minnesota",2,"Dropped - Plant is identified as onsite because it is a net buyer of electricity in 2021"]
["American Crystal Sugar Crookston",54212,"G1","Coal Steam","Minnesota",3.5,"Dropped - Plant is identified as onsite because it is a net buyer of electricity in 2021"]
["American Crystal Sugar Crookston",54212,"G2","Coal Steam","Minnesota",3,"Dropped - Plant is identified as onsite because it is a net buyer of electricity in 2021"]
["American Crystal Sugar Drayton",54213,"G1","Coal Steam","North Dakota",6,"Dropped - Plant is identified as onsite because it is a net buyer of electricity in 2021"]
["American Crystal Sugar East Grand Forks",54214,"G1","Coal Steam","Minnesota",2.5,"Dropped - Plant is identified as onsite because it is a net buyer of electricity in 2021"]
["American Crystal Sugar East Grand Forks",54214,"G2","Coal Steam","Minnesota",5,"Dropped - Plant is identified as onsite because it is a net buyer of electricity in 2021"]
["U S Alliance Coosa Pines",54216,"GEN7","Non-Fossil Waste","Alabama",24.9,"Dropped - Plant is identified as onsite because it is a net buyer of electricity in 2021"]
["Pfizer Groton Plant",54236,"GT-1","Combustion Turbine","Connecticut",9.5,"Dropped - Plant is identified as onsite because it is a net buyer of electricity in 2021"]
["Pfizer Groton Plant",54236,"TG 3","O/G Steam","Connecticut",10,"Dropped - Plant is identified as onsite because it is a net buyer of electricity in 2021"]
["Pfizer Groton Plant",54236,"TG 4","O/G Steam","Connecticut",5,"Dropped - Plant is identified as onsite because it is a net buyer of electricity in 2021"]
["Pfizer Groton Plant",54236,"TG5","O/G Steam","Connecticut",7.5,"Dropped - Plant is identified as onsite because it is a net buyer of electricity in 2021"]
["Louisiana Tech University Power Plant",54240,"TG3","Combustion Turbine","Louisiana",6.4,"Dropped - Plant is identified as onsite because it is a net buyer of electricity in 2021"]
["Newman (PA)",54250,"001","O/G Steam","Pennsylvania",1.8,"Dropped - Plant is identified as onsite because it is a net buyer of electricity in 2021"]
["Univ of NC Chapel Hill Cogen Facility",54276,"ES001","Combustion Turbine","North Carolina",1.8,"Dropped - Plant is identified as onsite because it is a net buyer of electricity in 2021"]
["Univ of NC Chapel Hill Cogen Facility",54276,"ES002","Combustion Turbine","North Carolina",1.8,"Dropped - Plant is identified as onsite because it is a net buyer of electricity in 2021"]
["Univ of NC Chapel Hill Cogen Facility",54276,"TG3","Coal Steam","North Carolina",28.7,"Dropped - Plant is identified as onsite because it is a net buyer of electricity in 2021"]
["Interstate Paper LLC Riceboro",54281,"577A","Non-Fossil Waste","Georgia",14.5,"Dropped - Plant is identified as onsite because it is a net buyer of electricity in 2021"]
["Inforum",54290,"BUG1","Combustion Turbine","Georgia",1.3,"Dropped - Plant is identified as onsite because it is a net buyer of electricity in 2021"]
["Biola University Hybrid",54296,"BATT","Energy Storage","California",0.3,"Dropped - Plant is identified as onsite because it is a net buyer of electricity in 2021"]
["Biola University Hybrid",54296,"EG3","Combustion Turbine","California",1,"Dropped - Plant is identified as onsite because it is a net buyer of electricity in 2021"]
["CTV Power Purchase Contract Trust",54300,"SX1S","Onshore Wind","California",0.1,"Dropped - Units whose status are \"OS\" or \"RE\" for the past 3 consecutive years"]
["Westward Seafoods",54305,"2","Combustion Turbine","Alaska",2.2,"Dropped - in Alaska or in Hawaii or Puerto Rico"]
["Westward Seafoods",54305,"3","Combustion Turbine","Alaska",2.2,"Dropped - in Alaska or in Hawaii or Puerto Rico"]
["Westward Seafoods",54305,"4","Combustion Turbine","Alaska",2.2,"Dropped - in Alaska or in Hawaii or Puerto Rico"]
["Archer Daniels Midland Southport",54316,"GEN1","Combustion Turbine","North Carolina",15,"Dropped - Plant is identified as onsite because it is a net buyer of electricity in 2021"]
["Archer Daniels Midland Southport",54316,"GEN2","Combustion Turbine","North Carolina",15,"Dropped - Plant is identified as onsite because it is a net buyer of electricity in 2021"]
["Archer Daniels Midland Southport",54316,"GEN3","Combustion Turbine","North Carolina",15,"Dropped - Plant is identified as onsite because it is a net buyer of electricity in 2021"]
["General Chemical",54318,"TG1","Coal Steam","Wyoming",15,"Dropped - Plant is identified as onsite because it is a net buyer of electricity in 2021"]
["General Chemical",54318,"TG2","Coal Steam","Wyoming",15,"Dropped - Plant is identified as onsite because it is a net buyer of electricity in 2021"]
["CNN Center",54323,"D4_1","Combustion Turbine","Georgia",1.5,"Dropped - Plant is identified as onsite because it is a net buyer of electricity in 2021"]
["CNN Center",54323,"D4_2","Combustion Turbine","Georgia",2,"Dropped - Plant is identified as onsite because it is a net buyer of electricity in 2021"]
["CNN Center",54323,"D4_3","Combustion Turbine","Georgia",2,"Dropped - Plant is identified as onsite because it is a net buyer of electricity in 2021"]
["CNN Center",54323,"D5_1","Combustion Turbine","Georgia",2,"Dropped - Plant is identified as onsite because it is a net buyer of electricity in 2021"]
["CNN Center",54323,"D5_2","Combustion Turbine","Georgia",2,"Dropped - Plant is identified as onsite because it is a net buyer of electricity in 2021"]
["CNN Center",54323,"D5_3","Combustion Turbine","Georgia",2,"Dropped - Plant is identified as onsite because it is a net buyer of electricity in 2021"]
["CNN Center",54323,"DK2","Combustion Turbine","Georgia",1.3,"Dropped - Plant is identified as onsite because it is a net buyer of electricity in 2021"]
["Westhollow Technology Center",54330,"1","Combustion Turbine","Texas",3.7,"Dropped - Plant is identified as onsite because it is a net buyer of electricity in 2021"]
["Morton Salt Rittman",54335,"GEN2","O/G Steam","Ohio",2.5,"Dropped - Plant is identified as onsite because it is a net buyer of electricity in 2021"]
["Howard F Curren Advncd Wastewater Plant",54347,"1","Non-Fossil Waste","Florida",0.5,"Dropped - Units whose status are \"OS\" or \"RE\" for the past 3 consecutive years"]
["Howard F Curren Advncd Wastewater Plant",54347,"2","Non-Fossil Waste","Florida",0.5,"Dropped - Units whose status are \"OS\" or \"RE\" for the past 3 consecutive years"]
["Howard F Curren Advncd Wastewater Plant",54347,"3","Non-Fossil Waste","Florida",0.5,"Dropped - Units whose status are \"OS\" or \"RE\" for the past 3 consecutive years"]
["Howard F Curren Advncd Wastewater Plant",54347,"4","Non-Fossil Waste","Florida",0.5,"Dropped - Units whose status are \"OS\" or \"RE\" for the past 3 consecutive years"]
["Howard F Curren Advncd Wastewater Plant",54347,"5","Non-Fossil Waste","Florida",0.5,"Dropped - Units whose status are \"OS\" or \"RE\" for the past 3 consecutive years"]
["Nevada Cogen Assoc#1 GarnetVly",54350,"GTA","Combined Cycle","Nevada",20.5,"Dropped - Retired/Planned Retirement by 06/2028"]
["Nevada Cogen Assoc#1 GarnetVly",54350,"GTB","Combined Cycle","Nevada",20.5,"Dropped - Retired/Planned Retirement by 06/2028"]
["Nevada Cogen Assoc#1 GarnetVly",54350,"GTC","Combined Cycle","Nevada",20.5,"Dropped - Retired/Planned Retirement by 06/2028"]
["Nevada Cogen Assoc#1 GarnetVly",54350,"STM","Combined Cycle","Nevada",24,"Dropped - Retired/Planned Retirement by 06/2028"]
["Graphic Packaging International Augusta Mill",54358,"1","Biomass","Georgia",25.3,"Dropped - Plant is identified as onsite because it is a net buyer of electricity in 2021"]
["Graphic Packaging International Augusta Mill",54358,"2","O/G Steam","Georgia",36.5,"Dropped - Plant is identified as onsite because it is a net buyer of electricity in 2021"]
["Graphic Packaging International Augusta Mill",54358,"3","Biomass","Georgia",17.5,"Dropped - Plant is identified as onsite because it is a net buyer of electricity in 2021"]
["Fuyao Glass Illinois Inc.",54360,"PORT","Combustion Turbine","Illinois",0.7,"Dropped - Plant is identified as onsite because it is a net buyer of electricity in 2021"]
["Fuyao Glass Illinois Inc.",54360,"TK1","Combustion Turbine","Illinois",2,"Dropped - Plant is identified as onsite because it is a net buyer of electricity in 2021"]
["Fuyao Glass Illinois Inc.",54360,"TK2","Combustion Turbine","Illinois",2,"Dropped - Plant is identified as onsite because it is a net buyer of electricity in 2021"]
["Shelby, NC",54363,"GEN2","Combustion Turbine","North Carolina",0.6,"Dropped - Plant is identified as onsite because it is a net buyer of electricity in 2021"]
["Shelby, NC",54363,"GEN3","Combustion Turbine","North Carolina",0.6,"Dropped - Plant is identified as onsite because it is a net buyer of electricity in 2021"]
["Shelby, NC",54363,"GEN4","Combustion Turbine","North Carolina",0.8,"Dropped - Plant is identified as onsite because it is a net buyer of electricity in 2021"]
["Shelby, NC",54363,"GEN5","Combustion Turbine","North Carolina",0.8,"Dropped - Plant is identified as onsite because it is a net buyer of electricity in 2021"]
["Works 4",54364,"L1G","Combustion Turbine","Texas",2,"Dropped - Retired/Planned Retirement by 06/2028"]
["Works 4",54364,"L1PG","Combustion Turbine","Texas",0.9,"Dropped - Plant is identified as onsite because it is a net buyer of electricity in 2021"]
["Works 4",54364,"L2G","Combustion Turbine","Texas",2,"Dropped - Retired/Planned Retirement by 06/2028"]
["Sinclair Oil Refinery",54374,"NO2","Fossil Waste","Wyoming",0.4,"Dropped - Plant is identified as onsite because it is a net buyer of electricity in 2021"]
["Sinclair Oil Refinery",54374,"NO3","Fossil Waste","Wyoming",1.3,"Dropped - Plant is identified as onsite because it is a net buyer of electricity in 2021"]
["Sinclair Oil Refinery",54374,"NO5","Combustion Turbine","Wyoming",1.1,"Dropped - Plant is identified as onsite because it is a net buyer of electricity in 2021"]
["Dartmouth College Heating Plant",54409,"GEN1","O/G Steam","New Hampshire",2,"Dropped - Plant is identified as onsite because it is a net buyer of electricity in 2021"]
["Dartmouth College Heating Plant",54409,"GEN2","O/G Steam","New Hampshire",2,"Dropped - Plant is identified as onsite because it is a net buyer of electricity in 2021"]
["Dartmouth College Heating Plant",54409,"GEN3","O/G Steam","New Hampshire",3,"Dropped - Plant is identified as onsite because it is a net buyer of electricity in 2021"]
["John Deere Dubuque Works",54414,"GE10","Combustion Turbine","Iowa",1.4,"Dropped - Plant is identified as onsite because it is a net buyer of electricity in 2021"]
["John Deere Dubuque Works",54414,"GEN5","Combustion Turbine","Iowa",1.4,"Dropped - Plant is identified as onsite because it is a net buyer of electricity in 2021"]
["John Deere Dubuque Works",54414,"GEN6","Combustion Turbine","Iowa",1.4,"Dropped - Plant is identified as onsite because it is a net buyer of electricity in 2021"]
["John Deere Dubuque Works",54414,"GEN7","Combustion Turbine","Iowa",1.4,"Dropped - Plant is identified as onsite because it is a net buyer of electricity in 2021"]
["John Deere Dubuque Works",54414,"GEN8","Combustion Turbine","Iowa",1.4,"Dropped - Plant is identified as onsite because it is a net buyer of electricity in 2021"]
["John Deere Dubuque Works",54414,"GEN9","Combustion Turbine","Iowa",1.4,"Dropped - Plant is identified as onsite because it is a net buyer of electricity in 2021"]
["Unisea G 2",54422,"CAT4","Combustion Turbine","Alaska",1,"Dropped - in Alaska or in Hawaii or Puerto Rico"]
["Unisea G 2",54422,"CAT5","Combustion Turbine","Alaska",1,"Dropped - in Alaska or in Hawaii or Puerto Rico"]
["Unisea G 2",54422,"GEN1","Combustion Turbine","Alaska",2.2,"Dropped - in Alaska or in Hawaii or Puerto Rico"]
["Unisea G 2",54422,"GEN2","Combustion Turbine","Alaska",2.3,"Dropped - in Alaska or in Hawaii or Puerto Rico"]
["Unisea G 2",54422,"GEN3","Combustion Turbine","Alaska",2.3,"Dropped - in Alaska or in Hawaii or Puerto Rico"]
["Unisea G 2",54422,"GEN4","Combustion Turbine","Alaska",2.2,"Dropped - in Alaska or in Hawaii or Puerto Rico"]
["Unisea G 2",54422,"GEN5","Combustion Turbine","Alaska",2.3,"Dropped - in Alaska or in Hawaii or Puerto Rico"]
["Unisea G 2",54422,"GEN6","Combustion Turbine","Alaska",2.2,"Dropped - in Alaska or in Hawaii or Puerto Rico"]
["Gaylord Container Bogalusa",54427,"NO10","Non-Fossil Waste","Louisiana",34.4,"Dropped - Plant is identified as onsite because it is a net buyer of electricity in 2021"]
["Gaylord Container Bogalusa",54427,"NO8","Non-Fossil Waste","Louisiana",22.5,"Dropped - Plant is identified as onsite because it is a net buyer of electricity in 2021"]
["Gaylord Container Bogalusa",54427,"NO9","Non-Fossil Waste","Louisiana",34.9,"Dropped - Plant is identified as onsite because it is a net buyer of electricity in 2021"]
["Los Angeles Refinery Wilmington",54451,"G2","Fossil Waste","California",50,"Dropped - Plant is identified as onsite because it is a net buyer of electricity in 2021"]
["Agrium Kenai Nitrogen Operations",54452,"744A","Combustion Turbine","Alaska",2.5,"Dropped - Units whose status are \"OS\" or \"RE\" for the past 3 consecutive years"]
["Agrium Kenai Nitrogen Operations",54452,"744B","Combustion Turbine","Alaska",2.5,"Dropped - Units whose status are \"OS\" or \"RE\" for the past 3 consecutive years"]
["Agrium Kenai Nitrogen Operations",54452,"744C","Combustion Turbine","Alaska",2.5,"Dropped - Units whose status are \"OS\" or \"RE\" for the past 3 consecutive years"]
["Agrium Kenai Nitrogen Operations",54452,"744D","Combustion Turbine","Alaska",2.5,"Dropped - Units whose status are \"OS\" or \"RE\" for the past 3 consecutive years"]
["Agrium Kenai Nitrogen Operations",54452,"744E","Combustion Turbine","Alaska",2.5,"Dropped - Units whose status are \"OS\" or \"RE\" for the past 3 consecutive years"]
["Simplot Phosphates",54472,"GEN1","Energy Storage","Wyoming",11.5,"Dropped - Plant is identified as onsite because it is a net buyer of electricity in 2021"]
["Oroville Cogeneration LP",54477,"GEN1","Combustion Turbine","California",1.1,"Dropped - Retired/Planned Retirement by 06/2028"]
["Oroville Cogeneration LP",54477,"GEN2","Combustion Turbine","California",1.1,"Dropped - Retired/Planned Retirement by 06/2028"]
["Oroville Cogeneration LP",54477,"GEN3","Combustion Turbine","California",1.1,"Dropped - Retired/Planned Retirement by 06/2028"]
["Oroville Cogeneration LP",54477,"GEN4","Combustion Turbine","California",1.1,"Dropped - Retired/Planned Retirement by 06/2028"]
["Oroville Cogeneration LP",54477,"GEN5","Combustion Turbine","California",1.1,"Dropped - Retired/Planned Retirement by 06/2028"]
["Oroville Cogeneration LP",54477,"GEN6","Combustion Turbine","California",1.1,"Dropped - Retired/Planned Retirement by 06/2028"]
["Oroville Cogeneration LP",54477,"GEN7","Combustion Turbine","California",1.1,"Dropped - Retired/Planned Retirement by 06/2028"]
["Domino Sugar Arabi Plant",54512,"TG1","O/G Steam","Louisiana",3.4,"Dropped - Plant is identified as onsite because it is a net buyer of electricity in 2021"]
["Domino Sugar Arabi Plant",54512,"TG2","O/G Steam","Louisiana",2.3,"Dropped - Plant is identified as onsite because it is a net buyer of electricity in 2021"]
["Domino Sugar Arabi Plant",54512,"TG3","O/G Steam","Louisiana",2,"Dropped - Plant is identified as onsite because it is a net buyer of electricity in 2021"]
["WestRock (IL)",54513,"E-1","Combustion Turbine","Illinois",0.7,"Dropped - Plant is identified as onsite because it is a net buyer of electricity in 2021"]
["WestRock (IL)",54513,"E2-A","Combustion Turbine","Illinois",0.7,"Dropped - Plant is identified as onsite because it is a net buyer of electricity in 2021"]
["WestRock (IL)",54513,"E2-B","Combustion Turbine","Illinois",0.7,"Dropped - Plant is identified as onsite because it is a net buyer of electricity in 2021"]
["WestRock (IL)",54513,"E3","Combustion Turbine","Illinois",0.8,"Dropped - Plant is identified as onsite because it is a net buyer of electricity in 2021"]
["Village Creek Water Reclamation Facility",54520,"SD1","Combustion Turbine","Texas",0.9,"Dropped - Plant is identified as onsite because it is a net buyer of electricity in 2021"]
["Village Creek Water Reclamation Facility",54520,"SD2","Combustion Turbine","Texas",0.9,"Dropped - Plant is identified as onsite because it is a net buyer of electricity in 2021"]
["Village Creek Water Reclamation Facility",54520,"TG1","Combustion Turbine","Texas",4.2,"Dropped - Plant is identified as onsite because it is a net buyer of electricity in 2021"]
["Village Creek Water Reclamation Facility",54520,"TG2","Combustion Turbine","Texas",4.2,"Dropped - Plant is identified as onsite because it is a net buyer of electricity in 2021"]
["Hoffer Plastics",54523,"GEN1","Combustion Turbine","Illinois",0.8,"Dropped - Plant is identified as onsite because it is a net buyer of electricity in 2021"]
["Hoffer Plastics",54523,"GEN2","Combustion Turbine","Illinois",0.8,"Dropped - Plant is identified as onsite because it is a net buyer of electricity in 2021"]
["Hoffer Plastics",54523,"GEN3","Combustion Turbine","Illinois",0.8,"Dropped - Plant is identified as onsite because it is a net buyer of electricity in 2021"]
["Hoffer Plastics",54523,"GEN4","Combustion Turbine","Illinois",0.8,"Dropped - Plant is identified as onsite because it is a net buyer of electricity in 2021"]
["Hoffer Plastics",54523,"GEN5","Combustion Turbine","Illinois",0.8,"Dropped - Plant is identified as onsite because it is a net buyer of electricity in 2021"]
["Hoffer Plastics",54523,"GEN6","Combustion Turbine","Illinois",0.8,"Dropped - Plant is identified as onsite because it is a net buyer of electricity in 2021"]
["Hoffer Plastics",54523,"GEN7","Combustion Turbine","Illinois",0.8,"Dropped - Plant is identified as onsite because it is a net buyer of electricity in 2021"]
["Hoffer Plastics",54523,"GEN8","Combustion Turbine","Illinois",0.8,"Dropped - Plant is identified as onsite because it is a net buyer of electricity in 2021"]
["Hoffer Plastics",54523,"GEN9","Combustion Turbine","Illinois",0.8,"Dropped - Plant is identified as onsite because it is a net buyer of electricity in 2021"]
["Southern Minnesota Beet Sugar",54533,"0001","Coal Steam","Minnesota",7.5,"Dropped - Plant is identified as onsite because it is a net buyer of electricity in 2021"]
["Charter Dura-Bar",54540,"1A","Combustion Turbine","Illinois",0.9,"Dropped - Plant is identified as onsite because it is a net buyer of electricity in 2021"]
["Charter Dura-Bar",54540,"1B","Combustion Turbine","Illinois",0.9,"Dropped - Plant is identified as onsite because it is a net buyer of electricity in 2021"]
["Charter Dura-Bar",54540,"2A","Combustion Turbine","Illinois",0.9,"Dropped - Plant is identified as onsite because it is a net buyer of electricity in 2021"]
["Charter Dura-Bar",54540,"2B","Combustion Turbine","Illinois",0.9,"Dropped - Plant is identified as onsite because it is a net buyer of electricity in 2021"]
["Charter Dura-Bar",54540,"3A","Combustion Turbine","Illinois",0.9,"Dropped - Plant is identified as onsite because it is a net buyer of electricity in 2021"]
["Charter Dura-Bar",54540,"3B","Combustion Turbine","Illinois",0.9,"Dropped - Plant is identified as onsite because it is a net buyer of electricity in 2021"]
["YKK USA Chestney",54566,"BWP1","Combustion Turbine","Georgia",0.5,"Dropped - Plant is identified as onsite because it is a net buyer of electricity in 2021"]
["YKK USA Chestney",54566,"SEV1","Combustion Turbine","Georgia",0.3,"Dropped - Plant is identified as onsite because it is a net buyer of electricity in 2021"]
["YKK USA Chestney",54566,"SLD1","Combustion Turbine","Georgia",0.5,"Dropped - Plant is identified as onsite because it is a net buyer of electricity in 2021"]
["Bayville Central Facility",54569,"COG1","Non-Fossil Waste","New Jersey",0.3,"Dropped - Plant is identified as onsite because it is a net buyer of electricity in 2021"]
["Bayville Central Facility",54569,"COG2","Non-Fossil Waste","New Jersey",0.3,"Dropped - Plant is identified as onsite because it is a net buyer of electricity in 2021"]
["Bayville Central Facility",54569,"COG3","Non-Fossil Waste","New Jersey",0.3,"Dropped - Plant is identified as onsite because it is a net buyer of electricity in 2021"]
["Bayville Central Facility",54569,"COG4","Combustion Turbine","New Jersey",1.5,"Dropped - Plant is identified as onsite because it is a net buyer of electricity in 2021"]
["Bayville Central Facility",54569,"COG5","Combustion Turbine","New Jersey",1.5,"Dropped - Plant is identified as onsite because it is a net buyer of electricity in 2021"]
["Bayville Central Facility",54569,"COG6","Combustion Turbine","New Jersey",1.5,"Dropped - Plant is identified as onsite because it is a net buyer of electricity in 2021"]
["Bayville Central Facility",54569,"COG7","Combustion Turbine","New Jersey",1.5,"Dropped - Plant is identified as onsite because it is a net buyer of electricity in 2021"]
["Bayville Central Facility",54569,"CPV1","Solar PV","New Jersey",0.2,"Dropped - Plant is identified as onsite because it is a net buyer of electricity in 2021"]
["University of Arizona - Biosphere 2",54594,"G-1","Combustion Turbine","Arizona",1.5,"Dropped - Plant is identified as onsite because it is a net buyer of electricity in 2021"]
["University of Arizona - Biosphere 2",54594,"G-4","Combustion Turbine","Arizona",1.6,"Dropped - Plant is identified as onsite because it is a net buyer of electricity in 2021"]
["Warner Lambert",54604,"016E","Combustion Turbine","Michigan",1,"Dropped - Plant is identified as onsite because it is a net buyer of electricity in 2021"]
["Warner Lambert",54604,"0550","Combustion Turbine","Michigan",1.5,"Dropped - Plant is identified as onsite because it is a net buyer of electricity in 2021"]
["Warner Lambert",54604,"085-1","Combustion Turbine","Michigan",2.3,"Dropped - Plant is identified as onsite because it is a net buyer of electricity in 2021"]
["Warner Lambert",54604,"085-2","Combustion Turbine","Michigan",2.3,"Dropped - Plant is identified as onsite because it is a net buyer of electricity in 2021"]
["Warner Lambert",54604,"5164","Combustion Turbine","Michigan",2.8,"Dropped - Plant is identified as onsite because it is a net buyer of electricity in 2021"]
["Warner Lambert",54604,"800-1","Combustion Turbine","Michigan",2.3,"Dropped - Plant is identified as onsite because it is a net buyer of electricity in 2021"]
["Pratt & Whitney",54605,"FT-8","Combustion Turbine","Connecticut",28,"Dropped - Plant is identified as onsite because it is a net buyer of electricity in 2021"]
["Ingredion Winston Salem",54618,"7500","Biomass","North Carolina",6.6,"Dropped - Plant is identified as onsite because it is a net buyer of electricity in 2021"]
["Ingredion Winston Salem",54618,"900","Biomass","North Carolina",0.4,"Dropped - Plant is identified as onsite because it is a net buyer of electricity in 2021"]
["Central District Wastewater Treat Plant",54623,"3A","Non-Fossil Waste","Florida",1.2,"Dropped - Plant is identified as onsite because it is a net buyer of electricity in 2021"]
["Central District Wastewater Treat Plant",54623,"4A","Non-Fossil Waste","Florida",1.2,"Dropped - Plant is identified as onsite because it is a net buyer of electricity in 2021"]
["Central District Wastewater Treat Plant",54623,"5","Non-Fossil Waste","Florida",1.2,"Dropped - Plant is identified as onsite because it is a net buyer of electricity in 2021"]
["Central District Wastewater Treat Plant",54623,"6","Non-Fossil Waste","Florida",1.2,"Dropped - Plant is identified as onsite because it is a net buyer of electricity in 2021"]
["South District Wastewater Treatment Plt",54624,"1A","Non-Fossil Waste","Florida",2,"Dropped - Plant is identified as onsite because it is a net buyer of electricity in 2021"]
["South District Wastewater Treatment Plt",54624,"2A","Non-Fossil Waste","Florida",2,"Dropped - Plant is identified as onsite because it is a net buyer of electricity in 2021"]
["South District Wastewater Treatment Plt",54624,"3A","Non-Fossil Waste","Florida",2,"Dropped - Plant is identified as onsite because it is a net buyer of electricity in 2021"]
["South District Wastewater Treatment Plt",54624,"4A","Non-Fossil Waste","Florida",2,"Dropped - Plant is identified as onsite because it is a net buyer of electricity in 2021"]
["Phelps Dodge Refining",54628,"2607","Combustion Turbine","Texas",2.6,"Dropped - Units whose status are \"OS\" or \"RE\" for the past 3 consecutive years"]
["Phelps Dodge Refining",54628,"2608","Combustion Turbine","Texas",2.6,"Dropped - Units whose status are \"OS\" or \"RE\" for the past 3 consecutive years"]
["Phelps Dodge Refining",54628,"3001","Combustion Turbine","Texas",3.2,"Dropped - Plant is identified as onsite because it is a net buyer of electricity in 2021"]
["Phelps Dodge Refining",54628,"3002","Combustion Turbine","Texas",3.2,"Dropped - Plant is identified as onsite because it is a net buyer of electricity in 2021"]
["Phelps Dodge Refining",54628,"3003","Combustion Turbine","Texas",3.2,"Dropped - Plant is identified as onsite because it is a net buyer of electricity in 2021"]
["Johnsonburg Mill",54638,"PT1","Non-Fossil Waste","Pennsylvania",49,"Dropped - Plant is identified as onsite because it is a net buyer of electricity in 2021"]
["Kalaeloa Cogen Plant",54646,"CT1","Combined Cycle","Hawaii",85,"Dropped - in Alaska or in Hawaii or Puerto Rico"]
["Kalaeloa Cogen Plant",54646,"CT2","Combined Cycle","Hawaii",85,"Dropped - in Alaska or in Hawaii or Puerto Rico"]
["Kalaeloa Cogen Plant",54646,"ST","Combined Cycle","Hawaii",50,"Dropped - in Alaska or in Hawaii or Puerto Rico"]
["International Paper Riegelwood Mill",54656,"NO3","Non-Fossil Waste","North Carolina",44.5,"Dropped - Plant is identified as onsite because it is a net buyer of electricity in 2021"]
["Chino Mines",54667,"7","Combined Cycle","New Mexico",15.4,"Dropped - Plant is identified as onsite because it is a net buyer of electricity in 2021"]
["Chino Mines",54667,"9","Combined Cycle","New Mexico",35,"Dropped - Plant is identified as onsite because it is a net buyer of electricity in 2021"]
["Spartanburg Water System",54675,"DI2","Combustion Turbine","South Carolina",2,"Dropped - Plant is identified as onsite because it is a net buyer of electricity in 2021"]
["Spartanburg Water System",54675,"HG1","Hydro","South Carolina",0.5,"Dropped - Plant is identified as onsite because it is a net buyer of electricity in 2021"]
["Spartanburg Water System",54675,"HG2","Hydro","South Carolina",0.5,"Dropped - Plant is identified as onsite because it is a net buyer of electricity in 2021"]
["Thundermist Hydro",54688,"HYD1","Hydro","Rhode Island",1.1,"Dropped - Units whose status are \"OS\" or \"RE\" for the past 3 consecutive years"]
["Amalgamated Sugar LLC Nampa",54690,"2250","O/G Steam","Idaho",2.2,"Dropped - Plant is identified as onsite because it is a net buyer of electricity in 2021"]
["Amalgamated Sugar LLC Nampa",54690,"6500","O/G Steam","Idaho",6,"Dropped - Plant is identified as onsite because it is a net buyer of electricity in 2021"]
["Hendricks Regional Health",54731,"GE06","Combustion Turbine","Indiana",1,"Dropped - Plant is identified as onsite because it is a net buyer of electricity in 2021"]
["Hendricks Regional Health",54731,"GEO1","Combustion Turbine","Indiana",0.5,"Dropped - Retired/Planned Retirement by 06/2028"]
["Hendricks Regional Health",54731,"GEO2","Combustion Turbine","Indiana",0.5,"Dropped - Retired/Planned Retirement by 06/2028"]
["Hendricks Regional Health",54731,"GEO3","Combustion Turbine","Indiana",0.3,"Dropped - Retired/Planned Retirement by 06/2028"]
["Hendricks Regional Health",54731,"GEO4","Combustion Turbine","Indiana",1,"Dropped - Plant is identified as onsite because it is a net buyer of electricity in 2021"]
["Hendricks Regional Health",54731,"GEO5","Combustion Turbine","Indiana",1,"Dropped - Plant is identified as onsite because it is a net buyer of electricity in 2021"]
["Freeport McMoRan",54734,"1","Combustion Turbine","New Mexico",2.9,"Dropped - Plant is identified as onsite because it is a net buyer of electricity in 2021"]
["Freeport McMoRan",54734,"11","Combustion Turbine","New Mexico",2.9,"Dropped - Plant is identified as onsite because it is a net buyer of electricity in 2021"]
["Freeport McMoRan",54734,"12","Combustion Turbine","New Mexico",2.9,"Dropped - Plant is identified as onsite because it is a net buyer of electricity in 2021"]
["Freeport McMoRan",54734,"13","Combustion Turbine","New Mexico",2.9,"Dropped - Plant is identified as onsite because it is a net buyer of electricity in 2021"]
["Freeport McMoRan",54734,"14","Combustion Turbine","New Mexico",2.9,"Dropped - Plant is identified as onsite because it is a net buyer of electricity in 2021"]
["Freeport McMoRan",54734,"15","Combustion Turbine","New Mexico",2.9,"Dropped - Plant is identified as onsite because it is a net buyer of electricity in 2021"]
["Freeport McMoRan",54734,"3","Combustion Turbine","New Mexico",2.9,"Dropped - Plant is identified as onsite because it is a net buyer of electricity in 2021"]
["Freeport McMoRan",54734,"4","Combustion Turbine","New Mexico",2.9,"Dropped - Plant is identified as onsite because it is a net buyer of electricity in 2021"]
["Freeport McMoRan",54734,"7","Combustion Turbine","New Mexico",2.9,"Dropped - Plant is identified as onsite because it is a net buyer of electricity in 2021"]
["Freeport McMoRan",54734,"8","Combustion Turbine","New Mexico",2.9,"Dropped - Plant is identified as onsite because it is a net buyer of electricity in 2021"]
["District 70 Transco Gas Pipe Line",54744,"001","Non-Fossil Waste","Mississippi",0.7,"Dropped - Units whose status are \"OS\" or \"RE\" for the past 3 consecutive years"]
["District 70 Transco Gas Pipe Line",54744,"002","Non-Fossil Waste","Mississippi",0.7,"Dropped - Units whose status are \"OS\" or \"RE\" for the past 3 consecutive years"]
["International Paper Pine Hill Mill",54752,"NO1","Biomass","Alabama",40,"Dropped - Plant is identified as onsite because it is a net buyer of electricity in 2021"]
["International Paper Pine Hill Mill",54752,"NO2","Non-Fossil Waste","Alabama",34.8,"Dropped - Plant is identified as onsite because it is a net buyer of electricity in 2021"]
["WestRock Demopolis Mill",54763,"2TG","Non-Fossil Waste","Alabama",8.6,"Dropped - Plant is identified as onsite because it is a net buyer of electricity in 2021"]
["WestRock Demopolis Mill",54763,"4TG","Non-Fossil Waste","Alabama",34.9,"Dropped - Plant is identified as onsite because it is a net buyer of electricity in 2021"]
["NYU Luthern Medical Center",54769,"GEN1","Combustion Turbine","New York",0.8,"Dropped - Units whose status are \"OS\" or \"RE\" for the past 3 consecutive years"]
["NYU Luthern Medical Center",54769,"GEN2","Combustion Turbine","New York",0.8,"Dropped - Units whose status are \"OS\" or \"RE\" for the past 3 consecutive years"]
["NYU Luthern Medical Center",54769,"GEN3","Combustion Turbine","New York",1.5,"Dropped - Plant is identified as onsite because it is a net buyer of electricity in 2021"]
["NYU Luthern Medical Center",54769,"GEN4","Combustion Turbine","New York",1.5,"Dropped - Plant is identified as onsite because it is a net buyer of electricity in 2021"]
["University of Illinois Abbott Power Plt",54780,"T1","O/G Steam","Illinois",3,"Dropped - Plant is identified as onsite because it is a net buyer of electricity in 2021"]
["University of Illinois Abbott Power Plt",54780,"T10","O/G Steam","Illinois",7.8,"Dropped - Plant is identified as onsite because it is a net buyer of electricity in 2021"]
["University of Illinois Abbott Power Plt",54780,"T11","O/G Steam","Illinois",12.5,"Dropped - Plant is identified as onsite because it is a net buyer of electricity in 2021"]
["University of Illinois Abbott Power Plt",54780,"T12","O/G Steam","Illinois",7,"Dropped - Plant is identified as onsite because it is a net buyer of electricity in 2021"]
["University of Illinois Abbott Power Plt",54780,"T2","O/G Steam","Illinois",3,"Dropped - Plant is identified as onsite because it is a net buyer of electricity in 2021"]
["University of Illinois Abbott Power Plt",54780,"T3","O/G Steam","Illinois",3,"Dropped - Plant is identified as onsite because it is a net buyer of electricity in 2021"]
["University of Illinois Abbott Power Plt",54780,"T4","O/G Steam","Illinois",3,"Dropped - Plant is identified as onsite because it is a net buyer of electricity in 2021"]
["University of Illinois Abbott Power Plt",54780,"T6","O/G Steam","Illinois",7.5,"Dropped - Plant is identified as onsite because it is a net buyer of electricity in 2021"]
["University of Illinois Abbott Power Plt",54780,"T7","O/G Steam","Illinois",7.5,"Dropped - Plant is identified as onsite because it is a net buyer of electricity in 2021"]
["University of Illinois Abbott Power Plt",54780,"T8","Combustion Turbine","Illinois",12.5,"Dropped - Plant is identified as onsite because it is a net buyer of electricity in 2021"]
["University of Illinois Abbott Power Plt",54780,"T9","Combustion Turbine","Illinois",12.5,"Dropped - Plant is identified as onsite because it is a net buyer of electricity in 2021"]
["Seneca Energy",54782,"GE10","Landfill Gas","New York",0.8,"Dropped - Retired/Planned Retirement by 06/2028"]
["Seneca Energy",54782,"GE11","Landfill Gas","New York",0.8,"Dropped - Retired/Planned Retirement by 06/2028"]
["Seneca Energy",54782,"GE12","Landfill Gas","New York",0.8,"Dropped - Retired/Planned Retirement by 06/2028"]
["Seneca Energy",54782,"GE13","Landfill Gas","New York",0.8,"Dropped - Retired/Planned Retirement by 06/2028"]
["Seneca Energy",54782,"GE14","Landfill Gas","New York",0.8,"Dropped - Retired/Planned Retirement by 06/2028"]
["Seneca Energy",54782,"GEN5","Landfill Gas","New York",0.8,"Dropped - Retired/Planned Retirement by 06/2028"]
["Seneca Energy",54782,"GEN6","Landfill Gas","New York",0.8,"Dropped - Retired/Planned Retirement by 06/2028"]
["Seneca Energy",54782,"GEN7","Landfill Gas","New York",0.8,"Dropped - Retired/Planned Retirement by 06/2028"]
["Seneca Energy",54782,"GEN8","Landfill Gas","New York",0.8,"Dropped - Retired/Planned Retirement by 06/2028"]
["Seneca Energy",54782,"GEN9","Landfill Gas","New York",0.8,"Dropped - Retired/Planned Retirement by 06/2028"]
["Georgia-Pacific Brewton Mill",54789,"2TG","O/G Steam","Alabama",9.2,"Dropped - Plant is identified as onsite because it is a net buyer of electricity in 2021"]
["Georgia-Pacific Brewton Mill",54789,"3TG","O/G Steam","Alabama",9.7,"Dropped - Plant is identified as onsite because it is a net buyer of electricity in 2021"]
["Georgia-Pacific Brewton Mill",54789,"4TG","Non-Fossil Waste","Alabama",49.3,"Dropped - Plant is identified as onsite because it is a net buyer of electricity in 2021"]
["CSL Behring LLC",54790,"GEN1","Combustion Turbine","Illinois",3.8,"Dropped - Plant is identified as onsite because it is a net buyer of electricity in 2021"]
["Domino Sugar Baltimore",54795,"GEN1","O/G Steam","Maryland",5,"Dropped - Plant is identified as onsite because it is a net buyer of electricity in 2021"]
["Domino Sugar Baltimore",54795,"GEN2","O/G Steam","Maryland",2.5,"Dropped - Plant is identified as onsite because it is a net buyer of electricity in 2021"]
["Domino Sugar Baltimore",54795,"GEN4","O/G Steam","Maryland",10,"Dropped - Plant is identified as onsite because it is a net buyer of electricity in 2021"]
["Saint Agnes Medical Center",54800,"9911","Combustion Turbine","California",2.7,"Dropped - Plant is identified as onsite because it is a net buyer of electricity in 2021"]
["Saint Agnes Medical Center",54800,"9929","Combustion Turbine","California",2.7,"Dropped - Plant is identified as onsite because it is a net buyer of electricity in 2021"]
["Mead Coated Board",54802,"GEN1","Non-Fossil Waste","Alabama",40,"Dropped - Plant is identified as onsite because it is a net buyer of electricity in 2021"]
["Mead Coated Board",54802,"GEN2","Non-Fossil Waste","Alabama",55.5,"Dropped - Plant is identified as onsite because it is a net buyer of electricity in 2021"]
["Mead Coated Board",54802,"GEN3","Combustion Turbine","Alabama",21,"Dropped - Plant is identified as onsite because it is a net buyer of electricity in 2021"]
["University of Washington Power Plant",54809,"DG3","Combustion Turbine","Washington",2,"Dropped - Plant is identified as onsite because it is a net buyer of electricity in 2021"]
["University of Washington Power Plant",54809,"DG4","Combustion Turbine","Washington",2,"Dropped - Plant is identified as onsite because it is a net buyer of electricity in 2021"]
["University of Washington Power Plant",54809,"DG5","Combustion Turbine","Washington",2,"Dropped - Plant is identified as onsite because it is a net buyer of electricity in 2021"]
["University of Washington Power Plant",54809,"DG6","Combustion Turbine","Washington",2,"Dropped - Plant is identified as onsite because it is a net buyer of electricity in 2021"]
["University of Washington Power Plant",54809,"DG7","Combustion Turbine","Washington",2,"Dropped - Plant is identified as onsite because it is a net buyer of electricity in 2021"]
["University of Washington Power Plant",54809,"DRUPS","Combustion Turbine","Washington",2,"Dropped - Plant is identified as onsite because it is a net buyer of electricity in 2021"]
["Riverwood 100 Building",54816,"11KT","Combustion Turbine","Georgia",1.1,"Dropped - Units whose status are \"OS\" or \"RE\" for the past 3 consecutive years"]
["191 Peachtree Tower",54818,"GEN1","Combustion Turbine","Georgia",1.2,"Dropped - Plant is identified as onsite because it is a net buyer of electricity in 2021"]
["191 Peachtree Tower",54818,"GEN2","Combustion Turbine","Georgia",1.2,"Dropped - Plant is identified as onsite because it is a net buyer of electricity in 2021"]
["Smithfield Farmland Corp Bladen",54823,"GEN1","Combustion Turbine","North Carolina",1.5,"Dropped - Plant is identified as onsite because it is a net buyer of electricity in 2021"]
["Smithfield Farmland Corp Bladen",54823,"GEN2","Combustion Turbine","North Carolina",1.5,"Dropped - Plant is identified as onsite because it is a net buyer of electricity in 2021"]
["Smithfield Farmland Corp Bladen",54823,"GEN3","Combustion Turbine","North Carolina",1.5,"Dropped - Plant is identified as onsite because it is a net buyer of electricity in 2021"]
["Smithfield Farmland Corp Bladen",54823,"GEN4","Combustion Turbine","North Carolina",1.5,"Dropped - Plant is identified as onsite because it is a net buyer of electricity in 2021"]
["Smithfield Farmland Corp Bladen",54823,"GEN5","Combustion Turbine","North Carolina",1.5,"Dropped - Plant is identified as onsite because it is a net buyer of electricity in 2021"]
["Smithfield Farmland Corp Bladen",54823,"GEN6","Combustion Turbine","North Carolina",1.5,"Dropped - Plant is identified as onsite because it is a net buyer of electricity in 2021"]
["Smithfield Farmland Corp Bladen",54823,"GEN7","Combustion Turbine","North Carolina",1.5,"Dropped - Plant is identified as onsite because it is a net buyer of electricity in 2021"]
["Smithfield Farmland Corp Bladen",54823,"GEN8","Combustion Turbine","North Carolina",1.5,"Dropped - Plant is identified as onsite because it is a net buyer of electricity in 2021"]
["Smithfield Farmland Corp Bladen",54823,"GEN9","Combustion Turbine","North Carolina",1.5,"Dropped - Plant is identified as onsite because it is a net buyer of electricity in 2021"]
["Smithfield Farmland Corp Bladen",54823,"GN10","Combustion Turbine","North Carolina",1.5,"Dropped - Plant is identified as onsite because it is a net buyer of electricity in 2021"]
["Smithfield Farmland Corp Bladen",54823,"GN11","Combustion Turbine","North Carolina",1.5,"Dropped - Plant is identified as onsite because it is a net buyer of electricity in 2021"]
["Smithfield Farmland Corp Bladen",54823,"GN12","Combustion Turbine","North Carolina",1.5,"Dropped - Plant is identified as onsite because it is a net buyer of electricity in 2021"]
["Smithfield Farmland Corp Bladen",54823,"GN13","Combustion Turbine","North Carolina",1.5,"Dropped - Plant is identified as onsite because it is a net buyer of electricity in 2021"]
["Smithfield Farmland Corp Bladen",54823,"GN14","Combustion Turbine","North Carolina",1.5,"Dropped - Plant is identified as onsite because it is a net buyer of electricity in 2021"]
["Smithfield Farmland Corp Bladen",54823,"GN15","Combustion Turbine","North Carolina",1.5,"Dropped - Plant is identified as onsite because it is a net buyer of electricity in 2021"]
["Smithfield Farmland Corp Bladen",54823,"GN16","Combustion Turbine","North Carolina",1.5,"Dropped - Plant is identified as onsite because it is a net buyer of electricity in 2021"]
["Smithfield Farmland Corp Bladen",54823,"GN17","Combustion Turbine","North Carolina",1.5,"Dropped - Plant is identified as onsite because it is a net buyer of electricity in 2021"]
["Smithfield Farmland Corp Bladen",54823,"GN18","Combustion Turbine","North Carolina",1.5,"Dropped - Plant is identified as onsite because it is a net buyer of electricity in 2021"]
["Smithfield Farmland Corp Bladen",54823,"GN19","Combustion Turbine","North Carolina",1.5,"Dropped - Plant is identified as onsite because it is a net buyer of electricity in 2021"]
["Wailuku River Hydroelectric",54827,"8101","Hydro","Hawaii",4.9,"Dropped - in Alaska or in Hawaii or Puerto Rico"]
["Wailuku River Hydroelectric",54827,"8102","Hydro","Hawaii",4.9,"Dropped - in Alaska or in Hawaii or Puerto Rico"]
["Bristol Myers Squibb New Brunswick",54829,"GEN1","Combustion Turbine","New Jersey",8.8,"Dropped - Plant is identified as onsite because it is a net buyer of electricity in 2021"]
["Bristol Myers Squibb New Brunswick",54829,"GEN2","O/G Steam","New Jersey",0.6,"Dropped - Plant is identified as onsite because it is a net buyer of electricity in 2021"]
["Emory Decatur Hospital",54830,"03","Combustion Turbine","Georgia",1.2,"Dropped - Plant is identified as onsite because it is a net buyer of electricity in 2021"]
["Emory Decatur Hospital",54830,"90","Combustion Turbine","Georgia",1.2,"Dropped - Plant is identified as onsite because it is a net buyer of electricity in 2021"]
["Emory Decatur Hospital",54830,"93","Combustion Turbine","Georgia",1.2,"Dropped - Plant is identified as onsite because it is a net buyer of electricity in 2021"]
["Fort Greely Power Plant",54834,"EN-4","Combustion Turbine","Alaska",1.2,"Dropped - in Alaska or in Hawaii or Puerto Rico"]
["Fort Greely Power Plant",54834,"EN-5","Combustion Turbine","Alaska",1.2,"Dropped - in Alaska or in Hawaii or Puerto Rico"]
["Fort Greely Power Plant",54834,"EN-6","Combustion Turbine","Alaska",2.5,"Dropped - in Alaska or in Hawaii or Puerto Rico"]
["Fort Greely Power Plant",54834,"EN-7","Combustion Turbine","Alaska",2.5,"Dropped - in Alaska or in Hawaii or Puerto Rico"]
["Evonik Industries AG",54835,"T121","Combustion Turbine","Indiana",1.2,"Dropped - Plant is identified as onsite because it is a net buyer of electricity in 2021"]
["Sun Trust Plaza",54845,"EG-1","Combustion Turbine","Georgia",1,"Dropped - Plant is identified as onsite because it is a net buyer of electricity in 2021"]
["Sun Trust Plaza",54845,"EG-2","Combustion Turbine","Georgia",1,"Dropped - Plant is identified as onsite because it is a net buyer of electricity in 2021"]
["MMSD Jones Island Wastewater",54851,"GEN1","Combustion Turbine","Wisconsin",13,"Dropped - Plant is identified as onsite because it is a net buyer of electricity in 2021"]
["MMSD Jones Island Wastewater",54851,"SOL1","Combustion Turbine","Wisconsin",4.6,"Dropped - Plant is identified as onsite because it is a net buyer of electricity in 2021"]
["MMSD Jones Island Wastewater",54851,"SOL2","Landfill Gas","Wisconsin",4.6,"Dropped - Plant is identified as onsite because it is a net buyer of electricity in 2021"]
["MMSD Jones Island Wastewater",54851,"SOL3","Landfill Gas","Wisconsin",4.6,"Dropped - Plant is identified as onsite because it is a net buyer of electricity in 2021"]
["Mars Snackfood US",54855,"1","Combustion Turbine","Illinois",3,"Dropped - Plant is identified as onsite because it is a net buyer of electricity in 2021"]
["Bassett Medical Center",54863,"0001","Combustion Turbine","New York",0.8,"Dropped - Plant is identified as onsite because it is a net buyer of electricity in 2021"]
["Bassett Medical Center",54863,"0002","Combustion Turbine","New York",0.8,"Dropped - Plant is identified as onsite because it is a net buyer of electricity in 2021"]
["Bassett Medical Center",54863,"0003","Combustion Turbine","New York",0.8,"Dropped - Plant is identified as onsite because it is a net buyer of electricity in 2021"]
["Bassett Medical Center",54863,"0004","Combustion Turbine","New York",1.6,"Dropped - Plant is identified as onsite because it is a net buyer of electricity in 2021"]
["Bassett Medical Center",54863,"0005","Combustion Turbine","New York",1.6,"Dropped - Plant is identified as onsite because it is a net buyer of electricity in 2021"]
["Neenah Paper Munising Mill",54867,"M387","Coal Steam","Michigan",5.8,"Dropped - Plant is identified as onsite because it is a net buyer of electricity in 2021"]
["Dunn Paper",54878,"01","Hydro","New York",0.4,"Dropped - Plant is identified as onsite because it is a net buyer of electricity in 2021"]
["Dunn Paper",54878,"02","Hydro","New York",0.3,"Dropped - Plant is identified as onsite because it is a net buyer of electricity in 2021"]
["Dunn Paper",54878,"03","Hydro","New York",0.3,"Dropped - Plant is identified as onsite because it is a net buyer of electricity in 2021"]
["DSM Pharmaceuticals",54887,"GEN1","Combustion Turbine","North Carolina",3.5,"Dropped - Plant is identified as onsite because it is a net buyer of electricity in 2021"]
["DSM Pharmaceuticals",54887,"GEN2","Combustion Turbine","North Carolina",0.3,"Dropped - Plant is identified as onsite because it is a net buyer of electricity in 2021"]
["DSM Pharmaceuticals",54887,"GEN3","Combustion Turbine","North Carolina",1.1,"Dropped - Plant is identified as onsite because it is a net buyer of electricity in 2021"]
["DSM Pharmaceuticals",54887,"GEN4","Combustion Turbine","North Carolina",1.2,"Dropped - Plant is identified as onsite because it is a net buyer of electricity in 2021"]
["DSM Pharmaceuticals",54887,"GEN5","Combustion Turbine","North Carolina",1,"Dropped - Plant is identified as onsite because it is a net buyer of electricity in 2021"]
["DSM Pharmaceuticals",54887,"GEN6","Combustion Turbine","North Carolina",1.2,"Dropped - Plant is identified as onsite because it is a net buyer of electricity in 2021"]
["DSM Pharmaceuticals",54887,"GEN7","Combustion Turbine","North Carolina",0.1,"Dropped - Plant is identified as onsite because it is a net buyer of electricity in 2021"]
["DSM Pharmaceuticals",54887,"GEN8","Combustion Turbine","North Carolina",0.3,"Dropped - Plant is identified as onsite because it is a net buyer of electricity in 2021"]
["Georgia Pacific Center",54906,"01","Combustion Turbine","Georgia",0.7,"Dropped - Plant is identified as onsite because it is a net buyer of electricity in 2021"]
["Georgia Pacific Center",54906,"02","Combustion Turbine","Georgia",0.7,"Dropped - Plant is identified as onsite because it is a net buyer of electricity in 2021"]
["Mass Inst Tech Cntrl Utilities/Cogen Plt",54907,"GT200","Combustion Turbine","Massachusetts",17.7,"Dropped - Plant is identified as onsite because it is a net buyer of electricity in 2021"]
["Mass Inst Tech Cntrl Utilities/Cogen Plt",54907,"GT300","Combustion Turbine","Massachusetts",17.7,"Dropped - Plant is identified as onsite because it is a net buyer of electricity in 2021"]
["Enderlin",54908,"GEN1","Biomass","North Dakota",5.1,"Dropped - Plant is identified as onsite because it is a net buyer of electricity in 2021"]
["Enderlin",54908,"GEN2","Biomass","North Dakota",4.7,"Dropped - Plant is identified as onsite because it is a net buyer of electricity in 2021"]
["Martinez Refining",54912,"GTG1","Combined Cycle","California",40,"Dropped - Plant is identified as onsite because it is a net buyer of electricity in 2021"]
["Martinez Refining",54912,"GTG2","Combined Cycle","California",40,"Dropped - Plant is identified as onsite because it is a net buyer of electricity in 2021"]
["Martinez Refining",54912,"STG1","Fossil Waste","California",20,"Dropped - Plant is identified as onsite because it is a net buyer of electricity in 2021"]
["Ergon Refining Vicksburg",54918,"TMO1","Combustion Turbine","Mississippi",4.5,"Dropped - Plant is identified as onsite because it is a net buyer of electricity in 2021"]
["Mondelez Global LLC",54933,"GEN1","Combustion Turbine","Illinois",5,"Dropped - Plant is identified as onsite because it is a net buyer of electricity in 2021"]
["Wellesley College Central Utility Plant",54937,"1118","Combustion Turbine","Massachusetts",1.2,"Dropped - Units whose status are \"OS\" or \"RE\" for the past 3 consecutive years"]
["Wellesley College Central Utility Plant",54937,"1119","Combustion Turbine","Massachusetts",1.2,"Dropped - Units whose status are \"OS\" or \"RE\" for the past 3 consecutive years"]
["Wellesley College Central Utility Plant",54937,"1120","Combustion Turbine","Massachusetts",1.2,"Dropped - Units whose status are \"OS\" or \"RE\" for the past 3 consecutive years"]
["Wellesley College Central Utility Plant",54937,"1121","Combustion Turbine","Massachusetts",1.2,"Dropped - Units whose status are \"OS\" or \"RE\" for the past 3 consecutive years"]
["Wellesley College Central Utility Plant",54937,"8187","Combustion Turbine","Massachusetts",1.9,"Dropped - Units whose status are \"OS\" or \"RE\" for the past 3 consecutive years"]
["Wellesley College Central Utility Plant",54937,"SB1","Combustion Turbine","Massachusetts",4,"Dropped - Plant is identified as onsite because it is a net buyer of electricity in 2021"]
["Cargill Salt",54965,"ACTG","O/G Steam","Michigan",2,"Dropped - Plant is identified as onsite because it is a net buyer of electricity in 2021"]
["Cargill Salt",54965,"EACTG","O/G Steam","Michigan",2.2,"Dropped - Plant is identified as onsite because it is a net buyer of electricity in 2021"]
["New Mexico State University",54975,"01","Combustion Turbine","New Mexico",4.5,"Dropped - Plant is identified as onsite because it is a net buyer of electricity in 2021"]
["Murphy-Brown LLC",55002,"01","Combustion Turbine","North Carolina",1.2,"Dropped - Plant is identified as onsite because it is a net buyer of electricity in 2021"]
["Murphy-Brown LLC",55002,"02","Combustion Turbine","North Carolina",1.2,"Dropped - Plant is identified as onsite because it is a net buyer of electricity in 2021"]
["Thornwood High School",55004,"1","Combustion Turbine","Illinois",0.7,"Dropped - Plant is identified as onsite because it is a net buyer of electricity in 2021"]
["Thornwood High School",55004,"2","Combustion Turbine","Illinois",0.7,"Dropped - Plant is identified as onsite because it is a net buyer of electricity in 2021"]
["Thornridge High School",55005,"1","Combustion Turbine","Illinois",0.5,"Dropped - Plant is identified as onsite because it is a net buyer of electricity in 2021"]
["Thornridge High School",55005,"2","Combustion Turbine","Illinois",0.5,"Dropped - Plant is identified as onsite because it is a net buyer of electricity in 2021"]
["Papillion Creek Wastewater",55027,"951","Non-Fossil Waste","Nebraska",0.5,"Dropped - Retired/Planned Retirement by 06/2028"]
["Papillion Creek Wastewater",55027,"952","Non-Fossil Waste","Nebraska",0.5,"Dropped - Retired/Planned Retirement by 06/2028"]
["Papillion Creek Wastewater",55027,"953","Non-Fossil Waste","Nebraska",0.5,"Dropped - Retired/Planned Retirement by 06/2028"]
["Missouri River Wastewater Treatment",55033,"6013","Non-Fossil Waste","Nebraska",1,"Dropped - Plant is identified as onsite because it is a net buyer of electricity in 2021"]
["Missouri River Wastewater Treatment",55033,"6101","Non-Fossil Waste","Nebraska",1,"Dropped - Plant is identified as onsite because it is a net buyer of electricity in 2021"]
["Missouri River Wastewater Treatment",55033,"6102","Non-Fossil Waste","Nebraska",1,"Dropped - Plant is identified as onsite because it is a net buyer of electricity in 2021"]
["Davenport Water Pollution Control Plant",55035,"GEN1","Non-Fossil Waste","Iowa",0.8,"Dropped - Plant is identified as onsite because it is a net buyer of electricity in 2021"]
["Davenport Water Pollution Control Plant",55035,"GEN2","Non-Fossil Waste","Iowa",0.8,"Dropped - Plant is identified as onsite because it is a net buyer of electricity in 2021"]
["University of Tennessee Steam Plant",55036,"GEN1","Combustion Turbine","Tennessee",4.5,"Dropped - Plant is identified as onsite because it is a net buyer of electricity in 2021"]
["Packaging Corp. of America Jackson Mill",55044,"STG1","Non-Fossil Waste","Alabama",15.3,"Dropped - Plant is identified as onsite because it is a net buyer of electricity in 2021"]
["Bridgeport Gas Processing Plant",55053,"14","Combustion Turbine","Texas",0.8,"Dropped - Plant is identified as onsite because it is a net buyer of electricity in 2021"]
["Bridgeport Gas Processing Plant",55053,"15","Combustion Turbine","Texas",0.8,"Dropped - Plant is identified as onsite because it is a net buyer of electricity in 2021"]
["Bridgeport Gas Processing Plant",55053,"16","Combustion Turbine","Texas",0.8,"Dropped - Plant is identified as onsite because it is a net buyer of electricity in 2021"]
["Bridgeport Gas Processing Plant",55053,"17","Combustion Turbine","Texas",0.8,"Dropped - Plant is identified as onsite because it is a net buyer of electricity in 2021"]
["Bridgeport Gas Processing Plant",55053,"2723","Combustion Turbine","Texas",0.8,"Dropped - Plant is identified as onsite because it is a net buyer of electricity in 2021"]
["Bridgeport Gas Processing Plant",55053,"654","Combustion Turbine","Texas",0.8,"Dropped - Plant is identified as onsite because it is a net buyer of electricity in 2021"]
["Bridgeport Gas Processing Plant",55053,"655","Combustion Turbine","Texas",0.8,"Dropped - Plant is identified as onsite because it is a net buyer of electricity in 2021"]
["Bridgeport Gas Processing Plant",55053,"656","Combustion Turbine","Texas",0.8,"Dropped - Plant is identified as onsite because it is a net buyer of electricity in 2021"]
["Bridgeport Gas Processing Plant",55053,"657","Combustion Turbine","Texas",0.8,"Dropped - Plant is identified as onsite because it is a net buyer of electricity in 2021"]
["Bridgeport Gas Processing Plant",55053,"658","Combustion Turbine","Texas",0.8,"Dropped - Plant is identified as onsite because it is a net buyer of electricity in 2021"]
["Bridgeport Gas Processing Plant",55053,"666","Combustion Turbine","Texas",0.8,"Dropped - Plant is identified as onsite because it is a net buyer of electricity in 2021"]
["Bridgeport Gas Processing Plant",55053,"667","Combustion Turbine","Texas",0.8,"Dropped - Plant is identified as onsite because it is a net buyer of electricity in 2021"]
["Bridgeport Gas Processing Plant",55053,"671","Combustion Turbine","Texas",0.8,"Dropped - Plant is identified as onsite because it is a net buyer of electricity in 2021"]
["Desert Star Energy Center",55077,"ED01","Combined Cycle","Nevada",140,"Dropped - Retired/Planned Retirement by 06/2028"]
["Desert Star Energy Center",55077,"ED02","Combined Cycle","Nevada",140,"Dropped - Retired/Planned Retirement by 06/2028"]
["Desert Star Energy Center",55077,"ED03","Combined Cycle","Nevada",170,"Dropped - Retired/Planned Retirement by 06/2028"]
["Bank of America Plaza",55152,"GEN1","Combustion Turbine","Georgia",1.3,"Dropped - Plant is identified as onsite because it is a net buyer of electricity in 2021"]
["Bank of America Plaza",55152,"GEN2","Combustion Turbine","Georgia",1.3,"Dropped - Plant is identified as onsite because it is a net buyer of electricity in 2021"]
["Aera San Ardo Cogen Facility",55184,"UN-A","Combustion Turbine","California",2.8,"Dropped - Plant is identified as onsite because it is a net buyer of electricity in 2021"]
["Aera San Ardo Cogen Facility",55184,"UN-B","Combustion Turbine","California",2.8,"Dropped - Plant is identified as onsite because it is a net buyer of electricity in 2021"]
["Osceola (FL)",55192,"CTG1","Combustion Turbine","Florida",157,"Dropped - Units whose status are \"OS\" or \"RE\" for the past 3 consecutive years"]
["Osceola (FL)",55192,"CTG2","Combustion Turbine","Florida",157,"Dropped - Units whose status are \"OS\" or \"RE\" for the past 3 consecutive years"]
["Osceola (FL)",55192,"CTG3","Combustion Turbine","Florida",157,"Dropped - Units whose status are \"OS\" or \"RE\" for the past 3 consecutive years"]
["Astoria Gas Turbines",55243,"2-1","Combustion Turbine","New York",34.9,"Dropped - Retired/Planned Retirement by 06/2028"]
["Astoria Gas Turbines",55243,"2-2","Combustion Turbine","New York",34.3,"Dropped - Retired/Planned Retirement by 06/2028"]
["Astoria Gas Turbines",55243,"2-3","Combustion Turbine","New York",36.3,"Dropped - Retired/Planned Retirement by 06/2028"]
["Astoria Gas Turbines",55243,"2-4","Combustion Turbine","New York",32.5,"Dropped - Retired/Planned Retirement by 06/2028"]
["Astoria Gas Turbines",55243,"3-1","Combustion Turbine","New York",34.6,"Dropped - Retired/Planned Retirement by 06/2028"]
["Astoria Gas Turbines",55243,"3-2","Combustion Turbine","New York",35.7,"Dropped - Retired/Planned Retirement by 06/2028"]
["Astoria Gas Turbines",55243,"3-3","Combustion Turbine","New York",33.9,"Dropped - Retired/Planned Retirement by 06/2028"]
["Astoria Gas Turbines",55243,"3-4","Combustion Turbine","New York",34.9,"Dropped - Retired/Planned Retirement by 06/2028"]
["Astoria Gas Turbines",55243,"4-1","Combustion Turbine","New York",33.6,"Dropped - Retired/Planned Retirement by 06/2028"]
["Astoria Gas Turbines",55243,"4-2","Combustion Turbine","New York",34.3,"Dropped - Retired/Planned Retirement by 06/2028"]
["Astoria Gas Turbines",55243,"4-3","Combustion Turbine","New York",35.4,"Dropped - Retired/Planned Retirement by 06/2028"]
["Astoria Gas Turbines",55243,"4-4","Combustion Turbine","New York",35.2,"Dropped - Retired/Planned Retirement by 06/2028"]
["State Farm Support Center East",55274,"2A","Combustion Turbine","Georgia",1.8,"Dropped - Plant is identified as onsite because it is a net buyer of electricity in 2021"]
["State Farm Support Center East",55274,"2B","Combustion Turbine","Georgia",1.8,"Dropped - Plant is identified as onsite because it is a net buyer of electricity in 2021"]
["State Farm Support Center East",55274,"3A","Combustion Turbine","Georgia",1.8,"Dropped - Plant is identified as onsite because it is a net buyer of electricity in 2021"]
["State Farm Support Center East",55274,"3B","Combustion Turbine","Georgia",1.8,"Dropped - Plant is identified as onsite because it is a net buyer of electricity in 2021"]
["State Farm Support Center East",55274,"4A","Combustion Turbine","Georgia",1.8,"Dropped - Plant is identified as onsite because it is a net buyer of electricity in 2021"]
["State Farm Support Center East",55274,"4B","Combustion Turbine","Georgia",1.8,"Dropped - Plant is identified as onsite because it is a net buyer of electricity in 2021"]
["BASF Freeport Works",55311,"GEN1","Combustion Turbine","Texas",75,"Dropped - Plant is identified as onsite because it is a net buyer of electricity in 2021"]
["BASF Freeport Works",55311,"GEN2","Non-Fossil Waste","Texas",11.7,"Dropped - Plant is identified as onsite because it is a net buyer of electricity in 2021"]
["Indian River",55318,"1","O/G Steam","Florida",75.5,"Dropped - Units whose status are \"OS\" or \"RE\" for the past 3 consecutive years"]
["Indian River",55318,"2","O/G Steam","Florida",181.3,"Dropped - Units whose status are \"OS\" or \"RE\" for the past 3 consecutive years"]
["Indian River",55318,"3","O/G Steam","Florida",319.6,"Dropped - Units whose status are \"OS\" or \"RE\" for the past 3 consecutive years"]
["Athens Regional Medical Center",55319,"CT1","Combustion Turbine","Georgia",0.7,"Dropped - Plant is identified as onsite because it is a net buyer of electricity in 2021"]
["Athens Regional Medical Center",55319,"CT3","Combustion Turbine","Georgia",0.7,"Dropped - Plant is identified as onsite because it is a net buyer of electricity in 2021"]
["Athens Regional Medical Center",55319,"STEG3","Combustion Turbine","Georgia",0.8,"Dropped - Plant is identified as onsite because it is a net buyer of electricity in 2021"]
["Athens Regional Medical Center",55319,"STEG4","Combustion Turbine","Georgia",0.8,"Dropped - Plant is identified as onsite because it is a net buyer of electricity in 2021"]
["Athens Regional Medical Center",55319,"STEG5","Combustion Turbine","Georgia",0.8,"Dropped - Plant is identified as onsite because it is a net buyer of electricity in 2021"]
["Athens Regional Medical Center",55319,"STEG6","Combustion Turbine","Georgia",0.8,"Dropped - Plant is identified as onsite because it is a net buyer of electricity in 2021"]
["Hamakua Energy Plant",55369,"CT1","Fossil Waste","Hawaii",21.7,"Dropped - in Alaska or in Hawaii or Puerto Rico"]
["Hamakua Energy Plant",55369,"CT2","Fossil Waste","Hawaii",21.7,"Dropped - in Alaska or in Hawaii or Puerto Rico"]
["Hamakua Energy Plant",55369,"ST1","Fossil Waste","Hawaii",17.4,"Dropped - in Alaska or in Hawaii or Puerto Rico"]
["State Farm Insur Support Center Central",55390,"2A","Combustion Turbine","Texas",1.8,"Dropped - Plant is identified as onsite because it is a net buyer of electricity in 2021"]
["State Farm Insur Support Center Central",55390,"2B","Combustion Turbine","Texas",1.8,"Dropped - Plant is identified as onsite because it is a net buyer of electricity in 2021"]
["State Farm Insur Support Center Central",55390,"3A","Combustion Turbine","Texas",1.8,"Dropped - Plant is identified as onsite because it is a net buyer of electricity in 2021"]
["State Farm Insur Support Center Central",55390,"3B","Combustion Turbine","Texas",1.8,"Dropped - Plant is identified as onsite because it is a net buyer of electricity in 2021"]
["State Farm Insur Support Center Central",55390,"4A","Combustion Turbine","Texas",1.8,"Dropped - Plant is identified as onsite because it is a net buyer of electricity in 2021"]
["State Farm Insur Support Center Central",55390,"4B","Combustion Turbine","Texas",1.8,"Dropped - Plant is identified as onsite because it is a net buyer of electricity in 2021"]
["Kentucky Mills",55429,"01","Non-Fossil Waste","Kentucky",49,"Dropped - Plant is identified as onsite because it is a net buyer of electricity in 2021"]
["Green Power 2",55470,"ST805","Combined Cycle","Texas",75,"Dropped - Units whose status are \"OS\" or \"RE\" for the past 3 consecutive years"]
["MMSD South Shore Wastewater",55525,"1","Non-Fossil Waste","Wisconsin",1.4,"Dropped - Plant is identified as onsite because it is a net buyer of electricity in 2021"]
["MMSD South Shore Wastewater",55525,"1CAT","Non-Fossil Waste","Wisconsin",0.9,"Dropped - Plant is identified as onsite because it is a net buyer of electricity in 2021"]
["MMSD South Shore Wastewater",55525,"2CAT","Non-Fossil Waste","Wisconsin",0.9,"Dropped - Plant is identified as onsite because it is a net buyer of electricity in 2021"]
["MMSD South Shore Wastewater",55525,"3CAT","Non-Fossil Waste","Wisconsin",0.9,"Dropped - Plant is identified as onsite because it is a net buyer of electricity in 2021"]
["MMSD South Shore Wastewater",55525,"4CAT","Non-Fossil Waste","Wisconsin",0.9,"Dropped - Plant is identified as onsite because it is a net buyer of electricity in 2021"]
["GRS C&C",55597,"2","Landfill Gas","Michigan",0.9,"Dropped - Units whose status are \"OS\" or \"RE\" for the past 3 consecutive years"]
["Otsego Mill Power Plant",55799,"NRTH","Combustion Turbine","Michigan",8.8,"Dropped - Plant is identified as onsite because it is a net buyer of electricity in 2021"]
["Otsego Mill Power Plant",55799,"SOTH","Combustion Turbine","Michigan",8.8,"Dropped - Plant is identified as onsite because it is a net buyer of electricity in 2021"]
["Valero Refinery Cogeneration Unit 1",55851,"GT 1","Combustion Turbine","California",45.4,"Dropped - Plant is identified as onsite because it is a net buyer of electricity in 2021"]
["Stevens Point Mill",55861,"SP","O/G Steam","Wisconsin",7,"Dropped - Plant is identified as onsite because it is a net buyer of electricity in 2021"]
["Kaheka Hydro",55864,"KAH1","Hydro","Hawaii",1.5,"Dropped - in Alaska or in Hawaii or Puerto Rico"]
["Kaheka Hydro",55864,"KAH2","Hydro","Hawaii",1.5,"Dropped - in Alaska or in Hawaii or Puerto Rico"]
["Kaheka Hydro",55864,"KAH3","Hydro","Hawaii",1.5,"Dropped - in Alaska or in Hawaii or Puerto Rico"]
["Nikiski Combined Cycle",55966,"GT1","Combined Cycle","Alaska",37.9,"Dropped - in Alaska or in Hawaii or Puerto Rico"]
["Nikiski Combined Cycle",55966,"ST1","Combined Cycle","Alaska",38,"Dropped - in Alaska or in Hawaii or Puerto Rico"]
["Grimes Way",56016,"1","Combustion Turbine","Washington",1,"Dropped - Plant is identified as onsite because it is a net buyer of electricity in 2021"]
["Grimes Way",56016,"2","Combustion Turbine","Washington",1,"Dropped - Plant is identified as onsite because it is a net buyer of electricity in 2021"]
["Grimes Way",56016,"3","Combustion Turbine","Washington",1.7,"Dropped - Plant is identified as onsite because it is a net buyer of electricity in 2021"]
["Inner Harbor East Heating",56050,"1","Combustion Turbine","Maryland",2.1,"Dropped - Plant is identified as onsite because it is a net buyer of electricity in 2021"]
["Hana Substation",56055,"MH1","Combustion Turbine","Hawaii",1,"Dropped - in Alaska or in Hawaii or Puerto Rico"]
["Hana Substation",56055,"MH2","Combustion Turbine","Hawaii",1,"Dropped - in Alaska or in Hawaii or Puerto Rico"]
["ABC Coke",56076,"1","Fossil Waste","Alabama",3.8,"Dropped - Plant is identified as onsite because it is a net buyer of electricity in 2021"]
["SJ/SC WPCP",56080,"EG4","Combustion Turbine","California",3.2,"Dropped - Plant is identified as onsite because it is a net buyer of electricity in 2021"]
["SJ/SC WPCP",56080,"EG5","Combustion Turbine","California",3.2,"Dropped - Plant is identified as onsite because it is a net buyer of electricity in 2021"]
["SJ/SC WPCP",56080,"EG6","Combustion Turbine","California",3.2,"Dropped - Plant is identified as onsite because it is a net buyer of electricity in 2021"]
["SJ/SC WPCP",56080,"EG7","Combustion Turbine","California",3.2,"Dropped - Plant is identified as onsite because it is a net buyer of electricity in 2021"]
["Regional Wastewater Control Facility",56134,"0101","Non-Fossil Waste","California",1,"Dropped - Plant is identified as onsite because it is a net buyer of electricity in 2021"]
["Regional Wastewater Control Facility",56134,"0301","Non-Fossil Waste","California",1,"Dropped - Plant is identified as onsite because it is a net buyer of electricity in 2021"]
["Regional Wastewater Control Facility",56134,"0401","Non-Fossil Waste","California",1,"Dropped - Plant is identified as onsite because it is a net buyer of electricity in 2021"]
["Regional Wastewater Control Facility",56134,"0501","Combustion Turbine","California",1,"Dropped - Plant is identified as onsite because it is a net buyer of electricity in 2021"]
["Neptune Gas Processing Plant",56139,"NPCG","Energy Storage","Louisiana",3.1,"Dropped - Plant is identified as onsite because it is a net buyer of electricity in 2021"]
["False Island",56146,"1","Combustion Turbine","Alaska",1.3,"Dropped - in Alaska or in Hawaii or Puerto Rico"]
["Viking",56147,"1","Combustion Turbine","Alaska",1,"Dropped - Units whose status are \"OS\" or \"RE\" for the past 3 consecutive years"]
["Central Michigan University",56190,"GT1","Combustion Turbine","Michigan",3.2,"Dropped - Plant is identified as onsite because it is a net buyer of electricity in 2021"]
["Central Michigan University",56190,"STM1","O/G Steam","Michigan",1,"Dropped - Plant is identified as onsite because it is a net buyer of electricity in 2021"]
["Georgia-Pacific Wauna Mill",56192,"1","Non-Fossil Waste","Oregon",24,"Dropped - Plant is identified as onsite because it is a net buyer of electricity in 2021"]
["Medford Operation",56193,"1","Biomass","Oregon",3.1,"Dropped - Units whose status are \"OS\" or \"RE\" for the past 3 consecutive years"]
["Medford Operation",56193,"2","Biomass","Oregon",4.4,"Dropped - Units whose status are \"OS\" or \"RE\" for the past 3 consecutive years"]
["Emory Hillandale Hospital",56231,"01","Combustion Turbine","Georgia",0.7,"Dropped - Plant is identified as onsite because it is a net buyer of electricity in 2021"]
["Emory Hillandale Hospital",56231,"02","Combustion Turbine","Georgia",0.7,"Dropped - Plant is identified as onsite because it is a net buyer of electricity in 2021"]
["Kapaia Power Station",56258,"CT1","Non-Fossil Waste","Hawaii",27.5,"Dropped - in Alaska or in Hawaii or Puerto Rico"]
["South Fork",56265,"1","Hydro","Alaska",1.9,"Dropped - in Alaska or in Hawaii or Puerto Rico"]
["Bayway Refinery",56294,"FGX","Non-Fossil Waste","New Jersey",11.2,"Dropped - Plant is identified as onsite because it is a net buyer of electricity in 2021"]
["Shute Creek Facility",56312,"021A","Combustion Turbine","Wyoming",32.9,"Dropped - Plant is identified as onsite because it is a net buyer of electricity in 2021"]
["Shute Creek Facility",56312,"021B","Combustion Turbine","Wyoming",32.9,"Dropped - Plant is identified as onsite because it is a net buyer of electricity in 2021"]
["Shute Creek Facility",56312,"021C","Combustion Turbine","Wyoming",32.9,"Dropped - Plant is identified as onsite because it is a net buyer of electricity in 2021"]
["Coleman Falls",56313,"CGH2","Hydro","Virginia",0.5,"Dropped - Units whose status are \"OS\" or \"RE\" for the past 3 consecutive years"]
["Coleman Falls",56313,"CGH3","Hydro","Virginia",0.5,"Dropped - Units whose status are \"OS\" or \"RE\" for the past 3 consecutive years"]
["Coleman Falls",56313,"CHG1","Hydro","Virginia",0.5,"Dropped - Units whose status are \"OS\" or \"RE\" for the past 3 consecutive years"]
["Holcomb Rock",56314,"HG1","Hydro","Virginia",0.2,"Dropped - Units whose status are \"OS\" or \"RE\" for the past 3 consecutive years"]
["Holcomb Rock",56314,"HG2","Hydro","Virginia",0.2,"Dropped - Units whose status are \"OS\" or \"RE\" for the past 3 consecutive years"]
["Holcomb Rock",56314,"HG3","Hydro","Virginia",0.2,"Dropped - Units whose status are \"OS\" or \"RE\" for the past 3 consecutive years"]
["Delta Power",56325,"6","Combustion Turbine","Alaska",23.1,"Dropped - in Alaska or in Hawaii or Puerto Rico"]
["Campbell Industrial Park",56329,"CIP1","Combustion Turbine","Hawaii",113,"Dropped - in Alaska or in Hawaii or Puerto Rico"]
["Western Renewable Energy",56358,"1","Biomass","Arizona",2.5,"Dropped - Units whose status are \"OS\" or \"RE\" for the past 3 consecutive years"]
["Pakini Nui Wind Farm",56378,"1","Onshore Wind","Hawaii",21,"Dropped - in Alaska or in Hawaii or Puerto Rico"]
["Hawi Wind Farm",56447,"V-47","Onshore Wind","Hawaii",10.6,"Dropped - in Alaska or in Hawaii or Puerto Rico"]
["Kaheawa Pastures Wind Farm Hybrid",56449,"1","Onshore Wind","Hawaii",30,"Dropped - in Alaska or in Hawaii or Puerto Rico"]
["Kasidaya Creek Hydro",56542,"1","Hydro","Alaska",3,"Dropped - in Alaska or in Hawaii or Puerto Rico"]
["Lanai Solar-Electric Plant",56667,"0001","Solar PV","Hawaii",0.1,"Dropped - in Alaska or in Hawaii or Puerto Rico"]
["Lanai Solar-Electric Plant",56667,"0002","Solar PV","Hawaii",0.1,"Dropped - in Alaska or in Hawaii or Puerto Rico"]
["Lanai Solar-Electric Plant",56667,"0003","Solar PV","Hawaii",0.1,"Dropped - in Alaska or in Hawaii or Puerto Rico"]
["Lanai Solar-Electric Plant",56667,"0004","Solar PV","Hawaii",0.1,"Dropped - in Alaska or in Hawaii or Puerto Rico"]
["Lanai Solar-Electric Plant",56667,"0005","Solar PV","Hawaii",0.1,"Dropped - in Alaska or in Hawaii or Puerto Rico"]
["Lanai Solar-Electric Plant",56667,"0006","Solar PV","Hawaii",0.1,"Dropped - in Alaska or in Hawaii or Puerto Rico"]
["Lanai Solar-Electric Plant",56667,"0007","Solar PV","Hawaii",0.1,"Dropped - in Alaska or in Hawaii or Puerto Rico"]
["Lanai Solar-Electric Plant",56667,"0008","Solar PV","Hawaii",0.1,"Dropped - in Alaska or in Hawaii or Puerto Rico"]
["Lanai Solar-Electric Plant",56667,"0009","Solar PV","Hawaii",0.1,"Dropped - in Alaska or in Hawaii or Puerto Rico"]
["Lanai Solar-Electric Plant",56667,"0010","Solar PV","Hawaii",0.1,"Dropped - in Alaska or in Hawaii or Puerto Rico"]
["Lanai Solar-Electric Plant",56667,"0011","Solar PV","Hawaii",0.1,"Dropped - in Alaska or in Hawaii or Puerto Rico"]
["Lanai Solar-Electric Plant",56667,"0012","Solar PV","Hawaii",0.1,"Dropped - in Alaska or in Hawaii or Puerto Rico"]
["Virginia Tech Power Plant",56785,"WG01","O/G Steam","Virginia",2.5,"Dropped - Plant is identified as onsite because it is a net buyer of electricity in 2021"]
["Model Gas Power Station",56863,"1","Landfill Gas","Ohio",1.4,"Dropped - Units whose status are \"OS\" or \"RE\" for the past 3 consecutive years"]
["Model Gas Power Station",56863,"2","Landfill Gas","Ohio",1.4,"Dropped - Units whose status are \"OS\" or \"RE\" for the past 3 consecutive years"]
["Southcentral Power Project",57036,"1","Combined Cycle","Alaska",39.8,"Dropped - in Alaska or in Hawaii or Puerto Rico"]
["Southcentral Power Project",57036,"2","Combined Cycle","Alaska",39.8,"Dropped - in Alaska or in Hawaii or Puerto Rico"]
["Southcentral Power Project",57036,"3","Combined Cycle","Alaska",39.8,"Dropped - in Alaska or in Hawaii or Puerto Rico"]
["Southcentral Power Project",57036,"4","Combined Cycle","Alaska",50.3,"Dropped - in Alaska or in Hawaii or Puerto Rico"]
["Noatak",57051,"5A","Combustion Turbine","Alaska",0.5,"Dropped - in Alaska or in Hawaii or Puerto Rico"]
["Noatak",57051,"UNIT2","Combustion Turbine","Alaska",0.3,"Dropped - in Alaska or in Hawaii or Puerto Rico"]
["Noatak",57051,"UNIT4","Combustion Turbine","Alaska",0.5,"Dropped - in Alaska or in Hawaii or Puerto Rico"]
["Savoonga",57052,"2A","Combustion Turbine","Alaska",0.5,"Dropped - in Alaska or in Hawaii or Puerto Rico"]
["Savoonga",57052,"UNIT1","Combustion Turbine","Alaska",0.4,"Dropped - in Alaska or in Hawaii or Puerto Rico"]
["Savoonga",57052,"UNIT3","Combustion Turbine","Alaska",0.8,"Dropped - in Alaska or in Hawaii or Puerto Rico"]
["Alakanuk",57053,"UNIT4","Combustion Turbine","Alaska",0.8,"Dropped - in Alaska or in Hawaii or Puerto Rico"]
["Upper Kalskag",57054,"UNIT1","Combustion Turbine","Alaska",0.2,"Dropped - in Alaska or in Hawaii or Puerto Rico"]
["Upper Kalskag",57054,"UNIT2","Combustion Turbine","Alaska",0.4,"Dropped - in Alaska or in Hawaii or Puerto Rico"]
["Upper Kalskag",57054,"UNIT3","Combustion Turbine","Alaska",0.5,"Dropped - in Alaska or in Hawaii or Puerto Rico"]
["Stebbins",57055,"1","Combustion Turbine","Alaska",0.5,"Dropped - in Alaska or in Hawaii or Puerto Rico"]
["Stebbins",57055,"2","Combustion Turbine","Alaska",0.5,"Dropped - in Alaska or in Hawaii or Puerto Rico"]
["Stebbins",57055,"3","Combustion Turbine","Alaska",0.5,"Dropped - in Alaska or in Hawaii or Puerto Rico"]
["Stebbins",57055,"4","Combustion Turbine","Alaska",0.5,"Dropped - in Alaska or in Hawaii or Puerto Rico"]
["Scammon Bay",57056,"UNIT1","Combustion Turbine","Alaska",0.4,"Dropped - in Alaska or in Hawaii or Puerto Rico"]
["Scammon Bay",57056,"UNIT2","Combustion Turbine","Alaska",0.4,"Dropped - in Alaska or in Hawaii or Puerto Rico"]
["Scammon Bay",57056,"UNIT3","Combustion Turbine","Alaska",0.5,"Dropped - in Alaska or in Hawaii or Puerto Rico"]
["Quinhagak",57057,"3A","Combustion Turbine","Alaska",0.5,"Dropped - in Alaska or in Hawaii or Puerto Rico"]
["Quinhagak",57057,"UNIT1","Combustion Turbine","Alaska",0.4,"Dropped - in Alaska or in Hawaii or Puerto Rico"]
["Quinhagak",57057,"UNIT2","Combustion Turbine","Alaska",0.3,"Dropped - in Alaska or in Hawaii or Puerto Rico"]
["Pilot Station",57058,"1","Combustion Turbine","Alaska",0.5,"Dropped - in Alaska or in Hawaii or Puerto Rico"]
["Pilot Station",57058,"UNIT2","Combustion Turbine","Alaska",0.5,"Dropped - in Alaska or in Hawaii or Puerto Rico"]
["Pilot Station",57058,"UNIT3","Combustion Turbine","Alaska",0.3,"Dropped - in Alaska or in Hawaii or Puerto Rico"]
["Koyuk",57059,"UNIT1","Combustion Turbine","Alaska",0.2,"Dropped - in Alaska or in Hawaii or Puerto Rico"]
["Koyuk",57059,"UNIT2","Combustion Turbine","Alaska",0.4,"Dropped - in Alaska or in Hawaii or Puerto Rico"]
["Koyuk",57059,"UNIT3","Combustion Turbine","Alaska",0.5,"Dropped - in Alaska or in Hawaii or Puerto Rico"]
["Elim",57060,"3A","Combustion Turbine","Alaska",0.5,"Dropped - in Alaska or in Hawaii or Puerto Rico"]
["Elim",57060,"UNIT1","Combustion Turbine","Alaska",0.2,"Dropped - in Alaska or in Hawaii or Puerto Rico"]
["Elim",57060,"UNIT2","Combustion Turbine","Alaska",0.4,"Dropped - in Alaska or in Hawaii or Puerto Rico"]
["St. Michael",57061,"4","Combustion Turbine","Alaska",0.7,"Dropped - in Alaska or in Hawaii or Puerto Rico"]
["Gambell",57062,"1A","Combustion Turbine","Alaska",0.3,"Dropped - in Alaska or in Hawaii or Puerto Rico"]
["Gambell",57062,"UNIT2","Combustion Turbine","Alaska",0.5,"Dropped - in Alaska or in Hawaii or Puerto Rico"]
["Gambell",57062,"UNIT3","Combustion Turbine","Alaska",0.8,"Dropped - in Alaska or in Hawaii or Puerto Rico"]
["Shungnak",57063,"UNIT1","Combustion Turbine","Alaska",0.2,"Dropped - in Alaska or in Hawaii or Puerto Rico"]
["Shungnak",57063,"UNIT2","Combustion Turbine","Alaska",0.3,"Dropped - in Alaska or in Hawaii or Puerto Rico"]
["Shungnak",57063,"UNIT3","Combustion Turbine","Alaska",0.3,"Dropped - in Alaska or in Hawaii or Puerto Rico"]
["Shungnak",57063,"UNIT4","Combustion Turbine","Alaska",0.4,"Dropped - in Alaska or in Hawaii or Puerto Rico"]
["Kotlik",57064,"UNIT1","Combustion Turbine","Alaska",0.3,"Dropped - in Alaska or in Hawaii or Puerto Rico"]
["Kotlik",57064,"UNIT2","Combustion Turbine","Alaska",0.3,"Dropped - in Alaska or in Hawaii or Puerto Rico"]
["Kotlik",57064,"UNIT3","Combustion Turbine","Alaska",0.5,"Dropped - in Alaska or in Hawaii or Puerto Rico"]
["Kotlik",57064,"UNIT4","Combustion Turbine","Alaska",0.5,"Dropped - in Alaska or in Hawaii or Puerto Rico"]
["Kivalina",57065,"UNIT1","Combustion Turbine","Alaska",0.2,"Dropped - in Alaska or in Hawaii or Puerto Rico"]
["Kivalina",57065,"UNIT2","Combustion Turbine","Alaska",0.3,"Dropped - in Alaska or in Hawaii or Puerto Rico"]
["Kivalina",57065,"UNIT3","Combustion Turbine","Alaska",0.2,"Dropped - in Alaska or in Hawaii or Puerto Rico"]
["Kivalina",57065,"UNIT4","Combustion Turbine","Alaska",0.4,"Dropped - in Alaska or in Hawaii or Puerto Rico"]
["Kasigluk",57066,"1","Combustion Turbine","Alaska",0.8,"Dropped - in Alaska or in Hawaii or Puerto Rico"]
["Kasigluk",57066,"5A","Combustion Turbine","Alaska",0.7,"Dropped - in Alaska or in Hawaii or Puerto Rico"]
["Kasigluk",57066,"UNIT2","Combustion Turbine","Alaska",0.5,"Dropped - in Alaska or in Hawaii or Puerto Rico"]
["Toksook Bay",57067,"1A","Combustion Turbine","Alaska",0.8,"Dropped - in Alaska or in Hawaii or Puerto Rico"]
["Toksook Bay",57067,"UNIT2","Combustion Turbine","Alaska",0.5,"Dropped - in Alaska or in Hawaii or Puerto Rico"]
["Toksook Bay",57067,"UNIT3","Combustion Turbine","Alaska",0.8,"Dropped - in Alaska or in Hawaii or Puerto Rico"]
["South Columbus Water Resource Facility",57076,"GEN1","Non-Fossil Waste","Georgia",1.8,"Dropped - Units whose status are \"OS\" or \"RE\" for the past 3 consecutive years"]
["Kaheawa Wind Power II LLC",57082,"1","Onshore Wind","Hawaii",21,"Dropped - in Alaska or in Hawaii or Puerto Rico"]
["Kaheawa Wind Power II LLC",57082,"2","Energy Storage","Hawaii",10,"Dropped - in Alaska or in Hawaii or Puerto Rico"]
["Lake Dorothy Hydroelectric Project",57085,"1","Hydro","Alaska",14.3,"Dropped - in Alaska or in Hawaii or Puerto Rico"]
["Kahuku Wind Power LLC",57087,"1","Onshore Wind","Hawaii",30,"Dropped - in Alaska or in Hawaii or Puerto Rico"]
["Newark America Mill",57103,"1","O/G Steam","Massachusetts",3,"Dropped - Units whose status are \"OS\" or \"RE\" for the past 3 consecutive years"]
["Mesquite Lake Water & Power Plant 1",57154,"1209","Biomass","California",13,"Dropped - Units whose status are \"OS\" or \"RE\" for the past 3 consecutive years"]
["Pillar Mountain Wind Project Microgrid",57187,"1","Onshore Wind","Alaska",4.5,"Dropped - in Alaska or in Hawaii or Puerto Rico"]
["Pillar Mountain Wind Project Microgrid",57187,"2","Onshore Wind","Alaska",4.5,"Dropped - in Alaska or in Hawaii or Puerto Rico"]
["Soldotna",57206,"1","Combustion Turbine","Alaska",44,"Dropped - in Alaska or in Hawaii or Puerto Rico"]
["Soldotna",57206,"3","Energy Storage","Alaska",46.5,"Dropped - in Alaska or in Hawaii or Puerto Rico"]
["Mililani South Solar Farm",57242,"1","Solar PV","Hawaii",39,"Dropped - in Alaska or in Hawaii or Puerto Rico"]
["Mililani South Solar Farm",57242,"2","Energy Storage","Hawaii",39,"Dropped - in Alaska or in Hawaii or Puerto Rico"]
["Little Pringle I Wind Farm",57263,"LP1","Onshore Wind","Texas",10,"Dropped - Units whose status are \"OS\" or \"RE\" for the past 3 consecutive years"]
["Little Pringle II Wind Farm",57264,"LP2","Onshore Wind","Texas",10,"Dropped - Units whose status are \"OS\" or \"RE\" for the past 3 consecutive years"]
["Westervelt Moundville Cogen",57467,"TG1","Biomass","Alabama",8.2,"Dropped - Retired/Planned Retirement by 06/2028"]
["DeWind Frisco",57517,"FRISC","Onshore Wind","Texas",20,"Dropped - Units whose status are \"OS\" or \"RE\" for the past 3 consecutive years"]
["Kapaa Photovoltaic Project",57525,"KSPV","Solar PV","Hawaii",1,"Dropped - in Alaska or in Hawaii or Puerto Rico"]
["Kawailoa Wind",57529,"1","Onshore Wind","Hawaii",69,"Dropped - in Alaska or in Hawaii or Puerto Rico"]
["Winona County Wind LLC",57547,"WCW","Onshore Wind","Minnesota",0.5,"Dropped - Units whose status are \"OS\" or \"RE\" for the past 3 consecutive years"]
["Battery Energy Storage System",57583,"BESS","Energy Storage","Alaska",40,"Dropped - in Alaska or in Hawaii or Puerto Rico"]
["Bos Dairy, LLC",57625,"BOS4","Combustion Turbine","Indiana",0.9,"Dropped - Plant is identified as onsite because it is a net buyer of electricity in 2021"]
["Auburn LFG Energy Facility",57636,"1","Landfill Gas","New York",1.1,"Dropped - Units whose status are \"OS\" or \"RE\" for the past 3 consecutive years"]
["Auburn LFG Energy Facility",57636,"3","Landfill Gas","New York",1.1,"Dropped - Units whose status are \"OS\" or \"RE\" for the past 3 consecutive years"]
["Randolph Eastern School Wind Turbine",57638,"1","Onshore Wind","Indiana",1,"Dropped - Units whose status are \"OS\" or \"RE\" for the past 3 consecutive years"]
["Middlebury College",57804,"2","Biomass","Vermont",0.4,"Dropped - Plant is identified as onsite because it is a net buyer of electricity in 2021"]
["Middlebury College",57804,"3","Biomass","Vermont",0.3,"Dropped - Plant is identified as onsite because it is a net buyer of electricity in 2021"]
["Titusville Solar",57815,"PV1","Solar PV","New Jersey",4.1,"Dropped - Plant is identified as onsite because it is a net buyer of electricity in 2021"]
["North Hollywood",57854,"1PT1","Hydro","California",1.8,"Dropped - Units whose status are \"OS\" or \"RE\" for the past 3 consecutive years"]
["L'Oreal Piscataway",57868,"UNIT1","Solar PV","New Jersey",0.8,"Dropped - Retired/Planned Retirement by 06/2028"]
["Heller Industrial Parks",57869,"HH","Solar PV","New Jersey",0.5,"Dropped - Retired/Planned Retirement by 06/2028"]
["Heller Industrial Parks",57869,"HII","Solar PV","New Jersey",0.4,"Dropped - Retired/Planned Retirement by 06/2028"]
["Heller Industrial Parks",57869,"HJC","Solar PV","New Jersey",0.2,"Dropped - Retired/Planned Retirement by 06/2028"]
["Heller Industrial Parks",57869,"HM","Solar PV","New Jersey",0.8,"Dropped - Retired/Planned Retirement by 06/2028"]
["Heller Industrial Parks",57869,"UNIT1","Solar PV","New Jersey",2.7,"Dropped - Retired/Planned Retirement by 06/2028"]
["Improvement Dst No. 4",57895,"ID4","Solar PV","California",1.1,"Dropped - Plant is identified as onsite because it is a net buyer of electricity in 2021"]
["Sidney MT Plant",57914,"1","Coal Steam","Montana",2,"Dropped - Plant is identified as onsite because it is a net buyer of electricity in 2021"]
["Sidney MT Plant",57914,"2","Coal Steam","Montana",2,"Dropped - Plant is identified as onsite because it is a net buyer of electricity in 2021"]
["Genesis Alkali",57915,"1","Coal Steam","Wyoming",3.5,"Dropped - Plant is identified as onsite because it is a net buyer of electricity in 2021"]
["Genesis Alkali",57915,"2","Coal Steam","Wyoming",3.5,"Dropped - Plant is identified as onsite because it is a net buyer of electricity in 2021"]
["Genesis Alkali",57915,"3","Coal Steam","Wyoming",4,"Dropped - Plant is identified as onsite because it is a net buyer of electricity in 2021"]
["Genesis Alkali",57915,"4","Coal Steam","Wyoming",10,"Dropped - Plant is identified as onsite because it is a net buyer of electricity in 2021"]
["Genesis Alkali",57915,"5","Coal Steam","Wyoming",10,"Dropped - Plant is identified as onsite because it is a net buyer of electricity in 2021"]
["Genesis Alkali",57915,"6","Coal Steam","Wyoming",10,"Dropped - Plant is identified as onsite because it is a net buyer of electricity in 2021"]
["Spreckels Sugar Company",57916,"1","O/G Steam","California",8.9,"Dropped - Plant is identified as onsite because it is a net buyer of electricity in 2021"]
["Sonoco Products Co",57919,"2","O/G Steam","South Carolina",2.5,"Dropped - Plant is identified as onsite because it is a net buyer of electricity in 2021"]
["Sonoco Products Co",57919,"3","Biomass","South Carolina",10,"Dropped - Plant is identified as onsite because it is a net buyer of electricity in 2021"]
["Sonoco Products Co",57919,"4","Biomass","South Carolina",28,"Dropped - Plant is identified as onsite because it is a net buyer of electricity in 2021"]
["SIUC",57928,"EMER","Combustion Turbine","Illinois",1.6,"Dropped - Plant is identified as onsite because it is a net buyer of electricity in 2021"]
["SIUC",57928,"GEN5","Coal Steam","Illinois",2.8,"Dropped - Plant is identified as onsite because it is a net buyer of electricity in 2021"]
["Eva Creek Wind",57935,"EVW","Onshore Wind","Alaska",24.6,"Dropped - in Alaska or in Hawaii or Puerto Rico"]
["Western Sugar Coop - Scottsbluff",57937,"SCBF","O/G Steam","Nebraska",5,"Dropped - Plant is identified as onsite because it is a net buyer of electricity in 2021"]
["MSC Sebewaing",57949,"1","Coal Steam","Michigan",1.4,"Dropped - Plant is identified as onsite because it is a net buyer of electricity in 2021"]
["MSC Sebewaing",57949,"2","Coal Steam","Michigan",0.9,"Dropped - Units whose status are \"OS\" or \"RE\" for the past 3 consecutive years"]
["MSC Croswell",57950,"1","O/G Steam","Michigan",1.2,"Dropped - Plant is identified as onsite because it is a net buyer of electricity in 2021"]
["Roquette America",57953,"HRSG","Combined Cycle","Iowa",10,"Dropped - Units whose status are \"OS\" or \"RE\" for the past 3 consecutive years"]
["Southeast Steam Plant",57966,"SSP","O/G Steam","Minnesota",2,"Dropped - Plant is identified as onsite because it is a net buyer of electricity in 2021"]
["Auwahi Wind Energy Hybrid",57996,"AWEB","Energy Storage","Hawaii",11,"Dropped - in Alaska or in Hawaii or Puerto Rico"]
["Auwahi Wind Energy Hybrid",57996,"AWET","Onshore Wind","Hawaii",24,"Dropped - in Alaska or in Hawaii or Puerto Rico"]
["Lilly Technical Center",58043,"1","Combustion Turbine","Indiana",1,"Dropped - Plant is identified as onsite because it is a net buyer of electricity in 2021"]
["Lilly Technical Center",58043,"2","Combustion Turbine","Indiana",1,"Dropped - Plant is identified as onsite because it is a net buyer of electricity in 2021"]
["Lilly Technical Center",58043,"3","Combustion Turbine","Indiana",2,"Dropped - Plant is identified as onsite because it is a net buyer of electricity in 2021"]
["Lilly Technical Center",58043,"4","Combustion Turbine","Indiana",2,"Dropped - Plant is identified as onsite because it is a net buyer of electricity in 2021"]
["Works 53",58046,"1","Combustion Turbine","North Carolina",1,"Dropped - Plant is identified as onsite because it is a net buyer of electricity in 2021"]
["Works 53",58046,"2","Combustion Turbine","North Carolina",1.2,"Dropped - Plant is identified as onsite because it is a net buyer of electricity in 2021"]
["Works 53",58046,"3","Combustion Turbine","North Carolina",0.8,"Dropped - Plant is identified as onsite because it is a net buyer of electricity in 2021"]
["Vitro Architectural Glass (PA)",58051,"L121","Combustion Turbine","Pennsylvania",2,"Dropped - Plant is identified as onsite because it is a net buyer of electricity in 2021"]
["Vitro Architectural Glass (PA)",58051,"L2AE","Combustion Turbine","Pennsylvania",1.5,"Dropped - Plant is identified as onsite because it is a net buyer of electricity in 2021"]
["Vitro Architectural Glass (PA)",58051,"L2BW","Combustion Turbine","Pennsylvania",1.5,"Dropped - Plant is identified as onsite because it is a net buyer of electricity in 2021"]
["Battle Creek Mill",58052,"1TG","O/G Steam","Michigan",0.8,"Dropped - Plant is identified as onsite because it is a net buyer of electricity in 2021"]
["Battle Creek Mill",58052,"2TG","O/G Steam","Michigan",0.8,"Dropped - Units whose status are \"OS\" or \"RE\" for the past 3 consecutive years"]
["Vitro Flat Glass LLC",58053,"IG#2","Combustion Turbine","California",0.7,"Dropped - Plant is identified as onsite because it is a net buyer of electricity in 2021"]
["Vitro Flat Glass LLC",58053,"OG#1","Combustion Turbine","California",1,"Dropped - Plant is identified as onsite because it is a net buyer of electricity in 2021"]
["Vitro Flat Glass LLC",58053,"OG#3","Combustion Turbine","California",0.9,"Dropped - Plant is identified as onsite because it is a net buyer of electricity in 2021"]
["Irwindale Brew Yard, LLC",58056,"JEN1","Non-Fossil Waste","California",0.6,"Dropped - Plant is identified as onsite because it is a net buyer of electricity in 2021"]
["Irwindale Brew Yard, LLC",58056,"PV","Solar PV","California",0.8,"Dropped - Plant is identified as onsite because it is a net buyer of electricity in 2021"]
["Irwindale Brew Yard, LLC",58056,"T100","Combustion Turbine","California",4.1,"Dropped - Plant is identified as onsite because it is a net buyer of electricity in 2021"]
["Irwindale Brew Yard, LLC",58056,"T200","Combustion Turbine","California",4.1,"Dropped - Plant is identified as onsite because it is a net buyer of electricity in 2021"]
["Paramount Refinery",58058,"1","Combustion Turbine","California",6.5,"Dropped - Units whose status are \"OS\" or \"RE\" for the past 3 consecutive years"]
["SABIC Innovative Plastics Mt. Vernon",58063,"COGN1","Combustion Turbine","Indiana",78.6,"Dropped - Plant is identified as onsite because it is a net buyer of electricity in 2021"]
["Laredo Bus Facility Solar Canopies",58064,"LBFS","Solar PV","Georgia",1,"Dropped - Plant is identified as onsite because it is a net buyer of electricity in 2021"]
["PCA, Filer City Mill",58066,"TG2","O/G Steam","Michigan",8,"Dropped - Plant is identified as onsite because it is a net buyer of electricity in 2021"]
["PCA, Filer City Mill",58066,"TG3","O/G Steam","Michigan",11.5,"Dropped - Plant is identified as onsite because it is a net buyer of electricity in 2021"]
["PRSI FCC Generator",58069,"55M1","Coal Steam","Texas",3,"Dropped - Plant is identified as onsite because it is a net buyer of electricity in 2021"]
["El Dorado Refinery",58075,"L3804","Combustion Turbine","Kansas",32,"Dropped - Plant is identified as onsite because it is a net buyer of electricity in 2021"]
["Western Sugar Coop- Ft Morgan",58081,"ATB-2","O/G Steam","Colorado",3,"Dropped - Plant is identified as onsite because it is a net buyer of electricity in 2021"]
["PRC-Desoto Intl/PPG Aerospace",58085,"CATR1","Combustion Turbine","California",0.5,"Dropped - Plant is identified as onsite because it is a net buyer of electricity in 2021"]
["PRC-Desoto Intl/PPG Aerospace",58085,"CATR2","Combustion Turbine","California",1,"Dropped - Plant is identified as onsite because it is a net buyer of electricity in 2021"]
["Kern Oil & Refining Co",58100,"5900","Combustion Turbine","California",4.9,"Dropped - Plant is identified as onsite because it is a net buyer of electricity in 2021"]
["International Paper Red River Mill",58108,"3 T-G","Non-Fossil Waste","Louisiana",55,"Dropped - Plant is identified as onsite because it is a net buyer of electricity in 2021"]
["Georgia-Pacific Toledo Mill",58109,"TG1","Non-Fossil Waste","Oregon",18.4,"Dropped - Units whose status are \"OS\" or \"RE\" for the past 3 consecutive years"]
["Georgia-Pacific Toledo Mill",58109,"TG2","Non-Fossil Waste","Oregon",13.4,"Dropped - Plant is identified as onsite because it is a net buyer of electricity in 2021"]
["Cellu Tissue",58116,"GEN1","Combustion Turbine","Connecticut",2.5,"Dropped - Plant is identified as onsite because it is a net buyer of electricity in 2021"]
["TNSG South Plant",58117,"1A","Combustion Turbine","Alaska",1.3,"Dropped - in Alaska or in Hawaii or Puerto Rico"]
["TNSG South Plant",58117,"2","Combustion Turbine","Alaska",0.8,"Dropped - in Alaska or in Hawaii or Puerto Rico"]
["TNSG South Plant",58117,"3","Combustion Turbine","Alaska",0.8,"Dropped - in Alaska or in Hawaii or Puerto Rico"]
["TNSG South Plant",58117,"4A","Combustion Turbine","Alaska",1.3,"Dropped - in Alaska or in Hawaii or Puerto Rico"]
["TNSG South Plant",58117,"6","Combustion Turbine","Alaska",3,"Dropped - in Alaska or in Hawaii or Puerto Rico"]
["Adkins Energy LLC",58136,"S5MW","Combustion Turbine","Illinois",4,"Dropped - Plant is identified as onsite because it is a net buyer of electricity in 2021"]
["Adkins Energy LLC",58136,"ST2MW","O/G Steam","Illinois",1.8,"Dropped - Plant is identified as onsite because it is a net buyer of electricity in 2021"]
["Otter Creek Ethanol Poet - Ashton",58138,"1","Combustion Turbine","Iowa",5.5,"Dropped - Plant is identified as onsite because it is a net buyer of electricity in 2021"]
["Summit Street Power Plant",58140,"GT-1","Combustion Turbine","Ohio",4.9,"Dropped - Plant is identified as onsite because it is a net buyer of electricity in 2021"]
["Summit Street Power Plant",58140,"GT-2","Combustion Turbine","Ohio",6.9,"Dropped - Plant is identified as onsite because it is a net buyer of electricity in 2021"]
["Twin Rivers Paper Co LLC",58146,"GEN5","Non-Fossil Waste","Maine",22,"Dropped - Plant is identified as onsite because it is a net buyer of electricity in 2021"]
["Eastern Maine Medical Center",58153,"COGE","Combustion Turbine","Maine",3.8,"Dropped - Plant is identified as onsite because it is a net buyer of electricity in 2021"]
["SUNY Old Westbury College",58156,"GE","Combustion Turbine","New York",1.8,"Dropped - Plant is identified as onsite because it is a net buyer of electricity in 2021"]
["University of Rochester",58157,"HP","O/G Steam","New York",17,"Dropped - Plant is identified as onsite because it is a net buyer of electricity in 2021"]
["University of Rochester",58157,"LP","O/G Steam","New York",7.2,"Dropped - Plant is identified as onsite because it is a net buyer of electricity in 2021"]
["UCONN Cogen Facility",58159,"CGT1","Combined Cycle","Connecticut",6.4,"Dropped - Plant is identified as onsite because it is a net buyer of electricity in 2021"]
["UCONN Cogen Facility",58159,"CGT2","Combined Cycle","Connecticut",6.9,"Dropped - Plant is identified as onsite because it is a net buyer of electricity in 2021"]
["UCONN Cogen Facility",58159,"CGT3","Combined Cycle","Connecticut",6.4,"Dropped - Plant is identified as onsite because it is a net buyer of electricity in 2021"]
["UCONN Cogen Facility",58159,"STG1","Combined Cycle","Connecticut",4.9,"Dropped - Plant is identified as onsite because it is a net buyer of electricity in 2021"]
["Williams College - Campus CHP",58160,"GEN2","O/G Steam","Massachusetts",3,"Dropped - Plant is identified as onsite because it is a net buyer of electricity in 2021"]
["Williams College - Campus CHP",58160,"GEN4","Combustion Turbine","Massachusetts",2,"Dropped - Plant is identified as onsite because it is a net buyer of electricity in 2021"]
["Williams College - Campus CHP",58160,"GEN5","Combustion Turbine","Massachusetts",2,"Dropped - Plant is identified as onsite because it is a net buyer of electricity in 2021"]
["Western Michigan University Power Plant",58161,"EG-1","Combustion Turbine","Michigan",0.8,"Dropped - Plant is identified as onsite because it is a net buyer of electricity in 2021"]
["Western Michigan University Power Plant",58161,"EG-10","Combustion Turbine","Michigan",2.5,"Dropped - Plant is identified as onsite because it is a net buyer of electricity in 2021"]
["Western Michigan University Power Plant",58161,"EG-9","Combustion Turbine","Michigan",2.5,"Dropped - Plant is identified as onsite because it is a net buyer of electricity in 2021"]
["Western Michigan University Power Plant",58161,"GTG-7","Combined Cycle","Michigan",4.2,"Dropped - Plant is identified as onsite because it is a net buyer of electricity in 2021"]
["Western Michigan University Power Plant",58161,"GTG-8","Combined Cycle","Michigan",4.2,"Dropped - Plant is identified as onsite because it is a net buyer of electricity in 2021"]
["Western Michigan University Power Plant",58161,"STG-1","Combined Cycle","Michigan",0.9,"Dropped - Plant is identified as onsite because it is a net buyer of electricity in 2021"]
["Mercy Medical Center",58163,"1N","Combustion Turbine","New York",0.8,"Dropped - Plant is identified as onsite because it is a net buyer of electricity in 2021"]
["Mercy Medical Center",58163,"2N","Combustion Turbine","New York",0.8,"Dropped - Plant is identified as onsite because it is a net buyer of electricity in 2021"]
["Mercy Medical Center",58163,"3N","Combustion Turbine","New York",0.8,"Dropped - Plant is identified as onsite because it is a net buyer of electricity in 2021"]
["Mercy Medical Center",58163,"8","Combustion Turbine","New York",0.6,"Dropped - Plant is identified as onsite because it is a net buyer of electricity in 2021"]
["College of New Jersey",58165,"COGEN","Combustion Turbine","New Jersey",4.2,"Dropped - Plant is identified as onsite because it is a net buyer of electricity in 2021"]
["Smith College Central Heating Plant",58166,"GT-1","Combustion Turbine","Massachusetts",2.7,"Dropped - Plant is identified as onsite because it is a net buyer of electricity in 2021"]
["William Floyd School District",58167,"GEN1","Combustion Turbine","New York",1.3,"Dropped - Plant is identified as onsite because it is a net buyer of electricity in 2021"]
["William Floyd School District",58167,"GEN2","Combustion Turbine","New York",1.3,"Dropped - Plant is identified as onsite because it is a net buyer of electricity in 2021"]
["William Floyd School District",58167,"GEN3","Combustion Turbine","New York",1.3,"Dropped - Plant is identified as onsite because it is a net buyer of electricity in 2021"]
["Energy Center",58168,"TURB1","Combustion Turbine","California",0.3,"Dropped - Plant is identified as onsite because it is a net buyer of electricity in 2021"]
["Energy Center",58168,"TURB2","Combustion Turbine","California",0.3,"Dropped - Plant is identified as onsite because it is a net buyer of electricity in 2021"]
["Energy Center",58168,"TURB3","Combustion Turbine","California",0.3,"Dropped - Plant is identified as onsite because it is a net buyer of electricity in 2021"]
["BMW Manufacturing Co",58173,"GT601","Landfill Gas","South Carolina",5,"Dropped - Plant is identified as onsite because it is a net buyer of electricity in 2021"]
["BMW Manufacturing Co",58173,"GT602","Landfill Gas","South Carolina",5,"Dropped - Plant is identified as onsite because it is a net buyer of electricity in 2021"]
["MTSU Power Co-Gen Plant",58179,"GT-01","Combustion Turbine","Tennessee",5,"Dropped - Plant is identified as onsite because it is a net buyer of electricity in 2021"]
["Loyola University Health Plant",58181,"UNIT1","Combustion Turbine","Illinois",3.9,"Dropped - Plant is identified as onsite because it is a net buyer of electricity in 2021"]
["Loyola University Health Plant",58181,"UNIT2","Combustion Turbine","Illinois",3.9,"Dropped - Plant is identified as onsite because it is a net buyer of electricity in 2021"]
["Prairie Horizon Agri Energy",58183,"T5741","O/G Steam","Kansas",0.7,"Dropped - Plant is identified as onsite because it is a net buyer of electricity in 2021"]
["Amherst College Co Gen",58185,"CTG","Combustion Turbine","Massachusetts",1.2,"Dropped - Plant is identified as onsite because it is a net buyer of electricity in 2021"]
["HVCC Cogen Plant",58186,"CG01","Combustion Turbine","New York",0.8,"Dropped - Plant is identified as onsite because it is a net buyer of electricity in 2021"]
["HVCC Cogen Plant",58186,"CG02","Combustion Turbine","New York",0.8,"Dropped - Plant is identified as onsite because it is a net buyer of electricity in 2021"]
["HVCC Cogen Plant",58186,"CG03","Combustion Turbine","New York",1.3,"Dropped - Plant is identified as onsite because it is a net buyer of electricity in 2021"]
["HVCC Cogen Plant",58186,"CG04","Combustion Turbine","New York",1.2,"Dropped - Plant is identified as onsite because it is a net buyer of electricity in 2021"]
["HVCC Cogen Plant",58186,"CG05","Combustion Turbine","New York",2,"Dropped - Plant is identified as onsite because it is a net buyer of electricity in 2021"]
["HVCC Cogen Plant",58186,"CG06","Combustion Turbine","New York",1.3,"Dropped - Plant is identified as onsite because it is a net buyer of electricity in 2021"]
["Thomas M Knott Cogen Facility",58190,"CG","Combustion Turbine","California",1.2,"Dropped - Units whose status are \"OS\" or \"RE\" for the past 3 consecutive years"]
["US Magnesium",58191,"GT1","Combustion Turbine","Utah",11,"Dropped - Plant is identified as onsite because it is a net buyer of electricity in 2021"]
["US Magnesium",58191,"GT2","Combustion Turbine","Utah",11,"Dropped - Plant is identified as onsite because it is a net buyer of electricity in 2021"]
["US Magnesium",58191,"GT3","Combustion Turbine","Utah",11,"Dropped - Plant is identified as onsite because it is a net buyer of electricity in 2021"]
["Arkalon Ethanol LLC",58192,"ST961","O/G Steam","Kansas",3,"Dropped - Plant is identified as onsite because it is a net buyer of electricity in 2021"]
["Bonanza BioEnergy LLC",58193,"ST96","O/G Steam","Kansas",2,"Dropped - Plant is identified as onsite because it is a net buyer of electricity in 2021"]
["West Campus Steam Plant",58194,"CT2","Combustion Turbine","Pennsylvania",4.5,"Dropped - Plant is identified as onsite because it is a net buyer of electricity in 2021"]
["West Campus Steam Plant",58194,"WC 4","O/G Steam","Pennsylvania",1.5,"Dropped - Plant is identified as onsite because it is a net buyer of electricity in 2021"]
["West Campus Steam Plant",58194,"WC 5","O/G Steam","Pennsylvania",1.5,"Dropped - Plant is identified as onsite because it is a net buyer of electricity in 2021"]
["West Campus Steam Plant",58194,"WC6","O/G Steam","Pennsylvania",1.8,"Dropped - Plant is identified as onsite because it is a net buyer of electricity in 2021"]
["Cargill Salt Hersey",58196,"ST1","O/G Steam","Michigan",2.1,"Dropped - Plant is identified as onsite because it is a net buyer of electricity in 2021"]
["POET Biorefining Lake Crystal",58197,"1","Combustion Turbine","Minnesota",6,"Dropped - Plant is identified as onsite because it is a net buyer of electricity in 2021"]
["POET Biorefining Lake Crystal",58197,"2","O/G Steam","Minnesota",1,"Dropped - Plant is identified as onsite because it is a net buyer of electricity in 2021"]
["Arizona State University CHP",58199,"G1","Combined Cycle","Arizona",9.2,"Dropped - Plant is identified as onsite because it is a net buyer of electricity in 2021"]
["Arizona State University CHP",58199,"G2","Combustion Turbine","Arizona",7.9,"Dropped - Plant is identified as onsite because it is a net buyer of electricity in 2021"]
["E.B. Eddy Paper Inc",58222,"3TU","O/G Steam","Michigan",5,"Dropped - Plant is identified as onsite because it is a net buyer of electricity in 2021"]
["Hoag Hospital Cogen Plant",58223,"1","Combustion Turbine","California",1.2,"Dropped - Plant is identified as onsite because it is a net buyer of electricity in 2021"]
["Hoag Hospital Cogen Plant",58223,"2","Combustion Turbine","California",1.2,"Dropped - Plant is identified as onsite because it is a net buyer of electricity in 2021"]
["Hoag Hospital Cogen Plant",58223,"3","Combustion Turbine","California",1.2,"Dropped - Plant is identified as onsite because it is a net buyer of electricity in 2021"]
["C&H Sugar Plant",58251,"TG3","Non-Fossil Waste","California",5,"Dropped - Plant is identified as onsite because it is a net buyer of electricity in 2021"]
["C&H Sugar Plant",58251,"TG4","Non-Fossil Waste","California",5,"Dropped - Plant is identified as onsite because it is a net buyer of electricity in 2021"]
["Kalaeloa Solar Two",58259,"KAS2","Solar PV","Hawaii",5,"Dropped - in Alaska or in Hawaii or Puerto Rico"]
["Bay View Cogeneration Facility",58263,"GTG","Landfill Gas","Ohio",4.4,"Dropped - Units whose status are \"OS\" or \"RE\" for the past 3 consecutive years"]
["Bay View Cogeneration Facility",58263,"STG","Landfill Gas","Ohio",4,"Dropped - Units whose status are \"OS\" or \"RE\" for the past 3 consecutive years"]
["NCAH Central Utility Plant",58265,"C-3","Combustion Turbine","Iowa",0.2,"Dropped - Plant is identified as onsite because it is a net buyer of electricity in 2021"]
["NCAH Central Utility Plant",58265,"EP-6","Combustion Turbine","Iowa",0.8,"Dropped - Plant is identified as onsite because it is a net buyer of electricity in 2021"]
["NCAH Central Utility Plant",58265,"FRZRF","Combustion Turbine","Iowa",0.2,"Dropped - Plant is identified as onsite because it is a net buyer of electricity in 2021"]
["NCAH Central Utility Plant",58265,"MBGEN","Combustion Turbine","Iowa",0.5,"Dropped - Plant is identified as onsite because it is a net buyer of electricity in 2021"]
["NCAH Central Utility Plant",58265,"S-13","Combustion Turbine","Iowa",2.1,"Dropped - Plant is identified as onsite because it is a net buyer of electricity in 2021"]
["NCAH Central Utility Plant",58265,"S-14","Combustion Turbine","Iowa",2.1,"Dropped - Plant is identified as onsite because it is a net buyer of electricity in 2021"]
["NCAH Central Utility Plant",58265,"S-16","Combustion Turbine","Iowa",3,"Dropped - Plant is identified as onsite because it is a net buyer of electricity in 2021"]
["NCAH Central Utility Plant",58265,"S-17","Combustion Turbine","Iowa",2,"Dropped - Plant is identified as onsite because it is a net buyer of electricity in 2021"]
["NCAH Central Utility Plant",58265,"S-18","Combustion Turbine","Iowa",2,"Dropped - Plant is identified as onsite because it is a net buyer of electricity in 2021"]
["NCAH Central Utility Plant",58265,"S-19","Combustion Turbine","Iowa",2,"Dropped - Plant is identified as onsite because it is a net buyer of electricity in 2021"]
["Paia Hydroelectric Plant",58277,"PAH1","Hydro","Hawaii",1.3,"Dropped - Units whose status are \"OS\" or \"RE\" for the past 3 consecutive years"]
["TNSG North Plant",58278,"13","Combustion Turbine","Alaska",0.3,"Dropped - in Alaska or in Hawaii or Puerto Rico"]
["TNSG North Plant",58278,"CT1","Combustion Turbine","Alaska",4.5,"Dropped - in Alaska or in Hawaii or Puerto Rico"]
["TNSG North Plant",58278,"CT2","Combustion Turbine","Alaska",4.5,"Dropped - in Alaska or in Hawaii or Puerto Rico"]
["TNSG North Plant",58278,"CT3","Combustion Turbine","Alaska",6.9,"Dropped - in Alaska or in Hawaii or Puerto Rico"]
["TNSG North Plant",58278,"CT4","Combustion Turbine","Alaska",6.9,"Dropped - in Alaska or in Hawaii or Puerto Rico"]
["Lanikuhana Solar LLC",58281,"1","Solar PV","Hawaii",14.7,"Dropped - in Alaska or in Hawaii or Puerto Rico"]
["North Chicago Energy Center",58328,"GT1","Combustion Turbine","Illinois",5.2,"Dropped - Plant is identified as onsite because it is a net buyer of electricity in 2021"]
["North Chicago Energy Center",58328,"GT2","Combustion Turbine","Illinois",7.1,"Dropped - Plant is identified as onsite because it is a net buyer of electricity in 2021"]
["The Andersons Albion Ethanol LLC",58330,"9611","O/G Steam","Michigan",1.2,"Dropped - Plant is identified as onsite because it is a net buyer of electricity in 2021"]
["The Andersons Albion Ethanol LLC",58330,"CHP-1","Combustion Turbine","Michigan",6,"Dropped - Plant is identified as onsite because it is a net buyer of electricity in 2021"]
["Triton East and West Cogen",58375,"1","Combustion Turbine","Illinois",0.8,"Dropped - Plant is identified as onsite because it is a net buyer of electricity in 2021"]
["Triton East and West Cogen",58375,"2","Combustion Turbine","Illinois",0.8,"Dropped - Plant is identified as onsite because it is a net buyer of electricity in 2021"]
["Triton East and West Cogen",58375,"3","Combustion Turbine","Illinois",0.8,"Dropped - Plant is identified as onsite because it is a net buyer of electricity in 2021"]
["Triton East and West Cogen",58375,"4","Combustion Turbine","Illinois",0.8,"Dropped - Plant is identified as onsite because it is a net buyer of electricity in 2021"]
["Triton East and West Cogen",58375,"5","Combustion Turbine","Illinois",0.4,"Dropped - Plant is identified as onsite because it is a net buyer of electricity in 2021"]
["Rochelle Energy Center",58377,"REC2","Landfill Gas","Illinois",1.6,"Dropped - Units whose status are \"OS\" or \"RE\" for the past 3 consecutive years"]
["JBER Landfill Gas Power Plant",58380,"1","Landfill Gas","Alaska",1.4,"Dropped - in Alaska or in Hawaii or Puerto Rico"]
["JBER Landfill Gas Power Plant",58380,"2","Landfill Gas","Alaska",1.4,"Dropped - in Alaska or in Hawaii or Puerto Rico"]
["JBER Landfill Gas Power Plant",58380,"3","Landfill Gas","Alaska",1.4,"Dropped - in Alaska or in Hawaii or Puerto Rico"]
["JBER Landfill Gas Power Plant",58380,"4","Landfill Gas","Alaska",1.4,"Dropped - in Alaska or in Hawaii or Puerto Rico"]
["JBER Landfill Gas Power Plant",58380,"5","Landfill Gas","Alaska",1.4,"Dropped - in Alaska or in Hawaii or Puerto Rico"]
["Synergy Biogas",58399,"1","Non-Fossil Waste","New York",1.2,"Dropped - Plant is identified as onsite because it is a net buyer of electricity in 2021"]
["Central Energy Facility",58400,"GT01","Combustion Turbine","South Carolina",4.7,"Dropped - Plant is identified as onsite because it is a net buyer of electricity in 2021"]
["ESS Battery Microgrid",58405,"1","Energy Storage","Alaska",3,"Dropped - in Alaska or in Hawaii or Puerto Rico"]
["CSU Northridge Plant",58422,"B2PV","Solar PV","California",0.3,"Dropped - Plant is identified as onsite because it is a net buyer of electricity in 2021"]
["CSU Northridge Plant",58422,"E6PV","Solar PV","California",0.1,"Dropped - Plant is identified as onsite because it is a net buyer of electricity in 2021"]
["Fire Island Wind",58425,"WT1","Onshore Wind","Alaska",18,"Dropped - in Alaska or in Hawaii or Puerto Rico"]
["LSU Cogen",58428,"1-02","Combustion Turbine","Louisiana",20.6,"Dropped - Plant is identified as onsite because it is a net buyer of electricity in 2021"]
["Collinwood BioEnergy Facility",58439,"CBE01","Non-Fossil Waste","Ohio",1,"Dropped - Retired/Planned Retirement by 06/2028"]
["HNL Emergency Power Facility",58469,"AP1","Biomass","Hawaii",2.5,"Dropped - in Alaska or in Hawaii or Puerto Rico"]
["HNL Emergency Power Facility",58469,"AP2","Biomass","Hawaii",2.5,"Dropped - in Alaska or in Hawaii or Puerto Rico"]
["HNL Emergency Power Facility",58469,"AP3","Biomass","Hawaii",2.5,"Dropped - in Alaska or in Hawaii or Puerto Rico"]
["HNL Emergency Power Facility",58469,"AP4","Biomass","Hawaii",2.5,"Dropped - in Alaska or in Hawaii or Puerto Rico"]
["Montefieor Medical Center Moses Division",58507,"EMG01","Combustion Turbine","New York",1,"Dropped - Plant is identified as onsite because it is a net buyer of electricity in 2021"]
["Montefieor Medical Center Moses Division",58507,"EMG02","Combustion Turbine","New York",0.6,"Dropped - Plant is identified as onsite because it is a net buyer of electricity in 2021"]
["Montefieor Medical Center Moses Division",58507,"EMG03","Combustion Turbine","New York",0.6,"Dropped - Plant is identified as onsite because it is a net buyer of electricity in 2021"]
["Montefieor Medical Center Moses Division",58507,"EMG04","Combustion Turbine","New York",0.5,"Dropped - Plant is identified as onsite because it is a net buyer of electricity in 2021"]
["Montefieor Medical Center Moses Division",58507,"EMG05","Combustion Turbine","New York",0.5,"Dropped - Plant is identified as onsite because it is a net buyer of electricity in 2021"]
["Montefieor Medical Center Moses Division",58507,"EMG06","Combustion Turbine","New York",0.3,"Dropped - Plant is identified as onsite because it is a net buyer of electricity in 2021"]
["Montefieor Medical Center Moses Division",58507,"EMG07","Combustion Turbine","New York",0.2,"Dropped - Plant is identified as onsite because it is a net buyer of electricity in 2021"]
["Montefieor Medical Center Moses Division",58507,"EMG08","Combustion Turbine","New York",0.2,"Dropped - Plant is identified as onsite because it is a net buyer of electricity in 2021"]
["Montefieor Medical Center Moses Division",58507,"EMG09","Combustion Turbine","New York",2,"Dropped - Plant is identified as onsite because it is a net buyer of electricity in 2021"]
["Montefieor Medical Center Moses Division",58507,"EMG10","Combustion Turbine","New York",2,"Dropped - Plant is identified as onsite because it is a net buyer of electricity in 2021"]
["Montefieor Medical Center Moses Division",58507,"ES006","Combustion Turbine","New York",4.8,"Dropped - Plant is identified as onsite because it is a net buyer of electricity in 2021"]
["Montefieor Medical Center Moses Division",58507,"ES007","Combustion Turbine","New York",3.5,"Dropped - Plant is identified as onsite because it is a net buyer of electricity in 2021"]
["Montefieor Medical Center Moses Division",58507,"S0001","Combustion Turbine","New York",1.2,"Dropped - Plant is identified as onsite because it is a net buyer of electricity in 2021"]
["Montefieor Medical Center Moses Division",58507,"S0002","Combustion Turbine","New York",1.2,"Dropped - Plant is identified as onsite because it is a net buyer of electricity in 2021"]
["Montefieor Medical Center Moses Division",58507,"S0003","Combustion Turbine","New York",1.2,"Dropped - Plant is identified as onsite because it is a net buyer of electricity in 2021"]
["Delta Wind Farm",58511,"EWT1","Onshore Wind","Alaska",0.9,"Dropped - in Alaska or in Hawaii or Puerto Rico"]
["Delta Wind Farm",58511,"EWT2","Onshore Wind","Alaska",0.9,"Dropped - in Alaska or in Hawaii or Puerto Rico"]
["Delta Wind Farm",58511,"NW1","Onshore Wind","Alaska",0.1,"Dropped - in Alaska or in Hawaii or Puerto Rico"]
["Port Allen Solar",58549,"1","Solar PV","Hawaii",6,"Dropped - in Alaska or in Hawaii or Puerto Rico"]
["Princeton University Cogeneration",58584,"GT1","Combustion Turbine","New Jersey",15.5,"Dropped - Plant is identified as onsite because it is a net buyer of electricity in 2021"]
["Princeton University Cogeneration",58584,"PV1","Solar PV","New Jersey",4.5,"Dropped - Plant is identified as onsite because it is a net buyer of electricity in 2021"]
["Princeton University Cogeneration",58584,"PV2","Solar PV","New Jersey",1.2,"Dropped - Plant is identified as onsite because it is a net buyer of electricity in 2021"]
["Princeton University Cogeneration",58584,"PV3","Solar PV","New Jersey",10.5,"Dropped - Plant is identified as onsite because it is a net buyer of electricity in 2021"]
["Princeton University Cogeneration",58584,"PV4","Solar PV","New Jersey",0.4,"Dropped - Plant is identified as onsite because it is a net buyer of electricity in 2021"]
["Sierra Nevada Brewing Co Hybrid",58585,"BESS","Energy Storage","California",0.5,"Dropped - Plant is identified as onsite because it is a net buyer of electricity in 2021"]
["Sierra Nevada Brewing Co Hybrid",58585,"COGN","Combustion Turbine","California",1.7,"Dropped - Plant is identified as onsite because it is a net buyer of electricity in 2021"]
["Sierra Nevada Brewing Co Hybrid",58585,"SOLR","Solar PV","California",1.4,"Dropped - Plant is identified as onsite because it is a net buyer of electricity in 2021"]
["DGS Central Utility Plant",58593,"BS1","Combustion Turbine","California",0.6,"Dropped - Plant is identified as onsite because it is a net buyer of electricity in 2021"]
["DGS Central Utility Plant",58593,"EM1","Combustion Turbine","California",0.4,"Dropped - Plant is identified as onsite because it is a net buyer of electricity in 2021"]
["DGS Central Utility Plant",58593,"STG","O/G Steam","California",2.9,"Dropped - Plant is identified as onsite because it is a net buyer of electricity in 2021"]
["Water Reclamation Plant",58617,"GEN1","Non-Fossil Waste","Minnesota",0.3,"Dropped - Plant is identified as onsite because it is a net buyer of electricity in 2021"]
["Water Reclamation Plant",58617,"GEN2","Non-Fossil Waste","Minnesota",0.3,"Dropped - Plant is identified as onsite because it is a net buyer of electricity in 2021"]
["Santa Rita Jail Hybrid",58625,"SRJBA","Energy Storage","California",2,"Dropped - Units whose status are \"OS\" or \"RE\" for the past 3 consecutive years"]
["Museum of Science and Industry",58635,"COGEN","Combustion Turbine","Illinois",1.7,"Dropped - Plant is identified as onsite because it is a net buyer of electricity in 2021"]
["KRS I Anahola Solar Hybrid",58639,"ANAPV","Solar PV","Hawaii",12,"Dropped - in Alaska or in Hawaii or Puerto Rico"]
["KRS II Koloa Solar",58640,"KOLPV","Solar PV","Hawaii",12,"Dropped - in Alaska or in Hawaii or Puerto Rico"]
["Kalaeloa Renewable Energy Park",58651,"KREP","Solar PV","Hawaii",5,"Dropped - in Alaska or in Hawaii or Puerto Rico"]
["Waihonu North Solar",58655,"INV-1","Solar PV","Hawaii",0.5,"Dropped - in Alaska or in Hawaii or Puerto Rico"]
["Waihonu North Solar",58655,"INV-2","Solar PV","Hawaii",0.5,"Dropped - in Alaska or in Hawaii or Puerto Rico"]
["Waihonu North Solar",58655,"INV-3","Solar PV","Hawaii",0.5,"Dropped - in Alaska or in Hawaii or Puerto Rico"]
["Waihonu North Solar",58655,"INV-4","Solar PV","Hawaii",0.5,"Dropped - in Alaska or in Hawaii or Puerto Rico"]
["Waihonu North Solar",58655,"INV-5","Solar PV","Hawaii",0.5,"Dropped - in Alaska or in Hawaii or Puerto Rico"]
["Waihonu North Solar",58655,"INV-6","Solar PV","Hawaii",0.5,"Dropped - in Alaska or in Hawaii or Puerto Rico"]
["Waihonu North Solar",58655,"INV-7","Solar PV","Hawaii",0.5,"Dropped - in Alaska or in Hawaii or Puerto Rico"]
["Waihonu North Solar",58655,"INV-8","Solar PV","Hawaii",0.5,"Dropped - in Alaska or in Hawaii or Puerto Rico"]
["Waihonu North Solar",58655,"INV-9","Solar PV","Hawaii",0.5,"Dropped - in Alaska or in Hawaii or Puerto Rico"]
["Waihonu North Solar",58655,"INV10","Solar PV","Hawaii",0.5,"Dropped - in Alaska or in Hawaii or Puerto Rico"]
["Waihonu South Solar",58656,"INV-1","Solar PV","Hawaii",0.5,"Dropped - in Alaska or in Hawaii or Puerto Rico"]
["Waihonu South Solar",58656,"INV-2","Solar PV","Hawaii",0.5,"Dropped - in Alaska or in Hawaii or Puerto Rico"]
["Waihonu South Solar",58656,"INV-3","Solar PV","Hawaii",0.5,"Dropped - in Alaska or in Hawaii or Puerto Rico"]
["Aloha Solar Energy Fund 1 PK1",58659,"PK-1","Solar PV","Hawaii",5,"Dropped - in Alaska or in Hawaii or Puerto Rico"]
["Mauka FIT One",58662,"3501","Solar PV","Hawaii",3.5,"Dropped - in Alaska or in Hawaii or Puerto Rico"]
["Frito Lay Incorporated",58664,"COGEN","Combustion Turbine","Connecticut",3.6,"Dropped - Plant is identified as onsite because it is a net buyer of electricity in 2021"]
["Pearl City Peninsula Solar Park",58676,"PCPPV","Solar PV","Hawaii",1,"Dropped - in Alaska or in Hawaii or Puerto Rico"]
["Kapolei Solar Energy Park",58684,"KSEPV","Solar PV","Hawaii",1,"Dropped - in Alaska or in Hawaii or Puerto Rico"]
["Na Pua Makani Wind Project",58837,"WT1","Onshore Wind","Hawaii",27.6,"Dropped - in Alaska or in Hawaii or Puerto Rico"]
["Woodville Renewable Power Project",58944,"G1","Biomass","Texas",46.5,"Dropped - Units whose status are \"OS\" or \"RE\" for the past 3 consecutive years"]
["Laguna Water Reclamation Facility",58960,"S200","Non-Fossil Waste","California",1.1,"Dropped - Plant is identified as onsite because it is a net buyer of electricity in 2021"]
["Laguna Water Reclamation Facility",58960,"S201","Non-Fossil Waste","California",1.1,"Dropped - Plant is identified as onsite because it is a net buyer of electricity in 2021"]
["Laguna Water Reclamation Facility",58960,"S202","Non-Fossil Waste","California",1.1,"Dropped - Plant is identified as onsite because it is a net buyer of electricity in 2021"]
["Laguna Water Reclamation Facility",58960,"S203","Non-Fossil Waste","California",1.1,"Dropped - Plant is identified as onsite because it is a net buyer of electricity in 2021"]
["Whitman",58977,"WPG-1","Hydro","Alaska",3.9,"Dropped - in Alaska or in Hawaii or Puerto Rico"]
["Whitman",58977,"WPG-2","Hydro","Alaska",0.9,"Dropped - in Alaska or in Hawaii or Puerto Rico"]
["Allison Creek Hydro",58982,"GEN1","Hydro","Alaska",6.5,"Dropped - in Alaska or in Hawaii or Puerto Rico"]
["Eklutna Generation Station",58989,"EGS01","Combustion Turbine","Alaska",16.5,"Dropped - in Alaska or in Hawaii or Puerto Rico"]
["Eklutna Generation Station",58989,"EGS02","Combustion Turbine","Alaska",16.5,"Dropped - in Alaska or in Hawaii or Puerto Rico"]
["Eklutna Generation Station",58989,"EGS03","Combustion Turbine","Alaska",16.5,"Dropped - in Alaska or in Hawaii or Puerto Rico"]
["Eklutna Generation Station",58989,"EGS04","Combustion Turbine","Alaska",16.5,"Dropped - in Alaska or in Hawaii or Puerto Rico"]
["Eklutna Generation Station",58989,"EGS05","Combustion Turbine","Alaska",16.5,"Dropped - in Alaska or in Hawaii or Puerto Rico"]
["Eklutna Generation Station",58989,"EGS06","Combustion Turbine","Alaska",16.5,"Dropped - in Alaska or in Hawaii or Puerto Rico"]
["Eklutna Generation Station",58989,"EGS07","Combustion Turbine","Alaska",16.5,"Dropped - in Alaska or in Hawaii or Puerto Rico"]
["Eklutna Generation Station",58989,"EGS08","Combustion Turbine","Alaska",16.5,"Dropped - in Alaska or in Hawaii or Puerto Rico"]
["Eklutna Generation Station",58989,"EGS09","Combustion Turbine","Alaska",16.5,"Dropped - in Alaska or in Hawaii or Puerto Rico"]
["Eklutna Generation Station",58989,"EGS10","Combustion Turbine","Alaska",16.5,"Dropped - in Alaska or in Hawaii or Puerto Rico"]
["Kingston Wind Independence",59022,"1","Onshore Wind","Massachusetts",2,"Dropped - Units whose status are \"OS\" or \"RE\" for the past 3 consecutive years"]
["Ipswich Wind Independence",59023,"GEN 1","Onshore Wind","Massachusetts",2,"Dropped - Units whose status are \"OS\" or \"RE\" for the past 3 consecutive years"]
["Biomass to Energy Facility, Kauai",59035,"MKA1","Biomass","Hawaii",7.5,"Dropped - in Alaska or in Hawaii or Puerto Rico"]
["Biomass to Energy Facility, Kauai",59035,"XKA1","Combustion Turbine","Hawaii",0.5,"Dropped - in Alaska or in Hawaii or Puerto Rico"]
["Biomass to Energy Facility, Kauai",59035,"XKA2","Combustion Turbine","Hawaii",0.5,"Dropped - in Alaska or in Hawaii or Puerto Rico"]
["Hiilangaay Hydro",59037,"GEN 1","Hydro","Alaska",5,"Dropped - in Alaska or in Hawaii or Puerto Rico"]
["Cogeneration 2",59233,"CT2","Combined Cycle","Arizona",5,"Dropped - Plant is identified as onsite because it is a net buyer of electricity in 2021"]
["Osprey Point RES",59255,"1","Fossil Waste","Indiana",3,"Dropped - Units whose status are \"OS\" or \"RE\" for the past 3 consecutive years"]
["Osprey Point RES",59255,"2","Fossil Waste","Indiana",3,"Dropped - Units whose status are \"OS\" or \"RE\" for the past 3 consecutive years"]
["Osprey Point RES",59255,"3","Fossil Waste","Indiana",3,"Dropped - Units whose status are \"OS\" or \"RE\" for the past 3 consecutive years"]
["Osprey Point RES",59255,"4","Fossil Waste","Indiana",3,"Dropped - Units whose status are \"OS\" or \"RE\" for the past 3 consecutive years"]
["Hidden View Dairy, LLC",59260,"HV3","Combustion Turbine","Indiana",0.9,"Dropped - Plant is identified as onsite because it is a net buyer of electricity in 2021"]
["Broshco Fabricated Products",59373,"1","Combustion Turbine","Ohio",1.2,"Dropped - Plant is identified as onsite because it is a net buyer of electricity in 2021"]
["Broshco Fabricated Products",59373,"2","Combustion Turbine","Ohio",1.2,"Dropped - Plant is identified as onsite because it is a net buyer of electricity in 2021"]
["Broshco Fabricated Products",59373,"3","Combustion Turbine","Ohio",1.2,"Dropped - Plant is identified as onsite because it is a net buyer of electricity in 2021"]
["Broshco Fabricated Products",59373,"4","Combustion Turbine","Ohio",1.1,"Dropped - Plant is identified as onsite because it is a net buyer of electricity in 2021"]
["The Methodist Hospital, Gas Turbine",59381,"GT-1","Combustion Turbine","Texas",3,"Dropped - Plant is identified as onsite because it is a net buyer of electricity in 2021"]
["Paisley Geothermal Generating Plant",59382,"SVEP1","Geothermal","Oregon",1.8,"Dropped - Units whose status are \"OS\" or \"RE\" for the past 3 consecutive years"]
["City of Tulare Water Facility",59395,"MM26","Fuel Cell","California",2.8,"Dropped - Plant is identified as onsite because it is a net buyer of electricity in 2021"]
["City of Tulare Water Facility",59395,"MM27","Fuel Cell","California",2.8,"Dropped - Plant is identified as onsite because it is a net buyer of electricity in 2021"]
["City of Tulare Water Facility",59395,"SC500","Solar PV","California",1,"Dropped - Plant is identified as onsite because it is a net buyer of electricity in 2021"]
["City of Tulare Water Facility",59395,"SOLAR","Solar PV","California",2.2,"Dropped - Plant is identified as onsite because it is a net buyer of electricity in 2021"]
["Waxdale",59448,"CGEN1","Landfill Gas","Wisconsin",3.5,"Dropped - Plant is identified as onsite because it is a net buyer of electricity in 2021"]
["Waxdale",59448,"CGEN2","Combustion Turbine","Wisconsin",3.5,"Dropped - Plant is identified as onsite because it is a net buyer of electricity in 2021"]
["Waxdale",59448,"WEC01","Onshore Wind","Wisconsin",1.5,"Dropped - Plant is identified as onsite because it is a net buyer of electricity in 2021"]
["Waxdale",59448,"WEC02","Onshore Wind","Wisconsin",1.5,"Dropped - Plant is identified as onsite because it is a net buyer of electricity in 2021"]
["East. Michigan Univ. Heating Plant",59452,"COGN2","Combustion Turbine","Michigan",6.8,"Dropped - Plant is identified as onsite because it is a net buyer of electricity in 2021"]
["Albany Medical Ctr Cogen Plant",59453,"GTG1A","Combustion Turbine","New York",4,"Dropped - Plant is identified as onsite because it is a net buyer of electricity in 2021"]
["P Plant",59456,"P-TG4","Combustion Turbine","California",4,"Dropped - Plant is identified as onsite because it is a net buyer of electricity in 2021"]
["P Plant",59456,"P-TG5","Combustion Turbine","California",4,"Dropped - Plant is identified as onsite because it is a net buyer of electricity in 2021"]
["Q Plant",59457,"Q-TG1","Combustion Turbine","California",4,"Dropped - Plant is identified as onsite because it is a net buyer of electricity in 2021"]
["W Plant",59458,"W-TG1","Combustion Turbine","California",4,"Dropped - Plant is identified as onsite because it is a net buyer of electricity in 2021"]
["NBC Field's Point Wind Farm",59692,"FPWTG","Onshore Wind","Rhode Island",4.5,"Dropped - Plant is identified as onsite because it is a net buyer of electricity in 2021"]
["Framingham State University Plant",59717,"TOW1","Combustion Turbine","Massachusetts",0.2,"Dropped - Retired/Planned Retirement by 06/2028"]
["Heartland Community College",59776,"T01","Onshore Wind","Illinois",1.7,"Dropped - Plant is identified as onsite because it is a net buyer of electricity in 2021"]
["Waynoka Gas Processing Plant",59782,"G1","Combustion Turbine","Oklahoma",1.3,"Dropped - Plant is identified as onsite because it is a net buyer of electricity in 2021"]
["Waynoka Gas Processing Plant",59782,"G2","Combustion Turbine","Oklahoma",1.3,"Dropped - Plant is identified as onsite because it is a net buyer of electricity in 2021"]
["Waynoka Gas Processing Plant",59782,"G3","Combustion Turbine","Oklahoma",1.3,"Dropped - Plant is identified as onsite because it is a net buyer of electricity in 2021"]
["Croda Atlas Point CHP",59783,"91197","Landfill Gas","Delaware",1.1,"Dropped - Plant is identified as onsite because it is a net buyer of electricity in 2021"]
["Croda Atlas Point CHP",59783,"91198","Landfill Gas","Delaware",1.1,"Dropped - Plant is identified as onsite because it is a net buyer of electricity in 2021"]
["Croda Atlas Point CHP",59783,"91199","Landfill Gas","Delaware",2,"Dropped - Plant is identified as onsite because it is a net buyer of electricity in 2021"]
["Industrial Plant",59793,"15","Combustion Turbine","Alaska",23.5,"Dropped - in Alaska or in Hawaii or Puerto Rico"]
["South Campus Solar",59922,"G1789","Solar PV","Delaware",1.3,"Dropped - Plant is identified as onsite because it is a net buyer of electricity in 2021"]
["South Campus Solar",59922,"GA500","Solar PV","Delaware",0.5,"Dropped - Plant is identified as onsite because it is a net buyer of electricity in 2021"]
["Waipio Solar",60024,"WPO","Solar PV","Hawaii",45.9,"Dropped - in Alaska or in Hawaii or Puerto Rico"]
["Kawailoa Solar",60125,"KAWS","Solar PV","Hawaii",49,"Dropped - in Alaska or in Hawaii or Puerto Rico"]
["Ambler",60243,"1A","Combustion Turbine","Alaska",0.4,"Dropped - in Alaska or in Hawaii or Puerto Rico"]
["Ambler",60243,"2","Combustion Turbine","Alaska",0.3,"Dropped - in Alaska or in Hawaii or Puerto Rico"]
["Ambler",60243,"3","Combustion Turbine","Alaska",0.4,"Dropped - in Alaska or in Hawaii or Puerto Rico"]
["Marshall",60244,"1","Combustion Turbine","Alaska",0.5,"Dropped - in Alaska or in Hawaii or Puerto Rico"]
["Marshall",60244,"2","Combustion Turbine","Alaska",0.4,"Dropped - in Alaska or in Hawaii or Puerto Rico"]
["Marshall",60244,"3","Combustion Turbine","Alaska",0.2,"Dropped - in Alaska or in Hawaii or Puerto Rico"]
["New Stuyahok",60245,"1","Combustion Turbine","Alaska",0.4,"Dropped - in Alaska or in Hawaii or Puerto Rico"]
["New Stuyahok",60245,"2","Combustion Turbine","Alaska",0.5,"Dropped - in Alaska or in Hawaii or Puerto Rico"]
["New Stuyahok",60245,"3A","Combustion Turbine","Alaska",0.5,"Dropped - in Alaska or in Hawaii or Puerto Rico"]
["Swampy Acres Microgrid",60250,"13","Combustion Turbine","Alaska",4.4,"Dropped - in Alaska or in Hawaii or Puerto Rico"]
["Swampy Acres Microgrid",60250,"6A","Combustion Turbine","Alaska",2,"Dropped - in Alaska or in Hawaii or Puerto Rico"]
["Swampy Acres Microgrid",60250,"7A","Combustion Turbine","Alaska",2,"Dropped - in Alaska or in Hawaii or Puerto Rico"]
["Brevig Mission",60260,"1","Combustion Turbine","Alaska",0.2,"Dropped - in Alaska or in Hawaii or Puerto Rico"]
["Brevig Mission",60260,"2","Combustion Turbine","Alaska",0.4,"Dropped - in Alaska or in Hawaii or Puerto Rico"]
["Brevig Mission",60260,"3A","Combustion Turbine","Alaska",0.4,"Dropped - in Alaska or in Hawaii or Puerto Rico"]
["Clinton Battery",60297,"1","Energy Storage","Ohio",5,"Dropped - Retired/Planned Retirement by 06/2028"]
["Schofield Generating Station",60328,"S1","Biomass","Hawaii",8.4,"Dropped - in Alaska or in Hawaii or Puerto Rico"]
["Schofield Generating Station",60328,"S2","Biomass","Hawaii",8.4,"Dropped - in Alaska or in Hawaii or Puerto Rico"]
["Schofield Generating Station",60328,"S3","Biomass","Hawaii",8.4,"Dropped - in Alaska or in Hawaii or Puerto Rico"]
["Schofield Generating Station",60328,"S4","Biomass","Hawaii",8.4,"Dropped - in Alaska or in Hawaii or Puerto Rico"]
["Schofield Generating Station",60328,"S5","Biomass","Hawaii",8.4,"Dropped - in Alaska or in Hawaii or Puerto Rico"]
["Schofield Generating Station",60328,"S6","Biomass","Hawaii",8.4,"Dropped - in Alaska or in Hawaii or Puerto Rico"]
["KIUC Kapaia PV and BA Storage Project Hybrid",60546,"BA1","Energy Storage","Hawaii",11,"Dropped - in Alaska or in Hawaii or Puerto Rico"]
["KIUC Kapaia PV and BA Storage Project Hybrid",60546,"PV1","Solar PV","Hawaii",15,"Dropped - in Alaska or in Hawaii or Puerto Rico"]
["Flywheel Energy Storage System Microgrid",60563,"FESS","Energy Storage","Alaska",2,"Dropped - in Alaska or in Hawaii or Puerto Rico"]
["IFF Hazlet",60709,"GRND","Solar PV","New Jersey",3,"Dropped - Retired/Planned Retirement by 06/2028"]
["Freeze Solar",60759,"PV1","Solar PV","New Jersey",1.5,"Dropped - Retired/Planned Retirement by 06/2028"]
["ACCC Mays Landing",60802,"PV1","Solar PV","New Jersey",1.4,"Dropped - Retired/Planned Retirement by 06/2028"]
["Montefiore - Westchester Square",61025,"EGEN1","Combustion Turbine","New York",1,"Dropped - Plant is identified as onsite because it is a net buyer of electricity in 2021"]
["AES Lawai Solar Hybrid",61068,"LAWA1","Solar PV","Hawaii",20,"Dropped - in Alaska or in Hawaii or Puerto Rico"]
["AES Lawai Solar Hybrid",61068,"LAWA2","Energy Storage","Hawaii",20,"Dropped - in Alaska or in Hawaii or Puerto Rico"]
["Kihei Solar Farm",61099,"KIHEI","Solar PV","Hawaii",2.9,"Dropped - in Alaska or in Hawaii or Puerto Rico"]
["Ku'ia Solar",61101,"KUIA","Solar PV","Hawaii",2.9,"Dropped - in Alaska or in Hawaii or Puerto Rico"]
["Tyee Lake Hydroelectric Facility",61166,"UNIT1","Hydro","Alaska",11.3,"Dropped - in Alaska or in Hawaii or Puerto Rico"]
["Tyee Lake Hydroelectric Facility",61166,"UNIT2","Hydro","Alaska",11.3,"Dropped - in Alaska or in Hawaii or Puerto Rico"]
["EE Waianae Solar Project",61172,"WAIAN","Solar PV","Hawaii",27.6,"Dropped - in Alaska or in Hawaii or Puerto Rico"]
["Northern Westchester Hospital",61378,"1","Combustion Turbine","New York",1,"Dropped - Plant is identified as onsite because it is a net buyer of electricity in 2021"]
["Northern Westchester Hospital",61378,"2","Combustion Turbine","New York",1,"Dropped - Plant is identified as onsite because it is a net buyer of electricity in 2021"]
["Northern Westchester Hospital",61378,"3","Combustion Turbine","New York",1,"Dropped - Plant is identified as onsite because it is a net buyer of electricity in 2021"]
["Northern Westchester Hospital",61378,"4","Combustion Turbine","New York",0.8,"Dropped - Retired/Planned Retirement by 06/2028"]
["Northern Westchester Hospital",61378,"5","Combustion Turbine","New York",0.8,"Dropped - Retired/Planned Retirement by 06/2028"]
["Northern Westchester Hospital",61378,"P","Combustion Turbine","New York",1,"Dropped - Plant is identified as onsite because it is a net buyer of electricity in 2021"]
["NYC-HH - CONEY ISLAND HOSPITAL",61413,"GEN1","Combustion Turbine","New York",1.2,"Dropped - Plant is identified as onsite because it is a net buyer of electricity in 2021"]
["NYC-HH - CONEY ISLAND HOSPITAL",61413,"GEN2","Combustion Turbine","New York",1.3,"Dropped - Plant is identified as onsite because it is a net buyer of electricity in 2021"]
["NYC-HH - CONEY ISLAND HOSPITAL",61413,"GEN3","Combustion Turbine","New York",0.3,"Dropped - Plant is identified as onsite because it is a net buyer of electricity in 2021"]
["NYC-HH - CONEY ISLAND HOSPITAL",61413,"GEN4","Combustion Turbine","New York",0.3,"Dropped - Plant is identified as onsite because it is a net buyer of electricity in 2021"]
["NY Times Daily Production Facility",61414,"GEN1","Combustion Turbine","New York",2,"Dropped - Plant is identified as onsite because it is a net buyer of electricity in 2021"]
["NY Times Daily Production Facility",61414,"GEN2","Combustion Turbine","New York",2,"Dropped - Plant is identified as onsite because it is a net buyer of electricity in 2021"]
["NY Times Daily Production Facility",61414,"GEN3","Combustion Turbine","New York",2,"Dropped - Plant is identified as onsite because it is a net buyer of electricity in 2021"]
["NY Times Daily Production Facility",61414,"GEN4","Combustion Turbine","New York",2,"Dropped - Plant is identified as onsite because it is a net buyer of electricity in 2021"]
["NY Times Daily Production Facility",61414,"GEN5","Combustion Turbine","New York",2,"Dropped - Plant is identified as onsite because it is a net buyer of electricity in 2021"]
["NY Times Daily Production Facility",61414,"GEN6","Combustion Turbine","New York",2,"Dropped - Plant is identified as onsite because it is a net buyer of electricity in 2021"]
["Mount Sinai Hospital",61416,"AP1","Combustion Turbine","New York",1,"Dropped - Plant is identified as onsite because it is a net buyer of electricity in 2021"]
["Mount Sinai Hospital",61416,"AP2","Combustion Turbine","New York",1,"Dropped - Plant is identified as onsite because it is a net buyer of electricity in 2021"]
["Mount Sinai Hospital",61416,"AP3","Combustion Turbine","New York",1,"Dropped - Plant is identified as onsite because it is a net buyer of electricity in 2021"]
["Mount Sinai Hospital",61416,"AP4","Combustion Turbine","New York",1,"Dropped - Plant is identified as onsite because it is a net buyer of electricity in 2021"]
["Mount Sinai Hospital",61416,"AP5","Combustion Turbine","New York",1.5,"Dropped - Plant is identified as onsite because it is a net buyer of electricity in 2021"]
["Mount Sinai Hospital",61416,"AP6","Combustion Turbine","New York",1.5,"Dropped - Plant is identified as onsite because it is a net buyer of electricity in 2021"]
["Mount Sinai Hospital",61416,"CAM12","Combustion Turbine","New York",0.4,"Dropped - Plant is identified as onsite because it is a net buyer of electricity in 2021"]
["Mount Sinai Hospital",61416,"EB10","Combustion Turbine","New York",1.5,"Dropped - Plant is identified as onsite because it is a net buyer of electricity in 2021"]
["Mount Sinai Hospital",61416,"EB11","Combustion Turbine","New York",1.5,"Dropped - Plant is identified as onsite because it is a net buyer of electricity in 2021"]
["Mount Sinai Hospital",61416,"FPA15","Combustion Turbine","New York",0.6,"Dropped - Plant is identified as onsite because it is a net buyer of electricity in 2021"]
["Mount Sinai Hospital",61416,"GP7","Combustion Turbine","New York",0.9,"Dropped - Plant is identified as onsite because it is a net buyer of electricity in 2021"]
["Mount Sinai Hospital",61416,"GP8","Combustion Turbine","New York",0.9,"Dropped - Plant is identified as onsite because it is a net buyer of electricity in 2021"]
["Mount Sinai Hospital",61416,"GP9","Combustion Turbine","New York",0.9,"Dropped - Plant is identified as onsite because it is a net buyer of electricity in 2021"]
["Mount Sinai Hospital",61416,"HES13","Combustion Turbine","New York",2.5,"Dropped - Plant is identified as onsite because it is a net buyer of electricity in 2021"]
["Mount Sinai Hospital",61416,"HES14","Combustion Turbine","New York",2.5,"Dropped - Plant is identified as onsite because it is a net buyer of electricity in 2021"]
["CoreSite Real Estate 55 S. Market Street",61474,"G-1","Combustion Turbine","California",2,"Dropped - Plant is identified as onsite because it is a net buyer of electricity in 2021"]
["CoreSite Real Estate 55 S. Market Street",61474,"G-2","Combustion Turbine","California",2,"Dropped - Plant is identified as onsite because it is a net buyer of electricity in 2021"]
["CoreSite Real Estate 55 S. Market Street",61474,"G-3","Combustion Turbine","California",2,"Dropped - Plant is identified as onsite because it is a net buyer of electricity in 2021"]
["CoreSite Real Estate 55 S. Market Street",61474,"G-4","Combustion Turbine","California",2,"Dropped - Plant is identified as onsite because it is a net buyer of electricity in 2021"]
["CoreSite Real Estate 1656 McCarthy, L.P.",61475,"G-1","Combustion Turbine","California",1,"Dropped - Plant is identified as onsite because it is a net buyer of electricity in 2021"]
["CoreSite Real Estate 1656 McCarthy, L.P.",61475,"G-2","Combustion Turbine","California",1,"Dropped - Plant is identified as onsite because it is a net buyer of electricity in 2021"]
["CoreSite Real Estate 1656 McCarthy, L.P.",61475,"G-3","Combustion Turbine","California",1,"Dropped - Plant is identified as onsite because it is a net buyer of electricity in 2021"]
["CoreSite Real Estate 1656 McCarthy, L.P.",61475,"G-4","Combustion Turbine","California",1,"Dropped - Plant is identified as onsite because it is a net buyer of electricity in 2021"]
["CoreSite Real Estate 1656 McCarthy, L.P.",61475,"G-5","Combustion Turbine","California",1,"Dropped - Plant is identified as onsite because it is a net buyer of electricity in 2021"]
["CoreSite Real Estate 2901 Coronado, L.P.",61476,"G-1","Combustion Turbine","California",2,"Dropped - Plant is identified as onsite because it is a net buyer of electricity in 2021"]
["CoreSite Real Estate 2901 Coronado, L.P.",61476,"G-2","Combustion Turbine","California",2,"Dropped - Plant is identified as onsite because it is a net buyer of electricity in 2021"]
["CoreSite Real Estate 2901 Coronado, L.P.",61476,"G-3","Combustion Turbine","California",2,"Dropped - Plant is identified as onsite because it is a net buyer of electricity in 2021"]
["CoreSite Real Estate 2901 Coronado, L.P.",61476,"G-4","Combustion Turbine","California",2,"Dropped - Plant is identified as onsite because it is a net buyer of electricity in 2021"]
["CoreSite Real Estate 2901 Coronado, L.P.",61476,"G-5","Combustion Turbine","California",2,"Dropped - Plant is identified as onsite because it is a net buyer of electricity in 2021"]
["CoreSite Real Estate 3032 Coronado, L.P.",61482,"G-1","Combustion Turbine","California",3,"Dropped - Plant is identified as onsite because it is a net buyer of electricity in 2021"]
["CoreSite Real Estate 3032 Coronado, L.P.",61482,"G-10","Combustion Turbine","California",3,"Dropped - Plant is identified as onsite because it is a net buyer of electricity in 2021"]
["CoreSite Real Estate 3032 Coronado, L.P.",61482,"G-2","Combustion Turbine","California",3,"Dropped - Plant is identified as onsite because it is a net buyer of electricity in 2021"]
["CoreSite Real Estate 3032 Coronado, L.P.",61482,"G-3","Combustion Turbine","California",3,"Dropped - Plant is identified as onsite because it is a net buyer of electricity in 2021"]
["CoreSite Real Estate 3032 Coronado, L.P.",61482,"G-4","Combustion Turbine","California",3,"Dropped - Plant is identified as onsite because it is a net buyer of electricity in 2021"]
["CoreSite Real Estate 3032 Coronado, L.P.",61482,"G-5","Combustion Turbine","California",3,"Dropped - Plant is identified as onsite because it is a net buyer of electricity in 2021"]
["CoreSite Real Estate 3032 Coronado, L.P.",61482,"G-6","Combustion Turbine","California",3,"Dropped - Plant is identified as onsite because it is a net buyer of electricity in 2021"]
["CoreSite Real Estate 3032 Coronado, L.P.",61482,"G-7","Combustion Turbine","California",3,"Dropped - Plant is identified as onsite because it is a net buyer of electricity in 2021"]
["CoreSite Real Estate 3032 Coronado, L.P.",61482,"G-8","Combustion Turbine","California",3,"Dropped - Plant is identified as onsite because it is a net buyer of electricity in 2021"]
["CoreSite Real Estate 3032 Coronado, L.P.",61482,"G-9","Combustion Turbine","California",3,"Dropped - Plant is identified as onsite because it is a net buyer of electricity in 2021"]
["NYU LANGONE HEALTH",61488,"ENB1","Combustion Turbine","New York",2.7,"Dropped - Plant is identified as onsite because it is a net buyer of electricity in 2021"]
["NYU LANGONE HEALTH",61488,"ENB2","Combustion Turbine","New York",2.7,"Dropped - Plant is identified as onsite because it is a net buyer of electricity in 2021"]
["NYU LANGONE HEALTH",61488,"ENB3","Combustion Turbine","New York",0.3,"Dropped - Plant is identified as onsite because it is a net buyer of electricity in 2021"]
["NYU LANGONE HEALTH",61488,"GT","Combustion Turbine","New York",7.5,"Dropped - Plant is identified as onsite because it is a net buyer of electricity in 2021"]
["NYU LANGONE HEALTH",61488,"HCC1","Combustion Turbine","New York",1,"Dropped - Plant is identified as onsite because it is a net buyer of electricity in 2021"]
["NYU LANGONE HEALTH",61488,"KML1","Combustion Turbine","New York",2.5,"Dropped - Plant is identified as onsite because it is a net buyer of electricity in 2021"]
["NYU LANGONE HEALTH",61488,"KML2","Combustion Turbine","New York",2.5,"Dropped - Plant is identified as onsite because it is a net buyer of electricity in 2021"]
["NYU LANGONE HEALTH",61488,"KML3","Combustion Turbine","New York",2.5,"Dropped - Plant is identified as onsite because it is a net buyer of electricity in 2021"]
["NYU LANGONE HEALTH",61488,"SCI1","Combustion Turbine","New York",0.4,"Dropped - Plant is identified as onsite because it is a net buyer of electricity in 2021"]
["NYU LANGONE HEALTH",61488,"SCI2","Combustion Turbine","New York",0.4,"Dropped - Plant is identified as onsite because it is a net buyer of electricity in 2021"]
["NYU LANGONE HEALTH",61488,"SKB1","Combustion Turbine","New York",1.3,"Dropped - Plant is identified as onsite because it is a net buyer of electricity in 2021"]
["NYU LANGONE HEALTH",61488,"SMB1","Combustion Turbine","New York",1.4,"Dropped - Plant is identified as onsite because it is a net buyer of electricity in 2021"]
["NYU LANGONE HEALTH",61488,"SMB2","Combustion Turbine","New York",1.4,"Dropped - Plant is identified as onsite because it is a net buyer of electricity in 2021"]
["Fort Hays State University Wind Farm",61540,"WIND1","Onshore Wind","Kansas",2,"Dropped - Plant is identified as onsite because it is a net buyer of electricity in 2021"]
["Fort Hays State University Wind Farm",61540,"WIND2","Onshore Wind","Kansas",2,"Dropped - Plant is identified as onsite because it is a net buyer of electricity in 2021"]
["Good Samaritan Hospital",61551,"EGEN1","Combustion Turbine","New York",1,"Dropped - Plant is identified as onsite because it is a net buyer of electricity in 2021"]
["Good Samaritan Hospital",61551,"EGEN2","Combustion Turbine","New York",0.7,"Dropped - Plant is identified as onsite because it is a net buyer of electricity in 2021"]
["Good Samaritan Hospital",61551,"EGEN3","Combustion Turbine","New York",0.2,"Dropped - Plant is identified as onsite because it is a net buyer of electricity in 2021"]
["Woodhull Hospital",61567,"EGEN1","Combustion Turbine","New York",1.5,"Dropped - Plant is identified as onsite because it is a net buyer of electricity in 2021"]
["Woodhull Hospital",61567,"EGEN2","Combustion Turbine","New York",1.5,"Dropped - Plant is identified as onsite because it is a net buyer of electricity in 2021"]
["Woodhull Hospital",61567,"EGEN3","Combustion Turbine","New York",2,"Dropped - Plant is identified as onsite because it is a net buyer of electricity in 2021"]
["Woodhull Hospital",61567,"EGEN4","Combustion Turbine","New York",2,"Dropped - Plant is identified as onsite because it is a net buyer of electricity in 2021"]
["Woodhull Hospital",61567,"EGEN5","Combustion Turbine","New York",1,"Dropped - Plant is identified as onsite because it is a net buyer of electricity in 2021"]
["The Allen Hospital",61568,"EGEN1","Combustion Turbine","New York",1,"Dropped - Plant is identified as onsite because it is a net buyer of electricity in 2021"]
["Mount Sinai Beth Israel",61569,"EGEN1","Combustion Turbine","New York",0.2,"Dropped - Plant is identified as onsite because it is a net buyer of electricity in 2021"]
["Mount Sinai Beth Israel",61569,"EGEN2","Combustion Turbine","New York",0.3,"Dropped - Plant is identified as onsite because it is a net buyer of electricity in 2021"]
["Mount Sinai Beth Israel",61569,"EGEN4","Combustion Turbine","New York",0.3,"Dropped - Plant is identified as onsite because it is a net buyer of electricity in 2021"]
["Mount Sinai Beth Israel",61569,"EGEN5","Combustion Turbine","New York",0.2,"Dropped - Plant is identified as onsite because it is a net buyer of electricity in 2021"]
["Mount Sinai Beth Israel",61569,"EGEN7","Combustion Turbine","New York",0.8,"Dropped - Plant is identified as onsite because it is a net buyer of electricity in 2021"]
["Mount Sinai Beth Israel",61569,"EGEN8","Combustion Turbine","New York",0.8,"Dropped - Plant is identified as onsite because it is a net buyer of electricity in 2021"]
["Mount Sinai Beth Israel",61569,"EGEN9","Combustion Turbine","New York",0.9,"Dropped - Plant is identified as onsite because it is a net buyer of electricity in 2021"]
["Mount Sinai Beth Israel",61569,"GEN10","Combustion Turbine","New York",1,"Dropped - Plant is identified as onsite because it is a net buyer of electricity in 2021"]
["Klawock Power Generation Station",61684,"1","Combustion Turbine","Alaska",2.5,"Dropped - in Alaska or in Hawaii or Puerto Rico"]
["Slana Generating Station",61685,"1","Combustion Turbine","Alaska",0.4,"Dropped - in Alaska or in Hawaii or Puerto Rico"]
["Slana Generating Station",61685,"2","Combustion Turbine","Alaska",0.4,"Dropped - in Alaska or in Hawaii or Puerto Rico"]
["Slana Generating Station",61685,"4","Combustion Turbine","Alaska",0.4,"Dropped - in Alaska or in Hawaii or Puerto Rico"]
["Lockheed Martin Solar",61694,"SOLAR","Solar PV","Florida",1.9,"Dropped - Plant is identified as onsite because it is a net buyer of electricity in 2021"]
["Sikorsky Aircraft CHP",61703,"PV-1","Solar PV","Connecticut",0.1,"Dropped - Plant is identified as onsite because it is a net buyer of electricity in 2021"]
["Sikorsky Aircraft CHP",61703,"STG-1","O/G Steam","Connecticut",0.6,"Dropped - Plant is identified as onsite because it is a net buyer of electricity in 2021"]
["Sikorsky Aircraft CHP",61703,"TG-1","Combustion Turbine","Connecticut",10.3,"Dropped - Plant is identified as onsite because it is a net buyer of electricity in 2021"]
["HEBT WLA 1",61721,"WLA01","Energy Storage","California",1,"Dropped - Plant is identified as onsite because it is a net buyer of electricity in 2021"]
["Lockheed Martin RMS Syracuse",61739,"SYR1","Energy Storage","New York",1,"Dropped - Retired/Planned Retirement by 06/2028"]
["Douglas County Forest Products",61761,"GEN-1","Biomass","Oregon",6.3,"Dropped - Plant is identified as onsite because it is a net buyer of electricity in 2021"]
["IKEA Oak Creek Rooftop PV System",61816,"PV1","Solar PV","Wisconsin",1.2,"Dropped - Plant is identified as onsite because it is a net buyer of electricity in 2021"]
["IKEA Conshohocken Rooftop PV System",61819,"211","Solar PV","Pennsylvania",1,"Dropped - Plant is identified as onsite because it is a net buyer of electricity in 2021"]
["IKEA New Haven Rooftop PV &  Fuel Cell",61820,"213FC","Fuel Cell","Connecticut",0.3,"Dropped - Plant is identified as onsite because it is a net buyer of electricity in 2021"]
["IKEA New Haven Rooftop PV &  Fuel Cell",61820,"213PV","Solar PV","Connecticut",0.8,"Dropped - Plant is identified as onsite because it is a net buyer of electricity in 2021"]
["IKEA Jacksonville Rooftop PV System",61821,"PV1","Solar PV","Florida",1.4,"Dropped - Plant is identified as onsite because it is a net buyer of electricity in 2021"]
["Cleveland Thermal",61838,"ST1","O/G Steam","Ohio",0.5,"Dropped - Plant is identified as onsite because it is a net buyer of electricity in 2021"]
["Cleveland Thermal",61838,"ST2","O/G Steam","Ohio",0.5,"Dropped - Plant is identified as onsite because it is a net buyer of electricity in 2021"]
["Toray Plastic America's CHP Plant",61857,"CG1","Combustion Turbine","Rhode Island",6.8,"Dropped - Plant is identified as onsite because it is a net buyer of electricity in 2021"]
["Toray Plastic America's CHP Plant",61857,"KG12","Combustion Turbine","Rhode Island",5,"Dropped - Plant is identified as onsite because it is a net buyer of electricity in 2021"]
["Toray Plastic America's CHP Plant",61857,"KG18","Combustion Turbine","Rhode Island",7.5,"Dropped - Plant is identified as onsite because it is a net buyer of electricity in 2021"]
["National Raisin",61894,"CR1","Solar PV","California",0.9,"Dropped - Plant is identified as onsite because it is a net buyer of electricity in 2021"]
["National Raisin",61894,"CR2","Solar PV","California",0.8,"Dropped - Plant is identified as onsite because it is a net buyer of electricity in 2021"]
["National Raisin",61894,"CR3","Solar PV","California",0.5,"Dropped - Plant is identified as onsite because it is a net buyer of electricity in 2021"]
["National Raisin",61894,"CR4","Solar PV","California",0.3,"Dropped - Plant is identified as onsite because it is a net buyer of electricity in 2021"]
["Georgia-Pacific Taylorsville Plywood",61927,"CTG1","Combustion Turbine","Mississippi",6.2,"Dropped - Plant is identified as onsite because it is a net buyer of electricity in 2021"]
["West Loch Solar One",61987,"WLS1","Solar PV","Hawaii",20,"Dropped - in Alaska or in Hawaii or Puerto Rico"]
["The Bank of New York",62001,"6087K","Combustion Turbine","New York",1.2,"Dropped - Plant is identified as onsite because it is a net buyer of electricity in 2021"]
["The Bank of New York",62001,"6187H","Combustion Turbine","New York",1.2,"Dropped - Plant is identified as onsite because it is a net buyer of electricity in 2021"]
["The Bank of New York",62001,"6287P","Combustion Turbine","New York",1.2,"Dropped - Plant is identified as onsite because it is a net buyer of electricity in 2021"]
["The Bank of New York",62001,"8587X","Combustion Turbine","New York",1.2,"Dropped - Plant is identified as onsite because it is a net buyer of electricity in 2021"]
["The Bank of New York",62001,"8687N","Combustion Turbine","New York",1.2,"Dropped - Plant is identified as onsite because it is a net buyer of electricity in 2021"]
["The Bank of New York",62001,"8887H","Combustion Turbine","New York",1.2,"Dropped - Plant is identified as onsite because it is a net buyer of electricity in 2021"]
["Brooklyn Hospital Center",62002,"400DF","Combustion Turbine","New York",0.4,"Dropped - Plant is identified as onsite because it is a net buyer of electricity in 2021"]
["Brooklyn Hospital Center",62002,"500RE","Combustion Turbine","New York",0.5,"Dropped - Plant is identified as onsite because it is a net buyer of electricity in 2021"]
["Brooklyn Hospital Center",62002,"SR4","Combustion Turbine","New York",0.5,"Dropped - Plant is identified as onsite because it is a net buyer of electricity in 2021"]
["Saint Catherine of Siena Medical Center",62003,"5FPX4","Combustion Turbine","New York",0.4,"Dropped - Plant is identified as onsite because it is a net buyer of electricity in 2021"]
["Saint Catherine of Siena Medical Center",62003,"855G3","Combustion Turbine","New York",0.4,"Dropped - Plant is identified as onsite because it is a net buyer of electricity in 2021"]
["Saint Catherine of Siena Medical Center",62003,"D400F","Combustion Turbine","New York",0.4,"Dropped - Plant is identified as onsite because it is a net buyer of electricity in 2021"]
["Saint Catherine of Siena Medical Center",62003,"DFG65","Combustion Turbine","New York",0.2,"Dropped - Plant is identified as onsite because it is a net buyer of electricity in 2021"]
["Saint Catherine of Siena Medical Center",62003,"E4486","Combustion Turbine","New York",0.4,"Dropped - Plant is identified as onsite because it is a net buyer of electricity in 2021"]
["Kingsbrook Jewish Medical Center",62050,"SR4","Combustion Turbine","New York",0.6,"Dropped - Plant is identified as onsite because it is a net buyer of electricity in 2021"]
["Kingsbrook Jewish Medical Center",62050,"TPSDM","Combustion Turbine","New York",1,"Dropped - Plant is identified as onsite because it is a net buyer of electricity in 2021"]
["Kingsbrook Jewish Medical Center",62050,"VHP59","Combustion Turbine","New York",1,"Dropped - Plant is identified as onsite because it is a net buyer of electricity in 2021"]
["St Johns Riverside Hospital",62051,"EG200","Combustion Turbine","New York",0.2,"Dropped - Plant is identified as onsite because it is a net buyer of electricity in 2021"]
["St Johns Riverside Hospital",62051,"EG300","Combustion Turbine","New York",0.3,"Dropped - Plant is identified as onsite because it is a net buyer of electricity in 2021"]
["St Johns Riverside Hospital",62051,"EG400","Combustion Turbine","New York",0.4,"Dropped - Plant is identified as onsite because it is a net buyer of electricity in 2021"]
["St Johns Riverside Hospital",62051,"EG650","Combustion Turbine","New York",0.7,"Dropped - Plant is identified as onsite because it is a net buyer of electricity in 2021"]
["St Johns Riverside Hospital",62051,"EG750","Combustion Turbine","New York",0.8,"Dropped - Plant is identified as onsite because it is a net buyer of electricity in 2021"]
["Clif Bar Bakery of Twin Falls",62151,"PV1","Solar PV","Idaho",2,"Dropped - Plant is identified as onsite because it is a net buyer of electricity in 2021"]
["IKEA Live Oak Rooftop PV System",62152,"570","Solar PV","Texas",1.7,"Dropped - Plant is identified as onsite because it is a net buyer of electricity in 2021"]
["4710 Hosting",62162,"4710","Combustion Turbine","Minnesota",5,"Dropped - Plant is identified as onsite because it is a net buyer of electricity in 2021"]
["Maimonides Medical Center",62174,"625DI","Combustion Turbine","New York",0.5,"Dropped - Plant is identified as onsite because it is a net buyer of electricity in 2021"]
["Maimonides Medical Center",62174,"CM500","Combustion Turbine","New York",0.5,"Dropped - Plant is identified as onsite because it is a net buyer of electricity in 2021"]
["Maimonides Medical Center",62174,"CM800","Combustion Turbine","New York",0.8,"Dropped - Plant is identified as onsite because it is a net buyer of electricity in 2021"]
["Maimonides Medical Center",62174,"CM900","Combustion Turbine","New York",0.9,"Dropped - Plant is identified as onsite because it is a net buyer of electricity in 2021"]
["Maimonides Medical Center",62174,"CN900","Combustion Turbine","New York",0.9,"Dropped - Plant is identified as onsite because it is a net buyer of electricity in 2021"]
["Maimonides Medical Center",62174,"ON300","Combustion Turbine","New York",0.3,"Dropped - Plant is identified as onsite because it is a net buyer of electricity in 2021"]
["Berry NMW Cogens",62176,"21Z","Combustion Turbine","California",5.7,"Dropped - Plant is identified as onsite because it is a net buyer of electricity in 2021"]
["Berry NMW Cogens",62176,"PF","Combustion Turbine","California",5.7,"Dropped - Plant is identified as onsite because it is a net buyer of electricity in 2021"]
["NYC-HH-New Bellevue Hospital",62250,"CAT15","Combustion Turbine","New York",1.5,"Dropped - Plant is identified as onsite because it is a net buyer of electricity in 2021"]
["NYC-HH-New Bellevue Hospital",62250,"CAT2H","Combustion Turbine","New York",0.8,"Dropped - Plant is identified as onsite because it is a net buyer of electricity in 2021"]
["NYC-HH-New Bellevue Hospital",62250,"CAT2M","Combustion Turbine","New York",0.8,"Dropped - Plant is identified as onsite because it is a net buyer of electricity in 2021"]
["NYC-HH-New Bellevue Hospital",62250,"CAT2X","Combustion Turbine","New York",0.8,"Dropped - Plant is identified as onsite because it is a net buyer of electricity in 2021"]
["NYC-HH-New Bellevue Hospital",62250,"CAT2Y","Combustion Turbine","New York",0.8,"Dropped - Plant is identified as onsite because it is a net buyer of electricity in 2021"]
["NYC-HH-New Bellevue Hospital",62250,"CAT6M","Combustion Turbine","New York",0.6,"Dropped - Plant is identified as onsite because it is a net buyer of electricity in 2021"]
["NYC-HH-New Bellevue Hospital",62250,"CAT6P","Combustion Turbine","New York",0.6,"Dropped - Plant is identified as onsite because it is a net buyer of electricity in 2021"]
["NYC-HH-New Bellevue Hospital",62250,"CUM6Z","Combustion Turbine","New York",0.9,"Dropped - Plant is identified as onsite because it is a net buyer of electricity in 2021"]
["NYC-HH-New Bellevue Hospital",62250,"RUD3R","Combustion Turbine","New York",0.7,"Dropped - Plant is identified as onsite because it is a net buyer of electricity in 2021"]
["Westchester County Medical Center",62270,"CAT04","Combustion Turbine","New York",0.7,"Dropped - Plant is identified as onsite because it is a net buyer of electricity in 2021"]
["Westchester County Medical Center",62270,"CAT2C","Combustion Turbine","New York",1.5,"Dropped - Plant is identified as onsite because it is a net buyer of electricity in 2021"]
["Westchester County Medical Center",62270,"CATH1","Combustion Turbine","New York",1.3,"Dropped - Plant is identified as onsite because it is a net buyer of electricity in 2021"]
["Westchester County Medical Center",62270,"CATH2","Combustion Turbine","New York",1.3,"Dropped - Plant is identified as onsite because it is a net buyer of electricity in 2021"]
["Westchester County Medical Center",62270,"CATN1","Combustion Turbine","New York",0.7,"Dropped - Plant is identified as onsite because it is a net buyer of electricity in 2021"]
["Westchester County Medical Center",62270,"CATN2","Combustion Turbine","New York",0.7,"Dropped - Plant is identified as onsite because it is a net buyer of electricity in 2021"]
["Westchester County Medical Center",62270,"CATN3","Combustion Turbine","New York",0.7,"Dropped - Plant is identified as onsite because it is a net buyer of electricity in 2021"]
["Westchester County Medical Center",62270,"CATR3","Combustion Turbine","New York",0.6,"Dropped - Plant is identified as onsite because it is a net buyer of electricity in 2021"]
["Westchester County Medical Center",62270,"CATR4","Combustion Turbine","New York",0.3,"Dropped - Plant is identified as onsite because it is a net buyer of electricity in 2021"]
["Westchester County Medical Center",62270,"CUM37","Combustion Turbine","New York",0.4,"Dropped - Plant is identified as onsite because it is a net buyer of electricity in 2021"]
["Westchester County Medical Center",62270,"DT080","Combustion Turbine","New York",0.5,"Dropped - Plant is identified as onsite because it is a net buyer of electricity in 2021"]
["Westchester County Medical Center",62270,"DT250","Combustion Turbine","New York",0.3,"Dropped - Plant is identified as onsite because it is a net buyer of electricity in 2021"]
["Westchester County Medical Center",62270,"DT500","Combustion Turbine","New York",0.5,"Dropped - Plant is identified as onsite because it is a net buyer of electricity in 2021"]
["NYPH-Queens",62271,"PB809","Combustion Turbine","New York",0.9,"Dropped - Plant is identified as onsite because it is a net buyer of electricity in 2021"]
["NYPH-Queens",62271,"PB909","Combustion Turbine","New York",0.9,"Dropped - Plant is identified as onsite because it is a net buyer of electricity in 2021"]
["NYPH-Queens",62271,"PR601","Combustion Turbine","New York",0.9,"Dropped - Plant is identified as onsite because it is a net buyer of electricity in 2021"]
["NYPH-Queens",62271,"PR602","Combustion Turbine","New York",0.9,"Dropped - Plant is identified as onsite because it is a net buyer of electricity in 2021"]
["NYPH-Queens",62271,"PR816","Combustion Turbine","New York",0.9,"Dropped - Plant is identified as onsite because it is a net buyer of electricity in 2021"]
["Western Sugar Cooperative - Billings",62319,"1","Coal Steam","Montana",1.5,"Dropped - Plant is identified as onsite because it is a net buyer of electricity in 2021"]
["IKEA Norfolk Rooftop PV System",62355,"569PV","Solar PV","Virginia",1.3,"Dropped - Plant is identified as onsite because it is a net buyer of electricity in 2021"]
["NYP-Lower Manhattan Hospital",62366,"CATR4","Combustion Turbine","New York",1.5,"Dropped - Plant is identified as onsite because it is a net buyer of electricity in 2021"]
["Albert Einstein College of Medicine",62398,"CM111","Combustion Turbine","New York",0.2,"Dropped - Plant is identified as onsite because it is a net buyer of electricity in 2021"]
["Albert Einstein College of Medicine",62398,"CM454","Combustion Turbine","New York",0.5,"Dropped - Plant is identified as onsite because it is a net buyer of electricity in 2021"]
["Albert Einstein College of Medicine",62398,"CP035","Combustion Turbine","New York",1,"Dropped - Plant is identified as onsite because it is a net buyer of electricity in 2021"]
["Albert Einstein College of Medicine",62398,"CP643","Combustion Turbine","New York",0.2,"Dropped - Plant is identified as onsite because it is a net buyer of electricity in 2021"]
["Albert Einstein College of Medicine",62398,"CP703","Combustion Turbine","New York",0.5,"Dropped - Plant is identified as onsite because it is a net buyer of electricity in 2021"]
["Albert Einstein College of Medicine",62398,"CP810","Combustion Turbine","New York",0.7,"Dropped - Plant is identified as onsite because it is a net buyer of electricity in 2021"]
["Albert Einstein College of Medicine",62398,"CP919","Combustion Turbine","New York",0.1,"Dropped - Plant is identified as onsite because it is a net buyer of electricity in 2021"]
["Albert Einstein College of Medicine",62398,"CP922","Combustion Turbine","New York",0.5,"Dropped - Plant is identified as onsite because it is a net buyer of electricity in 2021"]
["Albert Einstein College of Medicine",62398,"CP925","Combustion Turbine","New York",0.9,"Dropped - Plant is identified as onsite because it is a net buyer of electricity in 2021"]
["Albert Einstein College of Medicine",62398,"CP961","Combustion Turbine","New York",1.8,"Dropped - Plant is identified as onsite because it is a net buyer of electricity in 2021"]
["Albert Einstein College of Medicine",62398,"CP962","Combustion Turbine","New York",1.8,"Dropped - Plant is identified as onsite because it is a net buyer of electricity in 2021"]
["Albert Einstein College of Medicine",62398,"WK259","Combustion Turbine","New York",0.2,"Dropped - Plant is identified as onsite because it is a net buyer of electricity in 2021"]
["NYP-Hudson Valley Hospital Center",62421,"600CP","Combustion Turbine","New York",0.6,"Dropped - Plant is identified as onsite because it is a net buyer of electricity in 2021"]
["NYP-Hudson Valley Hospital Center",62421,"600OE","Combustion Turbine","New York",0.6,"Dropped - Plant is identified as onsite because it is a net buyer of electricity in 2021"]
["NYP-Hudson Valley Hospital Center",62421,"750RX","Combustion Turbine","New York",0.8,"Dropped - Plant is identified as onsite because it is a net buyer of electricity in 2021"]
["NYP-Hudson Valley Hospital Center",62421,"TER","Combustion Turbine","New York",0.1,"Dropped - Plant is identified as onsite because it is a net buyer of electricity in 2021"]
["Regeneron Pharmaceuticals Inc.",62423,"735G1","Combustion Turbine","New York",1.5,"Dropped - Plant is identified as onsite because it is a net buyer of electricity in 2021"]
["Regeneron Pharmaceuticals Inc.",62423,"735G2","Combustion Turbine","New York",1,"Dropped - Plant is identified as onsite because it is a net buyer of electricity in 2021"]
["Regeneron Pharmaceuticals Inc.",62423,"745G1","Combustion Turbine","New York",1.5,"Dropped - Plant is identified as onsite because it is a net buyer of electricity in 2021"]
["Regeneron Pharmaceuticals Inc.",62423,"745G2","Combustion Turbine","New York",1.5,"Dropped - Plant is identified as onsite because it is a net buyer of electricity in 2021"]
["Regeneron Pharmaceuticals Inc.",62423,"765G1","Combustion Turbine","New York",2.5,"Dropped - Plant is identified as onsite because it is a net buyer of electricity in 2021"]
["Regeneron Pharmaceuticals Inc.",62423,"765G2","Combustion Turbine","New York",2,"Dropped - Plant is identified as onsite because it is a net buyer of electricity in 2021"]
["Regeneron Pharmaceuticals Inc.",62423,"771NG","Combustion Turbine","New York",0.8,"Dropped - Plant is identified as onsite because it is a net buyer of electricity in 2021"]
["Regeneron Pharmaceuticals Inc.",62423,"777G1","Combustion Turbine","New York",1,"Dropped - Plant is identified as onsite because it is a net buyer of electricity in 2021"]
["Regeneron Pharmaceuticals Inc.",62423,"777G2","Combustion Turbine","New York",2.5,"Dropped - Plant is identified as onsite because it is a net buyer of electricity in 2021"]
["Regeneron Pharmaceuticals Inc.",62423,"785G1","Combustion Turbine","New York",1,"Dropped - Plant is identified as onsite because it is a net buyer of electricity in 2021"]
["Regeneron Pharmaceuticals Inc.",62423,"795G1","Combustion Turbine","New York",2,"Dropped - Plant is identified as onsite because it is a net buyer of electricity in 2021"]
["Regeneron Pharmaceuticals Inc.",62423,"795G2","Combustion Turbine","New York",2,"Dropped - Plant is identified as onsite because it is a net buyer of electricity in 2021"]
["Heller 400M",62438,"A","Solar PV","New Jersey",0.8,"Dropped - Retired/Planned Retirement by 06/2028"]
["Heller 400M",62438,"B","Solar PV","New Jersey",0.2,"Dropped - Retired/Planned Retirement by 06/2028"]
["Heller 400M",62438,"C","Solar PV","New Jersey",0.2,"Dropped - Retired/Planned Retirement by 06/2028"]
["JLL-One Rockwood Road",62446,"EGEN1","Combustion Turbine","New York",1.5,"Dropped - Plant is identified as onsite because it is a net buyer of electricity in 2021"]
["JLL-One Rockwood Road",62446,"EGEN2","Combustion Turbine","New York",1.5,"Dropped - Plant is identified as onsite because it is a net buyer of electricity in 2021"]
["Mount Sinai South Nassau Hospital",62447,"3","Combustion Turbine","New York",1,"Dropped - Plant is identified as onsite because it is a net buyer of electricity in 2021"]
["Mount Sinai South Nassau Hospital",62447,"4","Combustion Turbine","New York",1,"Dropped - Plant is identified as onsite because it is a net buyer of electricity in 2021"]
["Kimberly Clark Mobile - CHP Plant",62449,"GT100","Combustion Turbine","Alabama",21.8,"Dropped - Plant is identified as onsite because it is a net buyer of electricity in 2021"]
["Kimberly Clark Mobile - CHP Plant",62449,"GT200","Combustion Turbine","Alabama",21.8,"Dropped - Plant is identified as onsite because it is a net buyer of electricity in 2021"]
["St. Johns Episcopal Hospital",62450,"CT205","Combustion Turbine","New York",0.2,"Dropped - Plant is identified as onsite because it is a net buyer of electricity in 2021"]
["St. Johns Episcopal Hospital",62450,"F1040","Combustion Turbine","New York",1,"Dropped - Plant is identified as onsite because it is a net buyer of electricity in 2021"]
["St. Joseph Hospital",62452,"CT250","Combustion Turbine","New York",0.3,"Dropped - Plant is identified as onsite because it is a net buyer of electricity in 2021"]
["St. Joseph Hospital",62452,"CT750","Combustion Turbine","New York",0.8,"Dropped - Plant is identified as onsite because it is a net buyer of electricity in 2021"]
["Mt.Sinai-St.Lukes Roosevelt Hosp. Center",62453,"CT250","Combustion Turbine","New York",0.3,"Dropped - Plant is identified as onsite because it is a net buyer of electricity in 2021"]
["Mt.Sinai-St.Lukes Roosevelt Hosp. Center",62453,"CT750","Combustion Turbine","New York",0.8,"Dropped - Plant is identified as onsite because it is a net buyer of electricity in 2021"]
["Mt.Sinai-St.Lukes Roosevelt Hosp. Center",62453,"EG1","Combustion Turbine","New York",0.3,"Dropped - Plant is identified as onsite because it is a net buyer of electricity in 2021"]
["Mt.Sinai-St.Lukes Roosevelt Hosp. Center",62453,"EG2","Combustion Turbine","New York",0.3,"Dropped - Plant is identified as onsite because it is a net buyer of electricity in 2021"]
["Mt.Sinai-St.Lukes Roosevelt Hosp. Center",62453,"EG3","Combustion Turbine","New York",2.5,"Dropped - Plant is identified as onsite because it is a net buyer of electricity in 2021"]
["Mt.Sinai-St.Lukes Roosevelt Hosp. Center",62453,"EG4","Combustion Turbine","New York",2.5,"Dropped - Plant is identified as onsite because it is a net buyer of electricity in 2021"]
["Montefiore Mount Vernon Hospital",62589,"CONP7","Combustion Turbine","New York",0.4,"Dropped - Plant is identified as onsite because it is a net buyer of electricity in 2021"]
["Montefiore Mount Vernon Hospital",62589,"DETR4","Combustion Turbine","New York",0.7,"Dropped - Plant is identified as onsite because it is a net buyer of electricity in 2021"]
["Rockland Bakery Inc.",62619,"CAT1","Combustion Turbine","New York",0.3,"Dropped - Plant is identified as onsite because it is a net buyer of electricity in 2021"]
["Rockland Bakery Inc.",62619,"CAT2","Combustion Turbine","New York",0.3,"Dropped - Plant is identified as onsite because it is a net buyer of electricity in 2021"]
["Rockland Bakery Inc.",62619,"CAT3","Combustion Turbine","New York",0.3,"Dropped - Plant is identified as onsite because it is a net buyer of electricity in 2021"]
["Rockland Bakery Inc.",62619,"CATE4","Combustion Turbine","New York",0.7,"Dropped - Plant is identified as onsite because it is a net buyer of electricity in 2021"]
["Overlook Medical Center",62622,"CHPS3","Combustion Turbine","New Jersey",2,"Dropped - Plant is identified as onsite because it is a net buyer of electricity in 2021"]
["Epic Verona",62676,"G101","Combustion Turbine","Wisconsin",2.3,"Dropped - Plant is identified as onsite because it is a net buyer of electricity in 2021"]
["Epic Verona",62676,"G102","Combustion Turbine","Wisconsin",2.3,"Dropped - Plant is identified as onsite because it is a net buyer of electricity in 2021"]
["Epic Verona",62676,"G103","Combustion Turbine","Wisconsin",2.3,"Dropped - Plant is identified as onsite because it is a net buyer of electricity in 2021"]
["Epic Verona",62676,"G104","Combustion Turbine","Wisconsin",2.3,"Dropped - Plant is identified as onsite because it is a net buyer of electricity in 2021"]
["Epic Verona",62676,"G105","Combustion Turbine","Wisconsin",2.3,"Dropped - Plant is identified as onsite because it is a net buyer of electricity in 2021"]
["Epic Verona",62676,"G202","Combustion Turbine","Wisconsin",2.3,"Dropped - Plant is identified as onsite because it is a net buyer of electricity in 2021"]
["Epic Verona",62676,"G203","Combustion Turbine","Wisconsin",2.3,"Dropped - Plant is identified as onsite because it is a net buyer of electricity in 2021"]
["Epic Verona",62676,"G204","Combustion Turbine","Wisconsin",2.3,"Dropped - Plant is identified as onsite because it is a net buyer of electricity in 2021"]
["Epic Verona",62676,"G205","Combustion Turbine","Wisconsin",2.3,"Dropped - Plant is identified as onsite because it is a net buyer of electricity in 2021"]
["Epic Verona",62676,"G206","Combustion Turbine","Wisconsin",2.3,"Dropped - Plant is identified as onsite because it is a net buyer of electricity in 2021"]
["Epic Verona",62676,"G207","Combustion Turbine","Wisconsin",2.3,"Dropped - Plant is identified as onsite because it is a net buyer of electricity in 2021"]
["Epic Verona",62676,"G208","Combustion Turbine","Wisconsin",2.3,"Dropped - Plant is identified as onsite because it is a net buyer of electricity in 2021"]
["Epic Verona",62676,"G209","Combustion Turbine","Wisconsin",2.3,"Dropped - Plant is identified as onsite because it is a net buyer of electricity in 2021"]
["Epic Verona",62676,"G210","Combustion Turbine","Wisconsin",2.3,"Dropped - Plant is identified as onsite because it is a net buyer of electricity in 2021"]
["Epic Verona",62676,"G211","Combustion Turbine","Wisconsin",2.3,"Dropped - Plant is identified as onsite because it is a net buyer of electricity in 2021"]
["Epic Verona",62676,"G301","Combustion Turbine","Wisconsin",2.3,"Dropped - Plant is identified as onsite because it is a net buyer of electricity in 2021"]
["Epic Verona",62676,"G302","Combustion Turbine","Wisconsin",2.3,"Dropped - Plant is identified as onsite because it is a net buyer of electricity in 2021"]
["Epic Verona",62676,"G303","Combustion Turbine","Wisconsin",2.3,"Dropped - Plant is identified as onsite because it is a net buyer of electricity in 2021"]
["Epic Verona",62676,"PV","Solar PV","Wisconsin",1.8,"Dropped - Plant is identified as onsite because it is a net buyer of electricity in 2021"]
["IKEA Canton Rooftop PV System",62677,"26A","Solar PV","Michigan",0.8,"Dropped - Plant is identified as onsite because it is a net buyer of electricity in 2021"]
["IKEA Canton Rooftop PV System",62677,"26B","Solar PV","Michigan",0.2,"Dropped - Plant is identified as onsite because it is a net buyer of electricity in 2021"]
["Eyak Service Center BESS",62714,"BESS1","Energy Storage","Alaska",1,"Dropped - in Alaska or in Hawaii or Puerto Rico"]
["Harbec Energy",62736,"250KW","Onshore Wind","New York",0.3,"Dropped - Units whose status are \"OS\" or \"RE\" for the past 3 consecutive years"]
["Harbec Energy",62736,"850KW","Onshore Wind","New York",0.9,"Dropped - Plant is identified as onsite because it is a net buyer of electricity in 2021"]
["Harbec Energy",62736,"CPH","Combustion Turbine","New York",0.5,"Dropped - Plant is identified as onsite because it is a net buyer of electricity in 2021"]
["Mount Joy Wire",62741,"CHP","Combustion Turbine","Pennsylvania",1.1,"Dropped - Plant is identified as onsite because it is a net buyer of electricity in 2021"]
["Acushnet Ball Plant 2",62835,"ESS-1","Energy Storage","Massachusetts",1,"Dropped - Plant is identified as onsite because it is a net buyer of electricity in 2021"]
["Acushnet Ball Plant 2",62835,"ESS-2","Energy Storage","Massachusetts",0.5,"Dropped - Plant is identified as onsite because it is a net buyer of electricity in 2021"]
["Phoenix Contact - CCHP Plant",62901,"CCHP","Combustion Turbine","Pennsylvania",1,"Dropped - Plant is identified as onsite because it is a net buyer of electricity in 2021"]
["Kings Plaza Total Energy Plant (TEP)",63236,"DG2","Combustion Turbine","New York",3.2,"Dropped - Plant is identified as onsite because it is a net buyer of electricity in 2021"]
["Kings Plaza Total Energy Plant (TEP)",63236,"DG3","Combustion Turbine","New York",3.2,"Dropped - Plant is identified as onsite because it is a net buyer of electricity in 2021"]
["Kings Plaza Total Energy Plant (TEP)",63236,"DG4","Combustion Turbine","New York",3.2,"Dropped - Plant is identified as onsite because it is a net buyer of electricity in 2021"]
["Kings Plaza Total Energy Plant (TEP)",63236,"DG5","Combustion Turbine","New York",3.2,"Dropped - Plant is identified as onsite because it is a net buyer of electricity in 2021"]
["Short Hills Mall",63257,"SHM","Solar PV","New Jersey",3.5,"Dropped - Plant is identified as onsite because it is a net buyer of electricity in 2021"]
["AES Kekaha Solar, LLC Hybrid",63280,"BESS","Energy Storage","Hawaii",14,"Dropped - in Alaska or in Hawaii or Puerto Rico"]
["AES Kekaha Solar, LLC Hybrid",63280,"KEKAH","Solar PV","Hawaii",14,"Dropped - in Alaska or in Hawaii or Puerto Rico"]
["Valero Wilmington Cogeneration Plant",63285,"79G1","Combustion Turbine","California",32.2,"Dropped - Plant is identified as onsite because it is a net buyer of electricity in 2021"]
["Parking Lot Array",63294,"LOTPV","Solar PV","Ohio",1.3,"Dropped - Plant is identified as onsite because it is a net buyer of electricity in 2021"]
["AOC, Capitol Power Plant",63347,"CTG1","Combustion Turbine","District of Columbia",7.5,"Dropped - Plant is identified as onsite because it is a net buyer of electricity in 2021"]
["Montclair State University Cogen",63501,"CTG-1","Combustion Turbine","New Jersey",5.4,"Dropped - Plant is identified as onsite because it is a net buyer of electricity in 2021"]
["Montclair State University Cogen",63501,"ENG-1","Combustion Turbine","New Jersey",2.7,"Dropped - Plant is identified as onsite because it is a net buyer of electricity in 2021"]
["Montclair State University Cogen",63501,"ENG-2","Combustion Turbine","New Jersey",2.7,"Dropped - Plant is identified as onsite because it is a net buyer of electricity in 2021"]
["Tate & Lyle Loudon Plant",63632,"Y9111","Combustion Turbine","Tennessee",26,"Dropped - Plant is identified as onsite because it is a net buyer of electricity in 2021"]
["Tate & Lyle Loudon Plant",63632,"Y9121","Combustion Turbine","Tennessee",26,"Dropped - Plant is identified as onsite because it is a net buyer of electricity in 2021"]
["Norwalk Hospital Plant",63673,"EU-12","Combustion Turbine","Connecticut",2.5,"Dropped - Plant is identified as onsite because it is a net buyer of electricity in 2021"]
["Kroger La Habra",63758,"KROLH","Solar PV","California",1.2,"Dropped - Plant is identified as onsite because it is a net buyer of electricity in 2021"]
["POET Biorefining - Jewell",63826,"1","O/G Steam","Iowa",0.9,"Dropped - Plant is identified as onsite because it is a net buyer of electricity in 2021"]
["POET Biorefining - Marion, LLC",63829,"1","O/G Steam","Ohio",3.9,"Dropped - Plant is identified as onsite because it is a net buyer of electricity in 2021"]
["POET Biorefining - Marion, LLC",63829,"2","O/G Steam","Ohio",3.9,"Dropped - Plant is identified as onsite because it is a net buyer of electricity in 2021"]
["POET Biorefining Caro, LLC",63831,"1","Energy Storage","Michigan",3.8,"Dropped - Plant is identified as onsite because it is a net buyer of electricity in 2021"]
["POET Biorefining-Hanlontown, LLC",63832,"1","O/G Steam","Iowa",4,"Dropped - Plant is identified as onsite because it is a net buyer of electricity in 2021"]
["POET Biorefining - North Manchester, LLC",63852,"K745","O/G Steam","Indiana",3.9,"Dropped - Plant is identified as onsite because it is a net buyer of electricity in 2021"]
["POET Biorefining - Chancellor",63853,"1","Biomass","South Dakota",5.4,"Dropped - Plant is identified as onsite because it is a net buyer of electricity in 2021"]
["POET Biorefining - Hudson",63918,"1","O/G Steam","South Dakota",3.6,"Dropped - Plant is identified as onsite because it is a net buyer of electricity in 2021"]
["POET Biorefining LLC - Corning",63919,"1","O/G Steam","Iowa",5,"Dropped - Plant is identified as onsite because it is a net buyer of electricity in 2021"]
["POET Biorefining - Fostoria",63920,"1","O/G Steam","Ohio",3.5,"Dropped - Plant is identified as onsite because it is a net buyer of electricity in 2021"]
["POET Biorefining - Portland",63922,"G-745","O/G Steam","Indiana",3.5,"Dropped - Plant is identified as onsite because it is a net buyer of electricity in 2021"]
["POET Biorefining - Gowrie",63923,"1","O/G Steam","Iowa",5,"Dropped - Plant is identified as onsite because it is a net buyer of electricity in 2021"]
["POET Biorefining- Alexandria, LLC",63924,"1","O/G Steam","Indiana",3.6,"Dropped - Plant is identified as onsite because it is a net buyer of electricity in 2021"]
["POET Biorefining - Leipsic, LLC",63927,"1","O/G Steam","Ohio",3.5,"Dropped - Plant is identified as onsite because it is a net buyer of electricity in 2021"]
["Waipio Peninsula",64190,"82803","Solar PV","Hawaii",10.2,"Dropped - in Alaska or in Hawaii or Puerto Rico"]
["Signature Breads Chelsea",64378,"EG1","Combustion Turbine","Massachusetts",1.5,"Dropped - Plant is identified as onsite because it is a net buyer of electricity in 2021"]
["IXYS - Beverly",64382,"EG1","Combustion Turbine","Massachusetts",0.6,"Dropped - Plant is identified as onsite because it is a net buyer of electricity in 2021"]
["IXYS - Beverly",64382,"NG1","Combustion Turbine","Massachusetts",0.7,"Dropped - Plant is identified as onsite because it is a net buyer of electricity in 2021"]
["IXYS - Beverly",64382,"NG2","Combustion Turbine","Massachusetts",0.7,"Dropped - Plant is identified as onsite because it is a net buyer of electricity in 2021"]
["IXYS - Beverly",64382,"NG3","Combustion Turbine","Massachusetts",0.7,"Dropped - Plant is identified as onsite because it is a net buyer of electricity in 2021"]
["BYU - Hawaii",64400,"BYESS","Energy Storage","Hawaii",1.9,"Dropped - in Alaska or in Hawaii or Puerto Rico"]
["BYU - Hawaii",64400,"BYUHI","Solar PV","Hawaii",3.1,"Dropped - in Alaska or in Hawaii or Puerto Rico"]
["Stamford Health",64515,"1","Combustion Turbine","Connecticut",0.4,"Dropped - Plant is identified as onsite because it is a net buyer of electricity in 2021"]
["Stamford Health",64515,"13","Combustion Turbine","Connecticut",0.5,"Dropped - Plant is identified as onsite because it is a net buyer of electricity in 2021"]
["Stamford Health",64515,"14","Combustion Turbine","Connecticut",0.5,"Dropped - Plant is identified as onsite because it is a net buyer of electricity in 2021"]
["Stamford Health",64515,"15","Combustion Turbine","Connecticut",2.5,"Dropped - Plant is identified as onsite because it is a net buyer of electricity in 2021"]
["Stamford Health",64515,"16","Combustion Turbine","Connecticut",2.5,"Dropped - Plant is identified as onsite because it is a net buyer of electricity in 2021"]
["Stamford Health",64515,"4","Combustion Turbine","Connecticut",0.8,"Dropped - Plant is identified as onsite because it is a net buyer of electricity in 2021"]
["Stamford Health",64515,"5","Combustion Turbine","Connecticut",0.8,"Dropped - Plant is identified as onsite because it is a net buyer of electricity in 2021"]
["Stamford Health",64515,"7","Combustion Turbine","Connecticut",0.5,"Dropped - Plant is identified as onsite because it is a net buyer of electricity in 2021"]
["Tate & Lyle Lafayette South Plant",64854,"GTG01","Combustion Turbine","Indiana",28.6,"Dropped - Plant is identified as onsite because it is a net buyer of electricity in 2021"]
["Tate & Lyle Lafayette South Plant",64854,"GTG02","Combustion Turbine","Indiana",28.6,"Dropped - Plant is identified as onsite because it is a net buyer of electricity in 2021"]
["UMass Boston",64980,"010G","Combustion Turbine","Massachusetts",0.3,"Dropped - Plant is identified as onsite because it is a net buyer of electricity in 2021"]
["UMass Boston",64980,"020G","Combustion Turbine","Massachusetts",0.4,"Dropped - Plant is identified as onsite because it is a net buyer of electricity in 2021"]
["UMass Boston",64980,"030G","Combustion Turbine","Massachusetts",0.5,"Dropped - Plant is identified as onsite because it is a net buyer of electricity in 2021"]
["UMass Boston",64980,"050G","Combustion Turbine","Massachusetts",0.8,"Dropped - Plant is identified as onsite because it is a net buyer of electricity in 2021"]
["UMass Boston",64980,"060G","Combustion Turbine","Massachusetts",1.6,"Dropped - Plant is identified as onsite because it is a net buyer of electricity in 2021"]
["UMass Boston",64980,"080D1","Combustion Turbine","Massachusetts",0.3,"Dropped - Plant is identified as onsite because it is a net buyer of electricity in 2021"]
["UMass Boston",64980,"080D2","Combustion Turbine","Massachusetts",0.5,"Dropped - Plant is identified as onsite because it is a net buyer of electricity in 2021"]
["UMass Boston",64980,"080G","Combustion Turbine","Massachusetts",0.4,"Dropped - Plant is identified as onsite because it is a net buyer of electricity in 2021"]
["UMass Boston",64980,"090G","Combustion Turbine","Massachusetts",0.6,"Dropped - Plant is identified as onsite because it is a net buyer of electricity in 2021"]
["UMass Boston",64980,"110G","Combustion Turbine","Massachusetts",0.2,"Dropped - Plant is identified as onsite because it is a net buyer of electricity in 2021"]
["UMass Boston",64980,"120G","Combustion Turbine","Massachusetts",0.2,"Dropped - Plant is identified as onsite because it is a net buyer of electricity in 2021"]
["UMass Boston",64980,"160G","Combustion Turbine","Massachusetts",0.1,"Dropped - Plant is identified as onsite because it is a net buyer of electricity in 2021"]
["UMass Boston",64980,"200G","Combustion Turbine","Massachusetts",0.1,"Dropped - Plant is identified as onsite because it is a net buyer of electricity in 2021"]
["UMass Boston",64980,"BATT1","Energy Storage","Massachusetts",0.5,"Dropped - Plant is identified as onsite because it is a net buyer of electricity in 2021"]
["UMass Boston",64980,"RHG","Combustion Turbine","Massachusetts",0.5,"Dropped - Plant is identified as onsite because it is a net buyer of electricity in 2021"]
["UMass Boston",64980,"SOL1","Solar PV","Massachusetts",0.2,"Dropped - Plant is identified as onsite because it is a net buyer of electricity in 2021"]
["UMass Boston",64980,"SOL2","Solar PV","Massachusetts",0.5,"Dropped - Plant is identified as onsite because it is a net buyer of electricity in 2021"]
["UMass Boston",64980,"WG","Combustion Turbine","Massachusetts",0.4,"Dropped - Plant is identified as onsite because it is a net buyer of electricity in 2021"]
["Waiawa Solar Power Hybrid",65058,"WAIBA","Energy Storage","Hawaii",36,"Dropped - in Alaska or in Hawaii or Puerto Rico"]
["Waiawa Solar Power Hybrid",65058,"WAIPV","Solar PV","Hawaii",36,"Dropped - in Alaska or in Hawaii or Puerto Rico"]
["POET Bioprocessing- Mitchell",65367,"1","O/G Steam","South Dakota",3.9,"Dropped - Plant is identified as onsite because it is a net buyer of electricity in 2021"]
["Mill Pond Hydro",65399,"U2","Hydro","New York",0.5,"Dropped - Retired/Planned Retirement by 06/2028"]
["Gustavus",65767,"1","Combustion Turbine","Alaska",0.4,"Dropped - in Alaska or in Hawaii or Puerto Rico"]
["Gustavus",65767,"2","Combustion Turbine","Alaska",0.4,"Dropped - in Alaska or in Hawaii or Puerto Rico"]
["Gustavus",65767,"3","Combustion Turbine","Alaska",0.1,"Dropped - in Alaska or in Hawaii or Puerto Rico"]
["Gustavus",65767,"4","Combustion Turbine","Alaska",0.5,"Dropped - in Alaska or in Hawaii or Puerto Rico"]
["Pattern Santa Isabel LLC",61014,"1","Onshore Wind",{"$error":"#N/A"},75,"Dropped - in Alaska or in Hawaii or Puerto Rico"]
["EcoElectrica",61034,"CT1","Combined Cycle",{"$error":"#N/A"},183,"Dropped - in Alaska or in Hawaii or Puerto Rico"]
["EcoElectrica",61034,"CT2","Combined Cycle",{"$error":"#N/A"},183,"Dropped - in Alaska or in Hawaii or Puerto Rico"]
["EcoElectrica",61034,"STG","Combined Cycle",{"$error":"#N/A"},214,"Dropped - in Alaska or in Hawaii or Puerto Rico"]
["AES ILUMINA",61036,"ILUMI","Solar PV",{"$error":"#N/A"},15.3,"Dropped - in Alaska or in Hawaii or Puerto Rico"]
["Coto Laurel Solar Farm",61062,"CLSF","Solar PV",{"$error":"#N/A"},10,"Dropped - in Alaska or in Hawaii or Puerto Rico"]
["Martino",61063,"MATNO","Solar PV",{"$error":"#N/A"},3.6,"Dropped - in Alaska or in Hawaii or Puerto Rico"]
["Pfizer Guayama",61064,"PFGY","Solar PV",{"$error":"#N/A"},2.7,"Dropped - in Alaska or in Hawaii or Puerto Rico"]
["Pfizer Vega Baja",61065,"PFVB","Solar PV",{"$error":"#N/A"},3.1,"Dropped - in Alaska or in Hawaii or Puerto Rico"]
["AES Puerto Rico",61082,"UNIT1","Coal Steam",{"$error":"#N/A"},227.2,"Dropped - in Alaska or in Hawaii or Puerto Rico"]
["AES Puerto Rico",61082,"UNIT2","Coal Steam",{"$error":"#N/A"},227.2,"Dropped - in Alaska or in Hawaii or Puerto Rico"]
["Oriana Energy Hybrid",61083,"BAT1","Energy Storage",{"$error":"#N/A"},21.8,"Dropped - in Alaska or in Hawaii or Puerto Rico"]
["Oriana Energy Hybrid",61083,"G001","Solar PV",{"$error":"#N/A"},45,"Dropped - in Alaska or in Hawaii or Puerto Rico"]
["GASNA 18P, LLC",61102,"UNIT1","Solar PV",{"$error":"#N/A"},5,"Dropped - in Alaska or in Hawaii or Puerto Rico"]
["Fajardo MSWL",61109,"PE558","Landfill Gas",{"$error":"#N/A"},0.8,"Dropped - in Alaska or in Hawaii or Puerto Rico"]
["Fajardo MSWL",61109,"PE559","Landfill Gas",{"$error":"#N/A"},1.6,"Dropped - in Alaska or in Hawaii or Puerto Rico"]
["San Fermin Solar Farm Hybrid",61110,"BESS","Energy Storage",{"$error":"#N/A"},3.6,"Dropped - in Alaska or in Hawaii or Puerto Rico"]
["San Fermin Solar Farm Hybrid",61110,"DSL","Combustion Turbine",{"$error":"#N/A"},4,"Dropped - in Alaska or in Hawaii or Puerto Rico"]
["San Fermin Solar Farm Hybrid",61110,"PV","Solar PV",{"$error":"#N/A"},20,"Dropped - in Alaska or in Hawaii or Puerto Rico"]
["El Yunque Filtration Plant",61112,"YUNQ","Solar PV",{"$error":"#N/A"},2,"Dropped - in Alaska or in Hawaii or Puerto Rico"]
["Arecibo Filtration Plant",61113,"AREC","Solar PV",{"$error":"#N/A"},1,"Dropped - in Alaska or in Hawaii or Puerto Rico"]
["Canovanas Filtration Plant",61114,"CANO","Solar PV",{"$error":"#N/A"},1,"Dropped - in Alaska or in Hawaii or Puerto Rico"]
["Toa Baja MSWL",61122,"PE563","Landfill Gas",{"$error":"#N/A"},0.8,"Dropped - in Alaska or in Hawaii or Puerto Rico"]
["Toa Baja MSWL",61122,"PE564","Landfill Gas",{"$error":"#N/A"},1.6,"Dropped - in Alaska or in Hawaii or Puerto Rico"]
["Punta Lima Wind Farm",61132,"WTGS","Onshore Wind",{"$error":"#N/A"},23.4,"Dropped - in Alaska or in Hawaii or Puerto Rico"]
["Humacao Solar Project, LLC",61133,"HUM01","Solar PV",{"$error":"#N/A"},20,"Dropped - in Alaska or in Hawaii or Puerto Rico"]
["Horizon Energy (PR) Hybrid",61136,"BAT1","Energy Storage",{"$error":"#N/A"},5.1,"Dropped - in Alaska or in Hawaii or Puerto Rico"]
["Horizon Energy (PR) Hybrid",61136,"G001","Solar PV",{"$error":"#N/A"},10,"Dropped - in Alaska or in Hawaii or Puerto Rico"]
["Medtronic Solar",61137,"PV1","Solar PV",{"$error":"#N/A"},4,"Dropped - in Alaska or in Hawaii or Puerto Rico"]
["Aguirre Plant",61146,"1","O/G Steam",{"$error":"#N/A"},424.9,"Dropped - in Alaska or in Hawaii or Puerto Rico"]
["Aguirre Plant",61146,"2","O/G Steam",{"$error":"#N/A"},424.9,"Dropped - in Alaska or in Hawaii or Puerto Rico"]
["Aguirre Plant",61146,"CA-1","Combined Cycle",{"$error":"#N/A"},92.3,"Dropped - in Alaska or in Hawaii or Puerto Rico"]
["Aguirre Plant",61146,"CA-2","Combined Cycle",{"$error":"#N/A"},92.3,"Dropped - in Alaska or in Hawaii or Puerto Rico"]
["Aguirre Plant",61146,"CT1-1","Combined Cycle",{"$error":"#N/A"},48.1,"Dropped - in Alaska or in Hawaii or Puerto Rico"]
["Aguirre Plant",61146,"CT1-2","Combined Cycle",{"$error":"#N/A"},48.1,"Dropped - in Alaska or in Hawaii or Puerto Rico"]
["Aguirre Plant",61146,"CT1-3","Combined Cycle",{"$error":"#N/A"},48.1,"Dropped - in Alaska or in Hawaii or Puerto Rico"]
["Aguirre Plant",61146,"CT1-4","Combined Cycle",{"$error":"#N/A"},48.1,"Dropped - in Alaska or in Hawaii or Puerto Rico"]
["Aguirre Plant",61146,"CT2-1","Combined Cycle",{"$error":"#N/A"},48.1,"Dropped - in Alaska or in Hawaii or Puerto Rico"]
["Aguirre Plant",61146,"CT2-2","Combined Cycle",{"$error":"#N/A"},48.1,"Dropped - in Alaska or in Hawaii or Puerto Rico"]
["Aguirre Plant",61146,"CT2-3","Combined Cycle",{"$error":"#N/A"},48.1,"Dropped - in Alaska or in Hawaii or Puerto Rico"]
["Aguirre Plant",61146,"CT2-4","Combined Cycle",{"$error":"#N/A"},48.1,"Dropped - in Alaska or in Hawaii or Puerto Rico"]
["Aguirre Plant",61146,"GT2-1","Combustion Turbine",{"$error":"#N/A"},21,"Dropped - in Alaska or in Hawaii or Puerto Rico"]
["Aguirre Plant",61146,"GT2-2","Combustion Turbine",{"$error":"#N/A"},21,"Dropped - in Alaska or in Hawaii or Puerto Rico"]
["Costa Sur Plant",61147,"3","O/G Steam",{"$error":"#N/A"},80.8,"Dropped - in Alaska or in Hawaii or Puerto Rico"]
["Costa Sur Plant",61147,"4","O/G Steam",{"$error":"#N/A"},78.1,"Dropped - in Alaska or in Hawaii or Puerto Rico"]
["Costa Sur Plant",61147,"5","O/G Steam",{"$error":"#N/A"},384,"Dropped - in Alaska or in Hawaii or Puerto Rico"]
["Costa Sur Plant",61147,"6","O/G Steam",{"$error":"#N/A"},381.6,"Dropped - in Alaska or in Hawaii or Puerto Rico"]
["Costa Sur Plant",61147,"GT-1","Combustion Turbine",{"$error":"#N/A"},21,"Dropped - in Alaska or in Hawaii or Puerto Rico"]
["Costa Sur Plant",61147,"GT-2","Combustion Turbine",{"$error":"#N/A"},21,"Dropped - in Alaska or in Hawaii or Puerto Rico"]
["Central San Juan Plant",61148,"10","O/G Steam",{"$error":"#N/A"},78.6,"Dropped - in Alaska or in Hawaii or Puerto Rico"]
["Central San Juan Plant",61148,"7","O/G Steam",{"$error":"#N/A"},91.5,"Dropped - Retired/Planned Retirement by 06/2028"]
["Central San Juan Plant",61148,"8","O/G Steam",{"$error":"#N/A"},92.7,"Dropped - Retired/Planned Retirement by 06/2028"]
["Central San Juan Plant",61148,"9","O/G Steam",{"$error":"#N/A"},91.7,"Dropped - in Alaska or in Hawaii or Puerto Rico"]
["Central San Juan Plant",61148,"CA5","Combined Cycle",{"$error":"#N/A"},58.6,"Dropped - in Alaska or in Hawaii or Puerto Rico"]
["Central San Juan Plant",61148,"CA6","Combined Cycle",{"$error":"#N/A"},58.6,"Dropped - in Alaska or in Hawaii or Puerto Rico"]
["Central San Juan Plant",61148,"CT5","Combined Cycle",{"$error":"#N/A"},156.1,"Dropped - in Alaska or in Hawaii or Puerto Rico"]
["Central San Juan Plant",61148,"CT6","Combined Cycle",{"$error":"#N/A"},156.1,"Dropped - in Alaska or in Hawaii or Puerto Rico"]
["Palo Seco Plant",61149,"1","O/G Steam",{"$error":"#N/A"},78.3,"Dropped - in Alaska or in Hawaii or Puerto Rico"]
["Palo Seco Plant",61149,"1-1","Combustion Turbine",{"$error":"#N/A"},21,"Dropped - in Alaska or in Hawaii or Puerto Rico"]
["Palo Seco Plant",61149,"1-2","Combustion Turbine",{"$error":"#N/A"},21,"Dropped - in Alaska or in Hawaii or Puerto Rico"]
["Palo Seco Plant",61149,"2","O/G Steam",{"$error":"#N/A"},78.8,"Dropped - in Alaska or in Hawaii or Puerto Rico"]
["Palo Seco Plant",61149,"2-1","Combustion Turbine",{"$error":"#N/A"},21,"Dropped - in Alaska or in Hawaii or Puerto Rico"]
["Palo Seco Plant",61149,"2-2","Combustion Turbine",{"$error":"#N/A"},21,"Dropped - in Alaska or in Hawaii or Puerto Rico"]
["Palo Seco Plant",61149,"3","O/G Steam",{"$error":"#N/A"},196.3,"Dropped - in Alaska or in Hawaii or Puerto Rico"]
["Palo Seco Plant",61149,"3-1","Combustion Turbine",{"$error":"#N/A"},21,"Dropped - in Alaska or in Hawaii or Puerto Rico"]
["Palo Seco Plant",61149,"3-2","Combustion Turbine",{"$error":"#N/A"},21,"Dropped - in Alaska or in Hawaii or Puerto Rico"]
["Palo Seco Plant",61149,"4","O/G Steam",{"$error":"#N/A"},0,"Dropped - in Alaska or in Hawaii or Puerto Rico"]
["Cambalache Plant",61150,"GT-1","Combustion Turbine",{"$error":"#N/A"},80.5,"Dropped - in Alaska or in Hawaii or Puerto Rico"]
["Cambalache Plant",61150,"GT-2","Combustion Turbine",{"$error":"#N/A"},80.5,"Dropped - in Alaska or in Hawaii or Puerto Rico"]
["Cambalache Plant",61150,"GT-3","Combustion Turbine",{"$error":"#N/A"},80.5,"Dropped - in Alaska or in Hawaii or Puerto Rico"]
["Mayaguez Plant",61151,"GT-1","Combustion Turbine",{"$error":"#N/A"},55,"Dropped - in Alaska or in Hawaii or Puerto Rico"]
["Mayaguez Plant",61151,"GT-2","Combustion Turbine",{"$error":"#N/A"},55,"Dropped - in Alaska or in Hawaii or Puerto Rico"]
["Mayaguez Plant",61151,"GT-3","Combustion Turbine",{"$error":"#N/A"},55,"Dropped - in Alaska or in Hawaii or Puerto Rico"]
["Mayaguez Plant",61151,"GT-4","Combustion Turbine",{"$error":"#N/A"},55,"Dropped - in Alaska or in Hawaii or Puerto Rico"]
["Jobos",61171,"GT-1","Combustion Turbine",{"$error":"#N/A"},21,"Dropped - in Alaska or in Hawaii or Puerto Rico"]
["Jobos",61171,"GT-2","Combustion Turbine",{"$error":"#N/A"},21,"Dropped - in Alaska or in Hawaii or Puerto Rico"]
["Caonillas",61225,"1","Hydro",{"$error":"#N/A"},9,"Dropped - in Alaska or in Hawaii or Puerto Rico"]
["Caonillas",61225,"2","Hydro",{"$error":"#N/A"},9,"Dropped - in Alaska or in Hawaii or Puerto Rico"]
["Caonillas",61225,"3","Hydro",{"$error":"#N/A"},4,"Dropped - in Alaska or in Hawaii or Puerto Rico"]
["Culebra",61226,"1","Combustion Turbine",{"$error":"#N/A"},0.3,"Dropped - in Alaska or in Hawaii or Puerto Rico"]
["Culebra",61226,"2","Combustion Turbine",{"$error":"#N/A"},0.3,"Dropped - in Alaska or in Hawaii or Puerto Rico"]
["Culebra",61226,"3","Combustion Turbine",{"$error":"#N/A"},0.7,"Dropped - in Alaska or in Hawaii or Puerto Rico"]
["Culebra",61226,"4","Combustion Turbine",{"$error":"#N/A"},0.8,"Dropped - in Alaska or in Hawaii or Puerto Rico"]
["Daguao",61227,"GT-1","Combustion Turbine",{"$error":"#N/A"},21,"Dropped - in Alaska or in Hawaii or Puerto Rico"]
["Daguao",61227,"GT-2","Combustion Turbine",{"$error":"#N/A"},21,"Dropped - in Alaska or in Hawaii or Puerto Rico"]
["Dos Bocas",61228,"1","Hydro",{"$error":"#N/A"},5,"Dropped - in Alaska or in Hawaii or Puerto Rico"]
["Dos Bocas",61228,"2","Hydro",{"$error":"#N/A"},5,"Dropped - in Alaska or in Hawaii or Puerto Rico"]
["Dos Bocas",61228,"3","Hydro",{"$error":"#N/A"},5,"Dropped - in Alaska or in Hawaii or Puerto Rico"]
["Garzas",61229,"1","Hydro",{"$error":"#N/A"},3.6,"Dropped - in Alaska or in Hawaii or Puerto Rico"]
["Garzas",61229,"2","Hydro",{"$error":"#N/A"},3.6,"Dropped - in Alaska or in Hawaii or Puerto Rico"]
["Garzas",61229,"3","Hydro",{"$error":"#N/A"},5,"Dropped - in Alaska or in Hawaii or Puerto Rico"]
["Patillas",61230,"1","Hydro",{"$error":"#N/A"},0.8,"Dropped - in Alaska or in Hawaii or Puerto Rico"]
["Patillas",61230,"2","Hydro",{"$error":"#N/A"},0.6,"Dropped - in Alaska or in Hawaii or Puerto Rico"]
["Toro Negro",61231,"1","Hydro",{"$error":"#N/A"},1.4,"Dropped - in Alaska or in Hawaii or Puerto Rico"]
["Toro Negro",61231,"2","Hydro",{"$error":"#N/A"},1.4,"Dropped - in Alaska or in Hawaii or Puerto Rico"]
["Toro Negro",61231,"3","Hydro",{"$error":"#N/A"},1.4,"Dropped - in Alaska or in Hawaii or Puerto Rico"]
["Toro Negro",61231,"4","Hydro",{"$error":"#N/A"},4.3,"Dropped - in Alaska or in Hawaii or Puerto Rico"]
["Vega Baja",61232,"GT-1","Combustion Turbine",{"$error":"#N/A"},21,"Dropped - in Alaska or in Hawaii or Puerto Rico"]
["Vega Baja",61232,"GT-2","Combustion Turbine",{"$error":"#N/A"},21,"Dropped - in Alaska or in Hawaii or Puerto Rico"]
["Vieques",61233,"1","Combustion Turbine",{"$error":"#N/A"},3.2,"Dropped - in Alaska or in Hawaii or Puerto Rico"]
["Vieques",61233,"2","Combustion Turbine",{"$error":"#N/A"},3.2,"Dropped - in Alaska or in Hawaii or Puerto Rico"]
["Yabucoa",61234,"GT-1","Combustion Turbine",{"$error":"#N/A"},21,"Dropped - in Alaska or in Hawaii or Puerto Rico"]
["Yabucoa",61234,"GT-2","Combustion Turbine",{"$error":"#N/A"},21,"Dropped - in Alaska or in Hawaii or Puerto Rico"]
["Yauco",61235,"1","Hydro",{"$error":"#N/A"},4.5,"Dropped - in Alaska or in Hawaii or Puerto Rico"]
["Yauco",61235,"2","Hydro",{"$error":"#N/A"},4.5,"Dropped - in Alaska or in Hawaii or Puerto Rico"]
["Yauco",61235,"3","Hydro",{"$error":"#N/A"},25,"Dropped - in Alaska or in Hawaii or Puerto Rico"]
["Rio Blanco",61236,"1","Hydro",{"$error":"#N/A"},2.5,"Dropped - in Alaska or in Hawaii or Puerto Rico"]
["Rio Blanco",61236,"2","Hydro",{"$error":"#N/A"},2.5,"Dropped - in Alaska or in Hawaii or Puerto Rico"]
["Fort Buchanan Distributed Generation",61254,"SOLAR","Solar PV",{"$error":"#N/A"},5.8,"Dropped - in Alaska or in Hawaii or Puerto Rico"]
["Fort Buchanan Distributed Generation",61254,"WIND","Onshore Wind",{"$error":"#N/A"},0.6,"Dropped - in Alaska or in Hawaii or Puerto Rico"]
["USCG Puerto Rico PV",61273,"865","Solar PV",{"$error":"#N/A"},1.7,"Dropped - in Alaska or in Hawaii or Puerto Rico"]
["Holsum de Puerto Rico, Inc.",61639,"EU16","Combustion Turbine",{"$error":"#N/A"},1,"Dropped - in Alaska or in Hawaii or Puerto Rico"]
["Holsum de Puerto Rico, Inc.",61639,"EU17","Combustion Turbine",{"$error":"#N/A"},1,"Dropped - in Alaska or in Hawaii or Puerto Rico"]
["Holsum de Puerto Rico, Inc.",61639,"EU18","Combustion Turbine",{"$error":"#N/A"},1,"Dropped - in Alaska or in Hawaii or Puerto Rico"]
["Holsum de Puerto Rico, Inc.",61639,"EU18A","Combustion Turbine",{"$error":"#N/A"},1,"Dropped - in Alaska or in Hawaii or Puerto Rico"]
["Janssen Ortho LLC",61659,"2GEN1","Combustion Turbine",{"$error":"#N/A"},1.5,"Dropped - in Alaska or in Hawaii or Puerto Rico"]
["Janssen Ortho LLC",61659,"2GEN2","Combustion Turbine",{"$error":"#N/A"},1.5,"Dropped - in Alaska or in Hawaii or Puerto Rico"]
["Janssen Ortho LLC",61659,"2GEN3","Combustion Turbine",{"$error":"#N/A"},1.5,"Dropped - in Alaska or in Hawaii or Puerto Rico"]
["Janssen Ortho LLC",61659,"GEN-1","Combustion Turbine",{"$error":"#N/A"},1.5,"Dropped - Retired/Planned Retirement by 06/2028"]
["Janssen Ortho LLC",61659,"GEN-2","Combustion Turbine",{"$error":"#N/A"},1.5,"Dropped - Retired/Planned Retirement by 06/2028"]
["Janssen Ortho LLC",61659,"GEN-3","Combustion Turbine",{"$error":"#N/A"},1.5,"Dropped - Retired/Planned Retirement by 06/2028"]
["Janssen Ortho LLC",61659,"GEN-4","Combustion Turbine",{"$error":"#N/A"},2,"Dropped - Retired/Planned Retirement by 06/2028"]
["Janssen Ortho LLC",61659,"GEN-5","Combustion Turbine",{"$error":"#N/A"},1.5,"Dropped - Retired/Planned Retirement by 06/2028"]
["Janssen Ortho LLC",61659,"J1POR","Combustion Turbine",{"$error":"#N/A"},1,"Dropped - in Alaska or in Hawaii or Puerto Rico"]
["Janssen Ortho LLC",61659,"PGEN1","Combustion Turbine",{"$error":"#N/A"},1.5,"Dropped - in Alaska or in Hawaii or Puerto Rico"]
["Janssen Ortho LLC",61659,"PGEN2","Combustion Turbine",{"$error":"#N/A"},1.5,"Dropped - in Alaska or in Hawaii or Puerto Rico"]
["Janssen Ortho LLC",61659,"SOLAR","Solar PV",{"$error":"#N/A"},2.2,"Dropped - in Alaska or in Hawaii or Puerto Rico"]
["HIMA San Pablo - Caguas",61808,"CAG1","Combustion Turbine",{"$error":"#N/A"},1.5,"Dropped - in Alaska or in Hawaii or Puerto Rico"]
["HIMA San Pablo - Caguas",61808,"CAG2","Combustion Turbine",{"$error":"#N/A"},1.5,"Dropped - in Alaska or in Hawaii or Puerto Rico"]
["HIMA San Pablo - Caguas",61808,"CAG3","Combustion Turbine",{"$error":"#N/A"},2,"Dropped - in Alaska or in Hawaii or Puerto Rico"]
["HIMA San Pablo - Caguas",61808,"CAG4","Combustion Turbine",{"$error":"#N/A"},2,"Dropped - in Alaska or in Hawaii or Puerto Rico"]
["HIMA San Pablo - Caguas",61808,"CAG5","Combustion Turbine",{"$error":"#N/A"},2,"Dropped - in Alaska or in Hawaii or Puerto Rico"]
["Cervecera de Puerto Rico",62410,"CHP01","Combustion Turbine",{"$error":"#N/A"},0.9,"Dropped - in Alaska or in Hawaii or Puerto Rico"]
["Cervecera de Puerto Rico",62410,"CHP02","Combustion Turbine",{"$error":"#N/A"},0.9,"Dropped - in Alaska or in Hawaii or Puerto Rico"]
["Cervecera de Puerto Rico",62410,"GCC01","Combustion Turbine",{"$error":"#N/A"},0.3,"Dropped - in Alaska or in Hawaii or Puerto Rico"]
["Cervecera de Puerto Rico",62410,"GDC01","Combustion Turbine",{"$error":"#N/A"},1.6,"Dropped - in Alaska or in Hawaii or Puerto Rico"]
["HIMA San Pablo Bayamon",62841,"BAY1","Combustion Turbine",{"$error":"#N/A"},1.5,"Dropped - in Alaska or in Hawaii or Puerto Rico"]
["HIMA San Pablo Bayamon",62841,"BAY2","Combustion Turbine",{"$error":"#N/A"},1.5,"Dropped - in Alaska or in Hawaii or Puerto Rico"]
["HIMA San Pablo Bayamon",62841,"BAY3","Combustion Turbine",{"$error":"#N/A"},1.5,"Dropped - in Alaska or in Hawaii or Puerto Rico"]
["HIMA San Pablo Fajardo",62850,"FAJ1","Combustion Turbine",{"$error":"#N/A"},1.3,"Dropped - in Alaska or in Hawaii or Puerto Rico"]
["HIMA San Pablo Fajardo",62850,"FAJ2","Combustion Turbine",{"$error":"#N/A"},1.5,"Dropped - in Alaska or in Hawaii or Puerto Rico"]
["HIMA San Pablo Fajardo",62850,"FAJ3","Combustion Turbine",{"$error":"#N/A"},0.2,"Dropped - in Alaska or in Hawaii or Puerto Rico"]
["HIMA San Pablo Cupey",62851,"CUP1","Combustion Turbine",{"$error":"#N/A"},0.6,"Dropped - in Alaska or in Hawaii or Puerto Rico"]
["HIMA San Pablo Cupey",62851,"CUP2","Combustion Turbine",{"$error":"#N/A"},0.6,"Dropped - in Alaska or in Hawaii or Puerto Rico"]
["HIMA San Pablo Humacao",62852,"HUM1","Combustion Turbine",{"$error":"#N/A"},0.8,"Dropped - in Alaska or in Hawaii or Puerto Rico"]
["HIMA San Pablo Humacao",62852,"HUM2","Combustion Turbine",{"$error":"#N/A"},0.8,"Dropped - in Alaska or in Hawaii or Puerto Rico"]
["Eaton Corp - Arecibo - Puerto Rico Hybrid",64613,"G1","Combustion Turbine",{"$error":"#N/A"},1.5,"Dropped - in Alaska or in Hawaii or Puerto Rico"]
["Eaton Corp - Arecibo - Puerto Rico Hybrid",64613,"G2","Combustion Turbine",{"$error":"#N/A"},1.5,"Dropped - in Alaska or in Hawaii or Puerto Rico"]
["Eaton Corp - Arecibo - Puerto Rico Hybrid",64613,"G3","Combustion Turbine",{"$error":"#N/A"},1.5,"Dropped - in Alaska or in Hawaii or Puerto Rico"]
["Eaton Corp - Arecibo - Puerto Rico Hybrid",64613,"G4","Combustion Turbine",{"$error":"#N/A"},1.5,"Dropped - in Alaska or in Hawaii or Puerto Rico"]
["Eaton Corp - Arecibo - Puerto Rico Hybrid",64613,"G5","Combustion Turbine",{"$error":"#N/A"},0.2,"Dropped - in Alaska or in Hawaii or Puerto Rico"]
["Eaton Corp - Arecibo - Puerto Rico Hybrid",64613,"G7","Combustion Turbine",{"$error":"#N/A"},2,"Dropped - in Alaska or in Hawaii or Puerto Rico"]
["Neolpharma CHP LLC",65392,"CHP-1","Combustion Turbine",{"$error":"#N/A"},1.1,"Dropped - in Alaska or in Hawaii or Puerto Rico"]
["Neolpharma CHP LLC",65392,"CHP-2","Combustion Turbine",{"$error":"#N/A"},1.1,"Dropped - in Alaska or in Hawaii or Puerto Rico"]
["Neolpharma CHP LLC",65392,"CHP-3","Combustion Turbine",{"$error":"#N/A"},1.1,"Dropped - in Alaska or in Hawaii or Puerto Rico"]
["Hospital Auxilio Mutuo",66051,"GEN-4","Combustion Turbine",{"$error":"#N/A"},2,"Dropped - in Alaska or in Hawaii or Puerto Rico"]
["Hospital Auxilio Mutuo",66051,"GEN-5","Combustion Turbine",{"$error":"#N/A"},2,"Dropped - in Alaska or in Hawaii or Puerto Rico"]
["Hospital Auxilio Mutuo",66051,"GEN-6","Combustion Turbine",{"$error":"#N/A"},2,"Dropped - in Alaska or in Hawaii or Puerto Rico"]
["iPR Pharmaceuticals Inc.",66056,"GSET1","Combustion Turbine",{"$error":"#N/A"},1.6,"Dropped - in Alaska or in Hawaii or Puerto Rico"]
["iPR Pharmaceuticals Inc.",66056,"GSET2","Combustion Turbine",{"$error":"#N/A"},1.6,"Dropped - in Alaska or in Hawaii or Puerto Rico"]
["AbbVie LTD",66057,"AB07","Combustion Turbine",{"$error":"#N/A"},1.8,"Dropped - in Alaska or in Hawaii or Puerto Rico"]
["AbbVie LTD",66057,"ABL1","Combustion Turbine",{"$error":"#N/A"},2,"Dropped - in Alaska or in Hawaii or Puerto Rico"]
["AbbVie LTD",66057,"ABL3","Combustion Turbine",{"$error":"#N/A"},2,"Dropped - in Alaska or in Hawaii or Puerto Rico"]
["AbbVie LTD",66057,"BS","Combustion Turbine",{"$error":"#N/A"},2,"Dropped - in Alaska or in Hawaii or Puerto Rico"]
["AbbVie LTD",66057,"CG1","Combustion Turbine",{"$error":"#N/A"},9.2,"Dropped - in Alaska or in Hawaii or Puerto Rico"]
["AbbVie LTD",66057,"CG2","Combustion Turbine",{"$error":"#N/A"},9.2,"Dropped - in Alaska or in Hawaii or Puerto Rico"]
["AbbVie LTD",66057,"EG1","Combustion Turbine",{"$error":"#N/A"},2.2,"Dropped - in Alaska or in Hawaii or Puerto Rico"]
["AbbVie LTD",66057,"EG2","Combustion Turbine",{"$error":"#N/A"},2.2,"Dropped - in Alaska or in Hawaii or Puerto Rico"]
["Bayamon Medical Center",66090,"CAT1","Combustion Turbine",{"$error":"#N/A"},1,"Dropped - in Alaska or in Hawaii or Puerto Rico"]
["Bayamon Medical Center",66090,"CAT2","Combustion Turbine",{"$error":"#N/A"},1,"Dropped - in Alaska or in Hawaii or Puerto Rico"]
["Bayamon Medical Center",66090,"GEN-R","Combustion Turbine",{"$error":"#N/A"},0.4,"Dropped - in Alaska or in Hawaii or Puerto Rico"]
["Bayamon Medical Center",66090,"GENHL","Combustion Turbine",{"$error":"#N/A"},1,"Dropped - in Alaska or in Hawaii or Puerto Rico"]
["Puerto Rico Women's & Children's Hosp",66091,"CATPR","Combustion Turbine",{"$error":"#N/A"},1,"Dropped - in Alaska or in Hawaii or Puerto Rico"]
["Puerto Rico Women's & Children's Hosp",66091,"KATO","Combustion Turbine",{"$error":"#N/A"},1,"Dropped - in Alaska or in Hawaii or Puerto Rico"]
["Caribbean Medical Center",66092,"1","Combustion Turbine",{"$error":"#N/A"},0.3,"Dropped - in Alaska or in Hawaii or Puerto Rico"]
["Caribbean Medical Center",66092,"2","Combustion Turbine",{"$error":"#N/A"},0.3,"Dropped - in Alaska or in Hawaii or Puerto Rico"]
["Caribbean Medical Center",66092,"3","Combustion Turbine",{"$error":"#N/A"},0.3,"Dropped - in Alaska or in Hawaii or Puerto Rico"]
["Caribbean Medical Center",66092,"4","Combustion Turbine",{"$error":"#N/A"},0.3,"Dropped - in Alaska or in Hawaii or Puerto Rico"]
["Caribbean Medical Center",66092,"OPD1","Combustion Turbine",{"$error":"#N/A"},0.1,"Dropped - in Alaska or in Hawaii or Puerto Rico"]
["Bacardi Catano Plant",66096,"67P1","Combustion Turbine",{"$error":"#N/A"},0.2,"Dropped - in Alaska or in Hawaii or Puerto Rico"]
["Bacardi Catano Plant",66096,"67P10","Combustion Turbine",{"$error":"#N/A"},0.3,"Dropped - in Alaska or in Hawaii or Puerto Rico"]
["Bacardi Catano Plant",66096,"67P13","Combustion Turbine",{"$error":"#N/A"},0.4,"Dropped - in Alaska or in Hawaii or Puerto Rico"]
["Bacardi Catano Plant",66096,"67P14","Combustion Turbine",{"$error":"#N/A"},0.1,"Dropped - in Alaska or in Hawaii or Puerto Rico"]
["Bacardi Catano Plant",66096,"67P2","Combustion Turbine",{"$error":"#N/A"},0.3,"Dropped - in Alaska or in Hawaii or Puerto Rico"]
["Bacardi Catano Plant",66096,"67P3","Combustion Turbine",{"$error":"#N/A"},0.3,"Dropped - in Alaska or in Hawaii or Puerto Rico"]
["Bacardi Catano Plant",66096,"67P4","Combustion Turbine",{"$error":"#N/A"},0.3,"Dropped - in Alaska or in Hawaii or Puerto Rico"]
["Bacardi Catano Plant",66096,"67P5","Combustion Turbine",{"$error":"#N/A"},0.1,"Dropped - in Alaska or in Hawaii or Puerto Rico"]
["Bacardi Catano Plant",66096,"67P8","Combustion Turbine",{"$error":"#N/A"},0.1,"Dropped - in Alaska or in Hawaii or Puerto Rico"]
["Bacardi Catano Plant",66096,"67P9","Combustion Turbine",{"$error":"#N/A"},0.3,"Dropped - in Alaska or in Hawaii or Puerto Rico"]
["Bacardi Catano Plant",66096,"COGEN","O/G Steam",{"$error":"#N/A"},3,"Dropped - in Alaska or in Hawaii or Puerto Rico"]
["Mayaguez Medical Center",66101,"2MCAT","Combustion Turbine",{"$error":"#N/A"},1.8,"Dropped - in Alaska or in Hawaii or Puerto Rico"]
["Mayaguez Medical Center",66101,"2MCUM","Combustion Turbine",{"$error":"#N/A"},1.8,"Dropped - in Alaska or in Hawaii or Puerto Rico"]
["Mayaguez Medical Center",66101,"4CUM","Combustion Turbine",{"$error":"#N/A"},0.4,"Dropped - in Alaska or in Hawaii or Puerto Rico"]
["Hewlett Packard Puerto Rico",66127,"CG1","Combustion Turbine",{"$error":"#N/A"},2,"Dropped - in Alaska or in Hawaii or Puerto Rico"]
["Hewlett Packard Puerto Rico",66127,"CG2","Combustion Turbine",{"$error":"#N/A"},2,"Dropped - in Alaska or in Hawaii or Puerto Rico"]
["Manati Medical Center",66134,"CAT1","Combustion Turbine",{"$error":"#N/A"},1.2,"Dropped - in Alaska or in Hawaii or Puerto Rico"]
["Manati Medical Center",66134,"CUM2","Combustion Turbine",{"$error":"#N/A"},1.2,"Dropped - in Alaska or in Hawaii or Puerto Rico"]
["Biola University Hybrid",54296,"EG-1H","Combustion Turbine","California",1.5,"Dropped - Plant is identified as onsite because it is a net buyer of electricity in 2021"]
["Packaging Corp. of America Jackson Mill",55044,"STG2","Non-Fossil Waste","Alabama",26.8,"Dropped - Plant is identified as onsite because it is a net buyer of electricity in 2021"]
["AES Waikoloa Solar Hybrid",63900,"KLOAB","Energy Storage","Hawaii",30,"Dropped - in Alaska or in Hawaii or Puerto Rico"]
["AES Waikoloa Solar Hybrid",63900,"YKLOA","Solar PV","Hawaii",30,"Dropped - in Alaska or in Hawaii or Puerto Rico"]
["West Point (PA)",52149,"GEN18","Combustion Turbine","Pennsylvania",2.5,"Dropped - Plant is identified as onsite because it is a net buyer of electricity in 2021"]
["Elkton",52148,"GEN8","Combustion Turbine","Virginia",2,"Dropped - Plant is identified as onsite because it is a net buyer of electricity in 2021"]
["Hu Honua Bioenergy Facility",61364,"HHB","Biomass","Hawaii",32,"Dropped - in Alaska or in Hawaii or Puerto Rico"]
["AES West Oahu Solar Hybrid",64656,"UHBES","Energy Storage","Hawaii",12.5,"Dropped - in Alaska or in Hawaii or Puerto Rico"]
["AES West Oahu Solar Hybrid",64656,"UHWO","Solar PV","Hawaii",12.5,"Dropped - in Alaska or in Hawaii or Puerto Rico"]
["Kapolei Energy Storage",66067,"KES1","Energy Storage","Hawaii",185,"Dropped - in Alaska or in Hawaii or Puerto Rico"]
["West Point (PA)",52149,"GEN19","Combustion Turbine","Pennsylvania",1,"Dropped - Units whose status does not meet NEEDS criteria"]
["Ho'Ohana Solar 1",63723,"H0001","Solar PV","Hawaii",52,"Dropped - in Alaska or in Hawaii or Puerto Rico"]
["Ho'Ohana Solar 1",63723,"HESS1","Energy Storage","Hawaii",52,"Dropped - in Alaska or in Hawaii or Puerto Rico"]
["University of Washington Power Plant",54809,"TG3","O/G Steam","Washington",3,"Dropped - Plant is identified as onsite because it is a net buyer of electricity in 2021"]
["Braddock Lock and Dam",59091,"GEN1","Hydro","Pennsylvania",5.3,"Dropped - Units whose status does not meet NEEDS criteria"]
["AES Maui Kuihelani Solar Hybrid",64256,"KLNIB","Energy Storage","Hawaii",60,"Dropped - in Alaska or in Hawaii or Puerto Rico"]
["AES Maui Kuihelani Solar Hybrid",64256,"KULNI","Solar PV","Hawaii",60,"Dropped - in Alaska or in Hawaii or Puerto Rico"]
["AES Mountain View Solar",66002,"MVSBA","Energy Storage","Hawaii",7,"Dropped - in Alaska or in Hawaii or Puerto Rico"]
["AES Mountain View Solar",66002,"MVSPV","Solar PV","Hawaii",7,"Dropped - in Alaska or in Hawaii or Puerto Rico"]
["MU Combined Heat and Power Plant",50969,"GEN10","O/G Steam","Missouri",8,"Dropped - Plant is identified as onsite because it is a net buyer of electricity in 2021"]
["Baldwin City Plant No 2",8020,"10","Combustion Turbine","Kansas",2,"Dropped - Units whose status does not meet NEEDS criteria"]
["Baldwin City Plant No 2",8020,"9","Combustion Turbine","Kansas",2,"Dropped - Units whose status does not meet NEEDS criteria"]
["Loma Rica Hydroelectric Powerhouse",60988,"HY1","Hydro","California",1.4,"Dropped - Units whose status does not meet NEEDS criteria"]
["AES Waiawa Phase 2 Solar",66066,"WAIBA","Energy Storage","Hawaii",30,"Dropped - in Alaska or in Hawaii or Puerto Rico"]
["AES Waiawa Phase 2 Solar",66066,"WAIPV","Solar PV","Hawaii",30,"Dropped - in Alaska or in Hawaii or Puerto Rico"]
["Killingly Energy Center",61239,"KEC","Combined Cycle","Connecticut",381.9,"Dropped - Units whose status does not meet NEEDS criteria"]
["Killingly Energy Center",61239,"KEC2","Combined Cycle","Connecticut",262.9,"Dropped - Units whose status does not meet NEEDS criteria"]
["Hauser",2185,"HAU10","Hydro","Montana",3.5,"Dropped - Units whose status does not meet NEEDS criteria"]
["West Point (PA)",52149,"GEN20","Combustion Turbine","Pennsylvania",2,"Dropped - Units whose status does not meet NEEDS criteria"]
["Palestine Power Peaking Facility",62684,"PP-1","Combustion Turbine","Texas",43,"Dropped - Units whose status does not meet NEEDS criteria"]
["Palestine Power Peaking Facility",62684,"PP-2","Combustion Turbine","Texas",43,"Dropped - Units whose status does not meet NEEDS criteria"]
["Palestine Power Peaking Facility",62684,"PP-3","Combustion Turbine","Texas",43,"Dropped - Units whose status does not meet NEEDS criteria"]
["Palestine Power Peaking Facility",62684,"PP-4","Combustion Turbine","Texas",43,"Dropped - Units whose status does not meet NEEDS criteria"]
["Sealy Power Peaking Facility",62685,"SP-1","Combustion Turbine","Texas",43,"Dropped - Units whose status does not meet NEEDS criteria"]
["Sealy Power Peaking Facility",62685,"SP-2","Combustion Turbine","Texas",43,"Dropped - Units whose status does not meet NEEDS criteria"]
["Sealy Power Peaking Facility",62685,"SP-3","Combustion Turbine","Texas",43,"Dropped - Units whose status does not meet NEEDS criteria"]
["Sealy Power Peaking Facility",62685,"SP-4","Combustion Turbine","Texas",43,"Dropped - Units whose status does not meet NEEDS criteria"]
["Hale Kuawehi Solar Hybrid",62529,"HKSOL","Solar PV","Hawaii",30,"Dropped - in Alaska or in Hawaii or Puerto Rico"]
["CSU Northridge Plant",58422,"G6PV","Solar PV","California",0.7,"Dropped - Plant is identified as onsite because it is a net buyer of electricity in 2021"]
["Paeahu Solar Hybrid",62534,"PHBA","Energy Storage","Hawaii",15,"Dropped - in Alaska or in Hawaii or Puerto Rico"]
["Paeahu Solar Hybrid",62534,"PHSOL","Solar PV","Hawaii",15,"Dropped - in Alaska or in Hawaii or Puerto Rico"]
["Hale Kuawehi Solar Hybrid",62529,"HKBA","Energy Storage","Hawaii",30,"Dropped - in Alaska or in Hawaii or Puerto Rico"]
["Barbers Point Solar, LLC",64094,"BPBA","Energy Storage","Hawaii",15,"Dropped - in Alaska or in Hawaii or Puerto Rico"]
["Barbers Point Solar, LLC",64094,"BPSOL","Solar PV","Hawaii",15,"Dropped - in Alaska or in Hawaii or Puerto Rico"]
["Kahana Solar, LLC",64095,"KSBA","Energy Storage","Hawaii",20,"Dropped - in Alaska or in Hawaii or Puerto Rico"]
["Kahana Solar, LLC",64095,"KSSOL","Solar PV","Hawaii",20,"Dropped - in Alaska or in Hawaii or Puerto Rico"]
["Gila Bend Power Generation Station",55507,"1","Combined Cycle","Arizona",156,"Dropped - Units whose status does not meet NEEDS criteria"]
["Gila Bend Power Generation Station",55507,"2","Combined Cycle","Arizona",156,"Dropped - Units whose status does not meet NEEDS criteria"]
["Gila Bend Power Generation Station",55507,"3","Combined Cycle","Arizona",156,"Dropped - Units whose status does not meet NEEDS criteria"]
["Gila Bend Power Generation Station",55507,"4","Combined Cycle","Arizona",390,"Dropped - Units whose status does not meet NEEDS criteria"]
["Tygart Hydropower",64171,"1","Hydro","West Virginia",3,"Dropped - Units whose status does not meet NEEDS criteria"]
["Tygart Hydropower",64171,"2","Hydro","West Virginia",3,"Dropped - Units whose status does not meet NEEDS criteria"]
["Tygart Hydropower",64171,"3","Hydro","West Virginia",3,"Dropped - Units whose status does not meet NEEDS criteria"]
["Renovo Energy Center",60786,"RECNY","Combined Cycle","Pennsylvania",480,"Dropped - Units whose status does not meet NEEDS criteria"]
["Renovo Energy Center",60786,"RECPJ","Combined Cycle","Pennsylvania",480,"Dropped - Units whose status does not meet NEEDS criteria"]
["MEC South",63912,"MECS","Combined Cycle","Michigan",500,"Dropped - Units whose status does not meet NEEDS criteria"]
["Parr GT",3291,"GT5","Combustion Turbine","South Carolina",40.3,"Dropped - Units whose status does not meet NEEDS criteria"]
["Parr GT",3291,"GT6","Combustion Turbine","South Carolina",40.3,"Dropped - Units whose status does not meet NEEDS criteria"]
["Papillion Creek Wastewater",55027,"1600C","Combustion Turbine","Nebraska",2.4,"Dropped - Units whose status does not meet NEEDS criteria"]
["Papillion Creek Wastewater",55027,"1600D","Combustion Turbine","Nebraska",2.4,"Dropped - Units whose status does not meet NEEDS criteria"]
["Victorville Energy Center, LLC (CA)",62726,"1","Non-Fossil Waste","California",20.1,"Dropped - Units whose status does not meet NEEDS criteria"]
["Central Utility Plant - Texas A&M",58151,"STG03","Combined Cycle","Texas",5,"Dropped - Units whose status does not meet NEEDS criteria"]
["Montgomery L&D Hydroelectric Project",62400,"NA1","Hydro","Pennsylvania",5.5,"Dropped - Units whose status does not meet NEEDS criteria"]
["Emsworth L&D Hydroelectric Project",62433,"NA1","Hydro","Pennsylvania",5,"Dropped - Units whose status does not meet NEEDS criteria"]
["Montgomery L&D Hydroelectric Project",62400,"NA2","Hydro","Pennsylvania",5.5,"Dropped - Units whose status does not meet NEEDS criteria"]
["Allegheny L&D2 Hydroelectric Project",62401,"NA1","Hydro","Pennsylvania",2.5,"Dropped - Units whose status does not meet NEEDS criteria"]
["Emsworth L&D Hydroelectric Project",62433,"NA2","Hydro","Pennsylvania",5,"Dropped - Units whose status does not meet NEEDS criteria"]
["FGE Texas I",58931,"CA1","Combined Cycle","Texas",249.9,"Dropped - Units whose status does not meet NEEDS criteria"]
["FGE Texas I",58931,"GT1","Combined Cycle","Texas",226.7,"Dropped - Units whose status does not meet NEEDS criteria"]
["FGE Texas I",58931,"GT2","Combined Cycle","Texas",226.7,"Dropped - Units whose status does not meet NEEDS criteria"]
["Montgomery L&D Hydroelectric Project",62400,"NA3","Hydro","Pennsylvania",5.5,"Dropped - Units whose status does not meet NEEDS criteria"]
["Allegheny L&D2 Hydroelectric Project",62401,"NA2","Hydro","Pennsylvania",2.5,"Dropped - Units whose status does not meet NEEDS criteria"]
["Emsworth L&D Hydroelectric Project",62433,"NA3","Hydro","Pennsylvania",5,"Dropped - Units whose status does not meet NEEDS criteria"]
["Emsworth BC Hydroelectric Project",62434,"NA3","Hydro","Pennsylvania",5,"Dropped - Units whose status does not meet NEEDS criteria"]
["Hartford Hospital Cogeneration",52061,"GEN5","Combined Cycle","Connecticut",5.4,"Dropped - Units whose status does not meet NEEDS criteria"]
["Sweetheart Lake Hydroelectric Facility",60588,"JHI01","Hydro","Alaska",6.6,"Dropped - Units whose status does not meet NEEDS criteria"]
["Sweetheart Lake Hydroelectric Facility",60588,"JHI02","Hydro","Alaska",6.6,"Dropped - Units whose status does not meet NEEDS criteria"]
["Sweetheart Lake Hydroelectric Facility",60588,"JHI03","Hydro","Alaska",6.6,"Dropped - Units whose status does not meet NEEDS criteria"]
["ESC Harrison County Power",60206,"HCCA1","Combined Cycle","West Virginia",205.4,"Dropped - Units whose status does not meet NEEDS criteria"]
["ESC Harrison County Power",60206,"HCCT1","Combined Cycle","West Virginia",319.1,"Dropped - Units whose status does not meet NEEDS criteria"]
["Grenada Lake Hydroelectric Project",62430,"NA1","Hydro","Mississippi",4,"Dropped - Units whose status does not meet NEEDS criteria"]
["Grenada Lake Hydroelectric Project",62430,"NA2","Hydro","Mississippi",4,"Dropped - Units whose status does not meet NEEDS criteria"]
["Hauser",2185,"HAU12","Hydro","Montana",3.5,"Dropped - Units whose status does not meet NEEDS criteria"]
["Hartford Hospital Cogeneration",52061,"GEN6","Combustion Turbine","Connecticut",6,"Dropped - Units whose status does not meet NEEDS criteria"]
["CE&P Imperial Valley 1",60670,"1","Non-Fossil Waste","California",50,"Dropped - Units whose status does not meet NEEDS criteria"]
["Lincoln Land Energy Center",62022,"GEN1","Combined Cycle","Illinois",520,"Dropped - Units whose status does not meet NEEDS criteria"]
["Lincoln Land Energy Center",62022,"GEN2","Combined Cycle","Illinois",520,"Dropped - Units whose status does not meet NEEDS criteria"]
["Grays Landing L&D Hydroelectric Project",62388,"NA1","Hydro","Pennsylvania",4.5,"Dropped - Units whose status does not meet NEEDS criteria"]
["Overton Hydroelectric Project",62391,"NA1","Hydro","Louisiana",5.5,"Dropped - Units whose status does not meet NEEDS criteria"]
["Overton Hydroelectric Project",62391,"NA2","Hydro","Louisiana",5.5,"Dropped - Units whose status does not meet NEEDS criteria"]
["Arkabutla Lake Hydroelectric Project",62402,"NA1","Hydro","Mississippi",1.5,"Dropped - Units whose status does not meet NEEDS criteria"]
["Reidsville Energy Center",61240,"REC","Combined Cycle","North Carolina",259,"Dropped - Units whose status does not meet NEEDS criteria"]
["Reidsville Energy Center",61240,"REC2","Combined Cycle","North Carolina",227,"Dropped - Units whose status does not meet NEEDS criteria"]
["Grays Landing L&D Hydroelectric Project",62388,"NA2","Hydro","Pennsylvania",4.5,"Dropped - Units whose status does not meet NEEDS criteria"]
["Overton Hydroelectric Project",62391,"NA3","Hydro","Louisiana",5.5,"Dropped - Units whose status does not meet NEEDS criteria"]
["Overton Hydroelectric Project",62391,"NA4","Hydro","Louisiana",5.5,"Dropped - Units whose status does not meet NEEDS criteria"]
["Arkabutla Lake Hydroelectric Project",62402,"NA2","Hydro","Mississippi",1.5,"Dropped - Units whose status does not meet NEEDS criteria"]
["Opekiska L&D Hydroelectric Project",62386,"NA1","Hydro","West Virginia",2,"Dropped - Units whose status does not meet NEEDS criteria"]
["Morgantown L&D Hydroelectric Project",62387,"NA1","Hydro","West Virginia",1.5,"Dropped - Units whose status does not meet NEEDS criteria"]
["Overton Hydroelectric Project",62391,"NA5","Hydro","Louisiana",5.5,"Dropped - Units whose status does not meet NEEDS criteria"]
["Overton Hydroelectric Project",62391,"NA6","Hydro","Louisiana",5.5,"Dropped - Units whose status does not meet NEEDS criteria"]
["Opekiska L&D Hydroelectric Project",62386,"NA2","Hydro","West Virginia",2,"Dropped - Units whose status does not meet NEEDS criteria"]
["Morgantown L&D Hydroelectric Project",62387,"NA2","Hydro","West Virginia",1.5,"Dropped - Units whose status does not meet NEEDS criteria"]
["KY No. 11 L&D Hydroelectric Project",62390,"NA1","Hydro","Kentucky",0.3,"Dropped - Units whose status does not meet NEEDS criteria"]
["Beverly L&D Hydroelectric Project",62403,"NA1","Hydro","Ohio",1.2,"Dropped - Units whose status does not meet NEEDS criteria"]
["Monongahela L&D4 Hydroelectric Project",62404,"NA1","Hydro","Pennsylvania",4.5,"Dropped - Units whose status does not meet NEEDS criteria"]
["Sardis Lake Hydroelectric Project",62425,"NA1","Hydro","Mississippi",5.5,"Dropped - Units whose status does not meet NEEDS criteria"]
["Rokeby L&D Hydroelectric Project",62426,"NA1","Hydro","Ohio",1.5,"Dropped - Units whose status does not meet NEEDS criteria"]
["Philo L&D Hydroelectric Project",62427,"NA1","Hydro","Ohio",1.2,"Dropped - Units whose status does not meet NEEDS criteria"]
["Lowell L&D Hydroelectric Project",62429,"NA1","Hydro","Ohio",2,"Dropped - Units whose status does not meet NEEDS criteria"]
["Enid Lake Hydroelectric Project",62432,"NA1","Hydro","Mississippi",1.5,"Dropped - Units whose status does not meet NEEDS criteria"]
["Devola L&D Hydroelectric Project",62435,"NA1","Hydro","Ohio",1,"Dropped - Units whose status does not meet NEEDS criteria"]
["Point Marion L&D Hydroelectric Project",62384,"NA1","Hydro","Pennsylvania",1.5,"Dropped - Units whose status does not meet NEEDS criteria"]
["Maxwell L&D Hydroelectric Project",62385,"NA1","Hydro","Pennsylvania",4.5,"Dropped - Units whose status does not meet NEEDS criteria"]
["KY No. 11 L&D Hydroelectric Project",62390,"NA2","Hydro","Kentucky",0.3,"Dropped - Units whose status does not meet NEEDS criteria"]
["KY No. 11 L&D Hydroelectric Project",62390,"NA3","Hydro","Kentucky",0.3,"Dropped - Units whose status does not meet NEEDS criteria"]
["KY No. 11 L&D Hydroelectric Project",62390,"NA4","Hydro","Kentucky",0.3,"Dropped - Units whose status does not meet NEEDS criteria"]
["KY No. 11 L&D Hydroelectric Project",62390,"NA5","Hydro","Kentucky",0.3,"Dropped - Units whose status does not meet NEEDS criteria"]
["Beverly L&D Hydroelectric Project",62403,"NA2","Hydro","Ohio",1.2,"Dropped - Units whose status does not meet NEEDS criteria"]
["Monongahela L&D4 Hydroelectric Project",62404,"NA2","Hydro","Pennsylvania",4.5,"Dropped - Units whose status does not meet NEEDS criteria"]
["Sardis Lake Hydroelectric Project",62425,"NA2","Hydro","Mississippi",5.5,"Dropped - Units whose status does not meet NEEDS criteria"]
["Rokeby L&D Hydroelectric Project",62426,"NA2","Hydro","Ohio",1.5,"Dropped - Units whose status does not meet NEEDS criteria"]
["Philo L&D Hydroelectric Project",62427,"NA2","Hydro","Ohio",1.2,"Dropped - Units whose status does not meet NEEDS criteria"]
["Malta L&D Hydroelectric Project",62428,"NA1","Hydro","Ohio",1,"Dropped - Units whose status does not meet NEEDS criteria"]
["Malta L&D Hydroelectric Project",62428,"NA2","Hydro","Ohio",1,"Dropped - Units whose status does not meet NEEDS criteria"]
["Lowell L&D Hydroelectric Project",62429,"NA2","Hydro","Ohio",2,"Dropped - Units whose status does not meet NEEDS criteria"]
["Enid Lake Hydroelectric Project",62432,"NA2","Hydro","Mississippi",1.5,"Dropped - Units whose status does not meet NEEDS criteria"]
["Emsworth BC Hydroelectric Project",62434,"NA1","Hydro","Pennsylvania",3,"Dropped - Units whose status does not meet NEEDS criteria"]
["Devola L&D Hydroelectric Project",62435,"NA2","Hydro","Ohio",1,"Dropped - Units whose status does not meet NEEDS criteria"]
["Point Marion L&D Hydroelectric Project",62384,"NA2","Hydro","Pennsylvania",1.5,"Dropped - Units whose status does not meet NEEDS criteria"]
["Maxwell L&D Hydroelectric Project",62385,"NA2","Hydro","Pennsylvania",4.5,"Dropped - Units whose status does not meet NEEDS criteria"]
["Emsworth BC Hydroelectric Project",62434,"NA2","Hydro","Pennsylvania",4,"Dropped - Units whose status does not meet NEEDS criteria"]
["Evelyn Hydroelectric Project",62748,"1","Hydro","Kentucky",0.6,"Dropped - Units whose status does not meet NEEDS criteria"]
["Evelyn Hydroelectric Project",62748,"2","Hydro","Kentucky",0.6,"Dropped - Units whose status does not meet NEEDS criteria"]
["Evelyn Hydroelectric Project",62748,"3","Hydro","Kentucky",0.2,"Dropped - Units whose status does not meet NEEDS criteria"]
["Evelyn Hydroelectric Project",62748,"4","Hydro","Kentucky",0.2,"Dropped - Units whose status does not meet NEEDS criteria"]
["Evelyn Hydroelectric Project",62748,"5","Hydro","Kentucky",0.6,"Dropped - Units whose status does not meet NEEDS criteria"]
["Evelyn Hydroelectric Project",62748,"6","Hydro","Kentucky",0.6,"Dropped - Units whose status does not meet NEEDS criteria"]
["Geismar",10319,"GEN4","Combustion Turbine","Louisiana",42,"Dropped - Units whose status does not meet NEEDS criteria"]
["Geismar",10319,"GEN5","O/G Steam","Louisiana",25,"Dropped - Units whose status does not meet NEEDS criteria"]
["La Paz Solar Tower",58652,"1","Solar Thermal","Arizona",200,"Dropped - Units whose status does not meet NEEDS criteria"]
["Mill Pond Hydro",65399,"U3","Hydro","New York",0.5,"Dropped - Units whose status does not meet NEEDS criteria"]
["Mahoney Lake Hydroelectric",59027,"GEN 1","Hydro","Alaska",9.6,"Dropped - Units whose status does not meet NEEDS criteria"]
["Hauser",2185,"HAU9","Hydro","Montana",3.5,"Dropped - Units whose status does not meet NEEDS criteria"]
["Clean Path Energy Center",60289,"CPEC1","Combined Cycle","New Mexico",680,"Dropped - Units whose status does not meet NEEDS criteria"]
["UAMPS Carbon Free Power Plant",61075,"NPM1","Nuclear","Idaho",72.7,"Dropped - Units whose status does not meet NEEDS criteria"]
["UAMPS Carbon Free Power Plant",61075,"NPM2","Nuclear","Idaho",72.7,"Dropped - Units whose status does not meet NEEDS criteria"]
["UAMPS Carbon Free Power Plant",61075,"NPM3","Nuclear","Idaho",72.7,"Dropped - Units whose status does not meet NEEDS criteria"]
["UAMPS Carbon Free Power Plant",61075,"NPM4","Nuclear","Idaho",72.7,"Dropped - Units whose status does not meet NEEDS criteria"]
["UAMPS Carbon Free Power Plant",61075,"NPM5","Nuclear","Idaho",72.7,"Dropped - Units whose status does not meet NEEDS criteria"]
["UAMPS Carbon Free Power Plant",61075,"NPM6","Nuclear","Idaho",72.7,"Dropped - Units whose status does not meet NEEDS criteria"]
["Humacao Solar Project, LLC",61133,"SSO01","Solar PV",{"$error":"#N/A"},20,"Dropped - in Alaska or in Hawaii or Puerto Rico"]
["Bacardi Catano Plant",66096,"CHP","Fossil Waste",{"$error":"#N/A"},3,"Dropped - in Alaska or in Hawaii or Puerto Rico"]
["Eaton Corp - Arecibo - Puerto Rico Hybrid",64613,"BATT1","Energy Storage",{"$error":"#N/A"},1,"Dropped - in Alaska or in Hawaii or Puerto Rico"]
["Eaton Corp - Arecibo - Puerto Rico Hybrid",64613,"BATT2","Energy Storage",{"$error":"#N/A"},1,"Dropped - in Alaska or in Hawaii or Puerto Rico"]
["Eaton Corp - Arecibo - Puerto Rico Hybrid",64613,"SOL1","Solar PV",{"$error":"#N/A"},2.2,"Dropped - in Alaska or in Hawaii or Puerto Rico"]
["Eaton Corp - Arecibo - Puerto Rico Hybrid",64613,"SOL2","Solar PV",{"$error":"#N/A"},2.2,"Dropped - in Alaska or in Hawaii or Puerto Rico"]
["CoGen Stryker Puerto Rico",66058,"1","Combustion Turbine",{"$error":"#N/A"},0.8,"Dropped - Units whose status does not meet NEEDS criteria"]
["CoGen Stryker Puerto Rico",66058,"2","Combustion Turbine",{"$error":"#N/A"},0.8,"Dropped - Units whose status does not meet NEEDS criteria"]
["Gadsden",7,"1","O/G Steam","Alabama",64,"Dropped - Units whose status does not meet NEEDS criteria"]
["Gadsden",7,"2","O/G Steam","Alabama",66,"Dropped - Units whose status does not meet NEEDS criteria"]
["Weston",4078,"2","O/G Steam","Wisconsin",75.4,"Dropped - Units whose status does not meet NEEDS criteria"]
["Comanche (CO)",470,"1","Coal Steam","Colorado",325,"Dropped - Units whose status does not meet NEEDS criteria"]
["E D Edwards",856,"2","Coal Steam","Illinois",245,"Dropped - Units whose status does not meet NEEDS criteria"]
["E D Edwards",856,"3","Coal Steam","Illinois",315,"Dropped - Units whose status does not meet NEEDS criteria"]
["St Clair",1743,"2","Coal Steam","Michigan",154,"Dropped - Units whose status does not meet NEEDS criteria"]
["St Clair",1743,"3","Coal Steam","Michigan",160,"Dropped - Units whose status does not meet NEEDS criteria"]
["St Clair",1743,"6","Coal Steam","Michigan",311,"Dropped - Units whose status does not meet NEEDS criteria"]
["St Clair",1743,"7","Coal Steam","Michigan",440,"Dropped - Units whose status does not meet NEEDS criteria"]
["Trenton Channel",1745,"9","Coal Steam","Michigan",495,"Dropped - Units whose status does not meet NEEDS criteria"]
["Meramec",2104,"1","O/G Steam","Missouri",113,"Dropped - Units whose status does not meet NEEDS criteria"]
["Meramec",2104,"2","O/G Steam","Missouri",113,"Dropped - Units whose status does not meet NEEDS criteria"]
["Meramec",2104,"3","Coal Steam","Missouri",220,"Dropped - Units whose status does not meet NEEDS criteria"]
["Meramec",2104,"4","Coal Steam","Missouri",290,"Dropped - Units whose status does not meet NEEDS criteria"]
["Plant X",3485,"3","O/G Steam","Texas",93,"Dropped - Units whose status does not meet NEEDS criteria"]
["Chanarambie Power Partners, LLC",56142,"WND1","Onshore Wind","Minnesota",85.5,"Dropped - Units whose status does not meet NEEDS criteria"]
["Viking Wind Partners",56153,"1","Onshore Wind","Minnesota",12,"Dropped - Units whose status does not meet NEEDS criteria"]
["Santa Maria EPG",56284,"EPG","Fossil Waste","California",5.3,"Dropped - Units whose status does not meet NEEDS criteria"]
["Carbon Limestone",56868,"1","Landfill Gas","Ohio",1.4,"Dropped - Units whose status does not meet NEEDS criteria"]
["Carbon Limestone",56868,"10","Landfill Gas","Ohio",1.4,"Dropped - Units whose status does not meet NEEDS criteria"]
["Carbon Limestone",56868,"11","Landfill Gas","Ohio",1.4,"Dropped - Units whose status does not meet NEEDS criteria"]
["Carbon Limestone",56868,"12","Landfill Gas","Ohio",1.4,"Dropped - Units whose status does not meet NEEDS criteria"]
["Carbon Limestone",56868,"13","Landfill Gas","Ohio",1.4,"Dropped - Units whose status does not meet NEEDS criteria"]
["Carbon Limestone",56868,"14","Landfill Gas","Ohio",1.4,"Dropped - Units whose status does not meet NEEDS criteria"]
["Carbon Limestone",56868,"15","Landfill Gas","Ohio",1.4,"Dropped - Units whose status does not meet NEEDS criteria"]
["Carbon Limestone",56868,"16","Landfill Gas","Ohio",1.4,"Dropped - Units whose status does not meet NEEDS criteria"]
["Carbon Limestone",56868,"17","Landfill Gas","Ohio",1.6,"Dropped - Units whose status does not meet NEEDS criteria"]
["Carbon Limestone",56868,"18","Landfill Gas","Ohio",1.6,"Dropped - Units whose status does not meet NEEDS criteria"]
["Carbon Limestone",56868,"2","Landfill Gas","Ohio",1.4,"Dropped - Units whose status does not meet NEEDS criteria"]
["Carbon Limestone",56868,"3","Landfill Gas","Ohio",1.4,"Dropped - Units whose status does not meet NEEDS criteria"]
["Carbon Limestone",56868,"4","Landfill Gas","Ohio",1.4,"Dropped - Units whose status does not meet NEEDS criteria"]
["Carbon Limestone",56868,"5","Landfill Gas","Ohio",1.4,"Dropped - Units whose status does not meet NEEDS criteria"]
["Carbon Limestone",56868,"6","Landfill Gas","Ohio",1.4,"Dropped - Units whose status does not meet NEEDS criteria"]
["Carbon Limestone",56868,"7","Landfill Gas","Ohio",1.4,"Dropped - Units whose status does not meet NEEDS criteria"]
["Carbon Limestone",56868,"8","Landfill Gas","Ohio",1.4,"Dropped - Units whose status does not meet NEEDS criteria"]
["Carbon Limestone",56868,"9","Landfill Gas","Ohio",1.4,"Dropped - Units whose status does not meet NEEDS criteria"]
["KRS I Anahola Solar Hybrid",58639,"B5B6","Energy Storage","Hawaii",6,"Dropped - Units whose status does not meet NEEDS criteria"]
["Tehachapi Energy Storage Project",59661,"TSP1","Energy Storage","California",8,"Dropped - Units whose status does not meet NEEDS criteria"]
["Overlook Medical Center",62622,"CHPS2","Combustion Turbine","New Jersey",1,"Dropped - Units whose status does not meet NEEDS criteria"]
["Hudson Avenue",2496,"GT3","Combustion Turbine","New York",13.5,"Dropped - Units whose status does not meet NEEDS criteria"]
["Hudson Avenue",2496,"GT5","Combustion Turbine","New York",14.1,"Dropped - Units whose status does not meet NEEDS criteria"]
["St Marys IC",6338,"1B","Combustion Turbine","Alaska",0.5,"Dropped - Units whose status does not meet NEEDS criteria"]
["St Marys IC",6338,"2","Combustion Turbine","Alaska",0.6,"Dropped - Units whose status does not meet NEEDS criteria"]
["St Marys IC",6338,"3","Combustion Turbine","Alaska",0.9,"Dropped - Units whose status does not meet NEEDS criteria"]
["Barrow",7173,"10","Combustion Turbine","Alaska",1.5,"Dropped - Units whose status does not meet NEEDS criteria"]
["Barrow",7173,"9","Combustion Turbine","Alaska",1.5,"Dropped - Units whose status does not meet NEEDS criteria"]
["New Knoxville",7898,"1","Combustion Turbine","Ohio",1,"Dropped - Units whose status does not meet NEEDS criteria"]
["Dickerson Power",1572,"GT1","Combustion Turbine","Maryland",18,"Dropped - Units whose status does not meet NEEDS criteria"]
["Elk River City of",1971,"5","Landfill Gas","Minnesota",0.8,"Dropped - Units whose status does not meet NEEDS criteria"]
["Elk River City of",1971,"6","Landfill Gas","Minnesota",0.8,"Dropped - Units whose status does not meet NEEDS criteria"]
["Elk River City of",1971,"7","Landfill Gas","Minnesota",0.8,"Dropped - Units whose status does not meet NEEDS criteria"]
["Elk River City of",1971,"8","Landfill Gas","Minnesota",0.8,"Dropped - Units whose status does not meet NEEDS criteria"]
["Elkton",52148,"GEN3","Combustion Turbine","Virginia",1,"Dropped - Units whose status does not meet NEEDS criteria"]
["Rancho Penasquitos",56615,"G100","Hydro","California",3.6,"Dropped - Units whose status does not meet NEEDS criteria"]
["Grand Valley Project Power Plant",473,"1","Hydro","Colorado",1.5,"Dropped - Units whose status does not meet NEEDS criteria"]
["Martin Drake",492,"6","Coal Steam","Colorado",77,"Dropped - Units whose status does not meet NEEDS criteria"]
["Martin Drake",492,"7","O/G Steam","Colorado",131,"Dropped - Units whose status does not meet NEEDS criteria"]
["Morgantown Generating Plant",1573,"GT1","Combustion Turbine","Maryland",13,"Dropped - Units whose status does not meet NEEDS criteria"]
["Morgantown Generating Plant",1573,"GT2","Combustion Turbine","Maryland",13,"Dropped - Units whose status does not meet NEEDS criteria"]
["Hutchinson Plant #1",1980,"3","Combustion Turbine","Minnesota",3.9,"Dropped - Units whose status does not meet NEEDS criteria"]
["San Juan",2451,"4","Coal Steam","New Mexico",507,"Dropped - Units whose status does not meet NEEDS criteria"]
["Williams",3298,"1","Combustion Turbine","South Carolina",20,"Dropped - Units whose status does not meet NEEDS criteria"]
["Williams",3298,"2","Combustion Turbine","South Carolina",20,"Dropped - Units whose status does not meet NEEDS criteria"]
["Galena Electric Utility",7437,"1A","Combustion Turbine","Alaska",0.8,"Dropped - Units whose status does not meet NEEDS criteria"]
["Galena Electric Utility",7437,"3A","Combustion Turbine","Alaska",0.8,"Dropped - Units whose status does not meet NEEDS criteria"]
["AES Hawaii",10673,"GEN1","Coal Steam","Hawaii",180,"Dropped - Units whose status does not meet NEEDS criteria"]
["Rifle Generating Station",10755,"GT2","Combined Cycle","Colorado",13,"Dropped - Units whose status does not meet NEEDS criteria"]
["Rifle Generating Station",10755,"GT3","Combined Cycle","Colorado",13,"Dropped - Units whose status does not meet NEEDS criteria"]
["Rifle Generating Station",10755,"GT4","Combined Cycle","Colorado",13,"Dropped - Units whose status does not meet NEEDS criteria"]
["Rifle Generating Station",10755,"ST1","Combined Cycle","Colorado",34,"Dropped - Units whose status does not meet NEEDS criteria"]
["Wintec Energy Ltd",50276,"EXIS","Onshore Wind","California",5.9,"Dropped - Units whose status does not meet NEEDS criteria"]
["William Beaumont Hospital",50937,"GENA","Combustion Turbine","Michigan",1.9,"Dropped - Units whose status does not meet NEEDS criteria"]
["William Beaumont Hospital",50937,"GENB","Combustion Turbine","Michigan",1.9,"Dropped - Units whose status does not meet NEEDS criteria"]
["University of Washington Power Plant",54809,"TG2","O/G Steam","Washington",5,"Dropped - Units whose status does not meet NEEDS criteria"]
["Prima Plant",55601,"UNT1","Landfill Gas","California",2.7,"Dropped - Units whose status does not meet NEEDS criteria"]
["Prima Plant",55601,"UNT2","Landfill Gas","California",2.7,"Dropped - Units whose status does not meet NEEDS criteria"]
["Rock Creek Dairy",58142,"CHP1","Non-Fossil Waste","Idaho",1.6,"Dropped - Units whose status does not meet NEEDS criteria"]
["Rock Creek Dairy",58142,"CHP2","Non-Fossil Waste","Idaho",1.6,"Dropped - Units whose status does not meet NEEDS criteria"]
["Joppa Steam",887,"1","Coal Steam","Illinois",158,"Dropped - Units whose status does not meet NEEDS criteria"]
["Joppa Steam",887,"2","Coal Steam","Illinois",158,"Dropped - Units whose status does not meet NEEDS criteria"]
["Joppa Steam",887,"3","Coal Steam","Illinois",158,"Dropped - Units whose status does not meet NEEDS criteria"]
["Joppa Steam",887,"4","Coal Steam","Illinois",158,"Dropped - Units whose status does not meet NEEDS criteria"]
["Joppa Steam",887,"5","Coal Steam","Illinois",158,"Dropped - Units whose status does not meet NEEDS criteria"]
["Joppa Steam",887,"6","Coal Steam","Illinois",158,"Dropped - Units whose status does not meet NEEDS criteria"]
["MEPI GT Facility",7858,"1","Combustion Turbine","Illinois",55,"Dropped - Units whose status does not meet NEEDS criteria"]
["MEPI GT Facility",7858,"2","Combustion Turbine","Illinois",55,"Dropped - Units whose status does not meet NEEDS criteria"]
["MEPI GT Facility",7858,"3","Combustion Turbine","Illinois",55,"Dropped - Units whose status does not meet NEEDS criteria"]
["MEPI GT Facility",7858,"4","Combustion Turbine","Illinois",37,"Dropped - Units whose status does not meet NEEDS criteria"]
["MEPI GT Facility",7858,"5","Combustion Turbine","Illinois",37,"Dropped - Units whose status does not meet NEEDS criteria"]
["UCI Fuel Cell",60120,"MB-16","Fuel Cell","California",1.4,"Dropped - Units whose status does not meet NEEDS criteria"]
["Arnold",2216,"1","Combustion Turbine","Nebraska",0.5,"Dropped - Units whose status does not meet NEEDS criteria"]
["Arnold",2216,"2A","Combustion Turbine","Nebraska",0.1,"Dropped - Units whose status does not meet NEEDS criteria"]
["Arnold",2216,"3","Combustion Turbine","Nebraska",0.2,"Dropped - Units whose status does not meet NEEDS criteria"]
["Arnold",2216,"4","Combustion Turbine","Nebraska",0.2,"Dropped - Units whose status does not meet NEEDS criteria"]
["Nassau Energy Corp",52056,"GT1","Combined Cycle","New York",38,"Dropped - Units whose status does not meet NEEDS criteria"]
["Nassau Energy Corp",52056,"ST1","Combined Cycle","New York",12,"Dropped - Units whose status does not meet NEEDS criteria"]
["CT Resource Rec Authority Facility",54945,"NO 5","Municipal Solid Waste","Connecticut",28.8,"Dropped - Units whose status does not meet NEEDS criteria"]
["CT Resource Rec Authority Facility",54945,"NO 6","Municipal Solid Waste","Connecticut",29.7,"Dropped - Units whose status does not meet NEEDS criteria"]
["Minwind 3-9",56123,"1","Onshore Wind","Minnesota",11.6,"Dropped - Units whose status does not meet NEEDS criteria"]
["Elwood Energy Storage Center",59959,"WCBS","Energy Storage","Illinois",19.8,"Dropped - Units whose status does not meet NEEDS criteria"]
["Jake Energy Storage Center",59960,"JBS","Energy Storage","Illinois",19.8,"Dropped - Units whose status does not meet NEEDS criteria"]
["Waukegan",883,"7","Coal Steam","Illinois",328,"Dropped - Units whose status does not meet NEEDS criteria"]
["Waukegan",883,"8","Coal Steam","Illinois",361,"Dropped - Units whose status does not meet NEEDS criteria"]
["Will County",884,"4","Coal Steam","Illinois",510,"Dropped - Units whose status does not meet NEEDS criteria"]
["Morgantown Generating Plant",1573,"ST1","Coal Steam","Maryland",596,"Dropped - Units whose status does not meet NEEDS criteria"]
["Morgantown Generating Plant",1573,"ST2","Coal Steam","Maryland",609,"Dropped - Units whose status does not meet NEEDS criteria"]
["Doreen",1631,"DORE","Combustion Turbine","Massachusetts",16.1,"Dropped - Units whose status does not meet NEEDS criteria"]
["Essential Power Massachusetts LLC",1642,"GT-1","Combustion Turbine","Massachusetts",33.3,"Dropped - Units whose status does not meet NEEDS criteria"]
["Essential Power Massachusetts LLC",1642,"GT-2","Combustion Turbine","Massachusetts",33.4,"Dropped - Units whose status does not meet NEEDS criteria"]
["Essential Power Massachusetts LLC",1642,"WS10","Combustion Turbine","Massachusetts",17.1,"Dropped - Units whose status does not meet NEEDS criteria"]
["Woodland Road",1643,"WOOD","Combustion Turbine","Massachusetts",16.5,"Dropped - Units whose status does not meet NEEDS criteria"]
["Palisades",1715,"1","Nuclear","Michigan",768.5,"Dropped - Units whose status does not meet NEEDS criteria"]
["PSEG Essex Generating Station",2401,"9","Combustion Turbine","New Jersey",81,"Dropped - Units whose status does not meet NEEDS criteria"]
["San Juan",2451,"1","Coal Steam","New Mexico",340,"Dropped - Units whose status does not meet NEEDS criteria"]
["TalenEnergy Martin Creek LLC Allentown",3139,"CTG1","Combustion Turbine","Pennsylvania",14,"Dropped - Units whose status does not meet NEEDS criteria"]
["TalenEnergy Martin Creek LLC Allentown",3139,"CTG2","Combustion Turbine","Pennsylvania",14,"Dropped - Units whose status does not meet NEEDS criteria"]
["TalenEnergy Martin Creek LLC Allentown",3139,"CTG3","Combustion Turbine","Pennsylvania",14,"Dropped - Units whose status does not meet NEEDS criteria"]
["TalenEnergy Martin Creek LLC Allentown",3139,"CTG4","Combustion Turbine","Pennsylvania",14,"Dropped - Units whose status does not meet NEEDS criteria"]
["TalenEnergy Martins Creek LLC Harrisburg",3143,"CTG1","Combustion Turbine","Pennsylvania",13.4,"Dropped - Units whose status does not meet NEEDS criteria"]
["TalenEnergy Martins Creek LLC Harrisburg",3143,"CTG2","Combustion Turbine","Pennsylvania",13.9,"Dropped - Units whose status does not meet NEEDS criteria"]
["TalenEnergy Martins Creek LLC Harrisburg",3143,"CTG3","Combustion Turbine","Pennsylvania",13.8,"Dropped - Units whose status does not meet NEEDS criteria"]
["TalenEnergy Martins Creek",3148,"CTG3","Combustion Turbine","Pennsylvania",18,"Dropped - Units whose status does not meet NEEDS criteria"]
["Tesoro Wilmington Calciner",10601,"GEN1","Non-Fossil Waste","California",30.7,"Dropped - Units whose status does not meet NEEDS criteria"]
["Saint Francis Hospital",50952,"GEN1","Combustion Turbine","Illinois",0.8,"Dropped - Units whose status does not meet NEEDS criteria"]
["Saint Francis Hospital",50952,"GEN2","Combustion Turbine","Illinois",0.8,"Dropped - Units whose status does not meet NEEDS criteria"]
["Akron Recycle Energy Plant",54265,"1","O/G Steam","Ohio",2,"Dropped - Units whose status does not meet NEEDS criteria"]
["Akron Recycle Energy Plant",54265,"2","O/G Steam","Ohio",2,"Dropped - Units whose status does not meet NEEDS criteria"]
["International Paper Riegelwood Mill",54656,"NO 1","Non-Fossil Waste","North Carolina",7.8,"Dropped - Units whose status does not meet NEEDS criteria"]
["Jefferson Avenue",60499,"1","Solar PV","New Jersey",1.7,"Dropped - Units whose status does not meet NEEDS criteria"]
["TalenEnergy Martins Creek LLC Harwood",3144,"CTG1","Combustion Turbine","Pennsylvania",12.9,"Dropped - Units whose status does not meet NEEDS criteria"]
["TalenEnergy Martins Creek LLC Harwood",3144,"CTG2","Combustion Turbine","Pennsylvania",12.3,"Dropped - Units whose status does not meet NEEDS criteria"]
["W H Zimmer",6019,"ST1","Coal Steam","Ohio",1305,"Dropped - Units whose status does not meet NEEDS criteria"]
["Logan Generating Plant",10043,"GEN1","Coal Steam","New Jersey",219,"Dropped - Units whose status does not meet NEEDS criteria"]
["Pedricktown Cogeneration Company LP",10099,"GEN1","Combined Cycle","New Jersey",112.8,"Dropped - Units whose status does not meet NEEDS criteria"]
["Pedricktown Cogeneration Company LP",10099,"GEN2","Combined Cycle","New Jersey",112.8,"Dropped - Units whose status does not meet NEEDS criteria"]
["Hillman Power LLC",10346,"GEN1","Biomass","Michigan",17.7,"Dropped - Units whose status does not meet NEEDS criteria"]
["Newark Bay Cogeneration Partnership LP",50385,"GEN1","Combined Cycle","New Jersey",120.2,"Dropped - Units whose status does not meet NEEDS criteria"]
["Newark Bay Cogeneration Partnership LP",50385,"GEN2","Combined Cycle","New Jersey",120.2,"Dropped - Units whose status does not meet NEEDS criteria"]
["Newark Bay Cogeneration Partnership LP",50385,"GEN3","Combined Cycle","New Jersey",120.2,"Dropped - Units whose status does not meet NEEDS criteria"]
["Ottawa County Project",56865,"1","Landfill Gas","Ohio",1.4,"Dropped - Units whose status does not meet NEEDS criteria"]
["Ottawa County Project",56865,"2","Landfill Gas","Ohio",1.4,"Dropped - Units whose status does not meet NEEDS criteria"]
["Deutsche Bank- Piscataway Solar",60803,"DBPIS","Solar PV","New Jersey",1,"Dropped - Units whose status does not meet NEEDS criteria"]
["Windom",2023,"GT1","Combustion Turbine","Minnesota",2.5,"Dropped - Units whose status does not meet NEEDS criteria"]
["Dunkirk Generating Plant",2554,"1","Coal Steam","New York",75,"Dropped - Units whose status does not meet NEEDS criteria"]
["Dunkirk Generating Plant",2554,"3","Coal Steam","New York",185,"Dropped - Units whose status does not meet NEEDS criteria"]
["Dunkirk Generating Plant",2554,"ST4","Coal Steam","New York",185,"Dropped - Units whose status does not meet NEEDS criteria"]
["TalenEnergy Martins Creek LLC Fishbach",3142,"UNT1","Combustion Turbine","Pennsylvania",14,"Dropped - Units whose status does not meet NEEDS criteria"]
["TalenEnergy Martins Creek LLC Fishbach",3142,"UNT2","Combustion Turbine","Pennsylvania",14,"Dropped - Units whose status does not meet NEEDS criteria"]
["TalenEnergy Martins Creek LLC Jenkins",3146,"CTG1","Combustion Turbine","Pennsylvania",13.8,"Dropped - Units whose status does not meet NEEDS criteria"]
["TalenEnergy Martins Creek LLC Jenkins",3146,"CTG2","Combustion Turbine","Pennsylvania",13.8,"Dropped - Units whose status does not meet NEEDS criteria"]
["TalenEnergy Martins Creek LLC Lock Haven",3147,"CTG","Combustion Turbine","Pennsylvania",14,"Dropped - Units whose status does not meet NEEDS criteria"]
["TalenEnergy Martins Creek LLC West Shore",3154,"CTG1","Combustion Turbine","Pennsylvania",14,"Dropped - Units whose status does not meet NEEDS criteria"]
["TalenEnergy Martins Creek LLC West Shore",3154,"CTG2","Combustion Turbine","Pennsylvania",14,"Dropped - Units whose status does not meet NEEDS criteria"]
["TalenEnergy Martins Creek LLC Williamsport",3155,"CTG1","Combustion Turbine","Pennsylvania",13.2,"Dropped - Units whose status does not meet NEEDS criteria"]
["TalenEnergy Martins Creek LLC Williamsport",3155,"CTG2","Combustion Turbine","Pennsylvania",13.4,"Dropped - Units whose status does not meet NEEDS criteria"]
["Huron",3344,"1","Combustion Turbine","South Dakota",11,"Dropped - Units whose status does not meet NEEDS criteria"]
["Pioneer Valley Resource Recovery",50273,"DLV1","Municipal Solid Waste","Massachusetts",7.5,"Dropped - Units whose status does not meet NEEDS criteria"]
["Sinclair Oil Refinery",54374,"2004","Combustion Turbine","Wyoming",1.3,"Dropped - Units whose status does not meet NEEDS criteria"]
["Sinclair Oil Refinery",54374,"2006","Combustion Turbine","Wyoming",1.3,"Dropped - Units whose status does not meet NEEDS criteria"]
["Sinclair Oil Refinery",54374,"2008","Combustion Turbine","Wyoming",1.3,"Dropped - Units whose status does not meet NEEDS criteria"]
["Avon Lake",2836,"10","Combustion Turbine","Ohio",25,"Dropped - Units whose status does not meet NEEDS criteria"]
["Avon Lake",2836,"9","Coal Steam","Ohio",627,"Dropped - Units whose status does not meet NEEDS criteria"]
["Arcanum",2902,"1","Combustion Turbine","Ohio",0.8,"Dropped - Units whose status does not meet NEEDS criteria"]
["Boomer Lake Station",3000,"3","Combustion Turbine","Oklahoma",2,"Dropped - Units whose status does not meet NEEDS criteria"]
["Boomer Lake Station",3000,"4","Combustion Turbine","Oklahoma",2,"Dropped - Units whose status does not meet NEEDS criteria"]
["Boomer Lake Station",3000,"5","Combustion Turbine","Oklahoma",2,"Dropped - Units whose status does not meet NEEDS criteria"]
["W S Lee",3264,"3","O/G Steam","South Carolina",170,"Dropped - Units whose status does not meet NEEDS criteria"]
["Hardeeville",3286,"1","Combustion Turbine","South Carolina",9,"Dropped - Units whose status does not meet NEEDS criteria"]
["Decker Creek",3548,"2","O/G Steam","Texas",404,"Dropped - Units whose status does not meet NEEDS criteria"]
["Cheswick Power Plant",8226,"1","Coal Steam","Pennsylvania",565,"Dropped - Units whose status does not meet NEEDS criteria"]
["Stillwater Water Treatment Plant",55987,"6","Combustion Turbine","Oklahoma",2,"Dropped - Units whose status does not meet NEEDS criteria"]
["R M Heskett",2790,"1","Coal Steam","North Dakota",29.5,"Dropped - Units whose status does not meet NEEDS criteria"]
["Terreva Suffolk RNG, LLC",54781,"SU1","Landfill Gas","Virginia",0.7,"Dropped - Units whose status does not meet NEEDS criteria"]
["Terreva Suffolk RNG, LLC",54781,"SU2","Landfill Gas","Virginia",0.7,"Dropped - Units whose status does not meet NEEDS criteria"]
["Terreva Suffolk RNG, LLC",54781,"SU3","Landfill Gas","Virginia",0.7,"Dropped - Units whose status does not meet NEEDS criteria"]
["Terreva Suffolk RNG, LLC",54781,"SU4","Landfill Gas","Virginia",0.7,"Dropped - Units whose status does not meet NEEDS criteria"]
["R M Heskett",2790,"2","Coal Steam","North Dakota",74.8,"Dropped - Units whose status does not meet NEEDS criteria"]
["Scherer",6257,"4","Coal Steam","Georgia",860,"Dropped - Units whose status does not meet NEEDS criteria"]
["Al Turi",10549,"2","Landfill Gas","New York",0.8,"Dropped - Units whose status does not meet NEEDS criteria"]
["Al Turi",10549,"3","Landfill Gas","New York",0.8,"Dropped - Units whose status does not meet NEEDS criteria"]
["Al Turi",10549,"3010","Landfill Gas","New York",0.8,"Dropped - Units whose status does not meet NEEDS criteria"]
["Domtar Paper Company Rothschild",50190,"HG1","Hydro","Wisconsin",0.6,"Dropped - Units whose status does not meet NEEDS criteria"]
["Domtar Paper Company Rothschild",50190,"HG2","Hydro","Wisconsin",0.5,"Dropped - Units whose status does not meet NEEDS criteria"]
["Domtar Paper Company Rothschild",50190,"HG4","Hydro","Wisconsin",0.5,"Dropped - Units whose status does not meet NEEDS criteria"]
["Domtar Paper Company Rothschild",50190,"HG5","Hydro","Wisconsin",1,"Dropped - Units whose status does not meet NEEDS criteria"]
["Domtar Paper Company Rothschild",50190,"HG6","Hydro","Wisconsin",0.7,"Dropped - Units whose status does not meet NEEDS criteria"]
["Caterpillar",50935,"ET1","Combustion Turbine","Indiana",2,"Dropped - Units whose status does not meet NEEDS criteria"]
["Lockheed Martin Sunnyvale",57808,"LOK00","Fuel Cell","California",1,"Dropped - Units whose status does not meet NEEDS criteria"]
["Dolet Hills",51,"1","Coal Steam","Louisiana",634.8,"Dropped - Units whose status does not meet NEEDS criteria"]
["Big Bend",645,"ST2","Coal Steam","Florida",385,"Dropped - Units whose status does not meet NEEDS criteria"]
["Zorn",1368,"1","Combustion Turbine","Kentucky",14,"Dropped - Units whose status does not meet NEEDS criteria"]
["Dafter",1868,"1","Combustion Turbine","Michigan",0.9,"Dropped - Units whose status does not meet NEEDS criteria"]
["Dafter",1868,"3","Combustion Turbine","Michigan",0.9,"Dropped - Units whose status does not meet NEEDS criteria"]
["Dafter",1868,"5","Combustion Turbine","Michigan",2.5,"Dropped - Units whose status does not meet NEEDS criteria"]
["Delano",1969,"9","Combustion Turbine","Minnesota",11,"Dropped - Units whose status does not meet NEEDS criteria"]
["G G Allen",2718,"2","Coal Steam","North Carolina",162,"Dropped - Units whose status does not meet NEEDS criteria"]
["G G Allen",2718,"4","Coal Steam","North Carolina",257,"Dropped - Units whose status does not meet NEEDS criteria"]
["Argyle",7810,"3","Hydro","Wisconsin",0.1,"Dropped - Units whose status does not meet NEEDS criteria"]
["Arvada",8028,"3","Combustion Turbine","Wyoming",5,"Dropped - Units whose status does not meet NEEDS criteria"]
["Medical Area Total Energy Plant",10883,"DEG6","Combustion Turbine","Massachusetts",6,"Dropped - Units whose status does not meet NEEDS criteria"]
["SDS Lumber Gorge Energy Division",50231,"TG2","Biomass","Washington",5,"Dropped - Units whose status does not meet NEEDS criteria"]
["SDS Lumber Gorge Energy Division",50231,"TG3","Biomass","Washington",4.7,"Dropped - Units whose status does not meet NEEDS criteria"]
["Mountain View I&2",55719,"GEN2","Onshore Wind","California",22.2,"Dropped - Units whose status does not meet NEEDS criteria"]
["Mountain View I&2",55719,"GENI","Onshore Wind","California",42.6,"Dropped - Units whose status does not meet NEEDS criteria"]
["PPL Glendon LFGTE Plant",57183,"1","Landfill Gas","Pennsylvania",1.6,"Dropped - Units whose status does not meet NEEDS criteria"]
["PPL Glendon LFGTE Plant",57183,"2","Landfill Gas","Pennsylvania",1.6,"Dropped - Units whose status does not meet NEEDS criteria"]
["FCPC Renewable Generation",59931,"GEN1","Non-Fossil Waste","Wisconsin",1,"Dropped - Units whose status does not meet NEEDS criteria"]
["Crawfordsville Power Plant",1024,"5","Coal Steam","Indiana",12.6,"Dropped - Units whose status does not meet NEEDS criteria"]
["Portage",8019,"1","Combustion Turbine","Michigan",17.4,"Dropped - Units whose status does not meet NEEDS criteria"]
["Caterpillar",50935,"ET3","Combustion Turbine","Indiana",2.5,"Dropped - Units whose status does not meet NEEDS criteria"]
["Alliant SBD 9302 Aegon NP",54967,"7906","Combustion Turbine","Iowa",1.2,"Dropped - Units whose status does not meet NEEDS criteria"]
["Alden Bailey Power Plant",56223,"LOKI","Combustion Turbine","Oregon",9.8,"Dropped - Units whose status does not meet NEEDS criteria"]
["Fairbanks Morse Engine",56937,"IPE","Combustion Turbine","Wisconsin",1.5,"Dropped - Units whose status does not meet NEEDS criteria"]
["G2 Energy Marion LLC",57128,"358","Landfill Gas","Florida",1.5,"Dropped - Units whose status does not meet NEEDS criteria"]
["Vitro Architectural Glass (PA)",58051,"L1","Combustion Turbine","Pennsylvania",2,"Dropped - Units whose status does not meet NEEDS criteria"]
["GL Dairy Biogas",58219,"1426","Non-Fossil Waste","Wisconsin",1.4,"Dropped - Units whose status does not meet NEEDS criteria"]
["Apple Data Center - Fuel Cell 1&2",58264,"FC1","Landfill Gas","North Carolina",4.8,"Dropped - Units whose status does not meet NEEDS criteria"]
["Apple Data Center - Fuel Cell 1&2",58264,"FC2","Landfill Gas","North Carolina",5.2,"Dropped - Units whose status does not meet NEEDS criteria"]
["Bridgeport Station",568,"4","Combustion Turbine","Connecticut",16.6,"Dropped - Units whose status does not meet NEEDS criteria"]
["R M Schahfer",6085,"14","Coal Steam","Indiana",431,"Dropped - Units whose status does not meet NEEDS criteria"]
["R M Schahfer",6085,"15","Coal Steam","Indiana",472,"Dropped - Units whose status does not meet NEEDS criteria"]
["Lockhart Solar PV, LLC",10444,"GEN1","Solar Thermal","California",80,"Dropped - Units whose status does not meet NEEDS criteria"]
["Georgia-Pacific Port Hudson",10612,"GEN2","O/G Steam","Louisiana",60,"Dropped - Units whose status does not meet NEEDS criteria"]
["Elkton",52148,"GEN2","Combustion Turbine","Virginia",0.8,"Dropped - Units whose status does not meet NEEDS criteria"]
["Tuscola Station",55245,"TG3","O/G Steam","Illinois",4.8,"Dropped - Units whose status does not meet NEEDS criteria"]
["SJ/SC WPCP",56080,"EG3","Combustion Turbine","California",2.8,"Dropped - Units whose status does not meet NEEDS criteria"]
["Overlook Medical Center",62622,"CHPS1","Combustion Turbine","New Jersey",1,"Dropped - Units whose status does not meet NEEDS criteria"]
["Hamilton (OH)",2917,"5","O/G Steam","Ohio",10,"Dropped - Units whose status does not meet NEEDS criteria"]
["Hamilton (OH)",2917,"7","O/G Steam","Ohio",25,"Dropped - Units whose status does not meet NEEDS criteria"]
["Hamilton (OH)",2917,"8","O/G Steam","Ohio",25,"Dropped - Units whose status does not meet NEEDS criteria"]
["Hamilton (OH)",2917,"9","O/G Steam","Ohio",51,"Dropped - Units whose status does not meet NEEDS criteria"]
["Vergennes 9",6519,"5","Combustion Turbine","Vermont",2,"Dropped - Units whose status does not meet NEEDS criteria"]
["Vergennes 9",6519,"6","Combustion Turbine","Vermont",2,"Dropped - Units whose status does not meet NEEDS criteria"]
["Frito-Lay Cogen Plant",10110,"GEN1","Combustion Turbine","California",5.5,"Dropped - Units whose status does not meet NEEDS criteria"]
["Snowbird Power Plant",10215,"1367","Combustion Turbine","Utah",0.6,"Dropped - Units whose status does not meet NEEDS criteria"]
["Consumer Operations LLC",10360,"GEN9","O/G Steam","Wisconsin",38,"Dropped - Units whose status does not meet NEEDS criteria"]
["Wood Road",54549,"1-1","Landfill Gas","Michigan",0.8,"Dropped - Units whose status does not meet NEEDS criteria"]
["Wood Road",54549,"1-2","Landfill Gas","Michigan",0.8,"Dropped - Units whose status does not meet NEEDS criteria"]
["Wood Road",54549,"1-3","Landfill Gas","Michigan",0.8,"Dropped - Units whose status does not meet NEEDS criteria"]
["Wood Road",54549,"1-4","Landfill Gas","Michigan",0.8,"Dropped - Units whose status does not meet NEEDS criteria"]
["Wood Road",54549,"1-5","Landfill Gas","Michigan",1.6,"Dropped - Units whose status does not meet NEEDS criteria"]
["Wood Road",54549,"1-6","Landfill Gas","Michigan",1.6,"Dropped - Units whose status does not meet NEEDS criteria"]
["Wood Road",54549,"1-7","Landfill Gas","Michigan",1.6,"Dropped - Units whose status does not meet NEEDS criteria"]
["York Generation Company LLC",54693,"GT#1","Combined Cycle","Pennsylvania",46.2,"Dropped - Units whose status does not meet NEEDS criteria"]
["York Generation Company LLC",54693,"GT#2","Combined Cycle","Pennsylvania",0,"Dropped - Units whose status does not meet NEEDS criteria"]
["York Generation Company LLC",54693,"GT#5","Combined Cycle","Pennsylvania",0,"Dropped - Units whose status does not meet NEEDS criteria"]
["York Generation Company LLC",54693,"GT#6","Combined Cycle","Pennsylvania",0,"Dropped - Units whose status does not meet NEEDS criteria"]
["York Generation Company LLC",54693,"ST#1","Combined Cycle","Pennsylvania",0,"Dropped - Units whose status does not meet NEEDS criteria"]
["Fairfield",940,"IC5","Combustion Turbine","Illinois",2.4,"Dropped - Units whose status does not meet NEEDS criteria"]
["Fairfield",940,"IC6","Combustion Turbine","Illinois",2.4,"Dropped - Units whose status does not meet NEEDS criteria"]
["Fairfield",940,"IC7","Combustion Turbine","Illinois",2.7,"Dropped - Units whose status does not meet NEEDS criteria"]
["Elmer Smith",1374,"1","Coal Steam","Kentucky",137,"Dropped - Units whose status does not meet NEEDS criteria"]
["Elmer Smith",1374,"2","Coal Steam","Kentucky",262.8,"Dropped - Units whose status does not meet NEEDS criteria"]
["Herbert A Wagner",1554,"2","Coal Steam","Maryland",118,"Dropped - Units whose status does not meet NEEDS criteria"]
["Notch Cliff",1555,"GT1","Combustion Turbine","Maryland",14,"Dropped - Units whose status does not meet NEEDS criteria"]
["Notch Cliff",1555,"GT2","Combustion Turbine","Maryland",14,"Dropped - Units whose status does not meet NEEDS criteria"]
["Notch Cliff",1555,"GT3","Combustion Turbine","Maryland",14,"Dropped - Units whose status does not meet NEEDS criteria"]
["Notch Cliff",1555,"GT4","Combustion Turbine","Maryland",14,"Dropped - Units whose status does not meet NEEDS criteria"]
["Westport",1560,"GT5","Combustion Turbine","Maryland",115.8,"Dropped - Units whose status does not meet NEEDS criteria"]
["J B Sims",1825,"3","Coal Steam","Michigan",69.1,"Dropped - Units whose status does not meet NEEDS criteria"]
["Grand Haven Diesel Plant",1826,"1","Combustion Turbine","Michigan",8.4,"Dropped - Units whose status does not meet NEEDS criteria"]
["Blue Valley",2132,"2","O/G Steam","Missouri",21,"Dropped - Units whose status does not meet NEEDS criteria"]
["Blue Valley",2132,"3","O/G Steam","Missouri",51,"Dropped - Units whose status does not meet NEEDS criteria"]
["Blue Valley",2132,"ST1","O/G Steam","Missouri",21,"Dropped - Units whose status does not meet NEEDS criteria"]
["Conesville",2840,"4","Coal Steam","Ohio",780,"Dropped - Units whose status does not meet NEEDS criteria"]
["Rock River",4057,"3","Combustion Turbine","Wisconsin",21.2,"Dropped - Units whose status does not meet NEEDS criteria"]
["Rock River",4057,"4","Combustion Turbine","Wisconsin",15.8,"Dropped - Units whose status does not meet NEEDS criteria"]
["Rock River",4057,"5","Combustion Turbine","Wisconsin",48.7,"Dropped - Units whose status does not meet NEEDS criteria"]
["Rock River",4057,"6","Combustion Turbine","Wisconsin",33.7,"Dropped - Units whose status does not meet NEEDS criteria"]
["Sheepskin",4059,"1","Combustion Turbine","Wisconsin",36.4,"Dropped - Units whose status does not meet NEEDS criteria"]
["Fairless Hills",7701,"A","Landfill Gas","Pennsylvania",30,"Dropped - Units whose status does not meet NEEDS criteria"]
["Fairless Hills",7701,"B","Landfill Gas","Pennsylvania",30,"Dropped - Units whose status does not meet NEEDS criteria"]
["RED-Rochester, LLC",10025,"22TG","O/G Steam","New York",12.5,"Dropped - Units whose status does not meet NEEDS criteria"]
["Wisconsin Rapids Paper Mill",10466,"GEN2","Non-Fossil Waste","Wisconsin",8.6,"Dropped - Units whose status does not meet NEEDS criteria"]
["Telogia Power",50774,"GEN1","Biomass","Florida",13.7,"Dropped - Units whose status does not meet NEEDS criteria"]
["Keystone Recovery",54934,"NO 1","Landfill Gas","Pennsylvania",0.7,"Dropped - Units whose status does not meet NEEDS criteria"]
["Keystone Recovery",54934,"NO 2","Landfill Gas","Pennsylvania",0.7,"Dropped - Units whose status does not meet NEEDS criteria"]
["Keystone Recovery",54934,"NO 3","Landfill Gas","Pennsylvania",0.7,"Dropped - Units whose status does not meet NEEDS criteria"]
["Keystone Recovery",54934,"NO 4","Landfill Gas","Pennsylvania",0.7,"Dropped - Units whose status does not meet NEEDS criteria"]
["Keystone Recovery",54934,"NO 5","Landfill Gas","Pennsylvania",0.7,"Dropped - Units whose status does not meet NEEDS criteria"]
["Keystone Recovery",54934,"NO 6","Landfill Gas","Pennsylvania",0.7,"Dropped - Units whose status does not meet NEEDS criteria"]
["Keystone Recovery",54934,"NO 7","Landfill Gas","Pennsylvania",0.7,"Dropped - Units whose status does not meet NEEDS criteria"]
["SC Landfill Energy LLC",57843,"GEN1","Landfill Gas","New Jersey",1.8,"Dropped - Units whose status does not meet NEEDS criteria"]
["SX Landfill Energy LLC",57846,"UNIT1","Landfill Gas","New Jersey",1.5,"Dropped - Units whose status does not meet NEEDS criteria"]
["SX Landfill Energy LLC",57846,"UNIT2","Landfill Gas","New Jersey",1.5,"Dropped - Units whose status does not meet NEEDS criteria"]
["BC Landfill Energy LLC",57847,"UNIT1","Landfill Gas","New Jersey",1.4,"Dropped - Units whose status does not meet NEEDS criteria"]
["BC Landfill Energy LLC",57847,"UNIT2","Landfill Gas","New Jersey",1.4,"Dropped - Units whose status does not meet NEEDS criteria"]
["BC Landfill Energy LLC",57847,"UNIT3","Landfill Gas","New Jersey",1.4,"Dropped - Units whose status does not meet NEEDS criteria"]
["BC Landfill Energy LLC",57847,"UNIT4","Landfill Gas","New Jersey",1.4,"Dropped - Units whose status does not meet NEEDS criteria"]
["BC Landfill Energy LLC",57847,"UNIT5","Landfill Gas","New Jersey",1.4,"Dropped - Units whose status does not meet NEEDS criteria"]
["Albany Medical Ctr Cogen Plant",59453,"GTG1","Combustion Turbine","New York",4,"Dropped - Units whose status does not meet NEEDS criteria"]
["White Plains Hospital Medical Center",64440,"ENGN1","Combustion Turbine","New York",0.3,"Dropped - Units whose status does not meet NEEDS criteria"]
["Lieberman",1417,"2","O/G Steam","Louisiana",26,"Dropped - Units whose status does not meet NEEDS criteria"]
["W H Sammis",2866,"1","Coal Steam","Ohio",180,"Dropped - Units whose status does not meet NEEDS criteria"]
["York Generation Company LLC",54693,"ST#2","Combined Cycle","Pennsylvania",0,"Dropped - Units whose status does not meet NEEDS criteria"]
["IRC Generator Facility",56899,"290","Combustion Turbine","Arizona",1.5,"Dropped - Units whose status does not meet NEEDS criteria"]
["IRC Generator Facility",56899,"291","Combustion Turbine","Arizona",1.5,"Dropped - Units whose status does not meet NEEDS criteria"]
["AC Landfill Energy LLC",57845,"UNIT1","Landfill Gas","New Jersey",1.5,"Dropped - Units whose status does not meet NEEDS criteria"]
["AC Landfill Energy LLC",57845,"UNIT2","Landfill Gas","New Jersey",1.8,"Dropped - Units whose status does not meet NEEDS criteria"]
["Montefiore-New Rochelle",63602,"EG150","Combustion Turbine","New York",0.2,"Dropped - Units whose status does not meet NEEDS criteria"]
["Alliance Refinery",52031,"GEN1","Fossil Waste","Louisiana",6,"Dropped - Units whose status does not meet NEEDS criteria"]
["Alliance Refinery",52031,"GEN2","Fossil Waste","Louisiana",19,"Dropped - Units whose status does not meet NEEDS criteria"]
["North Hollywood",57854,"2T1","Hydro","California",1.2,"Dropped - Units whose status does not meet NEEDS criteria"]
["North Hollywood",57854,"2T2","Hydro","California",1.2,"Dropped - Units whose status does not meet NEEDS criteria"]
["Irwindale Brew Yard, LLC",58056,"JEN2","Non-Fossil Waste","California",0.6,"Dropped - Units whose status does not meet NEEDS criteria"]
["Lincoln",1300,"5","Combustion Turbine","Kansas",1.1,"Dropped - Units whose status does not meet NEEDS criteria"]
["Essential Power Massachusetts LLC",1642,"3","O/G Steam","Massachusetts",91.8,"Dropped - Units whose status does not meet NEEDS criteria"]
["Heber City",7111,"NA5","Combustion Turbine","Utah",0.7,"Dropped - Units whose status does not meet NEEDS criteria"]
["SEGS III",10439,"GEN1","Solar Thermal","California",36,"Dropped - Units whose status does not meet NEEDS criteria"]
["SEGS IV",10440,"GEN1","Solar Thermal","California",36,"Dropped - Units whose status does not meet NEEDS criteria"]
["SEGS V",10441,"GEN1","Solar Thermal","California",36,"Dropped - Units whose status does not meet NEEDS criteria"]
["SEGS VI",10442,"GEN1","Solar Thermal","California",36,"Dropped - Units whose status does not meet NEEDS criteria"]
["SEGS VII",10443,"GEN1","Solar Thermal","California",36,"Dropped - Units whose status does not meet NEEDS criteria"]
["Iowa State University",54201,"GEN4","O/G Steam","Iowa",0,"Dropped - Units whose status does not meet NEEDS criteria"]
["Montgomery County Oaks LFGE Plant",55885,"CAT35","Landfill Gas","Maryland",1.5,"Dropped - Units whose status does not meet NEEDS criteria"]
["Montgomery County Oaks LFGE Plant",55885,"GEJGC","Landfill Gas","Maryland",0.8,"Dropped - Units whose status does not meet NEEDS criteria"]
["SJ/SC WPCP",56080,"EG1","Combustion Turbine","California",2.8,"Dropped - Units whose status does not meet NEEDS criteria"]
["Indeck Energy-Alexandria",58595,"GEN1","Biomass","New Hampshire",15.2,"Dropped - Units whose status does not meet NEEDS criteria"]
["Vaca Dixon Battery Storage System",59256,"BAT1","Energy Storage","California",2,"Dropped - Units whose status does not meet NEEDS criteria"]
["Yerba Buena",59257,"YB1","Energy Storage","California",4,"Dropped - Units whose status does not meet NEEDS criteria"]
["Hannibal - Oakwood Substation",63097,"EP-01","Combustion Turbine","Missouri",1.8,"Dropped - Units whose status does not meet NEEDS criteria"]
["Hannibal - Oakwood Substation",63097,"EP-02","Combustion Turbine","Missouri",1.8,"Dropped - Units whose status does not meet NEEDS criteria"]
["Hannibal - Oakwood Substation",63097,"EP-03","Combustion Turbine","Missouri",1.8,"Dropped - Units whose status does not meet NEEDS criteria"]
["Hannibal - Oakwood Substation",63097,"EP-04","Combustion Turbine","Missouri",1.8,"Dropped - Units whose status does not meet NEEDS criteria"]
["Hannibal - Oakwood Substation",63097,"EP-05","Combustion Turbine","Missouri",1.8,"Dropped - Units whose status does not meet NEEDS criteria"]
["Hannibal - Oakwood Substation",63097,"EP-06","Combustion Turbine","Missouri",1.8,"Dropped - Units whose status does not meet NEEDS criteria"]
["Hannibal - Oakwood Substation",63097,"EP-07","Combustion Turbine","Missouri",1.8,"Dropped - Units whose status does not meet NEEDS criteria"]
["Hannibal - Oakwood Substation",63097,"EP-08","Combustion Turbine","Missouri",1.8,"Dropped - Units whose status does not meet NEEDS criteria"]
["Hannibal - Water Treatment Plant",63098,"EP-09","Combustion Turbine","Missouri",1.8,"Dropped - Units whose status does not meet NEEDS criteria"]
["Hannibal - Wastewater Treatment Plant",63099,"EP-10","Combustion Turbine","Missouri",1.8,"Dropped - Units whose status does not meet NEEDS criteria"]
["Snake River",90,"ENT","Onshore Wind","Alaska",0.8,"Dropped - Units whose status does not meet NEEDS criteria"]
["Bridgeport Station",568,"3","Coal Steam","Connecticut",257.6,"Dropped - Units whose status does not meet NEEDS criteria"]
["John R Kelly",664,"8","Combined Cycle","Florida",36,"Dropped - Units whose status does not meet NEEDS criteria"]
["R Gallagher",1008,"2","Coal Steam","Indiana",140,"Dropped - Units whose status does not meet NEEDS criteria"]
["R Gallagher",1008,"4","Coal Steam","Indiana",140,"Dropped - Units whose status does not meet NEEDS criteria"]
["Hoisington",1286,"8","Combustion Turbine","Kansas",7,"Dropped - Units whose status does not meet NEEDS criteria"]
["Mystic Generating Station",1588,"7","O/G Steam","Massachusetts",512.4,"Dropped - Units whose status does not meet NEEDS criteria"]
["Mystic Generating Station",1588,"GT1","Combustion Turbine","Massachusetts",9.1,"Dropped - Units whose status does not meet NEEDS criteria"]
["Hoot Lake",1943,"2","Coal Steam","Minnesota",58,"Dropped - Units whose status does not meet NEEDS criteria"]
["Hoot Lake",1943,"3","Coal Steam","Minnesota",80,"Dropped - Units whose status does not meet NEEDS criteria"]
["Hoot Lake",1943,"D1","Combustion Turbine","Minnesota",0.2,"Dropped - Units whose status does not meet NEEDS criteria"]
["Hoot Lake",1943,"D2","Combustion Turbine","Minnesota",0.1,"Dropped - Units whose status does not meet NEEDS criteria"]
["Genoa",4143,"ST3","Coal Steam","Wisconsin",307.5,"Dropped - Units whose status does not meet NEEDS criteria"]
["Snowbird Power Plant",10215,"1391","Combustion Turbine","Utah",0.6,"Dropped - Units whose status does not meet NEEDS criteria"]
["Marathon Electric",50990,"P2-3","Combustion Turbine","Wisconsin",0.9,"Dropped - Units whose status does not meet NEEDS criteria"]
["Marathon Electric",50990,"P2-4","Combustion Turbine","Wisconsin",0.9,"Dropped - Units whose status does not meet NEEDS criteria"]
["Los Angeles Refinery Wilmington",54451,"G1","Combustion Turbine","California",6.1,"Dropped - Units whose status does not meet NEEDS criteria"]
["Alliant SBD 8501 Aegon LI",54714,"1265","Combustion Turbine","Iowa",1,"Dropped - Units whose status does not meet NEEDS criteria"]
["Alliant SBD 8501 Aegon LI",54714,"1270","Combustion Turbine","Iowa",1,"Dropped - Units whose status does not meet NEEDS criteria"]
["Alliant SBD 8501 Aegon LI",54714,"1794","Combustion Turbine","Iowa",1.1,"Dropped - Units whose status does not meet NEEDS criteria"]
["Riceland Foods Cogeneration Plant",56079,"STEC","Biomass","Arkansas",8,"Dropped - Units whose status does not meet NEEDS criteria"]
["SJ/SC WPCP",56080,"EG2","Combustion Turbine","California",2.8,"Dropped - Units whose status does not meet NEEDS criteria"]
["Amherst College Co Gen",58185,"STG","O/G Steam","Massachusetts",0.5,"Dropped - Units whose status does not meet NEEDS criteria"]
["GL Dairy Biogas",58219,"633","Non-Fossil Waste","Wisconsin",0.6,"Dropped - Units whose status does not meet NEEDS criteria"]
["Wooster Renewable Energy",59072,"WRE 1","Non-Fossil Waste","Ohio",1,"Dropped - Units whose status does not meet NEEDS criteria"]
["Hidden View Dairy, LLC",59260,"HV2-2","Non-Fossil Waste","Indiana",0.7,"Dropped - Units whose status does not meet NEEDS criteria"]
["Iola Powerhouse & Cogeneration Facility",62424,"1","Combustion Turbine","New York",1.4,"Dropped - Units whose status does not meet NEEDS criteria"]
["Iola Powerhouse & Cogeneration Facility",62424,"2","Combustion Turbine","New York",1.4,"Dropped - Units whose status does not meet NEEDS criteria"]
["Iola Powerhouse & Cogeneration Facility",62424,"3","Combustion Turbine","New York",1.4,"Dropped - Units whose status does not meet NEEDS criteria"]
["Chalk Point Steam",65285,"ST1","Coal Steam","Maryland",333.1,"Dropped - Units whose status does not meet NEEDS criteria"]
["Chalk Point Steam",65285,"ST2","Coal Steam","Maryland",336.9,"Dropped - Units whose status does not meet NEEDS criteria"]
["McKee Run",599,"3","O/G Steam","Delaware",103.1,"Dropped - Units whose status does not meet NEEDS criteria"]
["AES Petersburg",994,"ST1","Coal Steam","Indiana",222.5,"Dropped - Units whose status does not meet NEEDS criteria"]
["Osage City",1313,"10","Combustion Turbine","Kansas",0.7,"Dropped - Units whose status does not meet NEEDS criteria"]
["Osage City",1313,"8","Combustion Turbine","Kansas",0.7,"Dropped - Units whose status does not meet NEEDS criteria"]
["River Rouge",1740,"3","Coal Steam","Michigan",272,"Dropped - Units whose status does not meet NEEDS criteria"]
["Eckert Station",1831,"4","Coal Steam","Michigan",64,"Dropped - Units whose status does not meet NEEDS criteria"]
["Plant No 1 Freeport",2678,"4","Combustion Turbine","New York",4.5,"Dropped - Units whose status does not meet NEEDS criteria"]
["Smith Island",6391,"3","Combustion Turbine","Maryland",1.2,"Dropped - Units whose status does not meet NEEDS criteria"]
["Anderson Power Products Division",10553,"3622","Combustion Turbine","Massachusetts",0.1,"Dropped - Units whose status does not meet NEEDS criteria"]
["Anderson Power Products Division",10553,"6033","Combustion Turbine","Massachusetts",0.3,"Dropped - Units whose status does not meet NEEDS criteria"]
["Anderson Power Products Division",10553,"6035","Combustion Turbine","Massachusetts",0.3,"Dropped - Units whose status does not meet NEEDS criteria"]
["Anderson Power Products Division",10553,"6046","Combustion Turbine","Massachusetts",0.3,"Dropped - Units whose status does not meet NEEDS criteria"]
["Alta Mesa Repower LLC",54650,"EXI2","Onshore Wind","California",9.1,"Dropped - Units whose status does not meet NEEDS criteria"]
["Alta Mesa Repower LLC",54650,"EXIS","Onshore Wind","California",9.6,"Dropped - Units whose status does not meet NEEDS criteria"]
["Tessman Road",56113,"1","Landfill Gas","Texas",1.4,"Dropped - Units whose status does not meet NEEDS criteria"]
["Tessman Road",56113,"2","Landfill Gas","Texas",1.4,"Dropped - Units whose status does not meet NEEDS criteria"]
["Tessman Road",56113,"3","Landfill Gas","Texas",1.4,"Dropped - Units whose status does not meet NEEDS criteria"]
["Tessman Road",56113,"4","Landfill Gas","Texas",1.4,"Dropped - Units whose status does not meet NEEDS criteria"]
["Tessman Road",56113,"5","Landfill Gas","Texas",1.4,"Dropped - Units whose status does not meet NEEDS criteria"]
["Tessman Road",56113,"6","Landfill Gas","Texas",1.4,"Dropped - Units whose status does not meet NEEDS criteria"]
["Tessman Road",56113,"7","Landfill Gas","Texas",1.4,"Dropped - Units whose status does not meet NEEDS criteria"]
["CSU East Bay",57042,"1","Fuel Cell","California",1.4,"Dropped - Units whose status does not meet NEEDS criteria"]
["SF State University",57043,"1","Fuel Cell","California",0.2,"Dropped - Units whose status does not meet NEEDS criteria"]
["SF State University",57043,"2","Fuel Cell","California",1.4,"Dropped - Units whose status does not meet NEEDS criteria"]
["Tulsa LFG LLC",57828,"GEN1","Landfill Gas","Oklahoma",1.4,"Dropped - Units whose status does not meet NEEDS criteria"]
["C D McIntosh Jr",676,"3","Coal Steam","Florida",342,"Dropped - Units whose status does not meet NEEDS criteria"]
["Alta Municipal Utilities",1121,"1","Combustion Turbine","Iowa",0.9,"Dropped - Units whose status does not meet NEEDS criteria"]
["Paddys Run",1366,"11","Combustion Turbine","Kentucky",12,"Dropped - Units whose status does not meet NEEDS criteria"]
["Hauser",2185,"HAU5","Hydro","Montana",3.6,"Dropped - Units whose status does not meet NEEDS criteria"]
["McGrath",6555,"3A","Combustion Turbine","Alaska",0.5,"Dropped - Units whose status does not meet NEEDS criteria"]
["McGrath",6555,"4A","Combustion Turbine","Alaska",0.5,"Dropped - Units whose status does not meet NEEDS criteria"]
["McGrath",6555,"6","Combustion Turbine","Alaska",0.6,"Dropped - Units whose status does not meet NEEDS criteria"]
["McGrath",6555,"7","Combustion Turbine","Alaska",0.6,"Dropped - Units whose status does not meet NEEDS criteria"]
["Indian Point 3",8907,"3","Nuclear","New York",1039.4,"Dropped - Units whose status does not meet NEEDS criteria"]
["Snowbird Power Plant",10215,"1392","Combustion Turbine","Utah",0.6,"Dropped - Units whose status does not meet NEEDS criteria"]
["Lost Hills Cogeneration Plant",52077,"GEN4","Combustion Turbine","California",2.7,"Dropped - Units whose status does not meet NEEDS criteria"]
["Mass Inst Tech Cntrl Utilities/Cogen Plt",54907,"CTG1","Combustion Turbine","Massachusetts",19,"Dropped - Units whose status does not meet NEEDS criteria"]
["Central Utility Plant - Texas A&M",58151,"STG04","Combined Cycle","Texas",5,"Dropped - Units whose status does not meet NEEDS criteria"]
["AEP Milton NaS",59995,"1","Energy Storage","West Virginia",2,"Dropped - Units whose status does not meet NEEDS criteria"]
["Regeneron Pharmaceuticals Inc.",62423,"777NG","Combustion Turbine","New York",0.4,"Dropped - Units whose status does not meet NEEDS criteria"]
["Regeneron Pharmaceuticals Inc.",62423,"778NG","Combustion Turbine","New York",0.2,"Dropped - Units whose status does not meet NEEDS criteria"]
["G G Allen",2718,"3","Coal Steam","North Carolina",258,"Dropped - Units whose status does not meet NEEDS criteria"]
["Lewis & Clark",6089,"1","Coal Steam","Montana",53.1,"Dropped - Units whose status does not meet NEEDS criteria"]
["CPI USA NC Southport",10378,"GEN1","Biomass","North Carolina",48,"Dropped - Units whose status does not meet NEEDS criteria"]
["CPI USA NC Southport",10378,"GEN2","Biomass","North Carolina",48,"Dropped - Units whose status does not meet NEEDS criteria"]
["CPI USA NC Roxboro",10379,"GEN1","Biomass","North Carolina",47,"Dropped - Units whose status does not meet NEEDS criteria"]
["Capitol District Energy Center",50498,"GTG","Combined Cycle","Connecticut",52.4,"Dropped - Units whose status does not meet NEEDS criteria"]
["Capitol District Energy Center",50498,"STG","Combined Cycle","Connecticut",0,"Dropped - Units whose status does not meet NEEDS criteria"]
["Elmwood Park Power LLC",50852,"GEN1","Combined Cycle","New Jersey",51.5,"Dropped - Units whose status does not meet NEEDS criteria"]
["Elmwood Park Power LLC",50852,"GEN2","Combined Cycle","New Jersey",17.7,"Dropped - Units whose status does not meet NEEDS criteria"]
["Pawtucket Power Associates",54056,"GEN1","Combined Cycle","Rhode Island",33,"Dropped - Units whose status does not meet NEEDS criteria"]
["Pawtucket Power Associates",54056,"GEN2","Combined Cycle","Rhode Island",27,"Dropped - Units whose status does not meet NEEDS criteria"]
["Birchwood Power",54304,"1","Coal Steam","Virginia",237.7,"Dropped - Units whose status does not meet NEEDS criteria"]
["Sears Hydroelectric Plant",56978,"1","Hydro","Illinois",0.3,"Dropped - Units whose status does not meet NEEDS criteria"]
["Sears Hydroelectric Plant",56978,"2","Hydro","Illinois",0.3,"Dropped - Units whose status does not meet NEEDS criteria"]
["Sears Hydroelectric Plant",56978,"3","Hydro","Illinois",0.3,"Dropped - Units whose status does not meet NEEDS criteria"]
["Sears Hydroelectric Plant",56978,"4","Hydro","Illinois",0.3,"Dropped - Units whose status does not meet NEEDS criteria"]
["Sampson County Disposal",57492,"GEN1","Landfill Gas","North Carolina",1.6,"Dropped - Units whose status does not meet NEEDS criteria"]
["Sampson County Disposal",57492,"GEN2","Landfill Gas","North Carolina",1.6,"Dropped - Units whose status does not meet NEEDS criteria"]
["Sampson County Disposal",57492,"GEN3","Landfill Gas","North Carolina",1.6,"Dropped - Units whose status does not meet NEEDS criteria"]
["Sampson County Disposal",57492,"GEN4","Landfill Gas","North Carolina",1.6,"Dropped - Units whose status does not meet NEEDS criteria"]
["Sampson County Disposal",57492,"GEN5","Landfill Gas","North Carolina",1.6,"Dropped - Units whose status does not meet NEEDS criteria"]
["Sampson County Disposal",57492,"GEN6","Landfill Gas","North Carolina",1.6,"Dropped - Units whose status does not meet NEEDS criteria"]
["Sumner",1191,"1","Combustion Turbine","Iowa",2.6,"Dropped - Units whose status does not meet NEEDS criteria"]
["Sumner",1191,"2","Combustion Turbine","Iowa",1.1,"Dropped - Units whose status does not meet NEEDS criteria"]
["Sumner",1191,"6","Combustion Turbine","Iowa",1.8,"Dropped - Units whose status does not meet NEEDS criteria"]
["Sam Rayburn",3631,"1","Combustion Turbine","Texas",10.5,"Dropped - Units whose status does not meet NEEDS criteria"]
["Sam Rayburn",3631,"2","Combustion Turbine","Texas",10.5,"Dropped - Units whose status does not meet NEEDS criteria"]
["Franklin Heating Station",54224,"DG6","Combustion Turbine","Minnesota",2.3,"Dropped - Units whose status does not meet NEEDS criteria"]
["Spartanburg Water System",54675,"DI3","Combustion Turbine","South Carolina",1.3,"Dropped - Units whose status does not meet NEEDS criteria"]
["AEP Churubusco NaS",60617,"1","Energy Storage","Indiana",2,"Dropped - Units whose status does not meet NEEDS criteria"]
["AEP Bluffton NaS",60618,"1","Energy Storage","Ohio",2,"Dropped - Units whose status does not meet NEEDS criteria"]
["Center",491,"3","Combustion Turbine","Colorado",0.5,"Dropped - Units whose status does not meet NEEDS criteria"]
["Center",491,"5","Combustion Turbine","Colorado",1,"Dropped - Units whose status does not meet NEEDS criteria"]
["Riverside",1081,"5","O/G Steam","Iowa",116.5,"Dropped - Units whose status does not meet NEEDS criteria"]
["Indianola",1150,"5","Combustion Turbine","Iowa",4,"Dropped - Units whose status does not meet NEEDS criteria"]
["Indianola",1150,"6","Combustion Turbine","Iowa",5,"Dropped - Units whose status does not meet NEEDS criteria"]
["Summit Lake",1206,"1","Combined Cycle","Iowa",6.5,"Dropped - Units whose status does not meet NEEDS criteria"]
["Summit Lake",1206,"2","Combined Cycle","Iowa",6.5,"Dropped - Units whose status does not meet NEEDS criteria"]
["Summit Lake",1206,"3","Combined Cycle","Iowa",7,"Dropped - Units whose status does not meet NEEDS criteria"]
["Bar Mills",1481,"1","Hydro","Maine",2,"Dropped - Units whose status does not meet NEEDS criteria"]
["Bar Mills",1481,"2","Hydro","Maine",2,"Dropped - Units whose status does not meet NEEDS criteria"]
["Dynegy Oakland Power Plant",6211,"GEN2","Combustion Turbine","California",55,"Dropped - Units whose status does not meet NEEDS criteria"]
["Bay County Waste to Energy",10250,"GEN1","Municipal Solid Waste","Florida",10,"Dropped - Units whose status does not meet NEEDS criteria"]
["Spruance Operating Services LLC",54081,"GEN1","Coal Steam","Virginia",52.5,"Dropped - Units whose status does not meet NEEDS criteria"]
["Spruance Operating Services LLC",54081,"GEN2","Coal Steam","Virginia",52.5,"Dropped - Units whose status does not meet NEEDS criteria"]
["Franklin Heating Station",54224,"DG7","Combustion Turbine","Minnesota",2.3,"Dropped - Units whose status does not meet NEEDS criteria"]
["Kanaka",54653,"KAN1","Hydro","California",1.1,"Dropped - Units whose status does not meet NEEDS criteria"]
["Yellowhammer Gas Plant",54730,"701","Combustion Turbine","Alabama",3,"Dropped - Units whose status does not meet NEEDS criteria"]
["Sherbino I Wind Farm",56779,"1","Onshore Wind","Texas",150,"Dropped - Units whose status does not meet NEEDS criteria"]
["Zion Landfill Gas to Energy Facility",56871,"1","Landfill Gas","Illinois",1.4,"Dropped - Units whose status does not meet NEEDS criteria"]
["Zion Landfill Gas to Energy Facility",56871,"2","Landfill Gas","Illinois",1.4,"Dropped - Units whose status does not meet NEEDS criteria"]
["Zion Landfill Gas to Energy Facility",56871,"3","Landfill Gas","Illinois",1.4,"Dropped - Units whose status does not meet NEEDS criteria"]
["Zion Landfill Gas to Energy Facility",56871,"4","Landfill Gas","Illinois",1.4,"Dropped - Units whose status does not meet NEEDS criteria"]
["Zion Landfill Gas to Energy Facility",56871,"5","Landfill Gas","Illinois",1.4,"Dropped - Units whose status does not meet NEEDS criteria"]
["Bridgewater Dairy Anaerobic Digester",57173,"1","Non-Fossil Waste","Ohio",0.6,"Dropped - Units whose status does not meet NEEDS criteria"]
["Bridgewater Dairy Anaerobic Digester",57173,"2","Non-Fossil Waste","Ohio",0.6,"Dropped - Units whose status does not meet NEEDS criteria"]
["Terreva Wayne County RNG, LLC",57366,"1C","Landfill Gas","North Carolina",1.1,"Dropped - Units whose status does not meet NEEDS criteria"]
["Rinehart",57685,"1","Solar PV","Florida",10,"Dropped - Units whose status does not meet NEEDS criteria"]
["Pine Tree Landfill Gas to Energy",58993,"3202","Landfill Gas","Maine",0.9,"Dropped - Units whose status does not meet NEEDS criteria"]
["Pine Tree Landfill Gas to Energy",58993,"3203","Landfill Gas","Maine",0.9,"Dropped - Units whose status does not meet NEEDS criteria"]
["Glades Pike Generation Plant",59759,"SOLAR","Landfill Gas","Pennsylvania",2.3,"Dropped - Units whose status does not meet NEEDS criteria"]
["Slana Generating Station",61685,"3","Combustion Turbine","Alaska",0.4,"Dropped - Units whose status does not meet NEEDS criteria"]
["Cholla",113,"4","Coal Steam","Arizona",380,"Dropped - Units whose status does not meet NEEDS criteria"]
["GREC",165,"1","O/G Steam","Oklahoma",40,"Dropped - Units whose status does not meet NEEDS criteria"]
["Dallman",963,"1","Coal Steam","Illinois",64,"Dropped - Units whose status does not meet NEEDS criteria"]
["Dallman",963,"2","Coal Steam","Illinois",60,"Dropped - Units whose status does not meet NEEDS criteria"]
["Stockton",1327,"4","Combustion Turbine","Kansas",0.5,"Dropped - Units whose status does not meet NEEDS criteria"]
["Cleary Flood Hybrid",1682,"8","O/G Steam","Massachusetts",26,"Dropped - Units whose status does not meet NEEDS criteria"]
["Eckert Station",1831,"5","Coal Steam","Michigan",63.1,"Dropped - Units whose status does not meet NEEDS criteria"]
["Eckert Station",1831,"6","Coal Steam","Michigan",62.8,"Dropped - Units whose status does not meet NEEDS criteria"]
["James River Power Station",2161,"4","O/G Steam","Missouri",56,"Dropped - Units whose status does not meet NEEDS criteria"]
["James River Power Station",2161,"5","O/G Steam","Missouri",97,"Dropped - Units whose status does not meet NEEDS criteria"]
["Possum Point",3804,"5","O/G Steam","Virginia",786,"Dropped - Units whose status does not meet NEEDS criteria"]
["Transalta Centralia Generation",3845,"1","Coal Steam","Washington",670,"Dropped - Units whose status does not meet NEEDS criteria"]
["Kansas City International",6144,"1","Combustion Turbine","Missouri",16.7,"Dropped - Units whose status does not meet NEEDS criteria"]
["Kansas City International",6144,"2","Combustion Turbine","Missouri",16.9,"Dropped - Units whose status does not meet NEEDS criteria"]
["Selawik",6341,"1A","Combustion Turbine","Alaska",0.3,"Dropped - Units whose status does not meet NEEDS criteria"]
["Collins Pine Project",10661,"GEN4","Biomass","California",5,"Dropped - Units whose status does not meet NEEDS criteria"]
["Domtar Paper Co LLC Plymouth NC",50189,"TG7","Non-Fossil Waste","North Carolina",7.5,"Dropped - Units whose status does not meet NEEDS criteria"]
["Sky River Wind Energy Center",50536,"WGNS","Onshore Wind","California",76.9,"Dropped - Units whose status does not meet NEEDS criteria"]
["Indiantown Cogeneration LP",50976,"GEN1","Coal Steam","Florida",330,"Dropped - Units whose status does not meet NEEDS criteria"]
["Energy Center San Diego",54337,"0001","Combustion Turbine","California",0.8,"Dropped - Units whose status does not meet NEEDS criteria"]
["Energy Center San Diego",54337,"0002","Combustion Turbine","California",0.8,"Dropped - Units whose status does not meet NEEDS criteria"]
["Woodridge Greene Valley Treatment Plant",54987,"FM01","Combustion Turbine","Illinois",1.5,"Dropped - Units whose status does not meet NEEDS criteria"]
["NRG Sterlington Power",55099,"01","Combustion Turbine","Louisiana",24,"Dropped - Units whose status does not meet NEEDS criteria"]
["NRG Sterlington Power",55099,"02","Combustion Turbine","Louisiana",22,"Dropped - Units whose status does not meet NEEDS criteria"]
["NRG Sterlington Power",55099,"03","Combustion Turbine","Louisiana",22,"Dropped - Units whose status does not meet NEEDS criteria"]
["NRG Sterlington Power",55099,"04","Combustion Turbine","Louisiana",23,"Dropped - Units whose status does not meet NEEDS criteria"]
["NRG Sterlington Power",55099,"06","Combustion Turbine","Louisiana",18,"Dropped - Units whose status does not meet NEEDS criteria"]
["NRG Sterlington Power",55099,"07","Combustion Turbine","Louisiana",16,"Dropped - Units whose status does not meet NEEDS criteria"]
["NRG Sterlington Power",55099,"08","Combustion Turbine","Louisiana",19,"Dropped - Units whose status does not meet NEEDS criteria"]
["NRG Sterlington Power",55099,"09","Combustion Turbine","Louisiana",16,"Dropped - Units whose status does not meet NEEDS criteria"]
["NRG Sterlington Power",55099,"10","Combustion Turbine","Louisiana",16,"Dropped - Units whose status does not meet NEEDS criteria"]
["Mas Countryside RNG, LLC",55773,"CS10","Landfill Gas","Illinois",2,"Dropped - Units whose status does not meet NEEDS criteria"]
["Mas Countryside RNG, LLC",55773,"CS7","Landfill Gas","Illinois",2,"Dropped - Units whose status does not meet NEEDS criteria"]
["Mas Countryside RNG, LLC",55773,"CS8","Landfill Gas","Illinois",2,"Dropped - Units whose status does not meet NEEDS criteria"]
["Mas Countryside RNG, LLC",55773,"CS9","Landfill Gas","Illinois",2,"Dropped - Units whose status does not meet NEEDS criteria"]
["Alliant SBD 9901 Wells Fargo",56074,"01","Combustion Turbine","Iowa",1.1,"Dropped - Units whose status does not meet NEEDS criteria"]
["Sonoma County Fuel Cell",57793,"FC-1","Fuel Cell","California",1.4,"Dropped - Units whose status does not meet NEEDS criteria"]
["Mercy Medical Center",58163,"5","Combustion Turbine","New York",0.3,"Dropped - Units whose status does not meet NEEDS criteria"]
["MESA 2",60021,"MESA2","Energy Storage","Washington",2.2,"Dropped - Units whose status does not meet NEEDS criteria"]
["New Stuyahok",60245,"3","Combustion Turbine","Alaska",0.5,"Dropped - Units whose status does not meet NEEDS criteria"]
["Escalante",87,"1","Coal Steam","New Mexico",253,"Dropped - Units whose status does not meet NEEDS criteria"]
["Marion",976,"4","Coal Steam","Illinois",170,"Dropped - Units whose status does not meet NEEDS criteria"]
["Duane Arnold Energy Center",1060,"1","Nuclear","Iowa",601.4,"Dropped - Units whose status does not meet NEEDS criteria"]
["Biola University Hybrid",54296,"EG1","Combustion Turbine","California",0.6,"Dropped - Units whose status does not meet NEEDS criteria"]
["Biola University Hybrid",54296,"EG2","Combustion Turbine","California",0.6,"Dropped - Units whose status does not meet NEEDS criteria"]
["Outagamie County Co-Generation Facility",54842,"G1","Landfill Gas","Wisconsin",1.6,"Dropped - Units whose status does not meet NEEDS criteria"]
["Outagamie County Co-Generation Facility",54842,"G2","Landfill Gas","Wisconsin",1.6,"Dropped - Units whose status does not meet NEEDS criteria"]
["Outagamie County Co-Generation Facility",54842,"G3","Landfill Gas","Wisconsin",1.6,"Dropped - Units whose status does not meet NEEDS criteria"]
["Outagamie County Co-Generation Facility",54842,"G4","Landfill Gas","Wisconsin",1.6,"Dropped - Units whose status does not meet NEEDS criteria"]
["Coca Cola American Canyon",57807,"COK01","Fuel Cell","California",1,"Dropped - Units whose status does not meet NEEDS criteria"]
["Lowman Energy Center",56,"1","Coal Steam","Alabama",78,"Dropped - Units whose status does not meet NEEDS criteria"]
["Lowman Energy Center",56,"2","Coal Steam","Alabama",238,"Dropped - Units whose status does not meet NEEDS criteria"]
["Lowman Energy Center",56,"3","Coal Steam","Alabama",238,"Dropped - Units whose status does not meet NEEDS criteria"]
["Avon Park",624,"P1","Combustion Turbine","Florida",24,"Dropped - Units whose status does not meet NEEDS criteria"]
["Avon Park",624,"P2","Combustion Turbine","Florida",24,"Dropped - Units whose status does not meet NEEDS criteria"]
["Lake Mills",1154,"1A","Combustion Turbine","Iowa",3,"Dropped - Units whose status does not meet NEEDS criteria"]
["Lake Mills",1154,"5","Combustion Turbine","Iowa",0.9,"Dropped - Units whose status does not meet NEEDS criteria"]
["Animas",2465,"GT1","Combustion Turbine","New Mexico",17,"Dropped - Units whose status does not meet NEEDS criteria"]
["Decker Creek",3548,"1","O/G Steam","Texas",320,"Dropped - Units whose status does not meet NEEDS criteria"]
["Boardman",6106,"1","Coal Steam","Oregon",585,"Dropped - Units whose status does not meet NEEDS criteria"]
["White Pine Electric Power",10148,"GEN3","O/G Steam","Michigan",18,"Dropped - Units whose status does not meet NEEDS criteria"]
["Tajiguas Plant",55603,"UNT1","Landfill Gas","California",2.7,"Dropped - Units whose status does not meet NEEDS criteria"]
["Mercy Medical Center",58163,"4","Combustion Turbine","New York",0.7,"Dropped - Units whose status does not meet NEEDS criteria"]
["Mercy Medical Center",58163,"6","Combustion Turbine","New York",0.2,"Dropped - Units whose status does not meet NEEDS criteria"]
["Oklaunion",127,"1","Coal Steam","Texas",650,"Dropped - Units whose status does not meet NEEDS criteria"]
["La Junta",506,"2","Combustion Turbine","Colorado",0.5,"Dropped - Units whose status does not meet NEEDS criteria"]
["La Junta",506,"3","Combustion Turbine","Colorado",0.4,"Dropped - Units whose status does not meet NEEDS criteria"]
["La Junta",506,"4","Combustion Turbine","Colorado",1,"Dropped - Units whose status does not meet NEEDS criteria"]
["La Junta",506,"6","Combustion Turbine","Colorado",2.5,"Dropped - Units whose status does not meet NEEDS criteria"]
["La Junta",506,"7","Combustion Turbine","Colorado",3,"Dropped - Units whose status does not meet NEEDS criteria"]
["La Junta",506,"8","Combustion Turbine","Colorado",3,"Dropped - Units whose status does not meet NEEDS criteria"]
["La Junta",506,"9","Combustion Turbine","Colorado",4,"Dropped - Units whose status does not meet NEEDS criteria"]
["Kenneth C Coleman",1381,"1","Coal Steam","Kentucky",150,"Dropped - Units whose status does not meet NEEDS criteria"]
["Kenneth C Coleman",1381,"2","Coal Steam","Kentucky",138,"Dropped - Units whose status does not meet NEEDS criteria"]
["Kenneth C Coleman",1381,"3","Coal Steam","Kentucky",155,"Dropped - Units whose status does not meet NEEDS criteria"]
["Robert A Reid",1383,"1","Coal Steam","Kentucky",65,"Dropped - Units whose status does not meet NEEDS criteria"]
["Hutchinson Plant #1",1980,"4","Combustion Turbine","Minnesota",3.9,"Dropped - Units whose status does not meet NEEDS criteria"]
["Ravenswood",2500,"GT4","Combustion Turbine","New York",12.9,"Dropped - Units whose status does not meet NEEDS criteria"]
["Ravenswood",2500,"GT5","Combustion Turbine","New York",15.5,"Dropped - Units whose status does not meet NEEDS criteria"]
["Ravenswood",2500,"GT6","Combustion Turbine","New York",12.6,"Dropped - Units whose status does not meet NEEDS criteria"]
["Ravenswood",2500,"GT9","Combustion Turbine","New York",16.3,"Dropped - Units whose status does not meet NEEDS criteria"]
["General Mills Inc",54564,"GEN1","Combustion Turbine","New York",3.4,"Dropped - Units whose status does not meet NEEDS criteria"]
["Foote Creek IV",55610,"GEN1","Onshore Wind","Wyoming",16.8,"Dropped - Units whose status does not meet NEEDS criteria"]
["Denton Power LLC",57071,"1","Landfill Gas","Texas",1.6,"Dropped - Units whose status does not meet NEEDS criteria"]
["Cargill Dry Creek Biofactory",57344,"GS1","Non-Fossil Waste","Idaho",0.8,"Dropped - Units whose status does not meet NEEDS criteria"]
["Cargill Dry Creek Biofactory",57344,"GS2","Non-Fossil Waste","Idaho",0.8,"Dropped - Units whose status does not meet NEEDS criteria"]
["Cargill Dry Creek Biofactory",57344,"GS3","Non-Fossil Waste","Idaho",0.8,"Dropped - Units whose status does not meet NEEDS criteria"]
["Mercy Medical Center",58163,"1","Combustion Turbine","New York",0.1,"Dropped - Units whose status does not meet NEEDS criteria"]
["Xilinx San Jose",58299,"XLX","Fuel Cell","California",1,"Dropped - Units whose status does not meet NEEDS criteria"]
["Baldwin Energy Complex",889,"3","Coal Steam","Illinois",621,"Dropped - Units whose status does not meet NEEDS criteria"]
["Ottawa",1316,"GT1","Combustion Turbine","Kansas",8,"Dropped - Units whose status does not meet NEEDS criteria"]
["Androscoggin 3",1480,"328","Hydro","Maine",4.9,"Dropped - Units whose status does not meet NEEDS criteria"]
["International",6293,"2","Combustion Turbine","Alaska",12.6,"Dropped - Units whose status does not meet NEEDS criteria"]
["Burnside Alumina Plant",58200,"GEN1","O/G Steam","Louisiana",4,"Dropped - Units whose status does not meet NEEDS criteria"]
["Burnside Alumina Plant",58200,"GEN2","O/G Steam","Louisiana",4,"Dropped - Units whose status does not meet NEEDS criteria"]
["Burnside Alumina Plant",58200,"GEN3","O/G Steam","Louisiana",4,"Dropped - Units whose status does not meet NEEDS criteria"]
["Ambler",60243,"1","Combustion Turbine","Alaska",0.4,"Dropped - Units whose status does not meet NEEDS criteria"]
["Dickerson",65284,"2","Coal Steam","Maryland",173,"Dropped - Units whose status does not meet NEEDS criteria"]
["Dickerson",65284,"3","Coal Steam","Maryland",173,"Dropped - Units whose status does not meet NEEDS criteria"]
["Dickerson",65284,"ST1","Coal Steam","Maryland",173,"Dropped - Units whose status does not meet NEEDS criteria"]
["Bailly",995,"10","Combustion Turbine","Indiana",31,"Dropped - Units whose status does not meet NEEDS criteria"]
["Willmar",2022,"3","O/G Steam","Minnesota",16.8,"Dropped - Units whose status does not meet NEEDS criteria"]
["Willmar",2022,"ST2","O/G Steam","Minnesota",6.5,"Dropped - Units whose status does not meet NEEDS criteria"]
["Butler Municipal Power Plant",2115,"4","Combustion Turbine","Missouri",1,"Dropped - Units whose status does not meet NEEDS criteria"]
["Duluth Paper Mill",50424,"GEN1","Non-Fossil Waste","Minnesota",10.6,"Dropped - Units whose status does not meet NEEDS criteria"]
["Danville Westover Plant",56365,"GEN1","Combustion Turbine","Virginia",1.2,"Dropped - Units whose status does not meet NEEDS criteria"]
["Suzlon Project VIII LLC",57741,"SP111","Onshore Wind","Texas",2.1,"Dropped - Units whose status does not meet NEEDS criteria"]
["Suzlon Project VIII LLC",57741,"SP97","Onshore Wind","Texas",2.1,"Dropped - Units whose status does not meet NEEDS criteria"]
["Mercy Medical Center",58163,"7","Combustion Turbine","New York",0.3,"Dropped - Units whose status does not meet NEEDS criteria"]
["UNC-CH LFG Facility",58268,"LFG1","Landfill Gas","North Carolina",1,"Dropped - Units whose status does not meet NEEDS criteria"]
["Harvest Power Orlando",59151,"CHP 1","Non-Fossil Waste","Florida",1.6,"Dropped - Units whose status does not meet NEEDS criteria"]
["Harvest Power Orlando",59151,"CHP 2","Non-Fossil Waste","Florida",1.6,"Dropped - Units whose status does not meet NEEDS criteria"]
["eBay - South Jordan",59281,"EBY00","Fuel Cell","Utah",6,"Dropped - Units whose status does not meet NEEDS criteria"]
["eBay - South Jordan",59281,"EBY03","Fuel Cell","Utah",3.8,"Dropped - Units whose status does not meet NEEDS criteria"]
["C D McIntosh Jr",676,"ST2","O/G Steam","Florida",106,"Dropped - Units whose status does not meet NEEDS criteria"]
["W H Sammis",2866,"2","Coal Steam","Ohio",180,"Dropped - Units whose status does not meet NEEDS criteria"]
["W H Sammis",2866,"3","Coal Steam","Ohio",180,"Dropped - Units whose status does not meet NEEDS criteria"]
["W H Sammis",2866,"4","Coal Steam","Ohio",180,"Dropped - Units whose status does not meet NEEDS criteria"]
["Knox Lee",3476,"2","O/G Steam","Texas",31,"Dropped - Units whose status does not meet NEEDS criteria"]
["Knox Lee",3476,"3","O/G Steam","Texas",25,"Dropped - Units whose status does not meet NEEDS criteria"]
["Lone Star",3477,"1","O/G Steam","Texas",50,"Dropped - Units whose status does not meet NEEDS criteria"]
["Kotzebue Hybrid",6304,"10wt","Onshore Wind","Alaska",0.1,"Dropped - Units whose status does not meet NEEDS criteria"]
["Kotzebue Hybrid",6304,"12wt","Onshore Wind","Alaska",0.1,"Dropped - Units whose status does not meet NEEDS criteria"]
["Kotzebue Hybrid",6304,"4WT","Onshore Wind","Alaska",0.5,"Dropped - Units whose status does not meet NEEDS criteria"]
["Kotzebue Hybrid",6304,"5WT","Onshore Wind","Alaska",0.1,"Dropped - Units whose status does not meet NEEDS criteria"]
["Kotzebue Hybrid",6304,"6WT","Onshore Wind","Alaska",0.1,"Dropped - Units whose status does not meet NEEDS criteria"]
["Kotzebue Hybrid",6304,"7WT","Onshore Wind","Alaska",0.1,"Dropped - Units whose status does not meet NEEDS criteria"]
["Kotzebue Hybrid",6304,"8WT","Onshore Wind","Alaska",0.1,"Dropped - Units whose status does not meet NEEDS criteria"]
["Kotzebue Hybrid",6304,"9wt","Onshore Wind","Alaska",0.1,"Dropped - Units whose status does not meet NEEDS criteria"]
["Berlin",6565,"4A","Combustion Turbine","Maryland",1.8,"Dropped - Units whose status does not meet NEEDS criteria"]
["Sanford Dam",50157,"1","Hydro","Michigan",1.2,"Dropped - Units whose status does not meet NEEDS criteria"]
["Sanford Dam",50157,"2","Hydro","Michigan",1.2,"Dropped - Units whose status does not meet NEEDS criteria"]
["Sanford Dam",50157,"3","Hydro","Michigan",1.2,"Dropped - Units whose status does not meet NEEDS criteria"]
["Secord",50159,"1","Hydro","Michigan",1.2,"Dropped - Units whose status does not meet NEEDS criteria"]
["Smallwood",50160,"1","Hydro","Michigan",1.2,"Dropped - Units whose status does not meet NEEDS criteria"]
["Gaviota Oil Plant",50623,"GENA","Combustion Turbine","California",3,"Dropped - Units whose status does not meet NEEDS criteria"]
["Gaviota Oil Plant",50623,"GENB","Combustion Turbine","California",3,"Dropped - Units whose status does not meet NEEDS criteria"]
["Gaviota Oil Plant",50623,"GENC","Combustion Turbine","California",3,"Dropped - Units whose status does not meet NEEDS criteria"]
["Gaviota Oil Plant",50623,"GEND","Combustion Turbine","California",3,"Dropped - Units whose status does not meet NEEDS criteria"]
["Saint Marys Hospital Power Plant",54262,"6","Combustion Turbine","Minnesota",2.7,"Dropped - Units whose status does not meet NEEDS criteria"]
["University of Iowa Main Power Plant",54775,"GEN1","O/G Steam","Iowa",3,"Dropped - Units whose status does not meet NEEDS criteria"]
["University of Iowa Main Power Plant",54775,"GEN2","O/G Steam","Iowa",3,"Dropped - Units whose status does not meet NEEDS criteria"]
["Clean Fuel Dane Community Digester",59559,"GEN#1","Non-Fossil Waste","Wisconsin",1,"Dropped - Units whose status does not meet NEEDS criteria"]
["Clean Fuel Dane Community Digester",59559,"GEN#2","Non-Fossil Waste","Wisconsin",1,"Dropped - Units whose status does not meet NEEDS criteria"]
["Indian Point 2",2497,"2","Nuclear","New York",1011.5,"Dropped - Units whose status does not meet NEEDS criteria"]
["Par Sterile Products",50318,"38-1","Combustion Turbine","Michigan",2.8,"Dropped - Units whose status does not meet NEEDS criteria"]
["Steamboat Hills LP",50654,"GEN1","Geothermal","Nevada",10.9,"Dropped - Units whose status does not meet NEEDS criteria"]
["Steamboat Hills LP",50654,"OEC41","Geothermal","Nevada",3.7,"Dropped - Units whose status does not meet NEEDS criteria"]
["New York University Central Plant",54808,"D2","Combustion Turbine","New York",0.6,"Dropped - Units whose status does not meet NEEDS criteria"]
["New York University Central Plant",54808,"D3","Combustion Turbine","New York",0.6,"Dropped - Units whose status does not meet NEEDS criteria"]
["New York University Central Plant",54808,"D4","Combustion Turbine","New York",0.6,"Dropped - Units whose status does not meet NEEDS criteria"]
["New York University Central Plant",54808,"D5","Combustion Turbine","New York",0.6,"Dropped - Units whose status does not meet NEEDS criteria"]
["New York University Central Plant",54808,"D6","Combustion Turbine","New York",0.6,"Dropped - Units whose status does not meet NEEDS criteria"]
["New York University Central Plant",54808,"D7","Combustion Turbine","New York",0.6,"Dropped - Units whose status does not meet NEEDS criteria"]
["New York University Central Plant",54808,"DI","Combustion Turbine","New York",0.6,"Dropped - Units whose status does not meet NEEDS criteria"]
["WPPI Hartford DG",56266,"1","Combustion Turbine","Wisconsin",1.1,"Dropped - Units whose status does not meet NEEDS criteria"]
["SC 1 Data Center, Phase 2",59074,"EG8A","Combustion Turbine","California",2.2,"Dropped - Units whose status does not meet NEEDS criteria"]
["Notch Cliff",1555,"GT5","Combustion Turbine","Maryland",14.6,"Dropped - Units whose status does not meet NEEDS criteria"]
["Notch Cliff",1555,"GT6","Combustion Turbine","Maryland",15.6,"Dropped - Units whose status does not meet NEEDS criteria"]
["Notch Cliff",1555,"GT7","Combustion Turbine","Maryland",14.5,"Dropped - Units whose status does not meet NEEDS criteria"]
["Notch Cliff",1555,"GT8","Combustion Turbine","Maryland",16,"Dropped - Units whose status does not meet NEEDS criteria"]
["Delano",1969,"1","Combustion Turbine","Minnesota",1.1,"Dropped - Units whose status does not meet NEEDS criteria"]
["Asbury",2076,"1","Coal Steam","Missouri",198,"Dropped - Units whose status does not meet NEEDS criteria"]
["Darlington County",3250,"1","Combustion Turbine","South Carolina",50,"Dropped - Units whose status does not meet NEEDS criteria"]
["Darlington County",3250,"10","Combustion Turbine","South Carolina",49,"Dropped - Units whose status does not meet NEEDS criteria"]
["Darlington County",3250,"2","Combustion Turbine","South Carolina",48,"Dropped - Units whose status does not meet NEEDS criteria"]
["Darlington County",3250,"3","Combustion Turbine","South Carolina",50,"Dropped - Units whose status does not meet NEEDS criteria"]
["Darlington County",3250,"4","Combustion Turbine","South Carolina",48,"Dropped - Units whose status does not meet NEEDS criteria"]
["Darlington County",3250,"6","Combustion Turbine","South Carolina",43,"Dropped - Units whose status does not meet NEEDS criteria"]
["Darlington County",3250,"7","Combustion Turbine","South Carolina",47,"Dropped - Units whose status does not meet NEEDS criteria"]
["Darlington County",3250,"8","Combustion Turbine","South Carolina",44,"Dropped - Units whose status does not meet NEEDS criteria"]
["Somerset Operating Co LLC",6082,"1","Coal Steam","New York",676.4,"Dropped - Units whose status does not meet NEEDS criteria"]
["General Electric Aircraft Engines",10029,"GEN5","O/G Steam","Massachusetts",8.5,"Dropped - Units whose status does not meet NEEDS criteria"]
["General Electric Aircraft Engines",10029,"GEN6","O/G Steam","Massachusetts",8.5,"Dropped - Units whose status does not meet NEEDS criteria"]
["General Electric Aircraft Engines",10029,"GEN7","O/G Steam","Massachusetts",6.8,"Dropped - Units whose status does not meet NEEDS criteria"]
["Windland",50386,"WING","Onshore Wind","California",15.3,"Dropped - Units whose status does not meet NEEDS criteria"]
["Sabine Cogen",55104,"CTG1","Combined Cycle","Texas",33.1,"Dropped - Units whose status does not meet NEEDS criteria"]
["Sabine Cogen",55104,"CTG2","Combined Cycle","Texas",33.6,"Dropped - Units whose status does not meet NEEDS criteria"]
["Sabine Cogen",55104,"STG","Combined Cycle","Texas",20,"Dropped - Units whose status does not meet NEEDS criteria"]
["High Plains",56834,"1","Onshore Wind","Texas",10,"Dropped - Units whose status does not meet NEEDS criteria"]
["Bos Dairy, LLC",57625,"BOS3","Combustion Turbine","Indiana",0.3,"Dropped - Units whose status does not meet NEEDS criteria"]
["Pine Tree Landfill Gas to Energy",58993,"3201","Landfill Gas","Maine",0.9,"Dropped - Units whose status does not meet NEEDS criteria"]
["Norwalk Hospital Plant",63673,"EU-02","Combustion Turbine","Connecticut",0,"Dropped - Units whose status does not meet NEEDS criteria"]
["FirstEnergy Eastlake",2837,"6","Combustion Turbine","Ohio",24,"Dropped - Units whose status does not meet NEEDS criteria"]
["Altech III",50485,"GEN1","Onshore Wind","California",21.7,"Dropped - Units whose status does not meet NEEDS criteria"]
["Altech III",50485,"GEN2","Onshore Wind","California",3.4,"Dropped - Units whose status does not meet NEEDS criteria"]
["Wheelabrator Frackville Energy",50879,"GEN1","Coal Steam","Pennsylvania",42.5,"Dropped - Units whose status does not meet NEEDS criteria"]
["Cadillac Renewable Energy",54415,"GEN1","Biomass","Michigan",38,"Dropped - Units whose status does not meet NEEDS criteria"]
["Dutch Wind Energy",57301,"DEC","Onshore Wind","California",8,"Dropped - Units whose status does not meet NEEDS criteria"]
["Bos Dairy, LLC",57625,"BOS2","Combustion Turbine","Indiana",0.6,"Dropped - Units whose status does not meet NEEDS criteria"]
["Fullerton Mill CHP",58083,"GTG1","Combined Cycle","California",12,"Dropped - Units whose status does not meet NEEDS criteria"]
["Fullerton Mill CHP",58083,"STG1","Combined Cycle","California",1,"Dropped - Units whose status does not meet NEEDS criteria"]
["NA 1(Hagerstown)",60213,"MPSHG","Energy Storage","Maryland",2,"Dropped - Units whose status does not meet NEEDS criteria"]
["Campbell Industrial Park BESS",61851,"CIPB1","Energy Storage","Hawaii",1,"Dropped - Units whose status does not meet NEEDS criteria"]
["Mount Sinai South Nassau Hospital",62447,"1","Combustion Turbine","New York",1.1,"Dropped - Units whose status does not meet NEEDS criteria"]
["Mount Sinai South Nassau Hospital",62447,"2","Combustion Turbine","New York",0.8,"Dropped - Units whose status does not meet NEEDS criteria"]
["Paradise",1378,"3","Coal Steam","Kentucky",971,"Dropped - Units whose status does not meet NEEDS criteria"]
["Monroe (MO)",2146,"10","Combustion Turbine","Missouri",1.6,"Dropped - Units whose status does not meet NEEDS criteria"]
["Monroe (MO)",2146,"11","Combustion Turbine","Missouri",1.8,"Dropped - Units whose status does not meet NEEDS criteria"]
["Monroe (MO)",2146,"12","Combustion Turbine","Missouri",1.8,"Dropped - Units whose status does not meet NEEDS criteria"]
["Monroe (MO)",2146,"5","Combustion Turbine","Missouri",1.6,"Dropped - Units whose status does not meet NEEDS criteria"]
["Monroe (MO)",2146,"8","Combustion Turbine","Missouri",1.6,"Dropped - Units whose status does not meet NEEDS criteria"]
["Monroe (MO)",2146,"9","Combustion Turbine","Missouri",1.6,"Dropped - Units whose status does not meet NEEDS criteria"]
["Asheville",2706,"1","Coal Steam","North Carolina",189,"Dropped - Units whose status does not meet NEEDS criteria"]
["Asheville",2706,"2","Coal Steam","North Carolina",189,"Dropped - Units whose status does not meet NEEDS criteria"]
["Colstrip",6076,"1","Coal Steam","Montana",307,"Dropped - Units whose status does not meet NEEDS criteria"]
["Colstrip",6076,"2","Coal Steam","Montana",307,"Dropped - Units whose status does not meet NEEDS criteria"]
["Sierra Pacific Loyalton Facility",50111,"GEN1","Biomass","California",11.8,"Dropped - Units whose status does not meet NEEDS criteria"]
["Victory Garden Phase IV LLC",52160,"WGNS","Onshore Wind","California",22,"Dropped - Units whose status does not meet NEEDS criteria"]
["Terra-Gen 251 Wind LLC",52161,"WGNS","Onshore Wind","California",18.4,"Dropped - Units whose status does not meet NEEDS criteria"]
["Helzel & Schwarzhoff 88 Wind Farm",52165,"WGNS","Onshore Wind","California",1.8,"Dropped - Units whose status does not meet NEEDS criteria"]
["Difwind Farms Ltd I",54681,"EXIS","Onshore Wind","California",7.3,"Dropped - Units whose status does not meet NEEDS criteria"]
["Difwind Farms Ltd II",54682,"EXIS","Onshore Wind","California",5.4,"Dropped - Units whose status does not meet NEEDS criteria"]
["Difwind Farms Ltd V",54685,"EXIS","Onshore Wind","California",11.6,"Dropped - Units whose status does not meet NEEDS criteria"]
["Foote Creek II",55608,"GEN1","Onshore Wind","Wyoming",1.8,"Dropped - Units whose status does not meet NEEDS criteria"]
["Foote Creek III",55609,"GEN1","Onshore Wind","Wyoming",24.8,"Dropped - Units whose status does not meet NEEDS criteria"]
["Inland Empire Energy Center",55853,"1","Combined Cycle","California",345,"Dropped - Units whose status does not meet NEEDS criteria"]
["Inland Empire Energy Center",55853,"2","Combined Cycle","California",345,"Dropped - Units whose status does not meet NEEDS criteria"]
["GE - Tehachapi",57566,"2.5P2","Onshore Wind","California",2.5,"Dropped - Units whose status does not meet NEEDS criteria"]
["GE - Tehachapi",57566,"2.8P3","Onshore Wind","California",2.8,"Dropped - Units whose status does not meet NEEDS criteria"]
["Mount Sinai Beth Israel",61569,"EGEN6","Combustion Turbine","New York",0.3,"Dropped - Units whose status does not meet NEEDS criteria"]
["Holsum Irish Dairy",62019,"GEN 1","Non-Fossil Waste","Wisconsin",0.5,"Dropped - Units whose status does not meet NEEDS criteria"]
["Holsum Irish Dairy",62019,"GEN 2","Non-Fossil Waste","Wisconsin",0.5,"Dropped - Units whose status does not meet NEEDS criteria"]
["AES Alamitos LLC",315,"1","O/G Steam","California",175,"Dropped - Units whose status does not meet NEEDS criteria"]
["AES Alamitos LLC",315,"2","O/G Steam","California",175,"Dropped - Units whose status does not meet NEEDS criteria"]
["AES Alamitos LLC",315,"6","O/G Steam","California",495,"Dropped - Units whose status does not meet NEEDS criteria"]
["AES Huntington Beach LLC",335,"1","O/G Steam","California",225.8,"Dropped - Units whose status does not meet NEEDS criteria"]
["Higgins",630,"P2","Combustion Turbine","Florida",25,"Dropped - Units whose status does not meet NEEDS criteria"]
["Higgins",630,"P3","Combustion Turbine","Florida",31,"Dropped - Units whose status does not meet NEEDS criteria"]
["Higgins",630,"P4","Combustion Turbine","Florida",31,"Dropped - Units whose status does not meet NEEDS criteria"]
["Carmi",937,"11","Combustion Turbine","Illinois",2.7,"Dropped - Units whose status does not meet NEEDS criteria"]
["Broadway (IN)",1011,"2","Combustion Turbine","Indiana",65,"Dropped - Units whose status does not meet NEEDS criteria"]
["Traer Main",1192,"5","Combustion Turbine","Iowa",0.5,"Dropped - Units whose status does not meet NEEDS criteria"]
["Cane Run",1363,"11","Combustion Turbine","Kentucky",14,"Dropped - Units whose status does not meet NEEDS criteria"]
["Eastport",1468,"3","Combustion Turbine","Maine",2,"Dropped - Units whose status does not meet NEEDS criteria"]
["Flos Inn Diesel",1514,"FID1","Combustion Turbine","Maine",1.4,"Dropped - Units whose status does not meet NEEDS criteria"]
["Flos Inn Diesel",1514,"FID2","Combustion Turbine","Maine",1.4,"Dropped - Units whose status does not meet NEEDS criteria"]
["Flos Inn Diesel",1514,"FID3","Combustion Turbine","Maine",1.4,"Dropped - Units whose status does not meet NEEDS criteria"]
["Riverside (MD)",1559,"GT8","Combustion Turbine","Maryland",20,"Dropped - Units whose status does not meet NEEDS criteria"]
["Hancock",1730,"2","Combustion Turbine","Michigan",18,"Dropped - Units whose status does not meet NEEDS criteria"]
["Hancock",1730,"4","Combustion Turbine","Michigan",17,"Dropped - Units whose status does not meet NEEDS criteria"]
["Clinton",1818,"1","Combustion Turbine","Michigan",0.5,"Dropped - Units whose status does not meet NEEDS criteria"]
["Clinton",1818,"2","Combustion Turbine","Michigan",0.5,"Dropped - Units whose status does not meet NEEDS criteria"]
["Clinton",1818,"6","Combustion Turbine","Michigan",2,"Dropped - Units whose status does not meet NEEDS criteria"]
["Columbia (MO)",2123,"7","Coal Steam","Missouri",22,"Dropped - Units whose status does not meet NEEDS criteria"]
["Kennett",2139,"1","Combustion Turbine","Missouri",0.4,"Dropped - Units whose status does not meet NEEDS criteria"]
["Kennett",2139,"2","Combustion Turbine","Missouri",0.4,"Dropped - Units whose status does not meet NEEDS criteria"]
["Kennett",2139,"3","Combustion Turbine","Missouri",0.8,"Dropped - Units whose status does not meet NEEDS criteria"]
["Kennett",2139,"4","Combustion Turbine","Missouri",2.2,"Dropped - Units whose status does not meet NEEDS criteria"]
["Kennett",2139,"5","Combustion Turbine","Missouri",1.3,"Dropped - Units whose status does not meet NEEDS criteria"]
["Kennett",2139,"6","Combustion Turbine","Missouri",1.8,"Dropped - Units whose status does not meet NEEDS criteria"]
["Kennett",2139,"7","Combustion Turbine","Missouri",2.2,"Dropped - Units whose status does not meet NEEDS criteria"]
["Kennett",2139,"8","Combustion Turbine","Missouri",2.8,"Dropped - Units whose status does not meet NEEDS criteria"]
["Hauser",2185,"HAU2","Hydro","Montana",3.9,"Dropped - Units whose status does not meet NEEDS criteria"]
["Lebanon",2921,"5","Combustion Turbine","Ohio",2,"Dropped - Units whose status does not meet NEEDS criteria"]
["Lebanon",2921,"6","Combustion Turbine","Ohio",3,"Dropped - Units whose status does not meet NEEDS criteria"]
["Lebanon",2921,"7","Combustion Turbine","Ohio",6,"Dropped - Units whose status does not meet NEEDS criteria"]
["Lebanon",2921,"8","Combustion Turbine","Ohio",5.6,"Dropped - Units whose status does not meet NEEDS criteria"]
["Lebanon",2921,"9","Combustion Turbine","Ohio",14,"Dropped - Units whose status does not meet NEEDS criteria"]
["Huron",3344,"2A","Combustion Turbine","South Dakota",43.7,"Dropped - Units whose status does not meet NEEDS criteria"]
["Mobile Unit",3346,"2","Combustion Turbine","South Dakota",1.8,"Dropped - Units whose status does not meet NEEDS criteria"]
["Mobile Unit",3346,"3","Combustion Turbine","South Dakota",2,"Dropped - Units whose status does not meet NEEDS criteria"]
["Duck Creek",6016,"1","Coal Steam","Illinois",410,"Dropped - Units whose status does not meet NEEDS criteria"]
["ReEnergy Fort Fairfield",7513,"GEN1","Biomass","Maine",32,"Dropped - Units whose status does not meet NEEDS criteria"]
["Anaheim GT",7693,"1","Combustion Turbine","California",44.5,"Dropped - Units whose status does not meet NEEDS criteria"]
["Tipton",8106,"3","Combustion Turbine","Iowa",1.2,"Dropped - Units whose status does not meet NEEDS criteria"]
["The Mosaic Company, Plant City Facility",50371,"MI34","Non-Fossil Waste","Florida",27.9,"Dropped - Units whose status does not meet NEEDS criteria"]
["Erie Coke",50920,"1","Fossil Waste","Pennsylvania",1,"Dropped - Units whose status does not meet NEEDS criteria"]
["Winnebago County Landfill Gas",50936,"EG2","Landfill Gas","Wisconsin",0.9,"Dropped - Units whose status does not meet NEEDS criteria"]
["Hofstra University",51035,"GEN1","Combustion Turbine","New York",1.1,"Dropped - Units whose status does not meet NEEDS criteria"]
["Hofstra University",51035,"GEN2","Combustion Turbine","New York",1.1,"Dropped - Units whose status does not meet NEEDS criteria"]
["Point Comfort Operations",52069,"GEN1","O/G Steam","Texas",14.9,"Dropped - Units whose status does not meet NEEDS criteria"]
["Point Comfort Operations",52069,"GEN2","O/G Steam","Texas",14.9,"Dropped - Units whose status does not meet NEEDS criteria"]
["Point Comfort Operations",52069,"GEN3","O/G Steam","Texas",14.9,"Dropped - Units whose status does not meet NEEDS criteria"]
["Point Comfort Operations",52069,"GEN4","O/G Steam","Texas",14,"Dropped - Units whose status does not meet NEEDS criteria"]
["85 A",52162,"WGNS","Onshore Wind","California",14.1,"Dropped - Units whose status does not meet NEEDS criteria"]
["Otay Landfill Gas, LLC",52204,"OTA1","Landfill Gas","California",1.5,"Dropped - Units whose status does not meet NEEDS criteria"]
["Otay Landfill Gas, LLC",52204,"OTA2","Landfill Gas","California",1.5,"Dropped - Units whose status does not meet NEEDS criteria"]
["Otay Landfill Gas, LLC",52204,"OTA5","Landfill Gas","California",1.5,"Dropped - Units whose status does not meet NEEDS criteria"]
["Otay Landfill Gas, LLC",52204,"OTA6","Landfill Gas","California",1.5,"Dropped - Units whose status does not meet NEEDS criteria"]
["ReEnergy Lyonsdale Biomass",54526,"STG","Biomass","New York",19,"Dropped - Units whose status does not meet NEEDS criteria"]
["University of Texas at Dallas",54607,"GEN1","Combustion Turbine","Texas",3.5,"Dropped - Units whose status does not meet NEEDS criteria"]
["Kennecott Power Plant",56163,"4","Coal Steam","Utah",75,"Dropped - Units whose status does not meet NEEDS criteria"]
["Lubbock Wind Ranch",57259,"1","Onshore Wind","Texas",2.5,"Dropped - Units whose status does not meet NEEDS criteria"]
["Lubbock Wind Ranch",57259,"2","Onshore Wind","Texas",2.5,"Dropped - Units whose status does not meet NEEDS criteria"]
["Lubbock Wind Ranch",57259,"3","Onshore Wind","Texas",2.5,"Dropped - Units whose status does not meet NEEDS criteria"]
["RPI Fuel Cell LLC",57419,"0001","Fuel Cell","California",1,"Dropped - Units whose status does not meet NEEDS criteria"]
["UTS SJ1 LLC",57420,"0001","Fuel Cell","California",1.4,"Dropped - Units whose status does not meet NEEDS criteria"]
["Double A Digester",57425,"1","Non-Fossil Waste","Idaho",1.5,"Dropped - Units whose status does not meet NEEDS criteria"]
["Double A Digester",57425,"2","Non-Fossil Waste","Idaho",1.5,"Dropped - Units whose status does not meet NEEDS criteria"]
["Double A Digester",57425,"3","Non-Fossil Waste","Idaho",1.5,"Dropped - Units whose status does not meet NEEDS criteria"]
["Bellefontaine Gas Producers LLC",57433,"1","Landfill Gas","Ohio",1.6,"Dropped - Units whose status does not meet NEEDS criteria"]
["Bellefontaine Gas Producers LLC",57433,"2","Landfill Gas","Ohio",1.6,"Dropped - Units whose status does not meet NEEDS criteria"]
["Bellefontaine Gas Producers LLC",57433,"3","Landfill Gas","Ohio",1.6,"Dropped - Units whose status does not meet NEEDS criteria"]
["GE - Tehachapi",57566,"1.7SF","Onshore Wind","California",1.8,"Dropped - Units whose status does not meet NEEDS criteria"]
["Laverne Battery",58579,"1","Energy Storage","Minnesota",1,"Dropped - Units whose status does not meet NEEDS criteria"]
["Holsum Elm Dairy",58663,"GEN1","Non-Fossil Waste","Wisconsin",0.6,"Dropped - Units whose status does not meet NEEDS criteria"]
["Holsum Elm Dairy",58663,"GEN2","Non-Fossil Waste","Wisconsin",0.6,"Dropped - Units whose status does not meet NEEDS criteria"]
["Simonds",58945,"GEN 1","Combustion Turbine","Massachusetts",0.6,"Dropped - Units whose status does not meet NEEDS criteria"]
["Simonds",58945,"GEN 2","Combustion Turbine","Massachusetts",0.6,"Dropped - Units whose status does not meet NEEDS criteria"]
["Simonds",58945,"GEN 3","Combustion Turbine","Massachusetts",0.6,"Dropped - Units whose status does not meet NEEDS criteria"]
["Seminole Energy",61780,"ENG4","Landfill Gas","Florida",1.6,"Dropped - Units whose status does not meet NEEDS criteria"]
["H Wilson Sundt Generating Station",126,"ST1","O/G Steam","Arizona",81,"Dropped - Units whose status does not meet NEEDS criteria"]
["H Wilson Sundt Generating Station",126,"ST2","O/G Steam","Arizona",81,"Dropped - Units whose status does not meet NEEDS criteria"]
["Coffeen",861,"1","Coal Steam","Illinois",330,"Dropped - Units whose status does not meet NEEDS criteria"]
["Coffeen",861,"2","Coal Steam","Illinois",565,"Dropped - Units whose status does not meet NEEDS criteria"]
["Havana",891,"6","Coal Steam","Illinois",411,"Dropped - Units whose status does not meet NEEDS criteria"]
["Hennepin Power Station",892,"1","Coal Steam","Illinois",68,"Dropped - Units whose status does not meet NEEDS criteria"]
["Hennepin Power Station",892,"2","Coal Steam","Illinois",218,"Dropped - Units whose status does not meet NEEDS criteria"]
["Navajo",4941,"NAV1","Coal Steam","Arizona",750,"Dropped - Units whose status does not meet NEEDS criteria"]
["Navajo",4941,"NAV2","Coal Steam","Arizona",750,"Dropped - Units whose status does not meet NEEDS criteria"]
["FirstEnergy Bruce Mansfield",6094,"3","Coal Steam","Pennsylvania",830,"Dropped - Units whose status does not meet NEEDS criteria"]
["Windpark Unlimited 1",10027,"EXIS","Onshore Wind","California",9.4,"Dropped - Units whose status does not meet NEEDS criteria"]
["New-Indy Ontario Mill",10427,"GEN1","Combustion Turbine","California",34,"Dropped - Units whose status does not meet NEEDS criteria"]
["Camden South Carolina",10795,"GEN1","O/G Steam","South Carolina",5.5,"Dropped - Units whose status does not meet NEEDS criteria"]
["Camden South Carolina",10795,"GEN2","O/G Steam","South Carolina",5.5,"Dropped - Units whose status does not meet NEEDS criteria"]
["Painted Hills Wind Park",50533,"WGNS","Onshore Wind","California",19,"Dropped - Units whose status does not meet NEEDS criteria"]
["85 B",52163,"WTGN","Onshore Wind","California",21.2,"Dropped - Units whose status does not meet NEEDS criteria"]
["Otay Landfill Gas, LLC",52204,"OTA3","Landfill Gas","California",3.2,"Dropped - Units whose status does not meet NEEDS criteria"]
["Columbia Flooring Melbourne",56182,"Kato","Biomass","Arkansas",1.7,"Dropped - Units whose status does not meet NEEDS criteria"]
["Skyline Gas Recovery",56528,"GEN1","Landfill Gas","Texas",1.6,"Dropped - Units whose status does not meet NEEDS criteria"]
["Skyline Gas Recovery",56528,"GEN2","Landfill Gas","Texas",1.6,"Dropped - Units whose status does not meet NEEDS criteria"]
["Skyline Gas Recovery",56528,"GEN3","Landfill Gas","Texas",1.6,"Dropped - Units whose status does not meet NEEDS criteria"]
["Skyline Gas Recovery",56528,"GEN4","Landfill Gas","Texas",1.6,"Dropped - Units whose status does not meet NEEDS criteria"]
["Los Alamos PV Site",58256,"2","Energy Storage","New Mexico",1,"Dropped - Units whose status does not meet NEEDS criteria"]
["Los Alamos PV Site",58256,"3","Energy Storage","New Mexico",0.8,"Dropped - Units whose status does not meet NEEDS criteria"]
["Windpark Unlimited 2",60321,"EXIS2","Onshore Wind","California",16.1,"Dropped - Units whose status does not meet NEEDS criteria"]
["AES Redondo Beach LLC",356,"7","O/G Steam","California",480,"Dropped - Units whose status does not meet NEEDS criteria"]
["Cayuga Operating Company",2535,"1","Coal Steam","New York",151,"Dropped - Units whose status does not meet NEEDS criteria"]
["Cayuga Operating Company",2535,"2","Coal Steam","New York",139.6,"Dropped - Units whose status does not meet NEEDS criteria"]
["Gibbons Creek",6136,"1","Coal Steam","Texas",470,"Dropped - Units whose status does not meet NEEDS criteria"]
["Madison Dam",6422,"MAD1","Hydro","Montana",3.7,"Dropped - Units whose status does not meet NEEDS criteria"]
["Madison Dam",6422,"MAD2","Hydro","Montana",3.7,"Dropped - Units whose status does not meet NEEDS criteria"]
["Madison Dam",6422,"MAD3","Hydro","Montana",3.7,"Dropped - Units whose status does not meet NEEDS criteria"]
["Madison Dam",6422,"MAD4","Hydro","Montana",3.7,"Dropped - Units whose status does not meet NEEDS criteria"]
["Fergus Control Ctr",7505,"1","Combustion Turbine","Minnesota",2,"Dropped - Units whose status does not meet NEEDS criteria"]
["Auburn State Street",8009,"1","Combustion Turbine","New York",5.3,"Dropped - Units whose status does not meet NEEDS criteria"]
["ReEnergy Ashland",10356,"GEN1","Biomass","Maine",37,"Dropped - Units whose status does not meet NEEDS criteria"]
["Georgia-Pacific Crossett LLC",10606,"GEN5","Non-Fossil Waste","Arkansas",30.6,"Dropped - Units whose status does not meet NEEDS criteria"]
["Georgia-Pacific Crossett LLC",10606,"GEN6","Non-Fossil Waste","Arkansas",36,"Dropped - Units whose status does not meet NEEDS criteria"]
["Graphic Packaging",10698,"GEN1","O/G Steam","Michigan",5,"Dropped - Units whose status does not meet NEEDS criteria"]
["Ground Water Pumping Station",50105,"GPS1","Hydro","Oregon",0.9,"Dropped - Units whose status does not meet NEEDS criteria"]
["Ground Water Pumping Station",50105,"GPS2","Hydro","Oregon",0.9,"Dropped - Units whose status does not meet NEEDS criteria"]
["Ground Water Pumping Station",50105,"GPS3","Hydro","Oregon",0.9,"Dropped - Units whose status does not meet NEEDS criteria"]
["Ground Water Pumping Station",50105,"GPS4","Hydro","Oregon",0.9,"Dropped - Units whose status does not meet NEEDS criteria"]
["Ground Water Pumping Station",50105,"GPS5","Hydro","Oregon",0.9,"Dropped - Units whose status does not meet NEEDS criteria"]
["Ground Water Pumping Station",50105,"GPS6","Hydro","Oregon",0.9,"Dropped - Units whose status does not meet NEEDS criteria"]
["Kamin LLC Wrens Plant",54880,"SDT1","Combustion Turbine","Georgia",1.7,"Dropped - Units whose status does not meet NEEDS criteria"]
["Kamin LLC Wrens Plant",54880,"SDT2","Combustion Turbine","Georgia",1.7,"Dropped - Units whose status does not meet NEEDS criteria"]
["Kamin LLC Wrens Plant",54880,"SDT3","Combustion Turbine","Georgia",1.7,"Dropped - Units whose status does not meet NEEDS criteria"]
["Security",55556,"UNT3","Landfill Gas","Texas",1.7,"Dropped - Units whose status does not meet NEEDS criteria"]
["Chandler Hills Wind Farm",56646,"1","Onshore Wind","Minnesota",2,"Dropped - Units whose status does not meet NEEDS criteria"]
["Nucla",527,"1","Coal Steam","Colorado",12,"Dropped - Units whose status does not meet NEEDS criteria"]
["Nucla",527,"2","Coal Steam","Colorado",12,"Dropped - Units whose status does not meet NEEDS criteria"]
["Nucla",527,"3","Coal Steam","Colorado",12,"Dropped - Units whose status does not meet NEEDS criteria"]
["Nucla",527,"ST4","Coal Steam","Colorado",64,"Dropped - Units whose status does not meet NEEDS criteria"]
["McGregor",1163,"3","Combustion Turbine","Iowa",0.5,"Dropped - Units whose status does not meet NEEDS criteria"]
["Hutchinson Plant #1",1980,"8","Combined Cycle","Minnesota",13,"Dropped - Units whose status does not meet NEEDS criteria"]
["Wells IC",2020,"3","Combustion Turbine","Minnesota",1.1,"Dropped - Units whose status does not meet NEEDS criteria"]
["Hudson Avenue",2496,"4","Combustion Turbine","New York",13.5,"Dropped - Units whose status does not meet NEEDS criteria"]
["Shelby Municipal Light Plant",2943,"IC1","Combustion Turbine","Ohio",3,"Dropped - Units whose status does not meet NEEDS criteria"]
["Navajo",4941,"NAV3","Coal Steam","Arizona",750,"Dropped - Units whose status does not meet NEEDS criteria"]
["Three Mile Island",8011,"1","Nuclear","Pennsylvania",802.8,"Dropped - Units whose status does not meet NEEDS criteria"]
["Cambria Cogen",10641,"GEN1","Coal Steam","Pennsylvania",88,"Dropped - Units whose status does not meet NEEDS criteria"]
["Olinda Landfill Gas Recovery Plant",10648,"GEN1","Landfill Gas","California",1.7,"Dropped - Units whose status does not meet NEEDS criteria"]
["Olinda Landfill Gas Recovery Plant",10648,"GEN2","Landfill Gas","California",1.7,"Dropped - Units whose status does not meet NEEDS criteria"]
["Olinda Landfill Gas Recovery Plant",10648,"GEN3","Landfill Gas","California",1.7,"Dropped - Units whose status does not meet NEEDS criteria"]
["Beaumont Hospital Dearborn Campus",50260,"500KW","Combustion Turbine","Michigan",0.5,"Dropped - Units whose status does not meet NEEDS criteria"]
["VESI Pomona",50300,"GEN1","Combustion Turbine","California",40,"Dropped - Units whose status does not meet NEEDS criteria"]
["Mobile Energy Services LLC",50407,"GEN5","Biomass","Alabama",56.1,"Dropped - Units whose status does not meet NEEDS criteria"]
["Mobile Energy Services LLC",50407,"GEN6","Biomass","Alabama",33.2,"Dropped - Units whose status does not meet NEEDS criteria"]
["Chester Operations",50410,"5","Coal Steam","Pennsylvania",67,"Dropped - Units whose status does not meet NEEDS criteria"]
["Monroe Livingston Gas Recovery",50565,"GEN1","Landfill Gas","New York",0.8,"Dropped - Units whose status does not meet NEEDS criteria"]
["Monroe Livingston Gas Recovery",50565,"GEN2","Landfill Gas","New York",0.8,"Dropped - Units whose status does not meet NEEDS criteria"]
["Harris Energy Realty",54981,"ALBA","Hydro","Massachusetts",0.3,"Dropped - Units whose status does not meet NEEDS criteria"]
["Harris Energy Realty",54981,"ALBD","Hydro","Massachusetts",0.4,"Dropped - Units whose status does not meet NEEDS criteria"]
["West Texas Wind Energy LLC",55367,"01","Onshore Wind","Texas",75,"Dropped - Units whose status does not meet NEEDS criteria"]
["Monmouth Landfill Gas to Energy",55618,"GEN1","Landfill Gas","New Jersey",3.3,"Dropped - Units whose status does not meet NEEDS criteria"]
["Monmouth Landfill Gas to Energy",55618,"GEN2","Landfill Gas","New Jersey",3.3,"Dropped - Units whose status does not meet NEEDS criteria"]
["Toksook Bay",57067,"UNIT1","Combustion Turbine","Alaska",0.4,"Dropped - Units whose status does not meet NEEDS criteria"]
["Wausau Paper Middletown",57940,"G3","Coal Steam","Ohio",7.5,"Dropped - Units whose status does not meet NEEDS criteria"]
["Caribou Generation Station",1513,"1","O/G Steam","Maine",9,"Dropped - Units whose status does not meet NEEDS criteria"]
["Caribou Generation Station",1513,"CD2","Combustion Turbine","Maine",2.5,"Dropped - Units whose status does not meet NEEDS criteria"]
["Caribou Generation Station",1513,"CD3","Combustion Turbine","Maine",2.5,"Dropped - Units whose status does not meet NEEDS criteria"]
["Caribou Generation Station",1513,"CD4","Combustion Turbine","Maine",1,"Dropped - Units whose status does not meet NEEDS criteria"]
["Caribou Generation Station",1513,"CD5","Combustion Turbine","Maine",1,"Dropped - Units whose status does not meet NEEDS criteria"]
["Caribou Generation Station",1513,"CH1","Hydro","Maine",0.4,"Dropped - Units whose status does not meet NEEDS criteria"]
["Caribou Generation Station",1513,"ST2","O/G Steam","Maine",14,"Dropped - Units whose status does not meet NEEDS criteria"]
["Nantucket Hybrid",1615,"12","Combustion Turbine","Massachusetts",2.8,"Dropped - Units whose status does not meet NEEDS criteria"]
["Nantucket Hybrid",1615,"13","Combustion Turbine","Massachusetts",2.9,"Dropped - Units whose status does not meet NEEDS criteria"]
["Wanapum",3888,"4","Hydro","Washington",103.8,"Dropped - Units whose status does not meet NEEDS criteria"]
["Kiana",6323,"3A","Combustion Turbine","Alaska",0.4,"Dropped - Units whose status does not meet NEEDS criteria"]
["Graphic Packaging",10698,"GEN2","O/G Steam","Michigan",1.5,"Dropped - Units whose status does not meet NEEDS criteria"]
["Yates Gas Plant",55025,"GEN2","Combustion Turbine","Texas",2.8,"Dropped - Units whose status does not meet NEEDS criteria"]
["Bethlehem Renewable Energy LLC",56572,"1","Landfill Gas","Pennsylvania",3.7,"Dropped - Units whose status does not meet NEEDS criteria"]
["Quinhagak",57057,"UNIT3","Combustion Turbine","Alaska",0.4,"Dropped - Units whose status does not meet NEEDS criteria"]
["Harbor Wind LLC",58424,"1","Onshore Wind","Texas",9,"Dropped - Units whose status does not meet NEEDS criteria"]
["Mount Sinai Beth Israel",61569,"EGEN3","Combustion Turbine","New York",1,"Dropped - Units whose status does not meet NEEDS criteria"]
["Kingsbrook Jewish Medical Center",62050,"115WA","Combustion Turbine","New York",0.1,"Dropped - Units whose status does not meet NEEDS criteria"]
["Hammond",708,"1","Coal Steam","Georgia",110,"Dropped - Units whose status does not meet NEEDS criteria"]
["Hammond",708,"2","Coal Steam","Georgia",110,"Dropped - Units whose status does not meet NEEDS criteria"]
["Hammond",708,"3","Coal Steam","Georgia",110,"Dropped - Units whose status does not meet NEEDS criteria"]
["Hammond",708,"4","Coal Steam","Georgia",510,"Dropped - Units whose status does not meet NEEDS criteria"]
["Langdale",711,"5","Hydro","Alabama",0.1,"Dropped - Units whose status does not meet NEEDS criteria"]
["Langdale",711,"6","Hydro","Alabama",0.1,"Dropped - Units whose status does not meet NEEDS criteria"]
["Coffeyville",1271,"6","O/G Steam","Kansas",16,"Dropped - Units whose status does not meet NEEDS criteria"]
["Albany",2113,"1","Combustion Turbine","Missouri",2.1,"Dropped - Units whose status does not meet NEEDS criteria"]
["Albany",2113,"2","Combustion Turbine","Missouri",1,"Dropped - Units whose status does not meet NEEDS criteria"]
["Albany",2113,"3","Combustion Turbine","Missouri",0.6,"Dropped - Units whose status does not meet NEEDS criteria"]
["Albany",2113,"IC5","Combustion Turbine","Missouri",1.2,"Dropped - Units whose status does not meet NEEDS criteria"]
["Albany",2113,"IC6","Combustion Turbine","Missouri",1.2,"Dropped - Units whose status does not meet NEEDS criteria"]
["McIntosh",6124,"1","Coal Steam","Georgia",142.5,"Dropped - Units whose status does not meet NEEDS criteria"]
["Solar Photovoltaic Project #44",57540,"S44A","Solar PV","California",0.5,"Dropped - Units whose status does not meet NEEDS criteria"]
["Solar Photovoltaic Project #44",57540,"S44B","Solar PV","California",0.5,"Dropped - Units whose status does not meet NEEDS criteria"]
["Solar Photovoltaic Project #44",57540,"S44C","Solar PV","California",0.5,"Dropped - Units whose status does not meet NEEDS criteria"]
["Solar Photovoltaic Project #44",57540,"S44D","Solar PV","California",0.5,"Dropped - Units whose status does not meet NEEDS criteria"]
["Solar Photovoltaic Project #44",57540,"S44E","Solar PV","California",0.5,"Dropped - Units whose status does not meet NEEDS criteria"]
["Solar Photovoltaic Project #44",57540,"S44F","Solar PV","California",0.5,"Dropped - Units whose status does not meet NEEDS criteria"]
["Solar Photovoltaic Project #44",57540,"S44G","Solar PV","California",0.5,"Dropped - Units whose status does not meet NEEDS criteria"]
["Solar Photovoltaic Project #44",57540,"S44H","Solar PV","California",0.5,"Dropped - Units whose status does not meet NEEDS criteria"]
["Solar Photovoltaic Project #44",57540,"S44I","Solar PV","California",0.5,"Dropped - Units whose status does not meet NEEDS criteria"]
["Solar Photovoltaic Project #44",57540,"S44J","Solar PV","California",0.5,"Dropped - Units whose status does not meet NEEDS criteria"]
["Solar Photovoltaic Project #44",57540,"S44K","Solar PV","California",0.5,"Dropped - Units whose status does not meet NEEDS criteria"]
["Solar Photovoltaic Project #44",57540,"S44L","Solar PV","California",0.5,"Dropped - Units whose status does not meet NEEDS criteria"]
["Solar Photovoltaic Project #44",57540,"S44M","Solar PV","California",0.5,"Dropped - Units whose status does not meet NEEDS criteria"]
["Solar Photovoltaic Project #44",57540,"S44N","Solar PV","California",0.5,"Dropped - Units whose status does not meet NEEDS criteria"]
["Solar Photovoltaic Project #44",57540,"S44O","Solar PV","California",0.5,"Dropped - Units whose status does not meet NEEDS criteria"]
["Solar Photovoltaic Project #44",57540,"S44P","Solar PV","California",0.5,"Dropped - Units whose status does not meet NEEDS criteria"]
["Pacific Ethanol Stockton Cogen Plant",61027,"PESCT","Combustion Turbine","California",3.6,"Dropped - Units whose status does not meet NEEDS criteria"]
["Gould Street",1553,"3","O/G Steam","Maryland",97,"Dropped - Units whose status does not meet NEEDS criteria"]
["Claude Vandyke",1880,"6","Combined Cycle","Michigan",19.3,"Dropped - Units whose status does not meet NEEDS criteria"]
["Granite City",1910,"1","Combustion Turbine","Minnesota",13,"Dropped - Units whose status does not meet NEEDS criteria"]
["Granite City",1910,"2","Combustion Turbine","Minnesota",13,"Dropped - Units whose status does not meet NEEDS criteria"]
["Granite City",1910,"3","Combustion Turbine","Minnesota",13,"Dropped - Units whose status does not meet NEEDS criteria"]
["Granite City",1910,"4","Combustion Turbine","Minnesota",13,"Dropped - Units whose status does not meet NEEDS criteria"]
["Rex Brown",2053,"4","O/G Steam","Mississippi",197.7,"Dropped - Units whose status does not meet NEEDS criteria"]
["Rex Brown",2053,"GT1","Combustion Turbine","Mississippi",10.3,"Dropped - Units whose status does not meet NEEDS criteria"]
["Berlin",6565,"2A","Combustion Turbine","Maryland",1.8,"Dropped - Units whose status does not meet NEEDS criteria"]
["Covanta Warren Energy",10012,"1","Municipal Solid Waste","New Jersey",10,"Dropped - Units whose status does not meet NEEDS criteria"]
["James River Genco LLC",10377,"GEN1","Coal Steam","Virginia",46.3,"Dropped - Units whose status does not meet NEEDS criteria"]
["James River Genco LLC",10377,"GEN2","Coal Steam","Virginia",46.3,"Dropped - Units whose status does not meet NEEDS criteria"]
["Georgia-Pacific Consr Prods LP-Naheola",10699,"GEN2","Non-Fossil Waste","Alabama",12.4,"Dropped - Units whose status does not meet NEEDS criteria"]
["Marcus Hook Refinery Cogen",50074,"GEN1","Combustion Turbine","Pennsylvania",48,"Dropped - Units whose status does not meet NEEDS criteria"]
["Park Falls Industrial Management",50620,"GEN1","Biomass","Wisconsin",4.7,"Dropped - Units whose status does not meet NEEDS criteria"]
["I 95 Municipal Landfill Phase I",52051,"UNT1","Landfill Gas","Virginia",0.8,"Dropped - Units whose status does not meet NEEDS criteria"]
["I 95 Municipal Landfill Phase I",52051,"UNT2","Landfill Gas","Virginia",0.8,"Dropped - Units whose status does not meet NEEDS criteria"]
["I 95 Municipal Landfill Phase I",52051,"UNT3","Landfill Gas","Virginia",0.8,"Dropped - Units whose status does not meet NEEDS criteria"]
["I 95 Municipal Landfill Phase I",52051,"UNT4","Landfill Gas","Virginia",0.8,"Dropped - Units whose status does not meet NEEDS criteria"]
["Philadelphia Refinery",52106,"GEN1","Fossil Waste","Pennsylvania",7.7,"Dropped - Units whose status does not meet NEEDS criteria"]
["Philadelphia Refinery",52106,"GEN2","Fossil Waste","Pennsylvania",6.7,"Dropped - Units whose status does not meet NEEDS criteria"]
["Philadelphia Refinery",52106,"GEN3","Fossil Waste","Pennsylvania",0.4,"Dropped - Units whose status does not meet NEEDS criteria"]
["Stingray Facility",54531,"1S72","Combustion Turbine","Louisiana",2.5,"Dropped - Units whose status does not meet NEEDS criteria"]
["Sumpter Energy Associates",54536,"0201","Landfill Gas","Michigan",0.8,"Dropped - Units whose status does not meet NEEDS criteria"]
["Coastal Plains",55554,"UNT1","Landfill Gas","Texas",1.7,"Dropped - Units whose status does not meet NEEDS criteria"]
["Coastal Plains",55554,"UNT3","Landfill Gas","Texas",1.7,"Dropped - Units whose status does not meet NEEDS criteria"]
["Coastal Plains",55554,"UNT4","Landfill Gas","Texas",1.7,"Dropped - Units whose status does not meet NEEDS criteria"]
["East Millinocket Mill",55830,"M2S1","Biomass","Maine",14.5,"Dropped - Units whose status does not meet NEEDS criteria"]
["East Millinocket Mill",55830,"M2S2","Biomass","Maine",14.5,"Dropped - Units whose status does not meet NEEDS criteria"]
["East Millinocket Mill",55830,"M2S3","Biomass","Maine",28.1,"Dropped - Units whose status does not meet NEEDS criteria"]
["Elim",57060,"UNIT3","Combustion Turbine","Alaska",0.5,"Dropped - Units whose status does not meet NEEDS criteria"]
["Glendale Energy Power Plant",57829,"GLEN1","Landfill Gas","Arizona",1.4,"Dropped - Units whose status does not meet NEEDS criteria"]
["Glendale Energy Power Plant",57829,"GLEN2","Landfill Gas","Arizona",1.4,"Dropped - Units whose status does not meet NEEDS criteria"]
["Hidden View Dairy, LLC",59260,"HV1","Non-Fossil Waste","Indiana",0.7,"Dropped - Units whose status does not meet NEEDS criteria"]
["Bristol Plant",60222,"B1","Landfill Gas","Virginia",0.3,"Dropped - Units whose status does not meet NEEDS criteria"]
["Bristol Plant",60222,"B2","Landfill Gas","Virginia",0.3,"Dropped - Units whose status does not meet NEEDS criteria"]
["Bristol Plant",60222,"B3","Landfill Gas","Virginia",0.3,"Dropped - Units whose status does not meet NEEDS criteria"]
["Bristol Plant",60222,"B4","Landfill Gas","Virginia",0.3,"Dropped - Units whose status does not meet NEEDS criteria"]
["Bristol Plant",60222,"B5","Landfill Gas","Virginia",0.3,"Dropped - Units whose status does not meet NEEDS criteria"]
["Bristol Plant",60222,"B6","Landfill Gas","Virginia",0.3,"Dropped - Units whose status does not meet NEEDS criteria"]
["NYP-Hudson Valley Hospital Center",62421,"300DS","Combustion Turbine","New York",0.3,"Dropped - Units whose status does not meet NEEDS criteria"]
["Northeast (IN)",1013,"1","Combustion Turbine","Indiana",10,"Dropped - Units whose status does not meet NEEDS criteria"]
["Northeast (IN)",1013,"2","Combustion Turbine","Indiana",10,"Dropped - Units whose status does not meet NEEDS criteria"]
["Pilgrim Nuclear Power Station",1590,"1","Nuclear","Massachusetts",673.6,"Dropped - Units whose status does not meet NEEDS criteria"]
["Conesville",2840,"5","Coal Steam","Ohio",375,"Dropped - Units whose status does not meet NEEDS criteria"]
["Conesville",2840,"6","Coal Steam","Ohio",375,"Dropped - Units whose status does not meet NEEDS criteria"]
["Faraday",3045,"1","Hydro","Oregon",3.9,"Dropped - Units whose status does not meet NEEDS criteria"]
["Faraday",3045,"2","Hydro","Oregon",3.9,"Dropped - Units whose status does not meet NEEDS criteria"]
["Faraday",3045,"3","Hydro","Oregon",3.4,"Dropped - Units whose status does not meet NEEDS criteria"]
["Faraday",3045,"4","Hydro","Oregon",5.6,"Dropped - Units whose status does not meet NEEDS criteria"]
["Faraday",3045,"5","Hydro","Oregon",5.1,"Dropped - Units whose status does not meet NEEDS criteria"]
["Silas Ray",3559,"DG-2","Combustion Turbine","Texas",1,"Dropped - Units whose status does not meet NEEDS criteria"]
["Silas Ray",3559,"DG-7a","Combustion Turbine","Texas",1,"Dropped - Units whose status does not meet NEEDS criteria"]
["Silas Ray",3559,"DG-7b","Combustion Turbine","Texas",1,"Dropped - Units whose status does not meet NEEDS criteria"]
["Bay Front",3982,"4","Biomass","Wisconsin",15,"Dropped - Units whose status does not meet NEEDS criteria"]
["Glennallen",6305,"3","Combustion Turbine","Alaska",0.5,"Dropped - Units whose status does not meet NEEDS criteria"]
["Glennallen",6305,"4","Combustion Turbine","Alaska",0.5,"Dropped - Units whose status does not meet NEEDS criteria"]
["Glennallen",6305,"5","Combustion Turbine","Alaska",0.5,"Dropped - Units whose status does not meet NEEDS criteria"]
["Byron",7901,"1","Onshore Wind","Wisconsin",0.1,"Dropped - Units whose status does not meet NEEDS criteria"]
["Byron",7901,"2","Onshore Wind","Wisconsin",0.1,"Dropped - Units whose status does not meet NEEDS criteria"]
["Luke Mill",50282,"GEN1","Coal Steam","Maryland",32,"Dropped - Units whose status does not meet NEEDS criteria"]
["Luke Mill",50282,"GEN2","Coal Steam","Maryland",28,"Dropped - Units whose status does not meet NEEDS criteria"]
["Mansfield Mill",54091,"GEN4","Combustion Turbine","Louisiana",29.5,"Dropped - Units whose status does not meet NEEDS criteria"]
["Colebrook Hydroelectric",54301,"BK1","Hydro","Connecticut",1.4,"Dropped - Units whose status does not meet NEEDS criteria"]
["Colebrook Hydroelectric",54301,"BK2","Hydro","Connecticut",1.4,"Dropped - Units whose status does not meet NEEDS criteria"]
["Astoria Gas Turbines",55243,"11","Combustion Turbine","New York",0,"Dropped - Units whose status does not meet NEEDS criteria"]
["Savoonga",57052,"UNIT2","Combustion Turbine","Alaska",0.5,"Dropped - Units whose status does not meet NEEDS criteria"]
["Oshkosh Foundation Rosedale Biodigester LLC",58555,"95100","Non-Fossil Waste","Wisconsin",1.4,"Dropped - Units whose status does not meet NEEDS criteria"]
["Gorgas",8,"10","Coal Steam","Alabama",727.7,"Dropped - Units whose status does not meet NEEDS criteria"]
["Gorgas",8,"8","Coal Steam","Alabama",163,"Dropped - Units whose status does not meet NEEDS criteria"]
["Gorgas",8,"9","Coal Steam","Alabama",172,"Dropped - Units whose status does not meet NEEDS criteria"]
["Shiras",1843,"1","Coal Steam","Michigan",11.6,"Dropped - Units whose status does not meet NEEDS criteria"]
["Shiras",1843,"2","Coal Steam","Michigan",19.5,"Dropped - Units whose status does not meet NEEDS criteria"]
["Shiras",1843,"3","Coal Steam","Michigan",41,"Dropped - Units whose status does not meet NEEDS criteria"]
["B L England",2378,"2","Coal Steam","New Jersey",146,"Dropped - Units whose status does not meet NEEDS criteria"]
["B L England",2378,"3","O/G Steam","New Jersey",146,"Dropped - Units whose status does not meet NEEDS criteria"]
["Togiak",6348,"2a","Combustion Turbine","Alaska",0.5,"Dropped - Units whose status does not meet NEEDS criteria"]
["Togiak",6348,"4","Combustion Turbine","Alaska",0.3,"Dropped - Units whose status does not meet NEEDS criteria"]
["Togiak",6348,"4B","Combustion Turbine","Alaska",0.8,"Dropped - Units whose status does not meet NEEDS criteria"]
["Togiak",6348,"5A","Combustion Turbine","Alaska",0.8,"Dropped - Units whose status does not meet NEEDS criteria"]
["Lakin Municipal",7393,"LK1","Combustion Turbine","Kansas",4.1,"Dropped - Units whose status does not meet NEEDS criteria"]
["Edgecombe Genco LLC",10384,"GEN1","Coal Steam","North Carolina",57.8,"Dropped - Units whose status does not meet NEEDS criteria"]
["Edgecombe Genco LLC",10384,"GEN2","Coal Steam","North Carolina",57.8,"Dropped - Units whose status does not meet NEEDS criteria"]
["Georgia-Pacific Consr Prods LP-Naheola",10699,"GEN1","Non-Fossil Waste","Alabama",12.4,"Dropped - Units whose status does not meet NEEDS criteria"]
["BJ Gas Recovery",54392,"GEN1","Landfill Gas","Georgia",0.8,"Dropped - Units whose status does not meet NEEDS criteria"]
["BJ Gas Recovery",54392,"GEN3","Landfill Gas","Georgia",0.8,"Dropped - Units whose status does not meet NEEDS criteria"]
["Yates Gas Plant",55025,"GEN1","Combustion Turbine","Texas",2.8,"Dropped - Units whose status does not meet NEEDS criteria"]
["Dane County Landfill #2 Rodefeld",55770,"GEN1","Landfill Gas","Wisconsin",0.8,"Dropped - Units whose status does not meet NEEDS criteria"]
["Dane County Landfill #2 Rodefeld",55770,"GEN2","Landfill Gas","Wisconsin",0.8,"Dropped - Units whose status does not meet NEEDS criteria"]
["Dane County Landfill #2 Rodefeld",55770,"GEN3","Landfill Gas","Wisconsin",0.8,"Dropped - Units whose status does not meet NEEDS criteria"]
["Dane County Landfill #2 Rodefeld",55770,"GEN4","Landfill Gas","Wisconsin",1.6,"Dropped - Units whose status does not meet NEEDS criteria"]
["Dane County Landfill #2 Rodefeld",55770,"GEN5","Landfill Gas","Wisconsin",0.8,"Dropped - Units whose status does not meet NEEDS criteria"]
["Dane County Landfill #2 Rodefeld",55770,"GEN6","Landfill Gas","Wisconsin",0.8,"Dropped - Units whose status does not meet NEEDS criteria"]
["Dane County Landfill #2 Rodefeld",55770,"GEN7","Landfill Gas","Wisconsin",0.8,"Dropped - Units whose status does not meet NEEDS criteria"]
["SREC Bath LFGTE",58295,"GEN1","Landfill Gas","New York",1.6,"Dropped - Units whose status does not meet NEEDS criteria"]
["SREC Bath LFGTE",58295,"GEN2","Landfill Gas","New York",1.6,"Dropped - Units whose status does not meet NEEDS criteria"]
["City of Shelby Electric Distribution",61076,"PSG1","Combustion Turbine","Ohio",1.8,"Dropped - Units whose status does not meet NEEDS criteria"]
["Higgins",630,"P1","Combustion Turbine","Florida",20,"Dropped - Units whose status does not meet NEEDS criteria"]
["Riverside (MD)",1559,"GT7","Combustion Turbine","Maryland",19,"Dropped - Units whose status does not meet NEEDS criteria"]
["St Clair",1743,"1","Coal Steam","Michigan",151,"Dropped - Units whose status does not meet NEEDS criteria"]
["Presque Isle",1769,"5","Coal Steam","Michigan",55,"Dropped - Units whose status does not meet NEEDS criteria"]
["Presque Isle",1769,"6","Coal Steam","Michigan",55,"Dropped - Units whose status does not meet NEEDS criteria"]
["Presque Isle",1769,"7","Coal Steam","Michigan",83,"Dropped - Units whose status does not meet NEEDS criteria"]
["Presque Isle",1769,"8","Coal Steam","Michigan",83,"Dropped - Units whose status does not meet NEEDS criteria"]
["Presque Isle",1769,"9","Coal Steam","Michigan",83,"Dropped - Units whose status does not meet NEEDS criteria"]
["Elk River",2039,"1","Municipal Solid Waste","Minnesota",8.9,"Dropped - Units whose status does not meet NEEDS criteria"]
["Elk River",2039,"2","Municipal Solid Waste","Minnesota",9,"Dropped - Units whose status does not meet NEEDS criteria"]
["Elk River",2039,"3","Municipal Solid Waste","Minnesota",16.9,"Dropped - Units whose status does not meet NEEDS criteria"]
["Spencer Hydro",2278,"1","Hydro","Nebraska",0,"Dropped - Units whose status does not meet NEEDS criteria"]
["Spencer Hydro",2278,"2","Hydro","Nebraska",0,"Dropped - Units whose status does not meet NEEDS criteria"]
["Weleetka",2966,"6","Combustion Turbine","Oklahoma",55,"Dropped - Units whose status does not meet NEEDS criteria"]
["Bremo Bluff",3796,"3","O/G Steam","Virginia",71,"Dropped - Units whose status does not meet NEEDS criteria"]
["Bremo Bluff",3796,"4","O/G Steam","Virginia",156,"Dropped - Units whose status does not meet NEEDS criteria"]
["Chesterfield",3797,"3","Coal Steam","Virginia",97.5,"Dropped - Units whose status does not meet NEEDS criteria"]
["Chesterfield",3797,"4","Coal Steam","Virginia",162.5,"Dropped - Units whose status does not meet NEEDS criteria"]
["Possum Point",3804,"3","O/G Steam","Virginia",96,"Dropped - Units whose status does not meet NEEDS criteria"]
["Possum Point",3804,"4","O/G Steam","Virginia",220,"Dropped - Units whose status does not meet NEEDS criteria"]
["Yorktown",3809,"1","Coal Steam","Virginia",159,"Dropped - Units whose status does not meet NEEDS criteria"]
["Yorktown",3809,"2","Coal Steam","Virginia",164,"Dropped - Units whose status does not meet NEEDS criteria"]
["Greg Avenue",6643,"1","Hydro","California",1,"Dropped - Units whose status does not meet NEEDS criteria"]
["Greater Detroit Resource Recovery",10033,"GEN1","Municipal Solid Waste","Michigan",63.6,"Dropped - Units whose status does not meet NEEDS criteria"]
["Greenleaf 1",10350,"GEN1","Combined Cycle","California",42,"Dropped - Units whose status does not meet NEEDS criteria"]
["Greenleaf 1",10350,"GEN2","Combined Cycle","California",8,"Dropped - Units whose status does not meet NEEDS criteria"]
["Georgia-Pacific Port Hudson",10612,"GEN1","Non-Fossil Waste","Louisiana",67.7,"Dropped - Units whose status does not meet NEEDS criteria"]
["S D Warren Westbrook",50447,"GN18","Hydro","Maine",0.4,"Dropped - Units whose status does not meet NEEDS criteria"]
["S D Warren Westbrook",50447,"GN19","Hydro","Maine",0.4,"Dropped - Units whose status does not meet NEEDS criteria"]
["S D Warren Westbrook",50447,"GN20","Hydro","Maine",0.4,"Dropped - Units whose status does not meet NEEDS criteria"]
["Bellmeade Power Station",50966,"1","Combined Cycle","Virginia",95,"Dropped - Units whose status does not meet NEEDS criteria"]
["Bellmeade Power Station",50966,"2","Combined Cycle","Virginia",95,"Dropped - Units whose status does not meet NEEDS criteria"]
["Bellmeade Power Station",50966,"3","Combined Cycle","Virginia",77,"Dropped - Units whose status does not meet NEEDS criteria"]
["Mecklenburg Power Station",52007,"GEN1","Coal Steam","Virginia",69,"Dropped - Units whose status does not meet NEEDS criteria"]
["Mecklenburg Power Station",52007,"GEN2","Coal Steam","Virginia",69,"Dropped - Units whose status does not meet NEEDS criteria"]
["Multitrade of Pittsylvania LP",52118,"GEN1","Biomass","Virginia",41.5,"Dropped - Units whose status does not meet NEEDS criteria"]
["Multitrade of Pittsylvania LP",52118,"GEN2","Biomass","Virginia",41.5,"Dropped - Units whose status does not meet NEEDS criteria"]
["Dean Drive Area Electric Generators",56491,"PG1","Combustion Turbine","Virginia",1.6,"Dropped - Units whose status does not meet NEEDS criteria"]
["Dean Drive Area Electric Generators",56491,"PG2","Combustion Turbine","Virginia",1.6,"Dropped - Units whose status does not meet NEEDS criteria"]
["C H Corn Hydroelectric Facility",956,"1","Hydro","Florida",4,"Dropped - Units whose status does not meet NEEDS criteria"]
["C H Corn Hydroelectric Facility",956,"2","Hydro","Florida",4,"Dropped - Units whose status does not meet NEEDS criteria"]
["C H Corn Hydroelectric Facility",956,"3","Hydro","Florida",3,"Dropped - Units whose status does not meet NEEDS criteria"]
["E W Brown",1355,"1","Coal Steam","Kentucky",106,"Dropped - Units whose status does not meet NEEDS criteria"]
["E W Brown",1355,"2","Coal Steam","Kentucky",166,"Dropped - Units whose status does not meet NEEDS criteria"]
["HMP&L Station Two Henderson",1382,"1","Coal Steam","Kentucky",153,"Dropped - Units whose status does not meet NEEDS criteria"]
["HMP&L Station Two Henderson",1382,"2","Coal Steam","Kentucky",159,"Dropped - Units whose status does not meet NEEDS criteria"]
["Caribou Generation Station",1513,"CH2","Hydro","Maine",0.4,"Dropped - Units whose status does not meet NEEDS criteria"]
["TalenEnergy Montour",3149,"11","Coal Steam","Pennsylvania",11,"Dropped - Units whose status does not meet NEEDS criteria"]
["FirstEnergy Bruce Mansfield",6094,"1","Coal Steam","Pennsylvania",830,"Dropped - Units whose status does not meet NEEDS criteria"]
["FirstEnergy Bruce Mansfield",6094,"2","Coal Steam","Pennsylvania",830,"Dropped - Units whose status does not meet NEEDS criteria"]
["Port Allen (HI)",6474,"ST1","O/G Steam","Hawaii",9,"Dropped - Units whose status does not meet NEEDS criteria"]
["Austin Gas Recovery",56524,"GEN4","Landfill Gas","Texas",1.6,"Dropped - Units whose status does not meet NEEDS criteria"]
["Western Sugar Coop - Torrington",57967,"GEGEN","O/G Steam","Wyoming",2,"Dropped - Units whose status does not meet NEEDS criteria"]
["Energy Center",58168,"EC01","Combustion Turbine","California",1.5,"Dropped - Units whose status does not meet NEEDS criteria"]
["Ocotillo",116,"1","O/G Steam","Arizona",110,"Dropped - Units whose status does not meet NEEDS criteria"]
["Ocotillo",116,"2","O/G Steam","Arizona",110,"Dropped - Units whose status does not meet NEEDS criteria"]
["Sterlington",1404,"7B","Combined Cycle","Louisiana",44,"Dropped - Units whose status does not meet NEEDS criteria"]
["Moose Lake",1996,"4","Combustion Turbine","Minnesota",2,"Dropped - Units whose status does not meet NEEDS criteria"]
["Dunkirk Generating Plant",2554,"2","Coal Steam","New York",75,"Dropped - Units whose status does not meet NEEDS criteria"]
["Sam Bertron",3468,"ST1","O/G Steam","Texas",118,"Dropped - Units whose status does not meet NEEDS criteria"]
["Sam Bertron",3468,"ST2","O/G Steam","Texas",174,"Dropped - Units whose status does not meet NEEDS criteria"]
["Enterprise Products Operating",10261,"GEN1","Combustion Turbine","Texas",2.3,"Dropped - Units whose status does not meet NEEDS criteria"]
["Enterprise Products Operating",10261,"GEN2","Combustion Turbine","Texas",2.3,"Dropped - Units whose status does not meet NEEDS criteria"]
["Soda Lake Geothermal No I II",52174,"OE11","Geothermal","Nevada",0.8,"Dropped - Units whose status does not meet NEEDS criteria"]
["Soda Lake Geothermal No I II",52174,"OE12","Geothermal","Nevada",0.9,"Dropped - Units whose status does not meet NEEDS criteria"]
["Soda Lake Geothermal No I II",52174,"OE13","Geothermal","Nevada",0.9,"Dropped - Units whose status does not meet NEEDS criteria"]
["Soda Lake Geothermal No I II",52174,"OE21","Geothermal","Nevada",1.1,"Dropped - Units whose status does not meet NEEDS criteria"]
["Soda Lake Geothermal No I II",52174,"OEC1","Geothermal","Nevada",1.2,"Dropped - Units whose status does not meet NEEDS criteria"]
["Soda Lake Geothermal No I II",52174,"OEC2","Geothermal","Nevada",1.2,"Dropped - Units whose status does not meet NEEDS criteria"]
["Soda Lake Geothermal No I II",52174,"OEC3","Geothermal","Nevada",1.3,"Dropped - Units whose status does not meet NEEDS criteria"]
["U S Alliance Coosa Pines",54216,"AOW6","O/G Steam","Alabama",12.5,"Dropped - Units whose status does not meet NEEDS criteria"]
["Wheelabrator Ridge Energy",54529,"0001","Biomass","Florida",47.1,"Dropped - Units whose status does not meet NEEDS criteria"]
["Toca Plant",54705,"EG-1","Combustion Turbine","Louisiana",0.8,"Dropped - Units whose status does not meet NEEDS criteria"]
["Toca Plant",54705,"EG-3","Combustion Turbine","Louisiana",0.8,"Dropped - Units whose status does not meet NEEDS criteria"]
["Toca Plant",54705,"EG-4","Combustion Turbine","Louisiana",0.7,"Dropped - Units whose status does not meet NEEDS criteria"]
["Toca Plant",54705,"EG2A","Combustion Turbine","Louisiana",0.5,"Dropped - Units whose status does not meet NEEDS criteria"]
["Tuscola Station",55245,"TG1","O/G Steam","Illinois",3.8,"Dropped - Units whose status does not meet NEEDS criteria"]
["Synata Hugoton",58613,"STG","O/G Steam","Kansas",6,"Dropped - Units whose status does not meet NEEDS criteria"]
["Encina",302,"2","O/G Steam","California",104,"Dropped - Units whose status does not meet NEEDS criteria"]
["Encina",302,"3","O/G Steam","California",110,"Dropped - Units whose status does not meet NEEDS criteria"]
["Encina",302,"4","O/G Steam","California",300,"Dropped - Units whose status does not meet NEEDS criteria"]
["Encina",302,"5","O/G Steam","California",330,"Dropped - Units whose status does not meet NEEDS criteria"]
["Encina",302,"GT1","Combustion Turbine","California",14,"Dropped - Units whose status does not meet NEEDS criteria"]
["Lauderdale",613,"4GT1","Combined Cycle","Florida",0,"Dropped - Units whose status does not meet NEEDS criteria"]
["Lauderdale",613,"4GT2","Combined Cycle","Florida",0,"Dropped - Units whose status does not meet NEEDS criteria"]
["Lauderdale",613,"5GT1","Combined Cycle","Florida",0,"Dropped - Units whose status does not meet NEEDS criteria"]
["Lauderdale",613,"5GT2","Combined Cycle","Florida",0,"Dropped - Units whose status does not meet NEEDS criteria"]
["Lauderdale",613,"ST4","Combined Cycle","Florida",442,"Dropped - Units whose status does not meet NEEDS criteria"]
["Lauderdale",613,"ST5","Combined Cycle","Florida",442,"Dropped - Units whose status does not meet NEEDS criteria"]
["Crystal River",628,"1","Coal Steam","Florida",324,"Dropped - Units whose status does not meet NEEDS criteria"]
["Crystal River",628,"2","Coal Steam","Florida",442,"Dropped - Units whose status does not meet NEEDS criteria"]
["Greenfield Light Plant",1144,"3","Combustion Turbine","Iowa",1,"Dropped - Units whose status does not meet NEEDS criteria"]
["Greenfield Light Plant",1144,"4","Combustion Turbine","Iowa",1.8,"Dropped - Units whose status does not meet NEEDS criteria"]
["Greenfield Light Plant",1144,"5","Combustion Turbine","Iowa",2.7,"Dropped - Units whose status does not meet NEEDS criteria"]
["Kendall Square Station",1595,"1","Combined Cycle","Massachusetts",14.8,"Dropped - Units whose status does not meet NEEDS criteria"]
["Kendall Square Station",1595,"2","Combined Cycle","Massachusetts",19.7,"Dropped - Units whose status does not meet NEEDS criteria"]
["Clay Boswell",1893,"1","Coal Steam","Minnesota",67.3,"Dropped - Units whose status does not meet NEEDS criteria"]
["Clay Boswell",1893,"2","Coal Steam","Minnesota",67.4,"Dropped - Units whose status does not meet NEEDS criteria"]
["Montrose",2080,"2","Coal Steam","Missouri",164,"Dropped - Units whose status does not meet NEEDS criteria"]
["Montrose",2080,"3","Coal Steam","Missouri",170,"Dropped - Units whose status does not meet NEEDS criteria"]
["Sibley",2094,"2","Coal Steam","Missouri",42.1,"Dropped - Units whose status does not meet NEEDS criteria"]
["Sibley",2094,"3","Coal Steam","Missouri",364.1,"Dropped - Units whose status does not meet NEEDS criteria"]
["Charles P Keller",2695,"7","Combustion Turbine","New York",2,"Dropped - Units whose status does not meet NEEDS criteria"]
["99 Islands",3272,"5","Hydro","South Carolina",2.4,"Dropped - Units whose status does not meet NEEDS criteria"]
["99 Islands",3272,"6","Hydro","South Carolina",2.4,"Dropped - Units whose status does not meet NEEDS criteria"]
["Knox Lee",3476,"4","O/G Steam","Texas",73,"Dropped - Units whose status does not meet NEEDS criteria"]
["Martin",6043,"1","O/G Steam","Florida",826,"Dropped - Units whose status does not meet NEEDS criteria"]
["Martin",6043,"2","O/G Steam","Florida",826,"Dropped - Units whose status does not meet NEEDS criteria"]
["Engineered Carbons Echo Cogeneration",10187,"GEN1","Fossil Waste","Texas",8.9,"Dropped - Units whose status does not meet NEEDS criteria"]
["Boise Cascade International Falls",10486,"GEN5","Non-Fossil Waste","Minnesota",6.2,"Dropped - Units whose status does not meet NEEDS criteria"]
["Hoge Lumber",10739,"AC3M","Biomass","Ohio",1.2,"Dropped - Units whose status does not meet NEEDS criteria"]
["Hoge Lumber",10739,"W750","Biomass","Ohio",0.3,"Dropped - Units whose status does not meet NEEDS criteria"]
["Steamboat 1A Power Plant",52138,"DE31","Geothermal","Nevada",0.9,"Dropped - Units whose status does not meet NEEDS criteria"]
["Steamboat 1A Power Plant",52138,"DE32","Geothermal","Nevada",0.9,"Dropped - Units whose status does not meet NEEDS criteria"]
["MM West Covina",54015,"GEN3","Landfill Gas","California",4.4,"Dropped - Units whose status does not meet NEEDS criteria"]
["Quantum Pasco Power LP",54424,"EDG1","Combustion Turbine","Florida",1.2,"Dropped - Units whose status does not meet NEEDS criteria"]
["Quantum Pasco Power LP",54424,"EDG2","Combustion Turbine","Florida",1.2,"Dropped - Units whose status does not meet NEEDS criteria"]
["Quantum Pasco Power LP",54424,"GT1","Combined Cycle","Florida",48.5,"Dropped - Units whose status does not meet NEEDS criteria"]
["Quantum Pasco Power LP",54424,"GT2","Combined Cycle","Florida",48.5,"Dropped - Units whose status does not meet NEEDS criteria"]
["Quantum Pasco Power LP",54424,"ST1","Combined Cycle","Florida",24,"Dropped - Units whose status does not meet NEEDS criteria"]
["Astoria Gas Turbines",55243,"12","Combustion Turbine","New York",0,"Dropped - Units whose status does not meet NEEDS criteria"]
["Astoria Gas Turbines",55243,"13","Combustion Turbine","New York",0,"Dropped - Units whose status does not meet NEEDS criteria"]
["Astoria Gas Turbines",55243,"5","Combustion Turbine","New York",0,"Dropped - Units whose status does not meet NEEDS criteria"]
["Astoria Gas Turbines",55243,"7","Combustion Turbine","New York",0,"Dropped - Units whose status does not meet NEEDS criteria"]
["Wabuska",55988,"1","Geothermal","Nevada",0.4,"Dropped - Units whose status does not meet NEEDS criteria"]
["Wabuska",55988,"2","Geothermal","Nevada",0.4,"Dropped - Units whose status does not meet NEEDS criteria"]
["Wabuska",55988,"3","Geothermal","Nevada",0.1,"Dropped - Units whose status does not meet NEEDS criteria"]
["Wabuska",55988,"4","Geothermal","Nevada",0.4,"Dropped - Units whose status does not meet NEEDS criteria"]
["Wabuska",55988,"5","Geothermal","Nevada",0.4,"Dropped - Units whose status does not meet NEEDS criteria"]
["Wabuska",55988,"6","Geothermal","Nevada",0.4,"Dropped - Units whose status does not meet NEEDS criteria"]
["Wabuska",55988,"7","Geothermal","Nevada",0.4,"Dropped - Units whose status does not meet NEEDS criteria"]
["Lilly Technical Center",58043,"5","Non-Fossil Waste","Indiana",1,"Dropped - Units whose status does not meet NEEDS criteria"]
["Mercy Medical Center",58163,"3","Combustion Turbine","New York",0.4,"Dropped - Units whose status does not meet NEEDS criteria"]
["Missouri S&T - Power Plant",58923,"1000","Combustion Turbine","Missouri",1,"Dropped - Units whose status does not meet NEEDS criteria"]
["City of Tulare Water Facility",59395,"C2550","Non-Fossil Waste","California",0.4,"Dropped - Units whose status does not meet NEEDS criteria"]
["Arvah B Hopkins",688,"1","O/G Steam","Florida",76,"Dropped - Units whose status does not meet NEEDS criteria"]
["Marathon Generating Plant",696,"3","Combustion Turbine","Florida",3,"Dropped - Units whose status does not meet NEEDS criteria"]
["Marathon Generating Plant",696,"4","Combustion Turbine","Florida",3,"Dropped - Units whose status does not meet NEEDS criteria"]
["Marathon Generating Plant",696,"6","Combustion Turbine","Florida",2.5,"Dropped - Units whose status does not meet NEEDS criteria"]
["Marathon Generating Plant",696,"7","Combustion Turbine","Florida",2.5,"Dropped - Units whose status does not meet NEEDS criteria"]
["Murray Gill",1242,"3","O/G Steam","Kansas",104,"Dropped - Units whose status does not meet NEEDS criteria"]
["Murray Gill",1242,"4","O/G Steam","Kansas",86,"Dropped - Units whose status does not meet NEEDS criteria"]
["Gaylord - Consumers",1706,"1","Combustion Turbine","Michigan",12,"Dropped - Units whose status does not meet NEEDS criteria"]
["Gaylord - Consumers",1706,"2","Combustion Turbine","Michigan",11,"Dropped - Units whose status does not meet NEEDS criteria"]
["Gaylord - Consumers",1706,"3","Combustion Turbine","Michigan",10,"Dropped - Units whose status does not meet NEEDS criteria"]
["J H Campbell",1710,"A","Combustion Turbine","Michigan",12,"Dropped - Units whose status does not meet NEEDS criteria"]
["Straits",1718,"1","Combustion Turbine","Michigan",5,"Dropped - Units whose status does not meet NEEDS criteria"]
["Thetford",1719,"2","Combustion Turbine","Michigan",29,"Dropped - Units whose status does not meet NEEDS criteria"]
["Thetford",1719,"3","Combustion Turbine","Michigan",22,"Dropped - Units whose status does not meet NEEDS criteria"]
["Thetford",1719,"4","Combustion Turbine","Michigan",28,"Dropped - Units whose status does not meet NEEDS criteria"]
["West Point Municipal",2313,"5","Combustion Turbine","Nebraska",4.1,"Dropped - Units whose status does not meet NEEDS criteria"]
["R D Morrow",6061,"1","Coal Steam","Mississippi",180,"Dropped - Units whose status does not meet NEEDS criteria"]
["R D Morrow",6061,"2","Coal Steam","Mississippi",180,"Dropped - Units whose status does not meet NEEDS criteria"]
["Pitchess Cogen Station",10478,"GEN1","Combined Cycle","California",21.5,"Dropped - Units whose status does not meet NEEDS criteria"]
["Pitchess Cogen Station",10478,"GEN2","Combined Cycle","California",5.7,"Dropped - Units whose status does not meet NEEDS criteria"]
["Kline Township Cogen Facility",50039,"GEN1","Coal Steam","Pennsylvania",51,"Dropped - Units whose status does not meet NEEDS criteria"]
["Bucksport Generation LLC",50243,"GEN3","O/G Steam","Maine",72,"Dropped - Units whose status does not meet NEEDS criteria"]
["Bucksport Generation LLC",50243,"GEN5","O/G Steam","Maine",24,"Dropped - Units whose status does not meet NEEDS criteria"]
["Ingredion Stockton",52115,"GEN1","Combustion Turbine","California",2.8,"Dropped - Units whose status does not meet NEEDS criteria"]
["Ingredion Stockton",52115,"GEN2","Combustion Turbine","California",6.5,"Dropped - Units whose status does not meet NEEDS criteria"]
["Benson Power Biomass Plant",55867,"G1","Biomass","Minnesota",55,"Dropped - Units whose status does not meet NEEDS criteria"]
["Lake Marion",58229,"GEN1","Combustion Turbine","Minnesota",8.8,"Dropped - Units whose status does not meet NEEDS criteria"]
["Hastings",58230,"GEN1","Combustion Turbine","Minnesota",8.8,"Dropped - Units whose status does not meet NEEDS criteria"]
["Missouri Center for Waste to Energy",58421,"320","Landfill Gas","Missouri",1,"Dropped - Units whose status does not meet NEEDS criteria"]
["Missouri Center for Waste to Energy",58421,"420","Landfill Gas","Missouri",1.4,"Dropped - Units whose status does not meet NEEDS criteria"]
["First Citizens Bank",61491,"FCB","Solar PV","North Carolina",1.5,"Dropped - Units whose status does not meet NEEDS criteria"]
["S O Purdom",689,"GT2","Combustion Turbine","Florida",10,"Dropped - Units whose status does not meet NEEDS criteria"]
["Gordon Evans Energy Center",1240,"1","O/G Steam","Kansas",154,"Dropped - Units whose status does not meet NEEDS criteria"]
["Gordon Evans Energy Center",1240,"2","O/G Steam","Kansas",376,"Dropped - Units whose status does not meet NEEDS criteria"]
["Tecumseh Energy Center",1252,"7","Coal Steam","Kansas",66,"Dropped - Units whose status does not meet NEEDS criteria"]
["Buras",1401,"8","Combustion Turbine","Louisiana",11,"Dropped - Units whose status does not meet NEEDS criteria"]
["Pulliam",4072,"7","Coal Steam","Wisconsin",76.1,"Dropped - Units whose status does not meet NEEDS criteria"]
["Pulliam",4072,"8","Coal Steam","Wisconsin",133.8,"Dropped - Units whose status does not meet NEEDS criteria"]
["Lincoln Turbines",7366,"1","Onshore Wind","Wisconsin",0.7,"Dropped - Units whose status does not meet NEEDS criteria"]
["Church Street Plant",7438,"C1","Combustion Turbine","Virginia",0.8,"Dropped - Units whose status does not meet NEEDS criteria"]
["Church Street Plant",7438,"C2","Combustion Turbine","Virginia",0.8,"Dropped - Units whose status does not meet NEEDS criteria"]
["Church Street Plant",7438,"C4","Combustion Turbine","Virginia",1,"Dropped - Units whose status does not meet NEEDS criteria"]
["NTC/MCRD Energy Facility",10810,"GEN1","Combined Cycle","California",21.6,"Dropped - Units whose status does not meet NEEDS criteria"]
["NTC/MCRD Energy Facility",10810,"GEN2","Combined Cycle","California",2.2,"Dropped - Units whose status does not meet NEEDS criteria"]
["Naval Station Energy Facility",10811,"GEN1","Combined Cycle","California",36.7,"Dropped - Units whose status does not meet NEEDS criteria"]
["Naval Station Energy Facility",10811,"GEN2","Combined Cycle","California",9.8,"Dropped - Units whose status does not meet NEEDS criteria"]
["Naval Station Energy Facility",10811,"GEN3","Combined Cycle","California",4.8,"Dropped - Units whose status does not meet NEEDS criteria"]
["North Island Energy Facility",10812,"GEN1","Combined Cycle","California",38,"Dropped - Units whose status does not meet NEEDS criteria"]
["North Island Energy Facility",10812,"GEN2","Combined Cycle","California",3.5,"Dropped - Units whose status does not meet NEEDS criteria"]
["Fox Metro Water Reclamation District",50904,"RU3","Combustion Turbine","Illinois",1.1,"Dropped - Units whose status does not meet NEEDS criteria"]
["Fox Metro Water Reclamation District",50904,"RU4","Combustion Turbine","Illinois",1.1,"Dropped - Units whose status does not meet NEEDS criteria"]
["Astoria Gas Turbines",55243,"10","Combustion Turbine","New York",0,"Dropped - Units whose status does not meet NEEDS criteria"]
["Astoria Gas Turbines",55243,"8","Combustion Turbine","New York",0,"Dropped - Units whose status does not meet NEEDS criteria"]
["Freeport McMoRan Cobre Mining",55312,"1","Combustion Turbine","New Mexico",0.8,"Dropped - Units whose status does not meet NEEDS criteria"]
["Freeport McMoRan Cobre Mining",55312,"2","Combustion Turbine","New Mexico",0.8,"Dropped - Units whose status does not meet NEEDS criteria"]
["Freeport McMoRan Cobre Mining",55312,"3","Combustion Turbine","New Mexico",0.8,"Dropped - Units whose status does not meet NEEDS criteria"]
["NECCO Co-Generation",55999,"GEN1","Combustion Turbine","Massachusetts",2.8,"Dropped - Units whose status does not meet NEEDS criteria"]
["NECCO Co-Generation",55999,"GEN2","Combustion Turbine","Massachusetts",2.8,"Dropped - Units whose status does not meet NEEDS criteria"]
["NIH Cogeneration Facility",56668,"CGTG","Combustion Turbine","Maryland",21.3,"Dropped - Units whose status does not meet NEEDS criteria"]
["Mas Durham Power, LLC",57365,"1C","Landfill Gas","North Carolina",1.1,"Dropped - Units whose status does not meet NEEDS criteria"]
["Oyster Creek",2388,"1","Nuclear","New Jersey",607.7,"Dropped - Units whose status does not meet NEEDS criteria"]
["Edgewater",4050,"4","Coal Steam","Wisconsin",294.4,"Dropped - Units whose status does not meet NEEDS criteria"]
["Rocky Ford",6516,"IC1","Combustion Turbine","Colorado",2,"Dropped - Units whose status does not meet NEEDS criteria"]
["Centennial",7112,"IC7","Combustion Turbine","Alaska",1.8,"Dropped - Units whose status does not meet NEEDS criteria"]
["Edenville",50158,"1","Hydro","Michigan",2.4,"Dropped - Units whose status does not meet NEEDS criteria"]
["Edenville",50158,"2","Hydro","Michigan",2.4,"Dropped - Units whose status does not meet NEEDS criteria"]
["Axiall Natrium Plant",50491,"GEN3","O/G Steam","West Virginia",7.5,"Dropped - Units whose status does not meet NEEDS criteria"]
["Hunterdon Cogen Facility",54707,"1","Combustion Turbine","New Jersey",4.1,"Dropped - Units whose status does not meet NEEDS criteria"]
["Auburndale Peaker Energy Center",55833,"CTP","Combustion Turbine","Florida",117,"Dropped - Units whose status does not meet NEEDS criteria"]
["Rohr Inc., a Collins Aerospace Company",57713,"151","Combustion Turbine","California",3.2,"Dropped - Units whose status does not meet NEEDS criteria"]
["Rohr Inc., a Collins Aerospace Company",57713,"152","Combustion Turbine","California",3.2,"Dropped - Units whose status does not meet NEEDS criteria"]
["Rohr Inc., a Collins Aerospace Company",57713,"153","Combustion Turbine","California",3.2,"Dropped - Units whose status does not meet NEEDS criteria"]
["Turner Energy Storage Project",60675,"TES","Energy Storage","Washington",1.2,"Dropped - Units whose status does not meet NEEDS criteria"]
["Bowling Green",7575,"2","Combustion Turbine","Ohio",7.2,"Dropped - Units whose status does not meet NEEDS criteria"]
["Thermal Energy Development Part LP",10502,"GEN1","Biomass","California",18.5,"Dropped - Units whose status does not meet NEEDS criteria"]
["Perham Incinerator",56243,"1","Municipal Solid Waste","Minnesota",0.8,"Dropped - Units whose status does not meet NEEDS criteria"]
["Westchester Gas Recovery",56417,"W1","Landfill Gas","Illinois",1.8,"Dropped - Units whose status does not meet NEEDS criteria"]
["Westchester Gas Recovery",56417,"W2","Landfill Gas","Illinois",1.8,"Dropped - Units whose status does not meet NEEDS criteria"]
["Calabasas Gas to Energy Facility",57163,"GEN2","Landfill Gas","California",3.3,"Dropped - Units whose status does not meet NEEDS criteria"]
["CSU Northridge Plant",58422,"63","Fuel Cell","California",0.3,"Dropped - Units whose status does not meet NEEDS criteria"]
["CSU Northridge Plant",58422,"64","Fuel Cell","California",0.3,"Dropped - Units whose status does not meet NEEDS criteria"]
["CSU Northridge Plant",58422,"65","Fuel Cell","California",0.3,"Dropped - Units whose status does not meet NEEDS criteria"]
["CSU Northridge Plant",58422,"67","Fuel Cell","California",0.3,"Dropped - Units whose status does not meet NEEDS criteria"]
["CSU Northridge Plant",58422,"CP1","Combustion Turbine","California",0.2,"Dropped - Units whose status does not meet NEEDS criteria"]
["AES ADA Energy Storage Array",60811,"ADA","Energy Storage","Pennsylvania",2,"Dropped - Units whose status does not meet NEEDS criteria"]
["Orme Park Water Treatment Plant",61266,"ORME","Combustion Turbine","Indiana",1.5,"Dropped - Units whose status does not meet NEEDS criteria"]
["Golden Renewable Energy, LLC",61632,"GREMC","Combustion Turbine","Iowa",4.3,"Dropped - Units whose status does not meet NEEDS criteria"]
["Salida",474,"1","Hydro","Colorado",0.8,"Dropped - Units whose status does not meet NEEDS criteria"]
["Whittemore",1201,"4","Combustion Turbine","Iowa",1.1,"Dropped - Units whose status does not meet NEEDS criteria"]
["Gwitchyaa Zhee",7174,"1","Combustion Turbine","Alaska",0.3,"Dropped - Units whose status does not meet NEEDS criteria"]
["Marina Landfill Gas",10748,"U2J02","Landfill Gas","California",1,"Dropped - Units whose status does not meet NEEDS criteria"]
["Marathon Electric",50990,"P1-1","Combustion Turbine","Wisconsin",0.4,"Dropped - Units whose status does not meet NEEDS criteria"]
["Marathon Electric",50990,"P1-2","Combustion Turbine","Wisconsin",0.4,"Dropped - Units whose status does not meet NEEDS criteria"]
["International Paper Riegelwood Mill",54656,"NO 2","Non-Fossil Waste","North Carolina",8.3,"Dropped - Units whose status does not meet NEEDS criteria"]
["K W Company",55007,"LS1","Hydro","Idaho",0.1,"Dropped - Units whose status does not meet NEEDS criteria"]
["K W Company",55007,"LS2","Hydro","Idaho",0.1,"Dropped - Units whose status does not meet NEEDS criteria"]
["K W Company",55007,"LS3","Hydro","Idaho",0.1,"Dropped - Units whose status does not meet NEEDS criteria"]
["K W Company",55007,"LS4","Hydro","Idaho",0.1,"Dropped - Units whose status does not meet NEEDS criteria"]
["K W Company",55007,"LS5","Hydro","Idaho",0.1,"Dropped - Units whose status does not meet NEEDS criteria"]
["K W Company",55007,"UE5","Hydro","Idaho",0.1,"Dropped - Units whose status does not meet NEEDS criteria"]
["K W Company",55007,"UW1","Hydro","Idaho",0.2,"Dropped - Units whose status does not meet NEEDS criteria"]
["K W Company",55007,"UW2","Hydro","Idaho",0.2,"Dropped - Units whose status does not meet NEEDS criteria"]
["K W Company",55007,"UW3","Hydro","Idaho",0.2,"Dropped - Units whose status does not meet NEEDS criteria"]
["K W Company",55007,"UW4","Hydro","Idaho",0.2,"Dropped - Units whose status does not meet NEEDS criteria"]
["MM Hartford Energy",55163,"UNT1","Landfill Gas","Connecticut",0.9,"Dropped - Units whose status does not meet NEEDS criteria"]
["MM Hartford Energy",55163,"UNT2","Landfill Gas","Connecticut",0.9,"Dropped - Units whose status does not meet NEEDS criteria"]
["MM Hartford Energy",55163,"UNT3","Landfill Gas","Connecticut",0.9,"Dropped - Units whose status does not meet NEEDS criteria"]
["Coastal Plains",55554,"UNT2","Landfill Gas","Texas",1.7,"Dropped - Units whose status does not meet NEEDS criteria"]
["Clark-Floyd Landfill Gas Generating",56539,"ICG1","Landfill Gas","Indiana",1,"Dropped - Units whose status does not meet NEEDS criteria"]
["Clark-Floyd Landfill Gas Generating",56539,"ICG2","Landfill Gas","Indiana",1,"Dropped - Units whose status does not meet NEEDS criteria"]
["Clark-Floyd Landfill Gas Generating",56539,"ICG3","Landfill Gas","Indiana",1.4,"Dropped - Units whose status does not meet NEEDS criteria"]
["FC Landfill Energy",57786,"UNIT1","Landfill Gas","Maryland",1,"Dropped - Units whose status does not meet NEEDS criteria"]
["FC Landfill Energy",57786,"UNIT2","Landfill Gas","Maryland",1,"Dropped - Units whose status does not meet NEEDS criteria"]
["Central Energy Facility",58400,"GT02","Combustion Turbine","South Carolina",2.5,"Dropped - Units whose status does not meet NEEDS criteria"]
["Pacific Rim Dairy Digester",59447,"00001","Non-Fossil Waste","California",1,"Dropped - Units whose status does not meet NEEDS criteria"]
["Bailly",995,"7","Coal Steam","Indiana",160,"Dropped - Units whose status does not meet NEEDS criteria"]
["Bailly",995,"8","Coal Steam","Indiana",320,"Dropped - Units whose status does not meet NEEDS criteria"]
["Connersville",1002,"1","Combustion Turbine","Indiana",37,"Dropped - Units whose status does not meet NEEDS criteria"]
["Connersville",1002,"2","Combustion Turbine","Indiana",37,"Dropped - Units whose status does not meet NEEDS criteria"]
["Miami Wabash",1006,"1","Combustion Turbine","Indiana",14,"Dropped - Units whose status does not meet NEEDS criteria"]
["Miami Wabash",1006,"2","Combustion Turbine","Indiana",12,"Dropped - Units whose status does not meet NEEDS criteria"]
["Miami Wabash",1006,"3","Combustion Turbine","Indiana",12,"Dropped - Units whose status does not meet NEEDS criteria"]
["Miami Wabash",1006,"5","Combustion Turbine","Indiana",14,"Dropped - Units whose status does not meet NEEDS criteria"]
["Miami Wabash",1006,"6","Combustion Turbine","Indiana",12,"Dropped - Units whose status does not meet NEEDS criteria"]
["Milton L Kapp",1048,"2","O/G Steam","Iowa",112.3,"Dropped - Units whose status does not meet NEEDS criteria"]
["CP Crane Power, LLC",1552,"1","Coal Steam","Maryland",190,"Dropped - Units whose status does not meet NEEDS criteria"]
["CP Crane Power, LLC",1552,"2","Coal Steam","Maryland",195,"Dropped - Units whose status does not meet NEEDS criteria"]
["CP Crane Power, LLC",1552,"GT1","Combustion Turbine","Maryland",14,"Dropped - Units whose status does not meet NEEDS criteria"]
["Hillsdale",1829,"2","Combustion Turbine","Michigan",1.9,"Dropped - Units whose status does not meet NEEDS criteria"]
["Hillsdale",1829,"3","Combustion Turbine","Michigan",2.4,"Dropped - Units whose status does not meet NEEDS criteria"]
["Hillsdale",1829,"4","Combustion Turbine","Michigan",3.7,"Dropped - Units whose status does not meet NEEDS criteria"]
["Baxter Wilson",2050,"2","O/G Steam","Mississippi",530.7,"Dropped - Units whose status does not meet NEEDS criteria"]
["Rex Brown",2053,"3","O/G Steam","Mississippi",29.3,"Dropped - Units whose status does not meet NEEDS criteria"]
["Henderson",2062,"1","O/G Steam","Mississippi",11,"Dropped - Units whose status does not meet NEEDS criteria"]
["Henderson",2062,"3","O/G Steam","Mississippi",17.9,"Dropped - Units whose status does not meet NEEDS criteria"]
["Henderson",2062,"H10","Combustion Turbine","Mississippi",1.3,"Dropped - Units whose status does not meet NEEDS criteria"]
["Henderson",2062,"H11","Combustion Turbine","Mississippi",1.3,"Dropped - Units whose status does not meet NEEDS criteria"]
["Henderson",2062,"H2","Combustion Turbine","Mississippi",13,"Dropped - Units whose status does not meet NEEDS criteria"]
["Henderson",2062,"H4","Combustion Turbine","Mississippi",1.8,"Dropped - Units whose status does not meet NEEDS criteria"]
["Henderson",2062,"H5","Combustion Turbine","Mississippi",1.8,"Dropped - Units whose status does not meet NEEDS criteria"]
["Henderson",2062,"H6","Combustion Turbine","Mississippi",1.8,"Dropped - Units whose status does not meet NEEDS criteria"]
["Henderson",2062,"H7","Combustion Turbine","Mississippi",1.8,"Dropped - Units whose status does not meet NEEDS criteria"]
["Henderson",2062,"H8","Combustion Turbine","Mississippi",1.8,"Dropped - Units whose status does not meet NEEDS criteria"]
["Henderson",2062,"H9","Combustion Turbine","Mississippi",1.3,"Dropped - Units whose status does not meet NEEDS criteria"]
["J M Stuart",2850,"2","Coal Steam","Ohio",577,"Dropped - Units whose status does not meet NEEDS criteria"]
["J M Stuart",2850,"3","Coal Steam","Ohio",577,"Dropped - Units whose status does not meet NEEDS criteria"]
["J M Stuart",2850,"4","Coal Steam","Ohio",577,"Dropped - Units whose status does not meet NEEDS criteria"]
["J M Stuart",2850,"D1","Combustion Turbine","Ohio",2.2,"Dropped - Units whose status does not meet NEEDS criteria"]
["J M Stuart",2850,"D2","Combustion Turbine","Ohio",2.2,"Dropped - Units whose status does not meet NEEDS criteria"]
["J M Stuart",2850,"D3","Combustion Turbine","Ohio",2.2,"Dropped - Units whose status does not meet NEEDS criteria"]
["J M Stuart",2850,"D4","Combustion Turbine","Ohio",2.2,"Dropped - Units whose status does not meet NEEDS criteria"]
["Wheaton",4014,"5","Combustion Turbine","Wisconsin",52,"Dropped - Units whose status does not meet NEEDS criteria"]
["Killen Station",6031,"2","Coal Steam","Ohio",600,"Dropped - Units whose status does not meet NEEDS criteria"]
["Killen Station",6031,"GT1","Combustion Turbine","Ohio",18,"Dropped - Units whose status does not meet NEEDS criteria"]
["Bowling Green",7575,"1","Combustion Turbine","Ohio",1.6,"Dropped - Units whose status does not meet NEEDS criteria"]
["Engle",7576,"16","Combustion Turbine","Ohio",9,"Dropped - Units whose status does not meet NEEDS criteria"]
["Jackson (OH)",7577,"12","Combustion Turbine","Ohio",3.6,"Dropped - Units whose status does not meet NEEDS criteria"]
["Napoleon",7578,"1","Combustion Turbine","Ohio",1.8,"Dropped - Units whose status does not meet NEEDS criteria"]
["Napoleon",7578,"2","Combustion Turbine","Ohio",1.8,"Dropped - Units whose status does not meet NEEDS criteria"]
["Napoleon",7578,"3","Combustion Turbine","Ohio",1.8,"Dropped - Units whose status does not meet NEEDS criteria"]
["Niles",7579,"13","Combustion Turbine","Ohio",5.4,"Dropped - Units whose status does not meet NEEDS criteria"]
["Wadsworth",7580,"13","Combustion Turbine","Ohio",5.4,"Dropped - Units whose status does not meet NEEDS criteria"]
["Red Cedar",7595,"1","Combustion Turbine","Iowa",13,"Dropped - Units whose status does not meet NEEDS criteria"]
["Roosevelt Biogas 1",7832,"7","Landfill Gas","Washington",10,"Dropped - Units whose status does not meet NEEDS criteria"]
["Roosevelt Biogas 1",7832,"8","Landfill Gas","Washington",10,"Dropped - Units whose status does not meet NEEDS criteria"]
["Roosevelt Biogas 1",7832,"9","Landfill Gas","Washington",6,"Dropped - Units whose status does not meet NEEDS criteria"]
["Commerce Refuse To Energy",10090,"GEN1","Municipal Solid Waste","California",10,"Dropped - Units whose status does not meet NEEDS criteria"]
["Florida Power Development",10333,"GEN1","Biomass","Florida",66,"Dropped - Units whose status does not meet NEEDS criteria"]
["Bayonne Plant Holding LLC",50497,"GTG1","Combined Cycle","New Jersey",163,"Dropped - Units whose status does not meet NEEDS criteria"]
["Bayonne Plant Holding LLC",50497,"GTG2","Combined Cycle","New Jersey",0,"Dropped - Units whose status does not meet NEEDS criteria"]
["Bayonne Plant Holding LLC",50497,"GTG3","Combined Cycle","New Jersey",0,"Dropped - Units whose status does not meet NEEDS criteria"]
["Bayonne Plant Holding LLC",50497,"STG1","Combined Cycle","New Jersey",0,"Dropped - Units whose status does not meet NEEDS criteria"]
["Longview Fibre",54562,"4","Non-Fossil Waste","Washington",10,"Dropped - Units whose status does not meet NEEDS criteria"]
["GRS Pine Bend",55598,"1","Landfill Gas","Minnesota",3.8,"Dropped - Units whose status does not meet NEEDS criteria"]
["GRS Pine Bend",55598,"2","Landfill Gas","Minnesota",3.8,"Dropped - Units whose status does not meet NEEDS criteria"]
["Windy Ridge Generating Facility",58055,"2","Non-Fossil Waste","Indiana",0.6,"Dropped - Units whose status does not meet NEEDS criteria"]
["Port Arthur Steam Energy",58823,"STG","Non-Fossil Waste","Texas",5,"Dropped - Units whose status does not meet NEEDS criteria"]
["Etiwanda Generating Station",331,"3","O/G Steam","California",320,"Dropped - Units whose status does not meet NEEDS criteria"]
["Etiwanda Generating Station",331,"4","O/G Steam","California",320,"Dropped - Units whose status does not meet NEEDS criteria"]
["Bellevue",1126,"1","Combustion Turbine","Iowa",0.5,"Dropped - Units whose status does not meet NEEDS criteria"]
["PSEG Sewaren Generating Station",2411,"1","O/G Steam","New Jersey",102.8,"Dropped - Units whose status does not meet NEEDS criteria"]
["PSEG Sewaren Generating Station",2411,"2","O/G Steam","New Jersey",118,"Dropped - Units whose status does not meet NEEDS criteria"]
["PSEG Sewaren Generating Station",2411,"3","O/G Steam","New Jersey",106.2,"Dropped - Units whose status does not meet NEEDS criteria"]
["PSEG Sewaren Generating Station",2411,"4","O/G Steam","New Jersey",123.6,"Dropped - Units whose status does not meet NEEDS criteria"]
["Darlington County",3250,"5","Combustion Turbine","South Carolina",51,"Dropped - Units whose status does not meet NEEDS criteria"]
["Great Falls (SC)",3259,"3","Hydro","South Carolina",3,"Dropped - Units whose status does not meet NEEDS criteria"]
["Great Falls (SC)",3259,"4","Hydro","South Carolina",3,"Dropped - Units whose status does not meet NEEDS criteria"]
["Great Falls (SC)",3259,"7","Hydro","South Carolina",3,"Dropped - Units whose status does not meet NEEDS criteria"]
["Great Falls (SC)",3259,"8","Hydro","South Carolina",3,"Dropped - Units whose status does not meet NEEDS criteria"]
["Rocky Creek",3266,"1","Hydro","South Carolina",2.9,"Dropped - Units whose status does not meet NEEDS criteria"]
["Rocky Creek",3266,"2","Hydro","South Carolina",2.9,"Dropped - Units whose status does not meet NEEDS criteria"]
["Rocky Creek",3266,"3","Hydro","South Carolina",2.9,"Dropped - Units whose status does not meet NEEDS criteria"]
["Rocky Creek",3266,"4","Hydro","South Carolina",2.9,"Dropped - Units whose status does not meet NEEDS criteria"]
["Rocky Creek",3266,"5","Hydro","South Carolina",4.8,"Dropped - Units whose status does not meet NEEDS criteria"]
["Rocky Creek",3266,"6","Hydro","South Carolina",4.8,"Dropped - Units whose status does not meet NEEDS criteria"]
["Rocky Creek",3266,"7","Hydro","South Carolina",2.9,"Dropped - Units whose status does not meet NEEDS criteria"]
["Rocky Creek",3266,"8","Hydro","South Carolina",2.9,"Dropped - Units whose status does not meet NEEDS criteria"]
["Morris Genco LLC",55774,"MO4","Landfill Gas","Illinois",1,"Dropped - Units whose status does not meet NEEDS criteria"]
["Morris Genco LLC",55774,"MO5","Landfill Gas","Illinois",1,"Dropped - Units whose status does not meet NEEDS criteria"]
["Evergreen Community Power",58023,"ECP","Biomass","Pennsylvania",25,"Dropped - Units whose status does not meet NEEDS criteria"]
["Windy Ridge Generating Facility",58055,"1","Non-Fossil Waste","Indiana",0.6,"Dropped - Units whose status does not meet NEEDS criteria"]
["KRS II Koloa Solar",58640,"BESS3","Energy Storage","Hawaii",1.5,"Dropped - Units whose status does not meet NEEDS criteria"]
["Colby City of",1272,"3","Combustion Turbine","Kansas",1.8,"Dropped - Units whose status does not meet NEEDS criteria"]
["Macon",2141,"3","Combustion Turbine","Missouri",4.6,"Dropped - Units whose status does not meet NEEDS criteria"]
["Pleasant Prairie",6170,"1","Coal Steam","Wisconsin",594,"Dropped - Units whose status does not meet NEEDS criteria"]
["Pleasant Prairie",6170,"2","Coal Steam","Wisconsin",594,"Dropped - Units whose status does not meet NEEDS criteria"]
["Pleasant Prairie",6170,"3","Combustion Turbine","Wisconsin",2,"Dropped - Units whose status does not meet NEEDS criteria"]
["Hooper Bay",6319,"3A","Combustion Turbine","Alaska",0.3,"Dropped - Units whose status does not meet NEEDS criteria"]
["Altamont Gas Recovery",50571,"GEN3","Landfill Gas","California",1.3,"Dropped - Units whose status does not meet NEEDS criteria"]
["Altamont Gas Recovery",50571,"GEN4","Landfill Gas","California",1.3,"Dropped - Units whose status does not meet NEEDS criteria"]
["Panduit Tinley Park",54932,"GEN1","Combustion Turbine","Illinois",0.7,"Dropped - Units whose status does not meet NEEDS criteria"]
["Panduit Tinley Park",54932,"GEN2","Combustion Turbine","Illinois",0.7,"Dropped - Units whose status does not meet NEEDS criteria"]
["Pilot Station",57058,"UNIT1","Combustion Turbine","Alaska",0.4,"Dropped - Units whose status does not meet NEEDS criteria"]
["Consumer Operations LLC",57759,"STG1","O/G Steam","Washington",16.3,"Dropped - Units whose status does not meet NEEDS criteria"]
["South Campus Solar",59922,"SG333","Solar PV","Delaware",0.3,"Dropped - Units whose status does not meet NEEDS criteria"]
["South Campus Solar",59922,"SG500","Solar PV","Delaware",0.5,"Dropped - Units whose status does not meet NEEDS criteria"]
["Willow Glen",1394,"2","O/G Steam","Louisiana",180,"Dropped - Units whose status does not meet NEEDS criteria"]
["Willow Glen",1394,"4","O/G Steam","Louisiana",482,"Dropped - Units whose status does not meet NEEDS criteria"]
["Jack Watson",2049,"3","O/G Steam","Mississippi",107,"Dropped - Units whose status does not meet NEEDS criteria"]
["Benndale",2068,"1","Combustion Turbine","Mississippi",14,"Dropped - Units whose status does not meet NEEDS criteria"]
["Deshler",2234,"1A","Combustion Turbine","Nebraska",0.3,"Dropped - Units whose status does not meet NEEDS criteria"]
["Deshler",2234,"2","Combustion Turbine","Nebraska",0.2,"Dropped - Units whose status does not meet NEEDS criteria"]
["Allen",3393,"1","Coal Steam","Tennessee",247,"Dropped - Units whose status does not meet NEEDS criteria"]
["Allen",3393,"2","Coal Steam","Tennessee",247,"Dropped - Units whose status does not meet NEEDS criteria"]
["Allen",3393,"3","Coal Steam","Tennessee",247,"Dropped - Units whose status does not meet NEEDS criteria"]
["Pine Street",7806,"1","Combustion Turbine","Michigan",1,"Dropped - Units whose status does not meet NEEDS criteria"]
["Pine Street",7806,"2","Combustion Turbine","Michigan",1,"Dropped - Units whose status does not meet NEEDS criteria"]
["Pine Street",7806,"3","Combustion Turbine","Michigan",1,"Dropped - Units whose status does not meet NEEDS criteria"]
["Pine Street",7806,"4","Combustion Turbine","Michigan",1,"Dropped - Units whose status does not meet NEEDS criteria"]
["Pine Street",7806,"5","Combustion Turbine","Michigan",1.2,"Dropped - Units whose status does not meet NEEDS criteria"]
["Pine Street",7806,"6","Combustion Turbine","Michigan",1.2,"Dropped - Units whose status does not meet NEEDS criteria"]
["Sierra Pacific Quincy Facility",50112,"GEN1","Biomass","California",23.3,"Dropped - Units whose status does not meet NEEDS criteria"]
["Sierra Pacific Quincy Facility",50112,"GEN2","Biomass","California",3.2,"Dropped - Units whose status does not meet NEEDS criteria"]
["Sierra Pacific Sonora",54517,"GEN2","Biomass","California",6,"Dropped - Units whose status does not meet NEEDS criteria"]
["Tuscola Station",55245,"TG2","O/G Steam","Illinois",4.9,"Dropped - Units whose status does not meet NEEDS criteria"]
["Brady",55991,"TG-1","Geothermal","Nevada",7.5,"Dropped - Units whose status does not meet NEEDS criteria"]
["Brady",55991,"TG-2","Geothermal","Nevada",7.5,"Dropped - Units whose status does not meet NEEDS criteria"]
["Brady",55991,"TG-3","Geothermal","Nevada",6.3,"Dropped - Units whose status does not meet NEEDS criteria"]
["Bristol Myers Squibb Wallingford",58948,"DG12","Combustion Turbine","Connecticut",0.8,"Dropped - Units whose status does not meet NEEDS criteria"]
["Bristol Myers Squibb Wallingford",58948,"DG3","Combustion Turbine","Connecticut",1.8,"Dropped - Units whose status does not meet NEEDS criteria"]
["Bristol Myers Squibb Wallingford",58948,"SOL","Combustion Turbine","Connecticut",4.6,"Dropped - Units whose status does not meet NEEDS criteria"]
["Portable Generator 1",59196,"IC1","Combustion Turbine","North Dakota",2,"Dropped - Units whose status does not meet NEEDS criteria"]
["Mandalay",345,"03","Combustion Turbine","California",130,"Dropped - Units whose status does not meet NEEDS criteria"]
["Mandalay",345,"1","O/G Steam","California",215,"Dropped - Units whose status does not meet NEEDS criteria"]
["Mandalay",345,"2","O/G Steam","California",215,"Dropped - Units whose status does not meet NEEDS criteria"]
["Broadway (IN)",1011,"1","Combustion Turbine","Indiana",50,"Dropped - Units whose status does not meet NEEDS criteria"]
["Brunner Island",3140,"BID1","Combustion Turbine","Pennsylvania",2.7,"Dropped - Units whose status does not meet NEEDS criteria"]
["Brunner Island",3140,"BID2","Combustion Turbine","Pennsylvania",2.7,"Dropped - Units whose status does not meet NEEDS criteria"]
["Brunner Island",3140,"BID3","Combustion Turbine","Pennsylvania",2,"Dropped - Units whose status does not meet NEEDS criteria"]
["Big Brown",3497,"1","Coal Steam","Texas",606,"Dropped - Units whose status does not meet NEEDS criteria"]
["Big Brown",3497,"2","Coal Steam","Texas",602,"Dropped - Units whose status does not meet NEEDS criteria"]
["Durant",6220,"6A","Combustion Turbine","Iowa",2.1,"Dropped - Units whose status does not meet NEEDS criteria"]
["Central Utility Plant",50876,"GEN1","Combined Cycle","California",23.6,"Dropped - Units whose status does not meet NEEDS criteria"]
["Central Utility Plant",50876,"GEN2","Combined Cycle","California",3.7,"Dropped - Units whose status does not meet NEEDS criteria"]
["Atascocita",55526,"GEN1","Landfill Gas","Texas",1.7,"Dropped - Units whose status does not meet NEEDS criteria"]
["Atascocita",55526,"GEN2","Landfill Gas","Texas",1.7,"Dropped - Units whose status does not meet NEEDS criteria"]
["Atascocita",55526,"GEN3","Landfill Gas","Texas",1.7,"Dropped - Units whose status does not meet NEEDS criteria"]
["Atascocita",55526,"GEN4","Landfill Gas","Texas",1.7,"Dropped - Units whose status does not meet NEEDS criteria"]
["Atascocita",55526,"GEN6","Landfill Gas","Texas",1.7,"Dropped - Units whose status does not meet NEEDS criteria"]
["Mallard Lake Electric",55592,"1","Landfill Gas","Illinois",3.8,"Dropped - Units whose status does not meet NEEDS criteria"]
["Mallard Lake Electric",55592,"2","Landfill Gas","Illinois",3.8,"Dropped - Units whose status does not meet NEEDS criteria"]
["Mallard Lake Electric",55592,"4","Landfill Gas","Illinois",7.6,"Dropped - Units whose status does not meet NEEDS criteria"]
["John Street 1, 3, 4 & 5",56256,"JS 3","Combustion Turbine","Connecticut",2,"Dropped - Units whose status does not meet NEEDS criteria"]
["John Street 1, 3, 4 & 5",56256,"JS 4","Combustion Turbine","Connecticut",2,"Dropped - Units whose status does not meet NEEDS criteria"]
["John Street 1, 3, 4 & 5",56256,"JS 5","Combustion Turbine","Connecticut",2,"Dropped - Units whose status does not meet NEEDS criteria"]
["Heat Plant 770",57926,"HP","O/G Steam","Ohio",0,"Dropped - Units whose status does not meet NEEDS criteria"]
["Heat Plant 770",57926,"LP","O/G Steam","Ohio",0,"Dropped - Units whose status does not meet NEEDS criteria"]
["St Johns River Power Park",207,"1","Coal Steam","Florida",626,"Dropped - Units whose status does not meet NEEDS criteria"]
["St Johns River Power Park",207,"2","Coal Steam","Florida",626,"Dropped - Units whose status does not meet NEEDS criteria"]
["Kilarc",253,"2","Hydro","California",1.6,"Dropped - Units whose status does not meet NEEDS criteria"]
["Kirksville",2083,"1","Combustion Turbine","Missouri",13,"Dropped - Units whose status does not meet NEEDS criteria"]
["Monticello",6147,"1","Coal Steam","Texas",535,"Dropped - Units whose status does not meet NEEDS criteria"]
["Monticello",6147,"2","Coal Steam","Texas",535,"Dropped - Units whose status does not meet NEEDS criteria"]
["Monticello",6147,"3","Coal Steam","Texas",795,"Dropped - Units whose status does not meet NEEDS criteria"]
["Valdez",6306,"7","Combustion Turbine","Alaska",2.8,"Dropped - Units whose status does not meet NEEDS criteria"]
["Sandow No 4",6648,"4","Coal Steam","Texas",600,"Dropped - Units whose status does not meet NEEDS criteria"]
["Elizabethtown Power LLC",10380,"GEN1","Coal Steam","North Carolina",32,"Dropped - Units whose status does not meet NEEDS criteria"]
["Waste Energy Services",50077,"CAT1","Landfill Gas","Michigan",0.5,"Dropped - Units whose status does not meet NEEDS criteria"]
["Waste Energy Services",50077,"CAT2","Landfill Gas","Michigan",0.3,"Dropped - Units whose status does not meet NEEDS criteria"]
["Waste Energy Services",50077,"CAT3","Landfill Gas","Michigan",0.3,"Dropped - Units whose status does not meet NEEDS criteria"]
["Waste Energy Services",50077,"CAT4","Landfill Gas","Michigan",0.3,"Dropped - Units whose status does not meet NEEDS criteria"]
["Sandow No 5",52071,"5","Coal Steam","Texas",600,"Dropped - Units whose status does not meet NEEDS criteria"]
["Works 4",54364,"L2PG","Combustion Turbine","Texas",1.1,"Dropped - Units whose status does not meet NEEDS criteria"]
["St Josephs Hospital",54534,"0001","Combustion Turbine","Florida",1.6,"Dropped - Units whose status does not meet NEEDS criteria"]
["Binghamton Cogen",55600,"1","Combustion Turbine","New York",42,"Dropped - Units whose status does not meet NEEDS criteria"]
["NCAH Central Utility Plant",58265,"S-7A","Combustion Turbine","Iowa",1,"Dropped - Units whose status does not meet NEEDS criteria"]
["Brevig Mission",60260,"3","Combustion Turbine","Alaska",0.5,"Dropped - Units whose status does not meet NEEDS criteria"]
["Kearny",303,"KEA3","Combustion Turbine","California",61,"Dropped - Units whose status does not meet NEEDS criteria"]
["Shoshone Falls",818,"1","Hydro","Idaho",0.1,"Dropped - Units whose status does not meet NEEDS criteria"]
["Shoshone Falls",818,"2","Hydro","Idaho",11.1,"Dropped - Units whose status does not meet NEEDS criteria"]
["Thousand Springs",820,"1","Hydro","Idaho",0,"Dropped - Units whose status does not meet NEEDS criteria"]
["Thousand Springs",820,"2","Hydro","Idaho",0,"Dropped - Units whose status does not meet NEEDS criteria"]
["Baldwin City Plant No 1",1262,"3","Combustion Turbine","Kansas",0.7,"Dropped - Units whose status does not meet NEEDS criteria"]
["Hutchinson Plant #1",1980,"2","Combustion Turbine","Minnesota",2,"Dropped - Units whose status does not meet NEEDS criteria"]
["James River Power Station",2161,"1","Coal Steam","Missouri",21,"Dropped - Units whose status does not meet NEEDS criteria"]
["James River Power Station",2161,"2","Coal Steam","Missouri",21,"Dropped - Units whose status does not meet NEEDS criteria"]
["James River Power Station",2161,"3","Coal Steam","Missouri",41,"Dropped - Units whose status does not meet NEEDS criteria"]
["San Juan",2451,"2","Coal Steam","New Mexico",340,"Dropped - Units whose status does not meet NEEDS criteria"]
["San Juan",2451,"3","Coal Steam","New Mexico",497,"Dropped - Units whose status does not meet NEEDS criteria"]
["Carlsbad",2453,"5","Combustion Turbine","New Mexico",10,"Dropped - Units whose status does not meet NEEDS criteria"]
["Charles P Keller",2695,"8","Combustion Turbine","New York",2.7,"Dropped - Units whose status does not meet NEEDS criteria"]
["Mustang",2953,"3","O/G Steam","Oklahoma",0,"Dropped - Units whose status does not meet NEEDS criteria"]
["Mustang",2953,"4","O/G Steam","Oklahoma",0,"Dropped - Units whose status does not meet NEEDS criteria"]
["Johnsonville",3406,"1","Coal Steam","Tennessee",107,"Dropped - Units whose status does not meet NEEDS criteria"]
["Johnsonville",3406,"2","Coal Steam","Tennessee",107,"Dropped - Units whose status does not meet NEEDS criteria"]
["Johnsonville",3406,"3","Coal Steam","Tennessee",107,"Dropped - Units whose status does not meet NEEDS criteria"]
["Johnsonville",3406,"4","Coal Steam","Tennessee",107,"Dropped - Units whose status does not meet NEEDS criteria"]
["Greens Bayou",3464,"5","O/G Steam","Texas",406,"Dropped - Units whose status does not meet NEEDS criteria"]
["Sam Bertron",3468,"3","O/G Steam","Texas",230,"Dropped - Units whose status does not meet NEEDS criteria"]
["Sam Bertron",3468,"4","O/G Steam","Texas",230,"Dropped - Units whose status does not meet NEEDS criteria"]
["Sam Bertron",3468,"GT2","Combustion Turbine","Texas",13,"Dropped - Units whose status does not meet NEEDS criteria"]
["Weatherford",3624,"1","Combustion Turbine","Texas",0.1,"Dropped - Units whose status does not meet NEEDS criteria"]
["Weatherford",3624,"2","Combustion Turbine","Texas",0.1,"Dropped - Units whose status does not meet NEEDS criteria"]
["Weatherford",3624,"3","Combustion Turbine","Texas",0.1,"Dropped - Units whose status does not meet NEEDS criteria"]
["Weatherford",3624,"4","Combustion Turbine","Texas",0.6,"Dropped - Units whose status does not meet NEEDS criteria"]
["Weatherford",3624,"6","Combustion Turbine","Texas",1.2,"Dropped - Units whose status does not meet NEEDS criteria"]
["Weatherford",3624,"7","Combustion Turbine","Texas",1.1,"Dropped - Units whose status does not meet NEEDS criteria"]
["Weatherford",3624,"8","Combustion Turbine","Texas",1.1,"Dropped - Units whose status does not meet NEEDS criteria"]
["Kanawha River",3936,"1","Coal Steam","West Virginia",200,"Dropped - Units whose status does not meet NEEDS criteria"]
["Kanawha River",3936,"2","Coal Steam","West Virginia",200,"Dropped - Units whose status does not meet NEEDS criteria"]
["Northern States Flambeau",3984,"1","Combustion Turbine","Wisconsin",12,"Dropped - Units whose status does not meet NEEDS criteria"]
["Manitowoc",4125,"IC2","Combustion Turbine","Wisconsin",5,"Dropped - Units whose status does not meet NEEDS criteria"]
["Pulp Mill Power House",10074,"GEN1","Non-Fossil Waste","California",20,"Dropped - Units whose status does not meet NEEDS criteria"]
["Corona Energy Partners, Ltd",10635,"GEN1","Combustion Turbine","California",40,"Dropped - Units whose status does not meet NEEDS criteria"]
["HGST San Jose Standby Generator",50024,"50MW","Combustion Turbine","California",42,"Dropped - Units whose status does not meet NEEDS criteria"]
["Clewiston Sugar House",50482,"TG5","Biomass","Florida",11,"Dropped - Units whose status does not meet NEEDS criteria"]
["Ormesa IH",50762,"OE11","Geothermal","California",0.6,"Dropped - Units whose status does not meet NEEDS criteria"]
["Ormesa IH",50762,"OE12","Geothermal","California",0.6,"Dropped - Units whose status does not meet NEEDS criteria"]
["Ormesa IH",50762,"OE13","Geothermal","California",1,"Dropped - Units whose status does not meet NEEDS criteria"]
["Ormesa IH",50762,"OE14","Geothermal","California",0.6,"Dropped - Units whose status does not meet NEEDS criteria"]
["Ormesa IH",50762,"OE15","Geothermal","California",0.6,"Dropped - Units whose status does not meet NEEDS criteria"]
["Ormesa IH",50762,"OE16","Geothermal","California",1,"Dropped - Units whose status does not meet NEEDS criteria"]
["Ormesa IH",50762,"OE21","Geothermal","California",0.6,"Dropped - Units whose status does not meet NEEDS criteria"]
["Ormesa IH",50762,"OE22","Geothermal","California",0.6,"Dropped - Units whose status does not meet NEEDS criteria"]
["Ormesa IH",50762,"OE23","Geothermal","California",0.6,"Dropped - Units whose status does not meet NEEDS criteria"]
["Ormesa IH",50762,"OE24","Geothermal","California",0.6,"Dropped - Units whose status does not meet NEEDS criteria"]
["Ormesa IH",50762,"OE25","Geothermal","California",0.6,"Dropped - Units whose status does not meet NEEDS criteria"]
["Ormesa IH",50762,"OE26","Geothermal","California",0.6,"Dropped - Units whose status does not meet NEEDS criteria"]
["Ormesa IE",50764,"OE10","Geothermal","California",0.6,"Dropped - Units whose status does not meet NEEDS criteria"]
["Ormesa IE",50764,"OE11","Geothermal","California",1,"Dropped - Units whose status does not meet NEEDS criteria"]
["Ormesa IE",50764,"OE12","Geothermal","California",0.6,"Dropped - Units whose status does not meet NEEDS criteria"]
["Ormesa IE",50764,"OEC1","Geothermal","California",1,"Dropped - Units whose status does not meet NEEDS criteria"]
["Ormesa IE",50764,"OEC2","Geothermal","California",0.6,"Dropped - Units whose status does not meet NEEDS criteria"]
["Ormesa IE",50764,"OEC3","Geothermal","California",1,"Dropped - Units whose status does not meet NEEDS criteria"]
["Ormesa IE",50764,"OEC4","Geothermal","California",0.6,"Dropped - Units whose status does not meet NEEDS criteria"]
["Ormesa IE",50764,"OEC5","Geothermal","California",1,"Dropped - Units whose status does not meet NEEDS criteria"]
["Ormesa IE",50764,"OEC6","Geothermal","California",0.6,"Dropped - Units whose status does not meet NEEDS criteria"]
["Ormesa IE",50764,"OEC7","Geothermal","California",1,"Dropped - Units whose status does not meet NEEDS criteria"]
["Ormesa IE",50764,"OEC8","Geothermal","California",0.6,"Dropped - Units whose status does not meet NEEDS criteria"]
["Ormesa IE",50764,"OEC9","Geothermal","California",1,"Dropped - Units whose status does not meet NEEDS criteria"]
["Westwind Trust",54258,"WIN1","Onshore Wind","California",16,"Dropped - Units whose status does not meet NEEDS criteria"]
["Benedum Plant",54458,"BG3A","Combustion Turbine","Texas",1,"Dropped - Units whose status does not meet NEEDS criteria"]
["Benedum Plant",54458,"BG6","Combustion Turbine","Texas",1,"Dropped - Units whose status does not meet NEEDS criteria"]
["Graphic Packaging International",54561,"GT-G","Combined Cycle","California",23,"Dropped - Units whose status does not meet NEEDS criteria"]
["Graphic Packaging International",54561,"ST-G","Combined Cycle","California",3,"Dropped - Units whose status does not meet NEEDS criteria"]
["Oklahoma State University",54779,"GEN1","O/G Steam","Oklahoma",1.6,"Dropped - Units whose status does not meet NEEDS criteria"]
["Oklahoma State University",54779,"GEN2","O/G Steam","Oklahoma",1.6,"Dropped - Units whose status does not meet NEEDS criteria"]
["Oklahoma State University",54779,"GEN4","O/G Steam","Oklahoma",5.2,"Dropped - Units whose status does not meet NEEDS criteria"]
["Shepherd Center",54813,"6","Combustion Turbine","Georgia",0.6,"Dropped - Units whose status does not meet NEEDS criteria"]
["Streator Energy Partners LLC",55760,"ST1","Landfill Gas","Illinois",0.9,"Dropped - Units whose status does not meet NEEDS criteria"]
["Dixon/Lee Energy Partners LLC",55763,"DX1","Landfill Gas","Illinois",0.9,"Dropped - Units whose status does not meet NEEDS criteria"]
["Dixon/Lee Energy Partners LLC",55763,"DX2","Landfill Gas","Illinois",0.9,"Dropped - Units whose status does not meet NEEDS criteria"]
["Dixon/Lee Energy Partners LLC",55763,"DX3","Landfill Gas","Illinois",0.9,"Dropped - Units whose status does not meet NEEDS criteria"]
["Dixon/Lee Energy Partners LLC",55763,"DX4","Landfill Gas","Illinois",0.9,"Dropped - Units whose status does not meet NEEDS criteria"]
["Barre",55776,"BA1","Landfill Gas","Massachusetts",0.4,"Dropped - Units whose status does not meet NEEDS criteria"]
["Barre",55776,"BA2","Landfill Gas","Massachusetts",0.4,"Dropped - Units whose status does not meet NEEDS criteria"]
["NEO Freehold Gen LLC",56169,"UNT1","Combustion Turbine","New Jersey",1.1,"Dropped - Units whose status does not meet NEEDS criteria"]
["NEO Freehold Gen LLC",56169,"UNT2","Combustion Turbine","New Jersey",1.1,"Dropped - Units whose status does not meet NEEDS criteria"]
["Kasigluk",57066,"UNIT1","Combustion Turbine","Alaska",0.4,"Dropped - Units whose status does not meet NEEDS criteria"]
["Shasta Renewable Resources Plant",57857,"1","Biomass","California",5.5,"Dropped - Units whose status does not meet NEEDS criteria"]
["AES ES Tait",58826,"TTES","Energy Storage","Ohio",20,"Dropped - Units whose status does not meet NEEDS criteria"]
["Centerville",1105,"1","Combustion Turbine","Iowa",2,"Dropped - Units whose status does not meet NEEDS criteria"]
["Centerville",1105,"2","Combustion Turbine","Iowa",1.7,"Dropped - Units whose status does not meet NEEDS criteria"]
["Centerville",1105,"3","Combustion Turbine","Iowa",1.9,"Dropped - Units whose status does not meet NEEDS criteria"]
["Centerville",1105,"GT1","Combustion Turbine","Iowa",20.3,"Dropped - Units whose status does not meet NEEDS criteria"]
["Centerville",1105,"GT2","Combustion Turbine","Iowa",26.3,"Dropped - Units whose status does not meet NEEDS criteria"]
["St Clair",1743,"4","Coal Steam","Michigan",151,"Dropped - Units whose status does not meet NEEDS criteria"]
["Fox Lake",1888,"1","O/G Steam","Minnesota",12.5,"Dropped - Units whose status does not meet NEEDS criteria"]
["Fox Lake",1888,"3","O/G Steam","Minnesota",79.6,"Dropped - Units whose status does not meet NEEDS criteria"]
["Hauser",2185,"HAU4","Hydro","Montana",3,"Dropped - Units whose status does not meet NEEDS criteria"]
["Ravenswood",2500,"GT33","Combustion Turbine","New York",0,"Dropped - Units whose status does not meet NEEDS criteria"]
["Salem Energy Systems LLC",54984,"UNT1","Landfill Gas","North Carolina",3.3,"Dropped - Units whose status does not meet NEEDS criteria"]
["Helios Plaza CHP Plant",59378,"GEN1","Combustion Turbine","Texas",4.3,"Dropped - Units whose status does not meet NEEDS criteria"]
["S O Purdom",689,"GT1","Combustion Turbine","Florida",10,"Dropped - Units whose status does not meet NEEDS criteria"]
["J M Stuart",2850,"1","Coal Steam","Ohio",577,"Dropped - Units whose status does not meet NEEDS criteria"]
["Port Lions Microgrid",6282,"1","Combustion Turbine","Alaska",0.3,"Dropped - Units whose status does not meet NEEDS criteria"]
["Port Lions Microgrid",6282,"2","Combustion Turbine","Alaska",0.2,"Dropped - Units whose status does not meet NEEDS criteria"]
["Port Lions Microgrid",6282,"3","Combustion Turbine","Alaska",0.2,"Dropped - Units whose status does not meet NEEDS criteria"]
["Port Lions Microgrid",6282,"4","Combustion Turbine","Alaska",0.2,"Dropped - Units whose status does not meet NEEDS criteria"]
["Westside Landfill Gas Recovery",57020,"GEN3","Landfill Gas","Texas",1.6,"Dropped - Units whose status does not meet NEEDS criteria"]
["Borel",328,"1","Hydro","California",2.1,"Dropped - Units whose status does not meet NEEDS criteria"]
["Borel",328,"2","Hydro","California",2.5,"Dropped - Units whose status does not meet NEEDS criteria"]
["Borel",328,"3","Hydro","California",6,"Dropped - Units whose status does not meet NEEDS criteria"]
["Valmont",477,"5","Coal Steam","Colorado",184,"Dropped - Units whose status does not meet NEEDS criteria"]
["C W Burdick",2241,"3","O/G Steam","Nebraska",54,"Dropped - Units whose status does not meet NEEDS criteria"]
["Seldovia",6283,"6","Combustion Turbine","Alaska",1.2,"Dropped - Units whose status does not meet NEEDS criteria"]
["Kake",7464,"1A","Combustion Turbine","Alaska",0.5,"Dropped - Units whose status does not meet NEEDS criteria"]
["Kake",7464,"3A","Combustion Turbine","Alaska",0.8,"Dropped - Units whose status does not meet NEEDS criteria"]
["RCWMD Badlands Landfill Gas Project",55820,"GEN1","Landfill Gas","California",1,"Dropped - Units whose status does not meet NEEDS criteria"]
["Lake Mills Gas Recovery",56521,"GEN6","Landfill Gas","Iowa",0.8,"Dropped - Units whose status does not meet NEEDS criteria"]
["Petersburg",91,"IC2","Combustion Turbine","Alaska",0.2,"Dropped - Units whose status does not meet NEEDS criteria"]
["Carlyle",936,"1","Combustion Turbine","Illinois",3,"Dropped - Units whose status does not meet NEEDS criteria"]
["Minden",1447,"1","O/G Steam","Louisiana",12.5,"Dropped - Units whose status does not meet NEEDS criteria"]
["Minden",1447,"2","O/G Steam","Louisiana",12.5,"Dropped - Units whose status does not meet NEEDS criteria"]
["Minden",1447,"6","Combustion Turbine","Louisiana",1.8,"Dropped - Units whose status does not meet NEEDS criteria"]
["Paulding",2071,"1","Combustion Turbine","Mississippi",16,"Dropped - Units whose status does not meet NEEDS criteria"]
["Pearsall",3630,"1","O/G Steam","Texas",23,"Dropped - Units whose status does not meet NEEDS criteria"]
["Pearsall",3630,"2","O/G Steam","Texas",23,"Dropped - Units whose status does not meet NEEDS criteria"]
["Pearsall",3630,"3","O/G Steam","Texas",23,"Dropped - Units whose status does not meet NEEDS criteria"]
["Wanapum",3888,"8","Hydro","Washington",103.8,"Dropped - Units whose status does not meet NEEDS criteria"]
["Johnson",6579,"1","Combustion Turbine","Kansas",0.6,"Dropped - Units whose status does not meet NEEDS criteria"]
["Johnson",6579,"2","Combustion Turbine","Kansas",0.7,"Dropped - Units whose status does not meet NEEDS criteria"]
["Johnson",6579,"4","Combustion Turbine","Kansas",0.5,"Dropped - Units whose status does not meet NEEDS criteria"]
["Johnson",6579,"5","Combustion Turbine","Kansas",0.3,"Dropped - Units whose status does not meet NEEDS criteria"]
["Johnson",6579,"7","Combustion Turbine","Kansas",1.2,"Dropped - Units whose status does not meet NEEDS criteria"]
["Johnson",6579,"8","Combustion Turbine","Kansas",1.1,"Dropped - Units whose status does not meet NEEDS criteria"]
["Johnson",6579,"IC6","Combustion Turbine","Kansas",1.2,"Dropped - Units whose status does not meet NEEDS criteria"]
["Grinnell",7137,"1","Combustion Turbine","Iowa",26.2,"Dropped - Units whose status does not meet NEEDS criteria"]
["Grinnell",7137,"2","Combustion Turbine","Iowa",20.9,"Dropped - Units whose status does not meet NEEDS criteria"]
["United Hospital",7378,"1","Combustion Turbine","Minnesota",1.6,"Dropped - Units whose status does not meet NEEDS criteria"]
["United Hospital",7378,"2","Combustion Turbine","Minnesota",1.6,"Dropped - Units whose status does not meet NEEDS criteria"]
["United Hospital",7378,"3","Combustion Turbine","Minnesota",1.6,"Dropped - Units whose status does not meet NEEDS criteria"]
["Hampton Facility",10108,"GEN1","Combustion Turbine","New Hampshire",0.5,"Dropped - Units whose status does not meet NEEDS criteria"]
["Hampton Facility",10108,"GEN2","Combustion Turbine","New Hampshire",0.5,"Dropped - Units whose status does not meet NEEDS criteria"]
["Hampton Facility",10108,"GEN3","Combustion Turbine","New Hampshire",0.7,"Dropped - Units whose status does not meet NEEDS criteria"]
["Hampton Facility",10108,"GEN4","Combustion Turbine","New Hampshire",0.7,"Dropped - Units whose status does not meet NEEDS criteria"]
["Hampton Facility",10108,"GEN5","Combustion Turbine","New Hampshire",0.7,"Dropped - Units whose status does not meet NEEDS criteria"]
["Marina Landfill Gas",10748,"U3J16","Landfill Gas","California",0.9,"Dropped - Units whose status does not meet NEEDS criteria"]
["West Point (PA)",52149,"GEN6","Combustion Turbine","Pennsylvania",1.2,"Dropped - Units whose status does not meet NEEDS criteria"]
["Two Pine Landfill Gas Recovery",56523,"GEN6","Landfill Gas","Arkansas",0.8,"Dropped - Units whose status does not meet NEEDS criteria"]
["City of Tulare Water Facility",59395,"DFC30","Fuel Cell","California",1.1,"Dropped - Units whose status does not meet NEEDS criteria"]
["L V Sutton Steam",2713,"GTA","Combustion Turbine","North Carolina",23,"Dropped - Units whose status does not meet NEEDS criteria"]
["L V Sutton Steam",2713,"GTB","Combustion Turbine","North Carolina",25,"Dropped - Units whose status does not meet NEEDS criteria"]
["Noorvik",6330,"2A","Combustion Turbine","Alaska",0.4,"Dropped - Units whose status does not meet NEEDS criteria"]
["Kankakee Gas Recovery",54659,"GEN1","Landfill Gas","Illinois",0.8,"Dropped - Units whose status does not meet NEEDS criteria"]
["Kankakee Gas Recovery",54659,"GEN2","Landfill Gas","Illinois",0.8,"Dropped - Units whose status does not meet NEEDS criteria"]
["Dubuque",1046,"3","O/G Steam","Iowa",31.8,"Dropped - Units whose status does not meet NEEDS criteria"]
["Dubuque",1046,"4","O/G Steam","Iowa",38,"Dropped - Units whose status does not meet NEEDS criteria"]
["Dubuque",1046,"IC1","Combustion Turbine","Iowa",2,"Dropped - Units whose status does not meet NEEDS criteria"]
["Dubuque",1046,"IC2","Combustion Turbine","Iowa",1.4,"Dropped - Units whose status does not meet NEEDS criteria"]
["Sutherland",1077,"1","O/G Steam","Iowa",22,"Dropped - Units whose status does not meet NEEDS criteria"]
["Sutherland",1077,"3","O/G Steam","Iowa",80.8,"Dropped - Units whose status does not meet NEEDS criteria"]
["Sterlington",1404,"7C","Combined Cycle","Louisiana",47.6,"Dropped - Units whose status does not meet NEEDS criteria"]
["Brayton Point",1619,"1","Coal Steam","Massachusetts",225.2,"Dropped - Units whose status does not meet NEEDS criteria"]
["Brayton Point",1619,"2","Coal Steam","Massachusetts",237.8,"Dropped - Units whose status does not meet NEEDS criteria"]
["Brayton Point",1619,"3","Coal Steam","Massachusetts",575,"Dropped - Units whose status does not meet NEEDS criteria"]
["Brayton Point",1619,"4","O/G Steam","Massachusetts",435,"Dropped - Units whose status does not meet NEEDS criteria"]
["James De Young",1830,"4","Coal Steam","Michigan",20.5,"Dropped - Units whose status does not meet NEEDS criteria"]
["James De Young",1830,"5","Coal Steam","Michigan",27,"Dropped - Units whose status does not meet NEEDS criteria"]
["Vestaburg",1881,"6","Combustion Turbine","Michigan",3,"Dropped - Units whose status does not meet NEEDS criteria"]
["Vestaburg",1881,"7","Combustion Turbine","Michigan",3,"Dropped - Units whose status does not meet NEEDS criteria"]
["Sibley",2094,"1","Coal Steam","Missouri",42.2,"Dropped - Units whose status does not meet NEEDS criteria"]
["PSEG Hudson Generating Station",2403,"2","O/G Steam","New Jersey",620,"Dropped - Units whose status does not meet NEEDS criteria"]
["PSEG Mercer Generating Station",2408,"1","Coal Steam","New Jersey",316,"Dropped - Units whose status does not meet NEEDS criteria"]
["PSEG Mercer Generating Station",2408,"2","Coal Steam","New Jersey",316,"Dropped - Units whose status does not meet NEEDS criteria"]
["Darlington County",3250,"9","Combustion Turbine","South Carolina",50,"Dropped - Units whose status does not meet NEEDS criteria"]
["Bunge Oil",52034,"1","Combustion Turbine","Illinois",2.8,"Dropped - Units whose status does not meet NEEDS criteria"]
["EXC Wind 1",56557,"1","Onshore Wind","Texas",10,"Dropped - Units whose status does not meet NEEDS criteria"]
["EXC Wind 2",56558,"JDW2","Onshore Wind","Texas",10,"Dropped - Units whose status does not meet NEEDS criteria"]
["EXC Wind 3",56559,"JDW3","Onshore Wind","Texas",10,"Dropped - Units whose status does not meet NEEDS criteria"]
["Town of Falmouth WWTP",57654,"WIND1","Onshore Wind","Massachusetts",0.8,"Dropped - Units whose status does not meet NEEDS criteria"]
["Town of Falmouth WWTP",57654,"WIND2","Onshore Wind","Massachusetts",0.8,"Dropped - Units whose status does not meet NEEDS criteria"]
["McKee Run",599,"1","O/G Steam","Delaware",17.1,"Dropped - Units whose status does not meet NEEDS criteria"]
["McKee Run",599,"2","O/G Steam","Delaware",17.4,"Dropped - Units whose status does not meet NEEDS criteria"]
["Arvah B Hopkins",688,"GT1","Combustion Turbine","Florida",12,"Dropped - Units whose status does not meet NEEDS criteria"]
["Arvah B Hopkins",688,"GT2","Combustion Turbine","Florida",24,"Dropped - Units whose status does not meet NEEDS criteria"]
["Lincoln",1300,"6","Combustion Turbine","Kansas",2.2,"Dropped - Units whose status does not meet NEEDS criteria"]
["Blooming Prairie",1966,"1","Combustion Turbine","Minnesota",0.3,"Dropped - Units whose status does not meet NEEDS criteria"]
["Blooming Prairie",1966,"2","Combustion Turbine","Minnesota",0.7,"Dropped - Units whose status does not meet NEEDS criteria"]
["Wasatch Energy Systems Energy Recovery",55302,"1","Municipal Solid Waste","Utah",1.6,"Dropped - Units whose status does not meet NEEDS criteria"]
["Kimball Wind",56106,"1","Onshore Wind","Nebraska",10.5,"Dropped - Units whose status does not meet NEEDS criteria"]
["Seven Mile Creek LFG",56149,"1","Landfill Gas","Wisconsin",0.8,"Dropped - Units whose status does not meet NEEDS criteria"]
["Seven Mile Creek LFG",56149,"2","Landfill Gas","Wisconsin",0.8,"Dropped - Units whose status does not meet NEEDS criteria"]
["Seven Mile Creek LFG",56149,"3","Landfill Gas","Wisconsin",0.8,"Dropped - Units whose status does not meet NEEDS criteria"]
["Seven Mile Creek LFG",56149,"4","Landfill Gas","Wisconsin",1,"Dropped - Units whose status does not meet NEEDS criteria"]
["Encina",302,"ST1","O/G Steam","California",106,"Dropped - Units whose status does not meet NEEDS criteria"]
["Grand Valley Project Power Plant",473,"2","Hydro","Colorado",1.6,"Dropped - Units whose status does not meet NEEDS criteria"]
["Paradise",1378,"1","Coal Steam","Kentucky",628,"Dropped - Units whose status does not meet NEEDS criteria"]
["Paradise",1378,"2","Coal Steam","Kentucky",602,"Dropped - Units whose status does not meet NEEDS criteria"]
["Louis Doc Bonin",1443,"1","O/G Steam","Louisiana",40,"Dropped - Units whose status does not meet NEEDS criteria"]
["Louis Doc Bonin",1443,"2","O/G Steam","Louisiana",70,"Dropped - Units whose status does not meet NEEDS criteria"]
["Louis Doc Bonin",1443,"3","O/G Steam","Louisiana",146,"Dropped - Units whose status does not meet NEEDS criteria"]
["McKinley Paper Co. - Washington Mill",58352,"G-11","Biomass","Washington",12.6,"Dropped - Units whose status does not meet NEEDS criteria"]
["Rantoul",958,"7","Combustion Turbine","Illinois",4.7,"Dropped - Units whose status does not meet NEEDS criteria"]
["Rantoul",958,"8","Combustion Turbine","Illinois",3,"Dropped - Units whose status does not meet NEEDS criteria"]
["Fairbury",2236,"1","O/G Steam","Nebraska",3.8,"Dropped - Units whose status does not meet NEEDS criteria"]
["Fairbury",2236,"2","O/G Steam","Nebraska",2.5,"Dropped - Units whose status does not meet NEEDS criteria"]
["Fairbury",2236,"4","O/G Steam","Nebraska",12.5,"Dropped - Units whose status does not meet NEEDS criteria"]
["Reid Gardner",2324,"4","Coal Steam","Nevada",257,"Dropped - Units whose status does not meet NEEDS criteria"]
["Ravenswood",2500,"GT7","Combustion Turbine","New York",0,"Dropped - Units whose status does not meet NEEDS criteria"]
["L V Sutton Steam",2713,"GT1","Combustion Turbine","North Carolina",11,"Dropped - Units whose status does not meet NEEDS criteria"]
["Stanton",2824,"1","Coal Steam","North Dakota",187.2,"Dropped - Units whose status does not meet NEEDS criteria"]
["Stanton",2824,"2","Combustion Turbine","North Dakota",1,"Dropped - Units whose status does not meet NEEDS criteria"]
["Horseshoe Lake",2951,"GT7","Combustion Turbine","Oklahoma",0,"Dropped - Units whose status does not meet NEEDS criteria"]
["Juneau",8050,"31","Combustion Turbine","Wisconsin",12.6,"Dropped - Units whose status does not meet NEEDS criteria"]
["Jesup Plant",10560,"GEN3","Non-Fossil Waste","Georgia",7,"Dropped - Units whose status does not meet NEEDS criteria"]
["Georgia-Pacific Brewton Mill",54789,"1TG","Non-Fossil Waste","Alabama",0,"Dropped - Units whose status does not meet NEEDS criteria"]
["Clear Lake Cogeneration Ltd",10741,"G102","Combined Cycle","Texas",100,"Dropped - Units whose status does not meet NEEDS criteria"]
["Clear Lake Cogeneration Ltd",10741,"G103","Combined Cycle","Texas",100,"Dropped - Units whose status does not meet NEEDS criteria"]
["Clear Lake Cogeneration Ltd",10741,"G104","Combined Cycle","Texas",100,"Dropped - Units whose status does not meet NEEDS criteria"]
["Clear Lake Cogeneration Ltd",10741,"S101","Combined Cycle","Texas",50.3,"Dropped - Units whose status does not meet NEEDS criteria"]
["Clear Lake Cogeneration Ltd",10741,"S102","Combined Cycle","Texas",12.1,"Dropped - Units whose status does not meet NEEDS criteria"]
["Roanoke Valley Energy Facility I",54035,"GEN1","Coal Steam","North Carolina",165,"Dropped - Units whose status does not meet NEEDS criteria"]
["Roanoke Valley Energy Facility II",54755,"GEN2","Coal Steam","North Carolina",44,"Dropped - Units whose status does not meet NEEDS criteria"]
["Thiele Kaolin Sandersville",54841,"G1","Combustion Turbine","Georgia",1.1,"Dropped - Units whose status does not meet NEEDS criteria"]
["Thiele Kaolin Sandersville",54841,"G2","Combustion Turbine","Georgia",1.1,"Dropped - Units whose status does not meet NEEDS criteria"]
["Thiele Kaolin Reedy Creek",54849,"G1","Combustion Turbine","Georgia",1.1,"Dropped - Units whose status does not meet NEEDS criteria"]
["Thiele Kaolin Reedy Creek",54849,"G2","Combustion Turbine","Georgia",1.1,"Dropped - Units whose status does not meet NEEDS criteria"]
["Tri Center Naniwa Energy",55494,"CT3","Combustion Turbine","Nevada",50,"Dropped - Units whose status does not meet NEEDS criteria"]
["Tri Center Naniwa Energy",55494,"CT4","Combustion Turbine","Nevada",50,"Dropped - Units whose status does not meet NEEDS criteria"]
["Tri Center Naniwa Energy",55494,"CT5","Combustion Turbine","Nevada",50,"Dropped - Units whose status does not meet NEEDS criteria"]
["Tri Center Naniwa Energy",55494,"CT6","Combustion Turbine","Nevada",50,"Dropped - Units whose status does not meet NEEDS criteria"]
["SJ/SC WPCP",56080,"E2","Non-Fossil Waste","California",0.8,"Dropped - Units whose status does not meet NEEDS criteria"]
["SJ/SC WPCP",56080,"E5","Non-Fossil Waste","California",1.8,"Dropped - Units whose status does not meet NEEDS criteria"]
["Frey Farm Landfill",56510,"GEN1","Landfill Gas","Pennsylvania",1.6,"Dropped - Units whose status does not meet NEEDS criteria"]
["Pittsburg Power",271,"5","O/G Steam","California",312,"Dropped - Units whose status does not meet NEEDS criteria"]
["Pittsburg Power",271,"6","O/G Steam","California",317,"Dropped - Units whose status does not meet NEEDS criteria"]
["Pittsburg Power",271,"7","O/G Steam","California",682,"Dropped - Units whose status does not meet NEEDS criteria"]
["Trinidad (CO)",511,"1","Coal Steam","Colorado",3.8,"Dropped - Units whose status does not meet NEEDS criteria"]
["R S Nelson",1393,"3","O/G Steam","Louisiana",146,"Dropped - Units whose status does not meet NEEDS criteria"]
["Truman",2015,"1","Combustion Turbine","Minnesota",0.2,"Dropped - Units whose status does not meet NEEDS criteria"]
["Truman",2015,"2","Combustion Turbine","Minnesota",0.2,"Dropped - Units whose status does not meet NEEDS criteria"]
["Truman",2015,"4","Combustion Turbine","Minnesota",0.7,"Dropped - Units whose status does not meet NEEDS criteria"]
["Truman",2015,"5","Combustion Turbine","Minnesota",0.8,"Dropped - Units whose status does not meet NEEDS criteria"]
["Block Island",6567,"26","Combustion Turbine","Rhode Island",1.8,"Dropped - Units whose status does not meet NEEDS criteria"]
["Bucksport Generation LLC",50243,"GEN2","Biomass","Maine",21,"Dropped - Units whose status does not meet NEEDS criteria"]
["Pure Hedge LLC",50736,"GEN1","Tires","Connecticut",26,"Dropped - Units whose status does not meet NEEDS criteria"]
["Viking Energy of Northumberland",50771,"GEN1","Biomass","Pennsylvania",16.2,"Dropped - Units whose status does not meet NEEDS criteria"]
["Toyon Power Station",54327,"TOY3","Landfill Gas","California",1.7,"Dropped - Units whose status does not meet NEEDS criteria"]
["Toyon Power Station",54327,"TOY5","Landfill Gas","California",1.7,"Dropped - Units whose status does not meet NEEDS criteria"]
["Freeport McMoRan",54734,"10","Combustion Turbine","New Mexico",2.9,"Dropped - Units whose status does not meet NEEDS criteria"]
["Freeport McMoRan",54734,"2","Combustion Turbine","New Mexico",2.9,"Dropped - Units whose status does not meet NEEDS criteria"]
["Freeport McMoRan",54734,"5","Combustion Turbine","New Mexico",2.9,"Dropped - Units whose status does not meet NEEDS criteria"]
["Freeport McMoRan",54734,"6","Combustion Turbine","New Mexico",2.9,"Dropped - Units whose status does not meet NEEDS criteria"]
["Freeport McMoRan",54734,"9","Combustion Turbine","New Mexico",2.9,"Dropped - Units whose status does not meet NEEDS criteria"]
["Lignetics of Maine, LLC.",55034,"0001","Biomass","Maine",0.4,"Dropped - Units whose status does not meet NEEDS criteria"]
["Lignetics of Maine, LLC.",55034,"0002","Biomass","Maine",0.5,"Dropped - Units whose status does not meet NEEDS criteria"]
["Des Plaines Gas Recovery",56418,"DP1","Landfill Gas","Illinois",1.8,"Dropped - Units whose status does not meet NEEDS criteria"]
["Des Plaines Gas Recovery",56418,"DP2","Landfill Gas","Illinois",1.8,"Dropped - Units whose status does not meet NEEDS criteria"]
["Moretown",56891,"GEN 1","Landfill Gas","Vermont",1.6,"Dropped - Units whose status does not meet NEEDS criteria"]
["SABIC Innovative Plastics Mt. Vernon",58063,"1","Coal Steam","Indiana",3,"Dropped - Units whose status does not meet NEEDS criteria"]
["Hank Nikkels Plant 1",75,"1","Combustion Turbine","Alaska",14,"Dropped - Units whose status does not meet NEEDS criteria"]
["Hank Nikkels Plant 1",75,"2","Combustion Turbine","Alaska",14,"Dropped - Units whose status does not meet NEEDS criteria"]
["Dynegy Moss Landing Power Plant Hybrid",260,"6","O/G Steam","California",754,"Dropped - Units whose status does not meet NEEDS criteria"]
["Dynegy Moss Landing Power Plant Hybrid",260,"7","O/G Steam","California",755,"Dropped - Units whose status does not meet NEEDS criteria"]
["El Cajon",301,"ENCI","Combustion Turbine","California",16,"Dropped - Units whose status does not meet NEEDS criteria"]
["Miramar",305,"MRGT","Combustion Turbine","California",36,"Dropped - Units whose status does not meet NEEDS criteria"]
["Broadway (CA)",420,"B3","O/G Steam","California",71,"Dropped - Units whose status does not meet NEEDS criteria"]
["Martin Drake",492,"5","Coal Steam","Colorado",46,"Dropped - Units whose status does not meet NEEDS criteria"]
["Fort Myers",612,"11","Combustion Turbine","Florida",54,"Dropped - Units whose status does not meet NEEDS criteria"]
["Fort Myers",612,"12","Combustion Turbine","Florida",54,"Dropped - Units whose status does not meet NEEDS criteria"]
["Fort Myers",612,"3","Combustion Turbine","Florida",54,"Dropped - Units whose status does not meet NEEDS criteria"]
["Fort Myers",612,"4","Combustion Turbine","Florida",54,"Dropped - Units whose status does not meet NEEDS criteria"]
["Fort Myers",612,"5","Combustion Turbine","Florida",54,"Dropped - Units whose status does not meet NEEDS criteria"]
["Fort Myers",612,"6","Combustion Turbine","Florida",54,"Dropped - Units whose status does not meet NEEDS criteria"]
["Fort Myers",612,"7","Combustion Turbine","Florida",54,"Dropped - Units whose status does not meet NEEDS criteria"]
["Fort Myers",612,"8","Combustion Turbine","Florida",54,"Dropped - Units whose status does not meet NEEDS criteria"]
["Fort Myers",612,"G10","Combustion Turbine","Florida",54,"Dropped - Units whose status does not meet NEEDS criteria"]
["Fort Myers",612,"GT2","Combustion Turbine","Florida",54,"Dropped - Units whose status does not meet NEEDS criteria"]
["Lauderdale",613,"1","Combustion Turbine","Florida",35,"Dropped - Units whose status does not meet NEEDS criteria"]
["Lauderdale",613,"10","Combustion Turbine","Florida",35,"Dropped - Units whose status does not meet NEEDS criteria"]
["Lauderdale",613,"11","Combustion Turbine","Florida",35,"Dropped - Units whose status does not meet NEEDS criteria"]
["Lauderdale",613,"12","Combustion Turbine","Florida",35,"Dropped - Units whose status does not meet NEEDS criteria"]
["Lauderdale",613,"13","Combustion Turbine","Florida",35,"Dropped - Units whose status does not meet NEEDS criteria"]
["Lauderdale",613,"14","Combustion Turbine","Florida",35,"Dropped - Units whose status does not meet NEEDS criteria"]
["Lauderdale",613,"15","Combustion Turbine","Florida",35,"Dropped - Units whose status does not meet NEEDS criteria"]
["Lauderdale",613,"16","Combustion Turbine","Florida",35,"Dropped - Units whose status does not meet NEEDS criteria"]
["Lauderdale",613,"17","Combustion Turbine","Florida",35,"Dropped - Units whose status does not meet NEEDS criteria"]
["Lauderdale",613,"18","Combustion Turbine","Florida",35,"Dropped - Units whose status does not meet NEEDS criteria"]
["Lauderdale",613,"19","Combustion Turbine","Florida",35,"Dropped - Units whose status does not meet NEEDS criteria"]
["Lauderdale",613,"2","Combustion Turbine","Florida",35,"Dropped - Units whose status does not meet NEEDS criteria"]
["Lauderdale",613,"20","Combustion Turbine","Florida",35,"Dropped - Units whose status does not meet NEEDS criteria"]
["Lauderdale",613,"21","Combustion Turbine","Florida",35,"Dropped - Units whose status does not meet NEEDS criteria"]
["Lauderdale",613,"22","Combustion Turbine","Florida",35,"Dropped - Units whose status does not meet NEEDS criteria"]
["Lauderdale",613,"23","Combustion Turbine","Florida",35,"Dropped - Units whose status does not meet NEEDS criteria"]
["Lauderdale",613,"24","Combustion Turbine","Florida",35,"Dropped - Units whose status does not meet NEEDS criteria"]
["Lauderdale",613,"4","Combustion Turbine","Florida",35,"Dropped - Units whose status does not meet NEEDS criteria"]
["Lauderdale",613,"6","Combustion Turbine","Florida",35,"Dropped - Units whose status does not meet NEEDS criteria"]
["Lauderdale",613,"7","Combustion Turbine","Florida",35,"Dropped - Units whose status does not meet NEEDS criteria"]
["Lauderdale",613,"8","Combustion Turbine","Florida",35,"Dropped - Units whose status does not meet NEEDS criteria"]
["Lauderdale",613,"9","Combustion Turbine","Florida",35,"Dropped - Units whose status does not meet NEEDS criteria"]
["Port Everglades",617,"10","Combustion Turbine","Florida",35,"Dropped - Units whose status does not meet NEEDS criteria"]
["Port Everglades",617,"11","Combustion Turbine","Florida",35,"Dropped - Units whose status does not meet NEEDS criteria"]
["Port Everglades",617,"12","Combustion Turbine","Florida",35,"Dropped - Units whose status does not meet NEEDS criteria"]
["Port Everglades",617,"6","Combustion Turbine","Florida",35,"Dropped - Units whose status does not meet NEEDS criteria"]
["Port Everglades",617,"7","Combustion Turbine","Florida",35,"Dropped - Units whose status does not meet NEEDS criteria"]
["Port Everglades",617,"8","Combustion Turbine","Florida",35,"Dropped - Units whose status does not meet NEEDS criteria"]
["Port Everglades",617,"9","Combustion Turbine","Florida",35,"Dropped - Units whose status does not meet NEEDS criteria"]
["Port Everglades",617,"GT1","Combustion Turbine","Florida",35,"Dropped - Units whose status does not meet NEEDS criteria"]
["Port Everglades",617,"GT2","Combustion Turbine","Florida",35,"Dropped - Units whose status does not meet NEEDS criteria"]
["Port Everglades",617,"GT3","Combustion Turbine","Florida",35,"Dropped - Units whose status does not meet NEEDS criteria"]
["Port Everglades",617,"GT4","Combustion Turbine","Florida",35,"Dropped - Units whose status does not meet NEEDS criteria"]
["Port Everglades",617,"GT5","Combustion Turbine","Florida",35,"Dropped - Units whose status does not meet NEEDS criteria"]
["Suwannee River",638,"1","O/G Steam","Florida",28,"Dropped - Units whose status does not meet NEEDS criteria"]
["Suwannee River",638,"2","O/G Steam","Florida",29,"Dropped - Units whose status does not meet NEEDS criteria"]
["Suwannee River",638,"3","O/G Steam","Florida",71,"Dropped - Units whose status does not meet NEEDS criteria"]
["Wabash River",1010,"6","Coal Steam","Indiana",318,"Dropped - Units whose status does not meet NEEDS criteria"]
["Wabash River",1010,"71","Combustion Turbine","Indiana",3,"Dropped - Units whose status does not meet NEEDS criteria"]
["Wabash River",1010,"72","Combustion Turbine","Indiana",3,"Dropped - Units whose status does not meet NEEDS criteria"]
["Wabash River",1010,"73","Combustion Turbine","Indiana",2,"Dropped - Units whose status does not meet NEEDS criteria"]
["Atlantic",1124,"1","Combustion Turbine","Iowa",4,"Dropped - Units whose status does not meet NEEDS criteria"]
["River Rouge",1740,"1","O/G Steam","Michigan",206,"Dropped - Units whose status does not meet NEEDS criteria"]
["Marshall (MO)",2144,"5","Coal Steam","Missouri",16,"Dropped - Units whose status does not meet NEEDS criteria"]
["DeBary",6046,"P1","Combustion Turbine","Florida",54,"Dropped - Units whose status does not meet NEEDS criteria"]
["George M Sullivan Generation Plant 2",6559,"5","Combined Cycle","Alaska",33.8,"Dropped - Units whose status does not meet NEEDS criteria"]
["George M Sullivan Generation Plant 2",6559,"6","Combined Cycle","Alaska",34,"Dropped - Units whose status does not meet NEEDS criteria"]
["Honeywell Farms",10125,"1","Combustion Turbine","New York",0.8,"Dropped - Units whose status does not meet NEEDS criteria"]
["Honeywell Farms",10125,"2","Combustion Turbine","New York",0.8,"Dropped - Units whose status does not meet NEEDS criteria"]
["Honeywell Farms",10125,"3","Combustion Turbine","New York",0.8,"Dropped - Units whose status does not meet NEEDS criteria"]
["Honeywell Farms",10125,"4","Combustion Turbine","New York",0.8,"Dropped - Units whose status does not meet NEEDS criteria"]
["Honeywell Farms",10125,"5","Combustion Turbine","New York",0.8,"Dropped - Units whose status does not meet NEEDS criteria"]
["Honeywell Farms",10125,"6","Combustion Turbine","New York",0.4,"Dropped - Units whose status does not meet NEEDS criteria"]
["West Ford Flat Power Plant",10199,"WFF1","Geothermal","California",0,"Dropped - Units whose status does not meet NEEDS criteria"]
["West Ford Flat Power Plant",10199,"WFF2","Geothermal","California",0,"Dropped - Units whose status does not meet NEEDS criteria"]
["GRS Coyote Canyon",10395,"GEN1","Landfill Gas","California",17,"Dropped - Units whose status does not meet NEEDS criteria"]
["Puente Hills Energy Recovery",10472,"GEN3","Landfill Gas","California",2.7,"Dropped - Units whose status does not meet NEEDS criteria"]
["Puente Hills Energy Recovery",10472,"GEN4","Landfill Gas","California",2.7,"Dropped - Units whose status does not meet NEEDS criteria"]
["Puente Hills Energy Recovery",10472,"GEN5","Landfill Gas","California",2.7,"Dropped - Units whose status does not meet NEEDS criteria"]
["Hawaiian Comm & Sugar Puunene Mill",10604,"PUU3","Biomass","Hawaii",10,"Dropped - Units whose status does not meet NEEDS criteria"]
["Hawaiian Comm & Sugar Puunene Mill",10604,"PUU4","Biomass","Hawaii",20,"Dropped - Units whose status does not meet NEEDS criteria"]
["Hawaiian Comm & Sugar Puunene Mill",10604,"PUU5","Biomass","Hawaii",16.1,"Dropped - Units whose status does not meet NEEDS criteria"]
["Cedar Bay Generating Company LP",10672,"GEN1","Coal Steam","Florida",250,"Dropped - Units whose status does not meet NEEDS criteria"]
["Aliso Water Management Agency",10820,"GEN1","Non-Fossil Waste","California",0.4,"Dropped - Units whose status does not meet NEEDS criteria"]
["Aliso Water Management Agency",10820,"GEN2","Non-Fossil Waste","California",0.4,"Dropped - Units whose status does not meet NEEDS criteria"]
["WPS Power Niagara",50202,"GEN1","Biomass","New York",41.1,"Dropped - Units whose status does not meet NEEDS criteria"]
["Pixelle Specialty Solutions LLC - Spring Grove Facility",50397,"GEN2","O/G Steam","Pennsylvania",4,"Dropped - Units whose status does not meet NEEDS criteria"]
["Thermo Greeley",50709,"GEN1","Combustion Turbine","Colorado",30.1,"Dropped - Units whose status does not meet NEEDS criteria"]
["Rolls Royce",54286,"N8OT","Landfill Gas","Indiana",4,"Dropped - Units whose status does not meet NEEDS criteria"]
["MM Lopez Energy",55161,"UNT2","Landfill Gas","California",2.7,"Dropped - Units whose status does not meet NEEDS criteria"]
["Mid Valley Plant",56170,"UNT1","Landfill Gas","California",1.3,"Dropped - Units whose status does not meet NEEDS criteria"]
["Mid Valley Plant",56170,"UNT2","Landfill Gas","California",1.3,"Dropped - Units whose status does not meet NEEDS criteria"]
["AC Landfill Energy LLC",57845,"UNIT3","Landfill Gas","New Jersey",1.8,"Dropped - Units whose status does not meet NEEDS criteria"]
["WC Landfill Energy LLC",57848,"GEN1","Landfill Gas","New Jersey",0,"Dropped - Units whose status does not meet NEEDS criteria"]
["Wentzville Assembly & Contiguous",57932,"GEN1","O/G Steam","Missouri",3,"Dropped - Units whose status does not meet NEEDS criteria"]
["City of Tulare Water Facility",59395,"PV302","Solar PV","California",0.1,"Dropped - Units whose status does not meet NEEDS criteria"]
["Nine Mile Point",1403,"3","O/G Steam","Louisiana",100.4,"Dropped - Units whose status does not meet NEEDS criteria"]
["White Pine Electric Power",10148,"GEN1","O/G Steam","Michigan",18,"Dropped - Units whose status does not meet NEEDS criteria"]
["Rupert Cogen Project",54579,"1002","Combined Cycle","Idaho",10.4,"Dropped - Units whose status does not meet NEEDS criteria"]
["Buffalo Ridge Windplant WPP 1993",54794,"EXIS","Onshore Wind","Minnesota",21.9,"Dropped - Units whose status does not meet NEEDS criteria"]
["Tulsa LFG LLC",57828,"GEN2","Landfill Gas","Oklahoma",1.4,"Dropped - Units whose status does not meet NEEDS criteria"]
["MTSU Power Co-Gen Plant",58179,"SG-01","Combustion Turbine","Tennessee",2,"Dropped - Units whose status does not meet NEEDS criteria"]
["MTSU Power Co-Gen Plant",58179,"SG-02","Combustion Turbine","Tennessee",2,"Dropped - Units whose status does not meet NEEDS criteria"]
["MTSU Power Co-Gen Plant",58179,"SG-03","Combustion Turbine","Tennessee",2,"Dropped - Units whose status does not meet NEEDS criteria"]
["MTSU Power Co-Gen Plant",58179,"SG-04","Combustion Turbine","Tennessee",2,"Dropped - Units whose status does not meet NEEDS criteria"]
["MTSU Power Co-Gen Plant",58179,"SG-05","Combustion Turbine","Tennessee",2,"Dropped - Units whose status does not meet NEEDS criteria"]
["Turkey Point",621,"ST1","O/G Steam","Florida",396,"Dropped - Units whose status does not meet NEEDS criteria"]
["Willow Glen",1394,"1","O/G Steam","Louisiana",152,"Dropped - Units whose status does not meet NEEDS criteria"]
["Willow Glen",1394,"3","O/G Steam","Louisiana",450,"Dropped - Units whose status does not meet NEEDS criteria"]
["Willow Glen",1394,"5","O/G Steam","Louisiana",485,"Dropped - Units whose status does not meet NEEDS criteria"]
["Exelon L Street",1587,"GT1","Combustion Turbine","Massachusetts",16,"Dropped - Units whose status does not meet NEEDS criteria"]
["Grand Haven Diesel Plant",1826,"2","Combustion Turbine","Michigan",2.3,"Dropped - Units whose status does not meet NEEDS criteria"]
["Grand Haven Diesel Plant",1826,"5","Combustion Turbine","Michigan",3.2,"Dropped - Units whose status does not meet NEEDS criteria"]
["Grand Haven Diesel Plant",1826,"6","Combustion Turbine","Michigan",2.8,"Dropped - Units whose status does not meet NEEDS criteria"]
["Grand Haven Diesel Plant",1826,"7","Combustion Turbine","Michigan",5.1,"Dropped - Units whose status does not meet NEEDS criteria"]
["Fort Calhoun",2289,"1","Nuclear","Nebraska",482.8,"Dropped - Units whose status does not meet NEEDS criteria"]
["Sabine",3459,"2","O/G Steam","Texas",204.4,"Dropped - Units whose status does not meet NEEDS criteria"]
["Galena Electric Utility",7437,"6","Combustion Turbine","Alaska",0.5,"Dropped - Units whose status does not meet NEEDS criteria"]
["Sherwin Alumina",54291,"1","Non-Fossil Waste","Texas",6,"Dropped - Units whose status does not meet NEEDS criteria"]
["Sherwin Alumina",54291,"2","Non-Fossil Waste","Texas",6,"Dropped - Units whose status does not meet NEEDS criteria"]
["Sherwin Alumina",54291,"3","Non-Fossil Waste","Texas",6,"Dropped - Units whose status does not meet NEEDS criteria"]
["Sherwin Alumina",54291,"4","Non-Fossil Waste","Texas",6,"Dropped - Units whose status does not meet NEEDS criteria"]
["University of Texas at San Antonio",54606,"GEN1","Combustion Turbine","Texas",3.3,"Dropped - Units whose status does not meet NEEDS criteria"]
["CenturyLink Regional HQ",54882,"GEN1","Combustion Turbine","North Carolina",0.6,"Dropped - Units whose status does not meet NEEDS criteria"]
["Frontera Energy Center",55098,"GEN1","Combined Cycle","Texas",177,"Dropped - Units whose status does not meet NEEDS criteria"]
["Frontera Energy Center",55098,"GEN2","Combined Cycle","Texas",177,"Dropped - Units whose status does not meet NEEDS criteria"]
["Frontera Energy Center",55098,"GEN3","Combined Cycle","Texas",181,"Dropped - Units whose status does not meet NEEDS criteria"]
["Kennecott Power Plant",56163,"1","Coal Steam","Utah",50,"Dropped - Units whose status does not meet NEEDS criteria"]
["Kennecott Power Plant",56163,"2","Coal Steam","Utah",25,"Dropped - Units whose status does not meet NEEDS criteria"]
["Kennecott Power Plant",56163,"3","Coal Steam","Utah",25,"Dropped - Units whose status does not meet NEEDS criteria"]
["Indian River BioEnergy Center",58648,"ST803","O/G Steam","Florida",6.4,"Dropped - Units whose status does not meet NEEDS criteria"]
["Teche",1400,"1","O/G Steam","Louisiana",15,"Dropped - Units whose status does not meet NEEDS criteria"]
["C W Burdick",2241,"1","O/G Steam","Nebraska",16.5,"Dropped - Units whose status does not meet NEEDS criteria"]
["C W Burdick",2241,"2","O/G Steam","Nebraska",22,"Dropped - Units whose status does not meet NEEDS criteria"]
["Newton",6017,"2","Coal Steam","Illinois",600,"Dropped - Units whose status does not meet NEEDS criteria"]
["Kalaheo Hydro",10412,"KAL","Hydro","Hawaii",1.1,"Dropped - Units whose status does not meet NEEDS criteria"]
["LaO Energy Systems",52006,"GEN7","Combined Cycle","Louisiana",95,"Dropped - Units whose status does not meet NEEDS criteria"]
["El Sobrante Gas Recovery",56534,"GEN1","Landfill Gas","California",1.3,"Dropped - Units whose status does not meet NEEDS criteria"]
["El Sobrante Gas Recovery",56534,"GEN2","Landfill Gas","California",1.3,"Dropped - Units whose status does not meet NEEDS criteria"]
["El Sobrante Gas Recovery",56534,"GEN3","Landfill Gas","California",1.3,"Dropped - Units whose status does not meet NEEDS criteria"]
["Waste Management Simi Valley LFGTE",56535,"GEN1","Landfill Gas","California",1.3,"Dropped - Units whose status does not meet NEEDS criteria"]
["Waste Management Simi Valley LFGTE",56535,"GEN2","Landfill Gas","California",1.3,"Dropped - Units whose status does not meet NEEDS criteria"]
["Green Machine",59282,"BBX00","Fuel Cell","Maryland",1.6,"Dropped - Units whose status does not meet NEEDS criteria"]
["Mitchell (GA)",727,"3","Coal Steam","Georgia",155,"Dropped - Units whose status does not meet NEEDS criteria"]
["Mitchell (GA)",727,"4A","Combustion Turbine","Georgia",31,"Dropped - Units whose status does not meet NEEDS criteria"]
["Mitchell (GA)",727,"4B","Combustion Turbine","Georgia",31,"Dropped - Units whose status does not meet NEEDS criteria"]
["Kraft",733,"PWA","Combustion Turbine","Georgia",17,"Dropped - Units whose status does not meet NEEDS criteria"]
["Wanapum",3888,"3","Hydro","Washington",103.8,"Dropped - Units whose status does not meet NEEDS criteria"]
["MVUT",10600,"GEN1","Combustion Turbine","California",3.1,"Dropped - Units whose status does not meet NEEDS criteria"]
["Marina Landfill Gas",10748,"U3J98","Landfill Gas","California",1,"Dropped - Units whose status does not meet NEEDS criteria"]
["ReEnergy Chateaugay Power Station",50277,"GEN1","Biomass","New York",18,"Dropped - Units whose status does not meet NEEDS criteria"]
["Santa Clara (85C)",50534,"WGNS","Onshore Wind","California",18,"Dropped - Units whose status does not meet NEEDS criteria"]
["Des Moines Wastewater Reclamation Fac",50932,"01","Non-Fossil Waste","Iowa",0.6,"Dropped - Units whose status does not meet NEEDS criteria"]
["Des Moines Wastewater Reclamation Fac",50932,"02","Non-Fossil Waste","Iowa",0.6,"Dropped - Units whose status does not meet NEEDS criteria"]
["Des Moines Wastewater Reclamation Fac",50932,"03","Non-Fossil Waste","Iowa",0.6,"Dropped - Units whose status does not meet NEEDS criteria"]
["Winnebago County Landfill Gas",50936,"EG1","Landfill Gas","Wisconsin",0.9,"Dropped - Units whose status does not meet NEEDS criteria"]
["Alakanuk",57053,"UNIT1","Combustion Turbine","Alaska",0.4,"Dropped - Units whose status does not meet NEEDS criteria"]
["Alakanuk",57053,"UNIT2","Combustion Turbine","Alaska",0.5,"Dropped - Units whose status does not meet NEEDS criteria"]
["Alakanuk",57053,"UNIT3","Combustion Turbine","Alaska",0.4,"Dropped - Units whose status does not meet NEEDS criteria"]
["Nine Mile Gas Processing Plant",57132,"1","Combustion Turbine","Oklahoma",2,"Dropped - Units whose status does not meet NEEDS criteria"]
["Nine Mile Gas Processing Plant",57132,"2","Combustion Turbine","Oklahoma",2.1,"Dropped - Units whose status does not meet NEEDS criteria"]
["Nine Mile Gas Processing Plant",57132,"3","Combustion Turbine","Oklahoma",2.1,"Dropped - Units whose status does not meet NEEDS criteria"]
["Beacon Power Flywheel System 2",57712,"TYN2","Energy Storage","Massachusetts",2,"Dropped - Units whose status does not meet NEEDS criteria"]
["Twin Falls (MI)",1784,"1","Hydro","Michigan",1.3,"Dropped - Units whose status does not meet NEEDS criteria"]
["Twin Falls (MI)",1784,"2","Hydro","Michigan",1.3,"Dropped - Units whose status does not meet NEEDS criteria"]
["Twin Falls (MI)",1784,"3","Hydro","Michigan",1.3,"Dropped - Units whose status does not meet NEEDS criteria"]
["Twin Falls (MI)",1784,"4","Hydro","Michigan",1.2,"Dropped - Units whose status does not meet NEEDS criteria"]
["Twin Falls (MI)",1784,"5","Hydro","Michigan",1.2,"Dropped - Units whose status does not meet NEEDS criteria"]
["Sweatt",2048,"1","O/G Steam","Mississippi",46,"Dropped - Units whose status does not meet NEEDS criteria"]
["Sweatt",2048,"2","O/G Steam","Mississippi",46,"Dropped - Units whose status does not meet NEEDS criteria"]
["Marshall (MO)",2144,"4","Coal Steam","Missouri",5.8,"Dropped - Units whose status does not meet NEEDS criteria"]
["TalenEnergy Martins Creek LLC Harrisburg",3143,"CTG4","Combustion Turbine","Pennsylvania",14,"Dropped - Units whose status does not meet NEEDS criteria"]
["Block Island",6567,"22","Combustion Turbine","Rhode Island",1.2,"Dropped - Units whose status does not meet NEEDS criteria"]
["Tipton",8106,"4","Combustion Turbine","Iowa",0.3,"Dropped - Units whose status does not meet NEEDS criteria"]
["Marina Landfill Gas",10748,"U4J08","Landfill Gas","California",1.4,"Dropped - Units whose status does not meet NEEDS criteria"]
["American Eagle Paper Mills",50284,"TG3","Coal Steam","Pennsylvania",2.5,"Dropped - Units whose status does not meet NEEDS criteria"]
["American Eagle Paper Mills",50284,"TG4","Coal Steam","Pennsylvania",4.5,"Dropped - Units whose status does not meet NEEDS criteria"]
["American Eagle Paper Mills",50284,"TG5","Coal Steam","Pennsylvania",3,"Dropped - Units whose status does not meet NEEDS criteria"]
["American Eagle Paper Mills",50284,"TG6","Coal Steam","Pennsylvania",7,"Dropped - Units whose status does not meet NEEDS criteria"]
["General Mills West Chicago",54924,"1","Combustion Turbine","Illinois",0.8,"Dropped - Units whose status does not meet NEEDS criteria"]
["General Mills West Chicago",54924,"2","Combustion Turbine","Illinois",0.8,"Dropped - Units whose status does not meet NEEDS criteria"]
["General Mills West Chicago",54924,"3","Combustion Turbine","Illinois",0.8,"Dropped - Units whose status does not meet NEEDS criteria"]
["General Mills West Chicago",54924,"4","Combustion Turbine","Illinois",0.8,"Dropped - Units whose status does not meet NEEDS criteria"]
["General Mills West Chicago",54924,"5","Combustion Turbine","Illinois",0.8,"Dropped - Units whose status does not meet NEEDS criteria"]
["General Mills West Chicago",54924,"6","Combustion Turbine","Illinois",0.8,"Dropped - Units whose status does not meet NEEDS criteria"]
["General Mills West Chicago",54924,"7","Combustion Turbine","Illinois",0.8,"Dropped - Units whose status does not meet NEEDS criteria"]
["General Mills West Chicago",54924,"8","Combustion Turbine","Illinois",0.8,"Dropped - Units whose status does not meet NEEDS criteria"]
["Mabelvale",171,"1","Combustion Turbine","Arkansas",14.1,"Dropped - Units whose status does not meet NEEDS criteria"]
["Mabelvale",171,"3","Combustion Turbine","Arkansas",14.1,"Dropped - Units whose status does not meet NEEDS criteria"]
["Michoud",1409,"2","O/G Steam","Louisiana",241.6,"Dropped - Units whose status does not meet NEEDS criteria"]
["Michoud",1409,"3","O/G Steam","Louisiana",543.8,"Dropped - Units whose status does not meet NEEDS criteria"]
["River Rouge",1740,"2","Coal Steam","Michigan",251,"Dropped - Units whose status does not meet NEEDS criteria"]
["James De Young",1830,"3","Coal Steam","Michigan",10.5,"Dropped - Units whose status does not meet NEEDS criteria"]
["Austin Northeast",1961,"1","O/G Steam","Minnesota",28,"Dropped - Units whose status does not meet NEEDS criteria"]
["Boomer Lake Station",3000,"2","O/G Steam","Oklahoma",13,"Dropped - Units whose status does not meet NEEDS criteria"]
["Provo",3686,"4","O/G Steam","Utah",9.2,"Dropped - Units whose status does not meet NEEDS criteria"]
["Provo",3686,"5","Combustion Turbine","Utah",2.5,"Dropped - Units whose status does not meet NEEDS criteria"]
["Provo",3686,"6","Combustion Turbine","Utah",2.5,"Dropped - Units whose status does not meet NEEDS criteria"]
["Provo",3686,"7","Combustion Turbine","Utah",2.5,"Dropped - Units whose status does not meet NEEDS criteria"]
["Provo",3686,"8","Combustion Turbine","Utah",2.5,"Dropped - Units whose status does not meet NEEDS criteria"]
["Valdez",6306,"1","Combustion Turbine","Alaska",0.5,"Dropped - Units whose status does not meet NEEDS criteria"]
["Valdez",6306,"2","Combustion Turbine","Alaska",0.5,"Dropped - Units whose status does not meet NEEDS criteria"]
["Valdez",6306,"3","Combustion Turbine","Alaska",0.5,"Dropped - Units whose status does not meet NEEDS criteria"]
["Emmonak",6314,"5a","Combustion Turbine","Alaska",0.5,"Dropped - Units whose status does not meet NEEDS criteria"]
["Hooper Bay",6319,"5","Combustion Turbine","Alaska",0.5,"Dropped - Units whose status does not meet NEEDS criteria"]
["Georgia-Pacific Palatka Operations",10611,"GEN2","O/G Steam","Florida",7,"Dropped - Units whose status does not meet NEEDS criteria"]
["Aliso Water Management Agency",10820,"GEN3","Non-Fossil Waste","California",0.4,"Dropped - Units whose status does not meet NEEDS criteria"]
["San Joaquin Cogen",50062,"GEN1","Combustion Turbine","California",48,"Dropped - Units whose status does not meet NEEDS criteria"]
["Glenns Ferry Cogen Facility",54578,"1001","Combined Cycle","Idaho",10.4,"Dropped - Units whose status does not meet NEEDS criteria"]
["Hueco Mountain Wind Ranch",55578,"EXIS","Onshore Wind","Texas",1.3,"Dropped - Units whose status does not meet NEEDS criteria"]
["Harrisonburg Power Plant",56006,"ST-1","O/G Steam","Virginia",2.7,"Dropped - Units whose status does not meet NEEDS criteria"]
["Wood River",898,"4","Coal Steam","Illinois",89,"Dropped - Units whose status does not meet NEEDS criteria"]
["Wood River",898,"5","Coal Steam","Illinois",371,"Dropped - Units whose status does not meet NEEDS criteria"]
["Riverside (MD)",1559,"4","O/G Steam","Maryland",74,"Dropped - Units whose status does not meet NEEDS criteria"]
["Wyandotte",1866,"5","O/G Steam","Michigan",22,"Dropped - Units whose status does not meet NEEDS criteria"]
["Wyandotte",1866,"6","O/G Steam","Michigan",7.5,"Dropped - Units whose status does not meet NEEDS criteria"]
["B L England",2378,"IC1","Combustion Turbine","New Jersey",2,"Dropped - Units whose status does not meet NEEDS criteria"]
["B L England",2378,"IC2","Combustion Turbine","New Jersey",2,"Dropped - Units whose status does not meet NEEDS criteria"]
["B L England",2378,"IC3","Combustion Turbine","New Jersey",2,"Dropped - Units whose status does not meet NEEDS criteria"]
["B L England",2378,"IC4","Combustion Turbine","New Jersey",2,"Dropped - Units whose status does not meet NEEDS criteria"]
["Avon Lake",2836,"7","Coal Steam","Ohio",70,"Dropped - Units whose status does not meet NEEDS criteria"]
["Endicott Station",4259,"1","Coal Steam","Michigan",55,"Dropped - Units whose status does not meet NEEDS criteria"]
["Jasper 2",6225,"1","Coal Steam","Indiana",13.6,"Dropped - Units whose status does not meet NEEDS criteria"]
["Portsmouth Genco LLC",10071,"GEN1","Coal Steam","Virginia",57.5,"Dropped - Units whose status does not meet NEEDS criteria"]
["Portsmouth Genco LLC",10071,"GEN2","Coal Steam","Virginia",57.5,"Dropped - Units whose status does not meet NEEDS criteria"]
["Grossmont Hospital",10115,"GEN1","Combustion Turbine","California",0.8,"Dropped - Units whose status does not meet NEEDS criteria"]
["Grossmont Hospital",10115,"GEN2","Combustion Turbine","California",0.8,"Dropped - Units whose status does not meet NEEDS criteria"]
["Anson Abenaki Hydros",10186,"STG1","O/G Steam","Maine",2,"Dropped - Units whose status does not meet NEEDS criteria"]
["Wabash Valley Power IGCC",57842,"1","IGCC","Indiana",85,"Dropped - Units whose status does not meet NEEDS criteria"]
["WSACC Power Generation Facility",58518,"1","Non-Fossil Waste","North Carolina",0.8,"Dropped - Units whose status does not meet NEEDS criteria"]
["Hidden View Dairy, LLC",59260,"HV2","Non-Fossil Waste","Indiana",0.3,"Dropped - Units whose status does not meet NEEDS criteria"]
["Colbert",47,"1","Coal Steam","Alabama",178,"Dropped - Units whose status does not meet NEEDS criteria"]
["Colbert",47,"2","Coal Steam","Alabama",178,"Dropped - Units whose status does not meet NEEDS criteria"]
["Colbert",47,"3","Coal Steam","Alabama",178,"Dropped - Units whose status does not meet NEEDS criteria"]
["Colbert",47,"4","Coal Steam","Alabama",178,"Dropped - Units whose status does not meet NEEDS criteria"]
["Colbert",47,"5","Coal Steam","Alabama",472,"Dropped - Units whose status does not meet NEEDS criteria"]
["Eagle Valley (IN)",991,"3","Coal Steam","Indiana",40,"Dropped - Units whose status does not meet NEEDS criteria"]
["Eagle Valley (IN)",991,"4","Coal Steam","Indiana",56,"Dropped - Units whose status does not meet NEEDS criteria"]
["Eagle Valley (IN)",991,"5","Coal Steam","Indiana",62,"Dropped - Units whose status does not meet NEEDS criteria"]
["Eagle Valley (IN)",991,"6","Coal Steam","Indiana",99,"Dropped - Units whose status does not meet NEEDS criteria"]
["Eagle Valley (IN)",991,"IC1","Combustion Turbine","Indiana",3,"Dropped - Units whose status does not meet NEEDS criteria"]
["Wabash River",1010,"2","Coal Steam","Indiana",85,"Dropped - Units whose status does not meet NEEDS criteria"]
["Wabash River",1010,"3","Coal Steam","Indiana",85,"Dropped - Units whose status does not meet NEEDS criteria"]
["Wabash River",1010,"4","Coal Steam","Indiana",85,"Dropped - Units whose status does not meet NEEDS criteria"]
["Wabash River",1010,"5","Coal Steam","Indiana",95,"Dropped - Units whose status does not meet NEEDS criteria"]
["George Neal North",1091,"1","Coal Steam","Iowa",134.3,"Dropped - Units whose status does not meet NEEDS criteria"]
["George Neal North",1091,"2","Coal Steam","Iowa",283.7,"Dropped - Units whose status does not meet NEEDS criteria"]
["Dale",1385,"3","Coal Steam","Kentucky",74,"Dropped - Units whose status does not meet NEEDS criteria"]
["Dale",1385,"4","Coal Steam","Kentucky",75,"Dropped - Units whose status does not meet NEEDS criteria"]
["B C Cobb",1695,"4","Coal Steam","Michigan",156,"Dropped - Units whose status does not meet NEEDS criteria"]
["B C Cobb",1695,"5","Coal Steam","Michigan",156,"Dropped - Units whose status does not meet NEEDS criteria"]
["J C Weadock",1720,"7","Coal Steam","Michigan",152,"Dropped - Units whose status does not meet NEEDS criteria"]
["J C Weadock",1720,"8","Coal Steam","Michigan",151,"Dropped - Units whose status does not meet NEEDS criteria"]
["J R Whiting",1723,"1","Coal Steam","Michigan",102,"Dropped - Units whose status does not meet NEEDS criteria"]
["J R Whiting",1723,"2","Coal Steam","Michigan",95,"Dropped - Units whose status does not meet NEEDS criteria"]
["J R Whiting",1723,"3","Coal Steam","Michigan",122,"Dropped - Units whose status does not meet NEEDS criteria"]
["Trenton Channel",1745,"7","Coal Steam","Michigan",110,"Dropped - Units whose status does not meet NEEDS criteria"]
["Lanesboro",1987,"3","Combustion Turbine","Minnesota",0.8,"Dropped - Units whose status does not meet NEEDS criteria"]
["Montrose",2080,"1","Coal Steam","Missouri",170,"Dropped - Units whose status does not meet NEEDS criteria"]
["Columbia (MO)",2123,"5","Coal Steam","Missouri",16.5,"Dropped - Units whose status does not meet NEEDS criteria"]
["Laurel",2249,"4","Combustion Turbine","Nebraska",0.3,"Dropped - Units whose status does not meet NEEDS criteria"]
["Northeastern",2963,"4","Coal Steam","Oklahoma",460,"Dropped - Units whose status does not meet NEEDS criteria"]
["Silas Ray",3559,"5","O/G Steam","Texas",18,"Dropped - Units whose status does not meet NEEDS criteria"]
["Welsh",6139,"2","Coal Steam","Texas",528,"Dropped - Units whose status does not meet NEEDS criteria"]
["Milwaukee County",7549,"1","Coal Steam","Wisconsin",7,"Dropped - Units whose status does not meet NEEDS criteria"]
["Port Townsend Paper",50544,"GEN4","Non-Fossil Waste","Washington",3,"Dropped - Units whose status does not meet NEEDS criteria"]
["Baytown",55551,"UNT1","Landfill Gas","Texas",1,"Dropped - Units whose status does not meet NEEDS criteria"]
["Baytown",55551,"UNT2","Landfill Gas","Texas",1,"Dropped - Units whose status does not meet NEEDS criteria"]
["Baytown",55551,"UNT3","Landfill Gas","Texas",1,"Dropped - Units whose status does not meet NEEDS criteria"]
["Baytown",55551,"UNT4","Landfill Gas","Texas",1,"Dropped - Units whose status does not meet NEEDS criteria"]
["Bluebonnet",55552,"UNT1","Landfill Gas","Texas",1,"Dropped - Units whose status does not meet NEEDS criteria"]
["Bluebonnet",55552,"UNT2","Landfill Gas","Texas",1,"Dropped - Units whose status does not meet NEEDS criteria"]
["Bluebonnet",55552,"UNT3","Landfill Gas","Texas",1,"Dropped - Units whose status does not meet NEEDS criteria"]
["Bluebonnet",55552,"UNT4","Landfill Gas","Texas",1,"Dropped - Units whose status does not meet NEEDS criteria"]
["GRS Sunset Farms",55588,"1","Landfill Gas","Texas",0.9,"Dropped - Units whose status does not meet NEEDS criteria"]
["GRS Sunset Farms",55588,"2","Landfill Gas","Texas",0.9,"Dropped - Units whose status does not meet NEEDS criteria"]
["GRS Sunset Farms",55588,"3","Landfill Gas","Texas",0.9,"Dropped - Units whose status does not meet NEEDS criteria"]
["GRS Sunset Farms",55588,"4","Landfill Gas","Texas",0.9,"Dropped - Units whose status does not meet NEEDS criteria"]
["East. Michigan Univ. Heating Plant",59452,"COGEN","Combustion Turbine","Michigan",4.1,"Dropped - Units whose status does not meet NEEDS criteria"]
["G E Turner",629,"P1","Combustion Turbine","Florida",10,"Dropped - Units whose status does not meet NEEDS criteria"]
["G E Turner",629,"P2","Combustion Turbine","Florida",10,"Dropped - Units whose status does not meet NEEDS criteria"]
["G E Turner",629,"P4","Combustion Turbine","Florida",59,"Dropped - Units whose status does not meet NEEDS criteria"]
["Rio Pinar",637,"P1","Combustion Turbine","Florida",12,"Dropped - Units whose status does not meet NEEDS criteria"]
["Lansing Smith",643,"1","Coal Steam","Florida",162,"Dropped - Units whose status does not meet NEEDS criteria"]
["Lansing Smith",643,"2","Coal Steam","Florida",195,"Dropped - Units whose status does not meet NEEDS criteria"]
["Palmyra Municipal",2150,"2","Combustion Turbine","Missouri",0.4,"Dropped - Units whose status does not meet NEEDS criteria"]
["Palmyra Municipal",2150,"3","Combustion Turbine","Missouri",1.2,"Dropped - Units whose status does not meet NEEDS criteria"]
["Palmyra Municipal",2150,"4","Combustion Turbine","Missouri",0.7,"Dropped - Units whose status does not meet NEEDS criteria"]
["Palmyra Municipal",2150,"6","Combustion Turbine","Missouri",2,"Dropped - Units whose status does not meet NEEDS criteria"]
["Palmyra Municipal",2150,"IC7","Combustion Turbine","Missouri",1.7,"Dropped - Units whose status does not meet NEEDS criteria"]
["Chappell",2230,"1","Combustion Turbine","Nebraska",0.1,"Dropped - Units whose status does not meet NEEDS criteria"]
["Laurel",2249,"3","Combustion Turbine","Nebraska",0.5,"Dropped - Units whose status does not meet NEEDS criteria"]
["C R Huntley Generating Station",2549,"67","Coal Steam","New York",190,"Dropped - Units whose status does not meet NEEDS criteria"]
["C R Huntley Generating Station",2549,"S68","Coal Steam","New York",190,"Dropped - Units whose status does not meet NEEDS criteria"]
["D G Hunter",6558,"3","O/G Steam","Louisiana",50,"Dropped - Units whose status does not meet NEEDS criteria"]
["D G Hunter",6558,"4","O/G Steam","Louisiana",80,"Dropped - Units whose status does not meet NEEDS criteria"]
["Palmyra Municipal 2",7304,"IC10","Combustion Turbine","Missouri",3.5,"Dropped - Units whose status does not meet NEEDS criteria"]
["Palmyra Municipal 2",7304,"IC9","Combustion Turbine","Missouri",3.5,"Dropped - Units whose status does not meet NEEDS criteria"]
["Warm Springs Forest Products",50426,"GEN1","Biomass","Oregon",2.6,"Dropped - Units whose status does not meet NEEDS criteria"]
["Warm Springs Forest Products",50426,"GEN2","Biomass","Oregon",2.6,"Dropped - Units whose status does not meet NEEDS criteria"]
["Warm Springs Forest Products",50426,"GEN3","Biomass","Oregon",2.6,"Dropped - Units whose status does not meet NEEDS criteria"]
["Vanderbilt University Power Plant",52048,"GT1","Combustion Turbine","Tennessee",4,"Dropped - Units whose status does not meet NEEDS criteria"]
["Milagro Cogeneration Plant",54814,"GENA","Combustion Turbine","New Mexico",30.4,"Dropped - Units whose status does not meet NEEDS criteria"]
["Milagro Cogeneration Plant",54814,"GENB","Combustion Turbine","New Mexico",30.4,"Dropped - Units whose status does not meet NEEDS criteria"]
["Milagro Cogeneration Plant",54814,"GO1A","Combustion Turbine","New Mexico",30.4,"Dropped - Units whose status does not meet NEEDS criteria"]
["Milagro Cogeneration Plant",54814,"GO1B","Combustion Turbine","New Mexico",30.4,"Dropped - Units whose status does not meet NEEDS criteria"]
["Harford Waste to Energy Facility",54935,"001","Municipal Solid Waste","Maryland",1.1,"Dropped - Units whose status does not meet NEEDS criteria"]
["Portsmouth Wind Turbine",57350,"WTG-1","Onshore Wind","Rhode Island",1.5,"Dropped - Units whose status does not meet NEEDS criteria"]
["McKinney LFG",57508,"GEN1","Landfill Gas","Texas",1.4,"Dropped - Units whose status does not meet NEEDS criteria"]
["McKinney LFG",57508,"GEN2","Landfill Gas","Texas",1.4,"Dropped - Units whose status does not meet NEEDS criteria"]
["Mesa Solar Array",58466,"MSA1","Solar PV","Arizona",4,"Dropped - Units whose status does not meet NEEDS criteria"]
["Coggon",1132,"IC1","Combustion Turbine","Iowa",0.6,"Dropped - Units whose status does not meet NEEDS criteria"]
["Quindaro",1295,"GT1","Combustion Turbine","Kansas",13,"Dropped - Units whose status does not meet NEEDS criteria"]
["St Francis",1321,"3","Combustion Turbine","Kansas",0.8,"Dropped - Units whose status does not meet NEEDS criteria"]
["Perryman",1556,"GT2","Combustion Turbine","Maryland",51,"Dropped - Units whose status does not meet NEEDS criteria"]
["Permian Basin",3494,"5","O/G Steam","Texas",112,"Dropped - Units whose status does not meet NEEDS criteria"]
["Permian Basin",3494,"6","O/G Steam","Texas",515,"Dropped - Units whose status does not meet NEEDS criteria"]
["New Milford Gas Recovery",50564,"GEN3","Landfill Gas","Connecticut",0.8,"Dropped - Units whose status does not meet NEEDS criteria"]
["Uncasville Mill",50801,"GEN1","O/G Steam","Connecticut",1.3,"Dropped - Units whose status does not meet NEEDS criteria"]
["R & R Lumber",50945,"ST1","Biomass","Oregon",1.4,"Dropped - Units whose status does not meet NEEDS criteria"]
["Franklin/Grays",56017,"GT1","Combustion Turbine","Washington",10.5,"Dropped - Units whose status does not meet NEEDS criteria"]
["Franklin/Grays",56017,"GT2","Combustion Turbine","Washington",10.5,"Dropped - Units whose status does not meet NEEDS criteria"]
["Franklin/Grays",56017,"GT3","Combustion Turbine","Washington",10.5,"Dropped - Units whose status does not meet NEEDS criteria"]
["Franklin/Grays",56017,"GT4","Combustion Turbine","Washington",10.5,"Dropped - Units whose status does not meet NEEDS criteria"]
["North Hollywood",57854,"2T3","Hydro","California",0.5,"Dropped - Units whose status does not meet NEEDS criteria"]
["Buena Vista Biomass Power",58472,"1","Biomass","California",17.8,"Dropped - Units whose status does not meet NEEDS criteria"]
["Logansport",1032,"4","Coal Steam","Indiana",16.5,"Dropped - Units whose status does not meet NEEDS criteria"]
["Logansport",1032,"5","Coal Steam","Indiana",22,"Dropped - Units whose status does not meet NEEDS criteria"]
["Logansport",1032,"6","Combustion Turbine","Indiana",15,"Dropped - Units whose status does not meet NEEDS criteria"]
["Mulvane Power Plant",1308,"1","Combustion Turbine","Kansas",0.2,"Dropped - Units whose status does not meet NEEDS criteria"]
["Mulvane Power Plant",1308,"2","Combustion Turbine","Kansas",0.2,"Dropped - Units whose status does not meet NEEDS criteria"]
["Mulvane Power Plant",1308,"3","Combustion Turbine","Kansas",1.2,"Dropped - Units whose status does not meet NEEDS criteria"]
["Mulvane Power Plant",1308,"4","Combustion Turbine","Kansas",1.2,"Dropped - Units whose status does not meet NEEDS criteria"]
["Mulvane Power Plant",1308,"5","Combustion Turbine","Kansas",0.6,"Dropped - Units whose status does not meet NEEDS criteria"]
["Mulvane Power Plant",1308,"6","Combustion Turbine","Kansas",1.9,"Dropped - Units whose status does not meet NEEDS criteria"]
["Mulvane Power Plant",1308,"7","Combustion Turbine","Kansas",0.6,"Dropped - Units whose status does not meet NEEDS criteria"]
["Mulvane Power Plant",1308,"8","Combustion Turbine","Kansas",0.5,"Dropped - Units whose status does not meet NEEDS criteria"]
["Escanaba",1771,"1","Coal Steam","Michigan",13,"Dropped - Units whose status does not meet NEEDS criteria"]
["Escanaba",1771,"2","Coal Steam","Michigan",13,"Dropped - Units whose status does not meet NEEDS criteria"]
["Escanaba",1771,"3","Combustion Turbine","Michigan",12.5,"Dropped - Units whose status does not meet NEEDS criteria"]
["Missouri City",2171,"1","Coal Steam","Missouri",19,"Dropped - Units whose status does not meet NEEDS criteria"]
["Missouri City",2171,"2","Coal Steam","Missouri",19,"Dropped - Units whose status does not meet NEEDS criteria"]
["Coal Creek",6030,"3","Combustion Turbine","North Dakota",3,"Dropped - Units whose status does not meet NEEDS criteria"]
["Cutrale Citrus Juices USA I",10020,"GEN2","Combustion Turbine","Florida",4.3,"Dropped - Units whose status does not meet NEEDS criteria"]
["Hampton Facility",10108,"GEN6","Combustion Turbine","New Hampshire",0.7,"Dropped - Units whose status does not meet NEEDS criteria"]
["Central Plant",10280,"ENG2","Combustion Turbine","South Carolina",1.1,"Dropped - Units whose status does not meet NEEDS criteria"]
["Central Plant",10280,"ENG4","Combustion Turbine","South Carolina",1.1,"Dropped - Units whose status does not meet NEEDS criteria"]
["Domtar Paper Co LLC Plymouth NC",50189,"TG8","Non-Fossil Waste","North Carolina",23.8,"Dropped - Units whose status does not meet NEEDS criteria"]
["Oildale Energy LLC",54371,"ODC1","Combustion Turbine","California",40,"Dropped - Units whose status does not meet NEEDS criteria"]
["MPEA Energy Center",55067,"GEN1","Combustion Turbine","Illinois",1.1,"Dropped - Units whose status does not meet NEEDS criteria"]
["MPEA Energy Center",55067,"GEN2","Combustion Turbine","Illinois",1.1,"Dropped - Units whose status does not meet NEEDS criteria"]
["MPEA Energy Center",55067,"GEN3","Combustion Turbine","Illinois",1.1,"Dropped - Units whose status does not meet NEEDS criteria"]
["SPFT - Newberg Cogen",56124,"TG2","Biomass","Oregon",11.9,"Dropped - Units whose status does not meet NEEDS criteria"]
["Fauquier Landfill Gas",56318,"1","Landfill Gas","Virginia",1,"Dropped - Units whose status does not meet NEEDS criteria"]
["Fauquier Landfill Gas",56318,"2","Landfill Gas","Virginia",1,"Dropped - Units whose status does not meet NEEDS criteria"]
["Kearny",303,"KEA2","Combustion Turbine","California",59,"Dropped - Units whose status does not meet NEEDS criteria"]
["El Segundo Power",330,"4","O/G Steam","California",335,"Dropped - Units whose status does not meet NEEDS criteria"]
["Scattergood",404,"3","O/G Steam","California",445,"Dropped - Units whose status does not meet NEEDS criteria"]
["Zuni",478,"2","O/G Steam","Colorado",60,"Dropped - Units whose status does not meet NEEDS criteria"]
["C D McIntosh Jr",676,"ST1","O/G Steam","Florida",85,"Dropped - Units whose status does not meet NEEDS criteria"]
["E D Edwards",856,"1","Coal Steam","Illinois",95,"Dropped - Units whose status does not meet NEEDS criteria"]
["Peru (IN)",1037,"2","Coal Steam","Indiana",20,"Dropped - Units whose status does not meet NEEDS criteria"]
["Peru (IN)",1037,"3","Coal Steam","Indiana",12,"Dropped - Units whose status does not meet NEEDS criteria"]
["Eckert Station",1831,"3","Coal Steam","Michigan",30.6,"Dropped - Units whose status does not meet NEEDS criteria"]
["Silver Lake",2008,"1","Coal Steam","Minnesota",6.6,"Dropped - Units whose status does not meet NEEDS criteria"]
["Silver Lake",2008,"2","Coal Steam","Minnesota",7,"Dropped - Units whose status does not meet NEEDS criteria"]
["Silver Lake",2008,"3","Coal Steam","Minnesota",20,"Dropped - Units whose status does not meet NEEDS criteria"]
["Silver Lake",2008,"4","Coal Steam","Minnesota",46.4,"Dropped - Units whose status does not meet NEEDS criteria"]
["Chamois",2169,"1","Coal Steam","Missouri",16,"Dropped - Units whose status does not meet NEEDS criteria"]
["Chamois",2169,"2","Coal Steam","Missouri",47,"Dropped - Units whose status does not meet NEEDS criteria"]
["Mustang",2953,"1","O/G Steam","Oklahoma",0,"Dropped - Units whose status does not meet NEEDS criteria"]
["Mustang",2953,"2","O/G Steam","Oklahoma",0,"Dropped - Units whose status does not meet NEEDS criteria"]
["Seminole",2956,"GT1","Combustion Turbine","Oklahoma",0,"Dropped - Units whose status does not meet NEEDS criteria"]
["Johnsonville",3406,"10","Coal Steam","Tennessee",141,"Dropped - Units whose status does not meet NEEDS criteria"]
["Johnsonville",3406,"5","Coal Steam","Tennessee",107,"Dropped - Units whose status does not meet NEEDS criteria"]
["Johnsonville",3406,"6","Coal Steam","Tennessee",107,"Dropped - Units whose status does not meet NEEDS criteria"]
["Johnsonville",3406,"7","Coal Steam","Tennessee",141,"Dropped - Units whose status does not meet NEEDS criteria"]
["Johnsonville",3406,"8","Coal Steam","Tennessee",141,"Dropped - Units whose status does not meet NEEDS criteria"]
["Johnsonville",3406,"9","Coal Steam","Tennessee",141,"Dropped - Units whose status does not meet NEEDS criteria"]
["J Robert Massengale",3604,"4","O/G Steam","Texas",10,"Dropped - Units whose status does not meet NEEDS criteria"]
["J Robert Massengale",3604,"5","O/G Steam","Texas",10,"Dropped - Units whose status does not meet NEEDS criteria"]
["Clinch River",3775,"3","Coal Steam","Virginia",230,"Dropped - Units whose status does not meet NEEDS criteria"]
["Edgewater",4050,"3","Coal Steam","Wisconsin",47.2,"Dropped - Units whose status does not meet NEEDS criteria"]
["Nelson Dewey Generating Station",4054,"1","Coal Steam","Wisconsin",103.9,"Dropped - Units whose status does not meet NEEDS criteria"]
["Nelson Dewey Generating Station",4054,"2","Coal Steam","Wisconsin",105.2,"Dropped - Units whose status does not meet NEEDS criteria"]
["Mountain Village",6329,"4","Combustion Turbine","Alaska",0.6,"Dropped - Units whose status does not meet NEEDS criteria"]
["Shipman",6478,"3","O/G Steam","Hawaii",7.5,"Dropped - Units whose status does not meet NEEDS criteria"]
["Shipman",6478,"4","O/G Steam","Hawaii",7.5,"Dropped - Units whose status does not meet NEEDS criteria"]
["Ponnequin",7937,"30","Onshore Wind","Colorado",9.9,"Dropped - Units whose status does not meet NEEDS criteria"]
["Ponnequin",7937,"8","Onshore Wind","Colorado",15.4,"Dropped - Units whose status does not meet NEEDS criteria"]
["General Mills Operations Lodi",10031,"1","Combustion Turbine","California",3.2,"Dropped - Units whose status does not meet NEEDS criteria"]
["Powertrain Warren General Motors",10032,"GT1","Combustion Turbine","Michigan",2.7,"Dropped - Units whose status does not meet NEEDS criteria"]
["Cutrale Citrus Juices USA II",10188,"GEN5","Combustion Turbine","Florida",3,"Dropped - Units whose status does not meet NEEDS criteria"]
["Sunray 2",10437,"GEN1","Solar Thermal","California",13.8,"Dropped - Units whose status does not meet NEEDS criteria"]
["Sunray 3",10438,"GEN1","Solar Thermal","California",30,"Dropped - Units whose status does not meet NEEDS criteria"]
["VC Porterdale Hydroelectric",50242,"TB-1","Hydro","Georgia",1.2,"Dropped - Units whose status does not meet NEEDS criteria"]
["VC Porterdale Hydroelectric",50242,"TB-2","Hydro","Georgia",1.2,"Dropped - Units whose status does not meet NEEDS criteria"]
["Fairfield Works",50730,"GEN1","Fossil Waste","Alabama",20,"Dropped - Units whose status does not meet NEEDS criteria"]
["Fairfield Works",50730,"GEN2","Fossil Waste","Alabama",20,"Dropped - Units whose status does not meet NEEDS criteria"]
["Fairfield Works",50730,"GEN3","Fossil Waste","Alabama",20,"Dropped - Units whose status does not meet NEEDS criteria"]
["Fairfield Works",50730,"GEN4","Fossil Waste","Alabama",20,"Dropped - Units whose status does not meet NEEDS criteria"]
["RockTenn Coshocton Mill",50811,"GEN1","Biomass","Ohio",12,"Dropped - Units whose status does not meet NEEDS criteria"]
["Lincoln Paper & Tissue",54587,"TG-3","Biomass","Maine",9,"Dropped - Units whose status does not meet NEEDS criteria"]
["Mingo Junction Energy Center",55611,"GEN1","Fossil Waste","Ohio",30,"Dropped - Units whose status does not meet NEEDS criteria"]
["Roxana Resource Recovery",55759,"RX1","Landfill Gas","Illinois",0.9,"Dropped - Units whose status does not meet NEEDS criteria"]
["Roxana Resource Recovery",55759,"RX2","Landfill Gas","Illinois",0.9,"Dropped - Units whose status does not meet NEEDS criteria"]
["Roxana Resource Recovery",55759,"RX3","Landfill Gas","Illinois",0.9,"Dropped - Units whose status does not meet NEEDS criteria"]
["Roxana Resource Recovery",55759,"RX4","Landfill Gas","Illinois",0.9,"Dropped - Units whose status does not meet NEEDS criteria"]
["Brickyard Energy Partners LLC",55762,"BR1","Landfill Gas","Illinois",0.9,"Dropped - Units whose status does not meet NEEDS criteria"]
["Brickyard Energy Partners LLC",55762,"BR2","Landfill Gas","Illinois",0.9,"Dropped - Units whose status does not meet NEEDS criteria"]
["Brickyard Energy Partners LLC",55762,"BR3","Landfill Gas","Illinois",0.9,"Dropped - Units whose status does not meet NEEDS criteria"]
["Brickyard Energy Partners LLC",55762,"BR5","Landfill Gas","Illinois",0.9,"Dropped - Units whose status does not meet NEEDS criteria"]
["Upper Rock Energy Partners LLC",55764,"UR1","Landfill Gas","Illinois",0.9,"Dropped - Units whose status does not meet NEEDS criteria"]
["Upper Rock Energy Partners LLC",55764,"UR2","Landfill Gas","Illinois",0.9,"Dropped - Units whose status does not meet NEEDS criteria"]
["Upper Rock Energy Partners LLC",55764,"UR3","Landfill Gas","Illinois",0.9,"Dropped - Units whose status does not meet NEEDS criteria"]
["Upper Rock Energy Partners LLC",55764,"UR4","Landfill Gas","Illinois",0.9,"Dropped - Units whose status does not meet NEEDS criteria"]
["L J Trust",56216,"LJT2","Onshore Wind","Iowa",2,"Dropped - Units whose status does not meet NEEDS criteria"]
["Zachary Ridge LLC",56218,"ZR2","Onshore Wind","Iowa",2,"Dropped - Units whose status does not meet NEEDS criteria"]
["The Charleston Clean Energy Facility",57587,"1","Landfill Gas","West Virginia",1.1,"Dropped - Units whose status does not meet NEEDS criteria"]
["The Charleston Clean Energy Facility",57587,"2","Landfill Gas","West Virginia",1.1,"Dropped - Units whose status does not meet NEEDS criteria"]
["Mercy Medical Center",58163,"2","Combustion Turbine","New York",0.4,"Dropped - Units whose status does not meet NEEDS criteria"]
["IDE 1 LLC",58967,"UNIT1","Non-Fossil Waste","Idaho",0.8,"Dropped - Units whose status does not meet NEEDS criteria"]
["IDE 1 LLC",58967,"UNIT2","Non-Fossil Waste","Idaho",0.8,"Dropped - Units whose status does not meet NEEDS criteria"]
["IDE 1 LLC",58967,"UNIT3","Non-Fossil Waste","Idaho",0.8,"Dropped - Units whose status does not meet NEEDS criteria"]
["IDE 2 LLC",58968,"UNIT1","Non-Fossil Waste","Idaho",1.5,"Dropped - Units whose status does not meet NEEDS criteria"]
["IDE 2 LLC",58968,"UNIT2","Non-Fossil Waste","Idaho",1.5,"Dropped - Units whose status does not meet NEEDS criteria"]
["IDE 2 LLC",58968,"UNIT3","Non-Fossil Waste","Idaho",1.5,"Dropped - Units whose status does not meet NEEDS criteria"]
["IDE 3 LLC",58969,"UNIT1","Non-Fossil Waste","Idaho",0.8,"Dropped - Units whose status does not meet NEEDS criteria"]
["IDE 3 LLC",58969,"UNIT2","Non-Fossil Waste","Idaho",0.8,"Dropped - Units whose status does not meet NEEDS criteria"]
["IDE 4 LLC",58970,"UNIT1","Non-Fossil Waste","Idaho",1.1,"Dropped - Units whose status does not meet NEEDS criteria"]
["IDE 4 LLC",58970,"UNIT2","Non-Fossil Waste","Idaho",1.1,"Dropped - Units whose status does not meet NEEDS criteria"]
["IDE 4 LLC",58970,"UNIT3","Non-Fossil Waste","Idaho",1.1,"Dropped - Units whose status does not meet NEEDS criteria"]
["California Dairy Energy I LLC",58971,"UNIT1","Non-Fossil Waste","California",1.1,"Dropped - Units whose status does not meet NEEDS criteria"]
["California Dairy Energy I LLC",58971,"UNIT2","Non-Fossil Waste","California",1.1,"Dropped - Units whose status does not meet NEEDS criteria"]
["California Dairy Energy I LLC",58971,"UNIT3","Non-Fossil Waste","California",1.1,"Dropped - Units whose status does not meet NEEDS criteria"]
["Framingham State University Plant",59717,"MSC","Combustion Turbine","Massachusetts",0.3,"Dropped - Units whose status does not meet NEEDS criteria"]
["Cholla",113,"2","Coal Steam","Arizona",260,"Dropped - Units whose status does not meet NEEDS criteria"]
["Vero Beach Municipal Power Plant",693,"1","O/G Steam","Florida",13,"Dropped - Units whose status does not meet NEEDS criteria"]
["Vero Beach Municipal Power Plant",693,"2","Combined Cycle","Florida",13,"Dropped - Units whose status does not meet NEEDS criteria"]
["Vero Beach Municipal Power Plant",693,"5","Combined Cycle","Florida",35,"Dropped - Units whose status does not meet NEEDS criteria"]
["Phillips",748,"1","Combustion Turbine","Florida",18,"Dropped - Units whose status does not meet NEEDS criteria"]
["Phillips",748,"2","Combustion Turbine","Florida",18,"Dropped - Units whose status does not meet NEEDS criteria"]
["Hutchinson Energy Center",1248,"ST4","O/G Steam","Kansas",176,"Dropped - Units whose status does not meet NEEDS criteria"]
["Lawrence Energy Center",1250,"3","Coal Steam","Kansas",48,"Dropped - Units whose status does not meet NEEDS criteria"]
["Tecumseh Energy Center",1252,"8","Coal Steam","Kansas",130,"Dropped - Units whose status does not meet NEEDS criteria"]
["Moose Lake",1996,"2","Combustion Turbine","Minnesota",1.1,"Dropped - Units whose status does not meet NEEDS criteria"]
["Darlington County",3250,"11","Combustion Turbine","South Carolina",52,"Dropped - Units whose status does not meet NEEDS criteria"]
["Philip Sporn",3938,"1","Coal Steam","West Virginia",145,"Dropped - Units whose status does not meet NEEDS criteria"]
["Philip Sporn",3938,"2","Coal Steam","West Virginia",145,"Dropped - Units whose status does not meet NEEDS criteria"]
["Philip Sporn",3938,"3","Coal Steam","West Virginia",145,"Dropped - Units whose status does not meet NEEDS criteria"]
["Philip Sporn",3938,"4","Coal Steam","West Virginia",145,"Dropped - Units whose status does not meet NEEDS criteria"]
["E J Stoneman Station",4146,"1","Biomass","Wisconsin",15,"Dropped - Units whose status does not meet NEEDS criteria"]
["E J Stoneman Station",4146,"2","Biomass","Wisconsin",35,"Dropped - Units whose status does not meet NEEDS criteria"]
["Stowe Power Production Plant",50578,"GEN2","Landfill Gas","Pennsylvania",2.9,"Dropped - Units whose status does not meet NEEDS criteria"]
["Altamont Pass Windplant",50712,"GEN1","Onshore Wind","California",332.5,"Dropped - Units whose status does not meet NEEDS criteria"]
["Quantum Lake Power LP",54423,"GT1","Combined Cycle","Florida",48.5,"Dropped - Units whose status does not meet NEEDS criteria"]
["Quantum Lake Power LP",54423,"GT2","Combined Cycle","Florida",48.5,"Dropped - Units whose status does not meet NEEDS criteria"]
["Quantum Lake Power LP",54423,"ST1","Combined Cycle","Florida",24,"Dropped - Units whose status does not meet NEEDS criteria"]
["Difwind Farms Ltd VIII",54687,"EXIS","Onshore Wind","California",15,"Dropped - Units whose status does not meet NEEDS criteria"]
["Green Mountain Storage, LLC",55370,"N60","Onshore Wind","Pennsylvania",10.4,"Dropped - Units whose status does not meet NEEDS criteria"]
["Partnership Station",55893,"1","Combustion Turbine","Florida",3,"Dropped - Units whose status does not meet NEEDS criteria"]
["Partnership Station",55893,"2","Combustion Turbine","Florida",3,"Dropped - Units whose status does not meet NEEDS criteria"]
["SPFT - Newberg Cogen",56124,"TG1","Biomass","Oregon",4.5,"Dropped - Units whose status does not meet NEEDS criteria"]
["Kraft",733,"2","Coal Steam","Georgia",52,"Dropped - Units whose status does not meet NEEDS criteria"]
["Kraft",733,"3","Coal Steam","Georgia",101,"Dropped - Units whose status does not meet NEEDS criteria"]
["Kraft",733,"4","O/G Steam","Georgia",115,"Dropped - Units whose status does not meet NEEDS criteria"]
["Kraft",733,"ST1","Coal Steam","Georgia",48,"Dropped - Units whose status does not meet NEEDS criteria"]
["Green River",1357,"3","Coal Steam","Kentucky",68,"Dropped - Units whose status does not meet NEEDS criteria"]
["Green River",1357,"4","Coal Steam","Kentucky",93,"Dropped - Units whose status does not meet NEEDS criteria"]
["Franklin (LA)",1435,"GT1","Combustion Turbine","Louisiana",8,"Dropped - Units whose status does not meet NEEDS criteria"]
["Jefferies",3319,"1","Fossil Waste","South Carolina",42,"Dropped - Units whose status does not meet NEEDS criteria"]
["Jefferies",3319,"2","Fossil Waste","South Carolina",42,"Dropped - Units whose status does not meet NEEDS criteria"]
["Valley (TX)",3508,"1","O/G Steam","Texas",174,"Dropped - Units whose status does not meet NEEDS criteria"]
["Valley (TX)",3508,"2","O/G Steam","Texas",520,"Dropped - Units whose status does not meet NEEDS criteria"]
["Valley (TX)",3508,"3","O/G Steam","Texas",375,"Dropped - Units whose status does not meet NEEDS criteria"]
["John Deere Harvester Works",10039,"GEN6","Coal Steam","Illinois",2.5,"Dropped - Units whose status does not meet NEEDS criteria"]
["Boise Cascade International Falls",10486,"GEN1","Non-Fossil Waste","Minnesota",4,"Dropped - Units whose status does not meet NEEDS criteria"]
["Boise Cascade International Falls",10486,"GEN2","Non-Fossil Waste","Minnesota",4,"Dropped - Units whose status does not meet NEEDS criteria"]
["Boise Cascade International Falls",10486,"GEN3","Non-Fossil Waste","Minnesota",7.5,"Dropped - Units whose status does not meet NEEDS criteria"]
["Boise Cascade International Falls",10486,"GEN4","Non-Fossil Waste","Minnesota",7.5,"Dropped - Units whose status does not meet NEEDS criteria"]
["Westrock Hodge (LA)",50810,"NO 6","Non-Fossil Waste","Louisiana",5,"Dropped - Units whose status does not meet NEEDS criteria"]
["Western Power & Steam Inc",54410,"STG","Combined Cycle","California",0,"Dropped - Units whose status does not meet NEEDS criteria"]
["Shepherd Center",54813,"5","Combustion Turbine","Georgia",0.6,"Dropped - Units whose status does not meet NEEDS criteria"]
["Bayer CropScience Institute Plant",57917,"2","Coal Steam","West Virginia",6.3,"Dropped - Units whose status does not meet NEEDS criteria"]
["Widows Creek",50,"7","Coal Steam","Alabama",473,"Dropped - Units whose status does not meet NEEDS criteria"]
["Widows Creek",50,"8","Coal Steam","Alabama",465,"Dropped - Units whose status does not meet NEEDS criteria"]
["Eckert Station",1831,"1","Coal Steam","Michigan",32.9,"Dropped - Units whose status does not meet NEEDS criteria"]
["FirstEnergy R E Burger",2864,"A1","Combustion Turbine","Ohio",2,"Dropped - Units whose status does not meet NEEDS criteria"]
["FirstEnergy R E Burger",2864,"B1","Combustion Turbine","Ohio",2,"Dropped - Units whose status does not meet NEEDS criteria"]
["FirstEnergy R E Burger",2864,"B2","Combustion Turbine","Ohio",3,"Dropped - Units whose status does not meet NEEDS criteria"]
["Olmstead",3655,"1","Hydro","Utah",2.3,"Dropped - Units whose status does not meet NEEDS criteria"]
["Olmstead",3655,"2","Hydro","Utah",2.3,"Dropped - Units whose status does not meet NEEDS criteria"]
["Olmstead",3655,"4","Hydro","Utah",5.4,"Dropped - Units whose status does not meet NEEDS criteria"]
["Bayou Cogen Plant",10298,"GEN2","Combustion Turbine","Texas",65,"Dropped - Units whose status does not meet NEEDS criteria"]
["Coastal Carolina Clean Power",10381,"GEN1","Biomass","North Carolina",27,"Dropped - Units whose status does not meet NEEDS criteria"]
["Spadra Landfill Gas to Energy",10471,"GEN1","Landfill Gas","California",5,"Dropped - Units whose status does not meet NEEDS criteria"]
["Greenville Steam",54852,"1","Biomass","Maine",16,"Dropped - Units whose status does not meet NEEDS criteria"]
["Aspen Biomass Power Plant",56931,"GEN7","Biomass","Texas",50,"Dropped - Units whose status does not meet NEEDS criteria"]
["Bayer CropScience Institute Plant",57917,"1","Coal Steam","West Virginia",6.3,"Dropped - Units whose status does not meet NEEDS criteria"]
["Goddard Steam Plant",57944,"1","O/G Steam","Maryland",5,"Dropped - Units whose status does not meet NEEDS criteria"]
["Goddard Steam Plant",57944,"2","O/G Steam","Maryland",5,"Dropped - Units whose status does not meet NEEDS criteria"]
["Great Lakes Central Power Plant",59884,"GTG-1","Combustion Turbine","Illinois",4.5,"Dropped - Units whose status does not meet NEEDS criteria"]
["Great Lakes Central Power Plant",59884,"GTG-2","Combustion Turbine","Illinois",4.5,"Dropped - Units whose status does not meet NEEDS criteria"]
["Great Lakes Central Power Plant",59884,"STG-1","O/G Steam","Illinois",0.5,"Dropped - Units whose status does not meet NEEDS criteria"]
["Great Lakes Central Power Plant",59884,"STG-2","O/G Steam","Illinois",0.5,"Dropped - Units whose status does not meet NEEDS criteria"]
["Barry",3,"3","Coal Steam","Alabama",249,"Dropped - Units whose status does not meet NEEDS criteria"]
["Gorgas",8,"6","Coal Steam","Alabama",103,"Dropped - Units whose status does not meet NEEDS criteria"]
["Gorgas",8,"7","Coal Steam","Alabama",104,"Dropped - Units whose status does not meet NEEDS criteria"]
["Cherokee",469,"3","Coal Steam","Colorado",152,"Dropped - Units whose status does not meet NEEDS criteria"]
["Wanapum",3888,"6","Hydro","Washington",103.8,"Dropped - Units whose status does not meet NEEDS criteria"]
["International",6293,"3","Combustion Turbine","Alaska",16.7,"Dropped - Units whose status does not meet NEEDS criteria"]
["Gwitchyaa Zhee",7174,"2A","Combustion Turbine","Alaska",0.3,"Dropped - Units whose status does not meet NEEDS criteria"]
["Gwitchyaa Zhee",7174,"4A","Combustion Turbine","Alaska",0.3,"Dropped - Units whose status does not meet NEEDS criteria"]
["Gwitchyaa Zhee",7174,"6","Combustion Turbine","Alaska",0.3,"Dropped - Units whose status does not meet NEEDS criteria"]
["Alliant Techsystems",7376,"1","Combustion Turbine","Minnesota",1.6,"Dropped - Units whose status does not meet NEEDS criteria"]
["Bear Canyon Power Plant",10469,"BVC1","Geothermal","California",0,"Dropped - Units whose status does not meet NEEDS criteria"]
["Bear Canyon Power Plant",10469,"BVC2","Geothermal","California",0,"Dropped - Units whose status does not meet NEEDS criteria"]
["NewYork-Presbyterian Brooklyn Methodist Hospital",52091,"3A","Combustion Turbine","New York",0.7,"Dropped - Units whose status does not meet NEEDS criteria"]
["NewYork-Presbyterian Brooklyn Methodist Hospital",52091,"4C","Combustion Turbine","New York",0.7,"Dropped - Units whose status does not meet NEEDS criteria"]
["Noatak",57051,"UNIT5","Combustion Turbine","Alaska",0.4,"Dropped - Units whose status does not meet NEEDS criteria"]
["St. Michael",57061,"UNIT1","Combustion Turbine","Alaska",0.5,"Dropped - Units whose status does not meet NEEDS criteria"]
["St. Michael",57061,"UNIT2","Combustion Turbine","Alaska",0.3,"Dropped - Units whose status does not meet NEEDS criteria"]
["St. Michael",57061,"UNIT3","Combustion Turbine","Alaska",0.2,"Dropped - Units whose status does not meet NEEDS criteria"]
["Highwood Generating Station",57480,"GTG1","Combustion Turbine","Montana",40.5,"Dropped - Units whose status does not meet NEEDS criteria"]
["Bos Dairy, LLC",57625,"BOS1","Non-Fossil Waste","Indiana",0.3,"Dropped - Units whose status does not meet NEEDS criteria"]
["Ocotillo",116,"PV1","Solar PV","Arizona",0.1,"Dropped - Units whose status does not meet NEEDS criteria"]
["Ocotillo",116,"PV2","Solar PV","Arizona",0.1,"Dropped - Units whose status does not meet NEEDS criteria"]
["Ocotillo",116,"PVM","Solar PV","Arizona",0.4,"Dropped - Units whose status does not meet NEEDS criteria"]
["Craig (AK)",421,"3A","Combustion Turbine","Alaska",1.6,"Dropped - Units whose status does not meet NEEDS criteria"]
["G E Turner",629,"P3","Combustion Turbine","Florida",53,"Dropped - Units whose status does not meet NEEDS criteria"]
["Hills",1889,"1","Combustion Turbine","Minnesota",2,"Dropped - Units whose status does not meet NEEDS criteria"]
["Hills",1889,"2","Combustion Turbine","Minnesota",2,"Dropped - Units whose status does not meet NEEDS criteria"]
["Jack Watson",2049,"1","O/G Steam","Mississippi",76,"Dropped - Units whose status does not meet NEEDS criteria"]
["Jack Watson",2049,"2","O/G Steam","Mississippi",76,"Dropped - Units whose status does not meet NEEDS criteria"]
["Tri Cities",7998,"TC1","Landfill Gas","Arizona",0.8,"Dropped - Units whose status does not meet NEEDS criteria"]
["Tri Cities",7998,"TC2","Landfill Gas","Arizona",0.8,"Dropped - Units whose status does not meet NEEDS criteria"]
["Tri Cities",7998,"TC3","Landfill Gas","Arizona",0.8,"Dropped - Units whose status does not meet NEEDS criteria"]
["Tri Cities",7998,"TC4","Landfill Gas","Arizona",0.8,"Dropped - Units whose status does not meet NEEDS criteria"]
["Tri Cities",7998,"TC5","Landfill Gas","Arizona",0.8,"Dropped - Units whose status does not meet NEEDS criteria"]
["Wheelabrator North Broward",54033,"GEN1","Municipal Solid Waste","Florida",56,"Dropped - Units whose status does not meet NEEDS criteria"]
["Toyon Power Station",54327,"TOY4","Landfill Gas","California",1.7,"Dropped - Units whose status does not meet NEEDS criteria"]
["Sierra Pacific Anderson Facility",55049,"GEN1","Biomass","California",3.9,"Dropped - Units whose status does not meet NEEDS criteria"]
["Tanners Creek",988,"1","Coal Steam","Indiana",145,"Dropped - Units whose status does not meet NEEDS criteria"]
["Tanners Creek",988,"2","Coal Steam","Indiana",145,"Dropped - Units whose status does not meet NEEDS criteria"]
["Tanners Creek",988,"3","Coal Steam","Indiana",200,"Dropped - Units whose status does not meet NEEDS criteria"]
["Tanners Creek",988,"4","Coal Steam","Indiana",500,"Dropped - Units whose status does not meet NEEDS criteria"]
["Riverton",1239,"8","O/G Steam","Kansas",54,"Dropped - Units whose status does not meet NEEDS criteria"]
["Riverton",1239,"9","Combustion Turbine","Kansas",12,"Dropped - Units whose status does not meet NEEDS criteria"]
["Cane Run",1363,"4","Coal Steam","Kentucky",155,"Dropped - Units whose status does not meet NEEDS criteria"]
["Cane Run",1363,"5","Coal Steam","Kentucky",168,"Dropped - Units whose status does not meet NEEDS criteria"]
["Little Gypsy",1402,"1","O/G Steam","Louisiana",227.9,"Dropped - Units whose status does not meet NEEDS criteria"]
["Morgan City",1449,"3","O/G Steam","Louisiana",18,"Dropped - Units whose status does not meet NEEDS criteria"]
["Morgan City",1449,"4","O/G Steam","Louisiana",33,"Dropped - Units whose status does not meet NEEDS criteria"]
["Plaquemine",1455,"1","O/G Steam","Louisiana",17.5,"Dropped - Units whose status does not meet NEEDS criteria"]
["Plaquemine",1455,"2","O/G Steam","Louisiana",20.4,"Dropped - Units whose status does not meet NEEDS criteria"]
["Butler Municipal Power Plant",2115,"3","Combustion Turbine","Missouri",0.6,"Dropped - Units whose status does not meet NEEDS criteria"]
["Bergen Generating Station",2398,"3","Combustion Turbine","New Jersey",21,"Dropped - Units whose status does not meet NEEDS criteria"]
["PSEG Burlington Generating Station",2399,"111","Combustion Turbine","New Jersey",46,"Dropped - Units whose status does not meet NEEDS criteria"]
["PSEG Burlington Generating Station",2399,"112","Combustion Turbine","New Jersey",46,"Dropped - Units whose status does not meet NEEDS criteria"]
["PSEG Burlington Generating Station",2399,"113","Combustion Turbine","New Jersey",46,"Dropped - Units whose status does not meet NEEDS criteria"]
["PSEG Burlington Generating Station",2399,"114","Combustion Turbine","New Jersey",46,"Dropped - Units whose status does not meet NEEDS criteria"]
["PSEG Burlington Generating Station",2399,"8","Combustion Turbine","New Jersey",22,"Dropped - Units whose status does not meet NEEDS criteria"]
["PSEG Edison Generating Station",2400,"11","Combustion Turbine","New Jersey",43,"Dropped - Units whose status does not meet NEEDS criteria"]
["PSEG Edison Generating Station",2400,"12","Combustion Turbine","New Jersey",43,"Dropped - Units whose status does not meet NEEDS criteria"]
["PSEG Edison Generating Station",2400,"13","Combustion Turbine","New Jersey",43,"Dropped - Units whose status does not meet NEEDS criteria"]
["PSEG Edison Generating Station",2400,"14","Combustion Turbine","New Jersey",43,"Dropped - Units whose status does not meet NEEDS criteria"]
["PSEG Edison Generating Station",2400,"21","Combustion Turbine","New Jersey",43,"Dropped - Units whose status does not meet NEEDS criteria"]
["PSEG Edison Generating Station",2400,"22","Combustion Turbine","New Jersey",43,"Dropped - Units whose status does not meet NEEDS criteria"]
["PSEG Edison Generating Station",2400,"23","Combustion Turbine","New Jersey",43,"Dropped - Units whose status does not meet NEEDS criteria"]
["PSEG Edison Generating Station",2400,"24","Combustion Turbine","New Jersey",43,"Dropped - Units whose status does not meet NEEDS criteria"]
["PSEG Edison Generating Station",2400,"31","Combustion Turbine","New Jersey",43,"Dropped - Units whose status does not meet NEEDS criteria"]
["PSEG Edison Generating Station",2400,"32","Combustion Turbine","New Jersey",43,"Dropped - Units whose status does not meet NEEDS criteria"]
["PSEG Edison Generating Station",2400,"33","Combustion Turbine","New Jersey",43,"Dropped - Units whose status does not meet NEEDS criteria"]
["PSEG Edison Generating Station",2400,"34","Combustion Turbine","New Jersey",43,"Dropped - Units whose status does not meet NEEDS criteria"]
["PSEG Essex Generating Station",2401,"101","Combustion Turbine","New Jersey",43,"Dropped - Units whose status does not meet NEEDS criteria"]
["PSEG Essex Generating Station",2401,"102","Combustion Turbine","New Jersey",43,"Dropped - Units whose status does not meet NEEDS criteria"]
["PSEG Essex Generating Station",2401,"103","Combustion Turbine","New Jersey",43,"Dropped - Units whose status does not meet NEEDS criteria"]
["PSEG Essex Generating Station",2401,"104","Combustion Turbine","New Jersey",43,"Dropped - Units whose status does not meet NEEDS criteria"]
["PSEG Essex Generating Station",2401,"111","Combustion Turbine","New Jersey",46,"Dropped - Units whose status does not meet NEEDS criteria"]
["PSEG Essex Generating Station",2401,"112","Combustion Turbine","New Jersey",46,"Dropped - Units whose status does not meet NEEDS criteria"]
["PSEG Essex Generating Station",2401,"113","Combustion Turbine","New Jersey",46,"Dropped - Units whose status does not meet NEEDS criteria"]
["PSEG Essex Generating Station",2401,"114","Combustion Turbine","New Jersey",46,"Dropped - Units whose status does not meet NEEDS criteria"]
["PSEG Mercer Generating Station",2408,"3","Combustion Turbine","New Jersey",115,"Dropped - Units whose status does not meet NEEDS criteria"]
["PSEG National Park Generating Station",2409,"1","Combustion Turbine","New Jersey",21,"Dropped - Units whose status does not meet NEEDS criteria"]
["PSEG Sewaren Generating Station",2411,"6","Combustion Turbine","New Jersey",105,"Dropped - Units whose status does not meet NEEDS criteria"]
["Miami Fort",2832,"6","Coal Steam","Ohio",163,"Dropped - Units whose status does not meet NEEDS criteria"]
["O H Hutchings",2848,"1","Coal Steam","Ohio",58,"Dropped - Units whose status does not meet NEEDS criteria"]
["O H Hutchings",2848,"2","Coal Steam","Ohio",55,"Dropped - Units whose status does not meet NEEDS criteria"]
["O H Hutchings",2848,"3","Coal Steam","Ohio",63,"Dropped - Units whose status does not meet NEEDS criteria"]
["O H Hutchings",2848,"5","Coal Steam","Ohio",63,"Dropped - Units whose status does not meet NEEDS criteria"]
["O H Hutchings",2848,"6","Coal Steam","Ohio",63,"Dropped - Units whose status does not meet NEEDS criteria"]
["Boomer Lake Station",3000,"1","O/G Steam","Oklahoma",11.5,"Dropped - Units whose status does not meet NEEDS criteria"]
["Glen Lyn",3776,"5","Coal Steam","Virginia",90,"Dropped - Units whose status does not meet NEEDS criteria"]
["Glen Lyn",3776,"6","Coal Steam","Virginia",235,"Dropped - Units whose status does not meet NEEDS criteria"]
["Pulliam",4072,"5","Coal Steam","Wisconsin",47.7,"Dropped - Units whose status does not meet NEEDS criteria"]
["Pulliam",4072,"6","Coal Steam","Wisconsin",69.8,"Dropped - Units whose status does not meet NEEDS criteria"]
["Weston",4078,"1","Coal Steam","Wisconsin",50.7,"Dropped - Units whose status does not meet NEEDS criteria"]
["Cutrale Citrus Juices USA II",10188,"GEN4","Combustion Turbine","Florida",4.3,"Dropped - Units whose status does not meet NEEDS criteria"]
["Central Plant",10280,"ENG3","Combustion Turbine","South Carolina",1.1,"Dropped - Units whose status does not meet NEEDS criteria"]
["Copper Dam Plant",10323,"GEN1","Hydro","Oregon",1,"Dropped - Units whose status does not meet NEEDS criteria"]
["Copper Dam Plant",10323,"GEN2","Hydro","Oregon",0.5,"Dropped - Units whose status does not meet NEEDS criteria"]
["Pfizer Groton Plant",54236,"TG 2","O/G Steam","Connecticut",2.5,"Dropped - Units whose status does not meet NEEDS criteria"]
["HF Sinclair Puget Sound Refining",54268,"STG1","Combined Cycle","Washington",26,"Dropped - Units whose status does not meet NEEDS criteria"]
["DeKalb County Green Energy Facility",57013,"1","Landfill Gas","Georgia",1.6,"Dropped - Units whose status does not meet NEEDS criteria"]
["DeKalb County Green Energy Facility",57013,"2","Landfill Gas","Georgia",1.6,"Dropped - Units whose status does not meet NEEDS criteria"]
["LIRR Malverne Wayside Energy Storage Sys",60479,"BA1","Energy Storage","New York",1,"Dropped - Units whose status does not meet NEEDS criteria"]
["LIRR Malverne Wayside Energy Storage Sys",60479,"BA2","Energy Storage","New York",1,"Dropped - Units whose status does not meet NEEDS criteria"]
["Vero Beach Municipal Power Plant",693,"4","O/G Steam","Florida",56,"Dropped - Units whose status does not meet NEEDS criteria"]
["Big Sandy",1353,"2","Coal Steam","Kentucky",800,"Dropped - Units whose status does not meet NEEDS criteria"]
["B C Cobb",1695,"1","O/G Steam","Michigan",54,"Dropped - Units whose status does not meet NEEDS criteria"]
["B C Cobb",1695,"2","O/G Steam","Michigan",65,"Dropped - Units whose status does not meet NEEDS criteria"]
["B C Cobb",1695,"3","O/G Steam","Michigan",68,"Dropped - Units whose status does not meet NEEDS criteria"]
["Thetford",1719,"1","Combustion Turbine","Michigan",22,"Dropped - Units whose status does not meet NEEDS criteria"]
["J C Weadock",1720,"A","Combustion Turbine","Michigan",13,"Dropped - Units whose status does not meet NEEDS criteria"]
["J R Whiting",1723,"A","Combustion Turbine","Michigan",13,"Dropped - Units whose status does not meet NEEDS criteria"]
["Marshall (MI)",1844,"IC2","Combustion Turbine","Michigan",0.9,"Dropped - Units whose status does not meet NEEDS criteria"]
["Marshall (MI)",1844,"IC4","Combustion Turbine","Michigan",0.7,"Dropped - Units whose status does not meet NEEDS criteria"]
["Cedar Station",2380,"CED1","Combustion Turbine","New Jersey",42.7,"Dropped - Units whose status does not meet NEEDS criteria"]
["Cedar Station",2380,"CED2","Combustion Turbine","New Jersey",22.7,"Dropped - Units whose status does not meet NEEDS criteria"]
["Middle Station",2382,"MID1","Combustion Turbine","New Jersey",19.2,"Dropped - Units whose status does not meet NEEDS criteria"]
["Middle Station",2382,"MID2","Combustion Turbine","New Jersey",19.4,"Dropped - Units whose status does not meet NEEDS criteria"]
["Middle Station",2382,"MID3","Combustion Turbine","New Jersey",34.8,"Dropped - Units whose status does not meet NEEDS criteria"]
["Missouri Avenue",2383,"MISB","Combustion Turbine","New Jersey",18.5,"Dropped - Units whose status does not meet NEEDS criteria"]
["Missouri Avenue",2383,"MISC","Combustion Turbine","New Jersey",20.5,"Dropped - Units whose status does not meet NEEDS criteria"]
["Missouri Avenue",2383,"MISD","Combustion Turbine","New Jersey",20.5,"Dropped - Units whose status does not meet NEEDS criteria"]
["Werner",2385,"GT1","Combustion Turbine","New Jersey",46,"Dropped - Units whose status does not meet NEEDS criteria"]
["Werner",2385,"GT2","Combustion Turbine","New Jersey",46,"Dropped - Units whose status does not meet NEEDS criteria"]
["Werner",2385,"GT3","Combustion Turbine","New Jersey",46,"Dropped - Units whose status does not meet NEEDS criteria"]
["Werner",2385,"GT4","Combustion Turbine","New Jersey",46,"Dropped - Units whose status does not meet NEEDS criteria"]
["Gilbert",2393,"C1","Combustion Turbine","New Jersey",20,"Dropped - Units whose status does not meet NEEDS criteria"]
["Gilbert",2393,"C2","Combustion Turbine","New Jersey",22,"Dropped - Units whose status does not meet NEEDS criteria"]
["Gilbert",2393,"C3","Combustion Turbine","New Jersey",22,"Dropped - Units whose status does not meet NEEDS criteria"]
["Gilbert",2393,"C4","Combustion Turbine","New Jersey",22,"Dropped - Units whose status does not meet NEEDS criteria"]
["PSEG Essex Generating Station",2401,"121","Combustion Turbine","New Jersey",46,"Dropped - Units whose status does not meet NEEDS criteria"]
["PSEG Essex Generating Station",2401,"122","Combustion Turbine","New Jersey",46,"Dropped - Units whose status does not meet NEEDS criteria"]
["PSEG Essex Generating Station",2401,"123","Combustion Turbine","New Jersey",46,"Dropped - Units whose status does not meet NEEDS criteria"]
["PSEG Essex Generating Station",2401,"124","Combustion Turbine","New Jersey",46,"Dropped - Units whose status does not meet NEEDS criteria"]
["Picway",2843,"5","Coal Steam","Ohio",95,"Dropped - Units whose status does not meet NEEDS criteria"]
["Muskingum River",2872,"1","Coal Steam","Ohio",190,"Dropped - Units whose status does not meet NEEDS criteria"]
["Muskingum River",2872,"2","Coal Steam","Ohio",190,"Dropped - Units whose status does not meet NEEDS criteria"]
["Muskingum River",2872,"3","Coal Steam","Ohio",205,"Dropped - Units whose status does not meet NEEDS criteria"]
["Muskingum River",2872,"4","Coal Steam","Ohio",205,"Dropped - Units whose status does not meet NEEDS criteria"]
["Muskingum River",2872,"5","Coal Steam","Ohio",585,"Dropped - Units whose status does not meet NEEDS criteria"]
["Kammer",3947,"1","Coal Steam","West Virginia",200,"Dropped - Units whose status does not meet NEEDS criteria"]
["Kammer",3947,"2","Coal Steam","West Virginia",200,"Dropped - Units whose status does not meet NEEDS criteria"]
["Kammer",3947,"3","Coal Steam","West Virginia",200,"Dropped - Units whose status does not meet NEEDS criteria"]
["Glen Gardner",8227,"1","Combustion Turbine","New Jersey",18,"Dropped - Units whose status does not meet NEEDS criteria"]
["Glen Gardner",8227,"2","Combustion Turbine","New Jersey",18,"Dropped - Units whose status does not meet NEEDS criteria"]
["Glen Gardner",8227,"3","Combustion Turbine","New Jersey",18,"Dropped - Units whose status does not meet NEEDS criteria"]
["Glen Gardner",8227,"4","Combustion Turbine","New Jersey",18,"Dropped - Units whose status does not meet NEEDS criteria"]
["Glen Gardner",8227,"5","Combustion Turbine","New Jersey",18,"Dropped - Units whose status does not meet NEEDS criteria"]
["Glen Gardner",8227,"6","Combustion Turbine","New Jersey",18,"Dropped - Units whose status does not meet NEEDS criteria"]
["Glen Gardner",8227,"7","Combustion Turbine","New Jersey",18,"Dropped - Units whose status does not meet NEEDS criteria"]
["Glen Gardner",8227,"8","Combustion Turbine","New Jersey",18,"Dropped - Units whose status does not meet NEEDS criteria"]
["John Deere Harvester Works",10039,"GEN7","Coal Steam","Illinois",0.8,"Dropped - Units whose status does not meet NEEDS criteria"]
["Taconite Harbor Energy Center",10075,"GEN3","Coal Steam","Minnesota",83.6,"Dropped - Units whose status does not meet NEEDS criteria"]
["Iowa Methodist Medical Center",10655,"1","Combustion Turbine","Iowa",1.5,"Dropped - Units whose status does not meet NEEDS criteria"]
["Iowa Methodist Medical Center",10655,"2","Combustion Turbine","Iowa",1.5,"Dropped - Units whose status does not meet NEEDS criteria"]
["Iowa Methodist Medical Center",10655,"3","Combustion Turbine","Iowa",0.5,"Dropped - Units whose status does not meet NEEDS criteria"]
["AES Beaver Valley Partners Beaver Valley",10676,"GEN2","Coal Steam","Pennsylvania",32,"Dropped - Units whose status does not meet NEEDS criteria"]
["AES Beaver Valley Partners Beaver Valley",10676,"GEN3","Coal Steam","Pennsylvania",114,"Dropped - Units whose status does not meet NEEDS criteria"]
["ESI Project",50819,"GEN1","Onshore Wind","California",1.2,"Dropped - Units whose status does not meet NEEDS criteria"]
["Sierra Nevada Brewing Co Hybrid",58585,"FCE","Fuel Cell","California",1,"Dropped - Units whose status does not meet NEEDS criteria"]
["IFF Hazlet",60709,"ROOF","Solar PV","New Jersey",0.6,"Dropped - Units whose status does not meet NEEDS criteria"]
["Beluga",96,"8","Combined Cycle","Alaska",44,"Dropped - Units whose status does not meet NEEDS criteria"]
["Scholz",642,"1","Coal Steam","Florida",46,"Dropped - Units whose status does not meet NEEDS criteria"]
["Scholz",642,"2","Coal Steam","Florida",46,"Dropped - Units whose status does not meet NEEDS criteria"]
["Harllee Branch",709,"1","Coal Steam","Georgia",266,"Dropped - Units whose status does not meet NEEDS criteria"]
["Harllee Branch",709,"3","Coal Steam","Georgia",488,"Dropped - Units whose status does not meet NEEDS criteria"]
["Harllee Branch",709,"4","Coal Steam","Georgia",507,"Dropped - Units whose status does not meet NEEDS criteria"]
["McManus",715,"1","O/G Steam","Georgia",43,"Dropped - Units whose status does not meet NEEDS criteria"]
["McManus",715,"2","O/G Steam","Georgia",79,"Dropped - Units whose status does not meet NEEDS criteria"]
["Yates",728,"1","Coal Steam","Georgia",97,"Dropped - Units whose status does not meet NEEDS criteria"]
["Yates",728,"2","Coal Steam","Georgia",103,"Dropped - Units whose status does not meet NEEDS criteria"]
["Yates",728,"3","Coal Steam","Georgia",111,"Dropped - Units whose status does not meet NEEDS criteria"]
["Yates",728,"4","Coal Steam","Georgia",133,"Dropped - Units whose status does not meet NEEDS criteria"]
["Yates",728,"5","Coal Steam","Georgia",135,"Dropped - Units whose status does not meet NEEDS criteria"]
["Will County",884,"3","Coal Steam","Illinois",251,"Dropped - Units whose status does not meet NEEDS criteria"]
["Cane Run",1363,"6","Coal Steam","Kentucky",240,"Dropped - Units whose status does not meet NEEDS criteria"]
["Dale",1385,"1","Coal Steam","Kentucky",23,"Dropped - Units whose status does not meet NEEDS criteria"]
["Dale",1385,"2","Coal Steam","Kentucky",23,"Dropped - Units whose status does not meet NEEDS criteria"]
["Trenton Channel",1745,"8","Coal Steam","Michigan",100,"Dropped - Units whose status does not meet NEEDS criteria"]
["Black Dog",1904,"3","Coal Steam","Minnesota",79,"Dropped - Units whose status does not meet NEEDS criteria"]
["Black Dog",1904,"4","Coal Steam","Minnesota",153,"Dropped - Units whose status does not meet NEEDS criteria"]
["Key City",1914,"1","Combustion Turbine","Minnesota",8,"Dropped - Units whose status does not meet NEEDS criteria"]
["Key City",1914,"2","Combustion Turbine","Minnesota",8,"Dropped - Units whose status does not meet NEEDS criteria"]
["Key City",1914,"3","Combustion Turbine","Minnesota",13,"Dropped - Units whose status does not meet NEEDS criteria"]
["Key City",1914,"4","Combustion Turbine","Minnesota",13,"Dropped - Units whose status does not meet NEEDS criteria"]
["Odessa",2148,"3","Combustion Turbine","Missouri",1.8,"Dropped - Units whose status does not meet NEEDS criteria"]
["Odessa",2148,"6","Combustion Turbine","Missouri",2.7,"Dropped - Units whose status does not meet NEEDS criteria"]
["Odessa",2148,"IC4","Combustion Turbine","Missouri",0.8,"Dropped - Units whose status does not meet NEEDS criteria"]
["FirstEnergy Ashtabula",2835,"5","Coal Steam","Ohio",244,"Dropped - Units whose status does not meet NEEDS criteria"]
["FirstEnergy Eastlake",2837,"1","Coal Steam","Ohio",132,"Dropped - Units whose status does not meet NEEDS criteria"]
["FirstEnergy Eastlake",2837,"2","Coal Steam","Ohio",132,"Dropped - Units whose status does not meet NEEDS criteria"]
["FirstEnergy Eastlake",2837,"3","Coal Steam","Ohio",132,"Dropped - Units whose status does not meet NEEDS criteria"]
["FirstEnergy Lake Shore",2838,"18","Coal Steam","Ohio",245,"Dropped - Units whose status does not meet NEEDS criteria"]
["FirstEnergy Lake Shore",2838,"IC1","Combustion Turbine","Ohio",2,"Dropped - Units whose status does not meet NEEDS criteria"]
["FirstEnergy Lake Shore",2838,"IC2","Combustion Turbine","Ohio",2,"Dropped - Units whose status does not meet NEEDS criteria"]
["Carbon",3644,"1","Coal Steam","Utah",67,"Dropped - Units whose status does not meet NEEDS criteria"]
["Carbon",3644,"2","Coal Steam","Utah",105,"Dropped - Units whose status does not meet NEEDS criteria"]
["White Pine Electric Power",10148,"GEN2","O/G Steam","Michigan",18,"Dropped - Units whose status does not meet NEEDS criteria"]
["Juniata Locomotive Shop",10302,"GEN1","Coal Steam","Pennsylvania",0.4,"Dropped - Units whose status does not meet NEEDS criteria"]
["Juniata Locomotive Shop",10302,"GEN2","Coal Steam","Pennsylvania",0.3,"Dropped - Units whose status does not meet NEEDS criteria"]
["Altamont Midway Ltd",50001,"WTGS","Onshore Wind","California",10.9,"Dropped - Units whose status does not meet NEEDS criteria"]
["Oceanside Energy",50348,"OS3","Landfill Gas","New York",0.6,"Dropped - Units whose status does not meet NEEDS criteria"]
["Covanta Wallingford Energy",50664,"GEN1","Municipal Solid Waste","Connecticut",8.4,"Dropped - Units whose status does not meet NEEDS criteria"]
["Dyer Road",50818,"GEN1","Onshore Wind","California",10.5,"Dropped - Units whose status does not meet NEEDS criteria"]
["New Albany Energy Facility",55080,"1","Combustion Turbine","Mississippi",60,"Dropped - Units whose status does not meet NEEDS criteria"]
["New Albany Energy Facility",55080,"2","Combustion Turbine","Mississippi",60,"Dropped - Units whose status does not meet NEEDS criteria"]
["New Albany Energy Facility",55080,"3","Combustion Turbine","Mississippi",60,"Dropped - Units whose status does not meet NEEDS criteria"]
["New Albany Energy Facility",55080,"4","Combustion Turbine","Mississippi",60,"Dropped - Units whose status does not meet NEEDS criteria"]
["New Albany Energy Facility",55080,"5","Combustion Turbine","Mississippi",60,"Dropped - Units whose status does not meet NEEDS criteria"]
["New Albany Energy Facility",55080,"6","Combustion Turbine","Mississippi",60,"Dropped - Units whose status does not meet NEEDS criteria"]
["SJ/SC WPCP",56080,"E3","Non-Fossil Waste","California",0.8,"Dropped - Units whose status does not meet NEEDS criteria"]
["Lopez Canyon",57730,"1","Landfill Gas","California",1.5,"Dropped - Units whose status does not meet NEEDS criteria"]
["Suzlon Project VIII LLC",57741,"SP95","Onshore Wind","Texas",2.1,"Dropped - Units whose status does not meet NEEDS criteria"]
["Colton Plant",57907,"1","Coal Steam","California",14.3,"Dropped - Units whose status does not meet NEEDS criteria"]
["Colton Plant",57907,"2","Coal Steam","California",14.3,"Dropped - Units whose status does not meet NEEDS criteria"]
["Osceola (AR)",172,"13","Combustion Turbine","Arkansas",1.6,"Dropped - Units whose status does not meet NEEDS criteria"]
["Osceola (AR)",172,"14","Combustion Turbine","Arkansas",1.6,"Dropped - Units whose status does not meet NEEDS criteria"]
["Frank E Ratts",1043,"1","Coal Steam","Indiana",110,"Dropped - Units whose status does not meet NEEDS criteria"]
["Frank E Ratts",1043,"2","Coal Steam","Indiana",100,"Dropped - Units whose status does not meet NEEDS criteria"]
["Walter Scott Jr Energy Center",1082,"1","Coal Steam","Iowa",37.4,"Dropped - Units whose status does not meet NEEDS criteria"]
["Walter Scott Jr Energy Center",1082,"2","Coal Steam","Iowa",80.8,"Dropped - Units whose status does not meet NEEDS criteria"]
["Medway",1474,"IC1","Combustion Turbine","Maine",2,"Dropped - Units whose status does not meet NEEDS criteria"]
["Medway",1474,"IC2","Combustion Turbine","Maine",2,"Dropped - Units whose status does not meet NEEDS criteria"]
["Medway",1474,"IC3","Combustion Turbine","Maine",2,"Dropped - Units whose status does not meet NEEDS criteria"]
["Medway",1474,"IC4","Combustion Turbine","Maine",2,"Dropped - Units whose status does not meet NEEDS criteria"]
["J E Corette Plant",2187,"1","Coal Steam","Montana",130,"Dropped - Units whose status does not meet NEEDS criteria"]
["Animas",2465,"1","Combined Cycle","New Mexico",3,"Dropped - Units whose status does not meet NEEDS criteria"]
["Animas",2465,"2","Combined Cycle","New Mexico",3,"Dropped - Units whose status does not meet NEEDS criteria"]
["Cardinal Cogen",10168,"GTG1","Combined Cycle","California",42.1,"Dropped - Units whose status does not meet NEEDS criteria"]
["Cardinal Cogen",10168,"STG1","Combined Cycle","California",9.4,"Dropped - Units whose status does not meet NEEDS criteria"]
["Beacon Power Flywheel System 1",57711,"TYN1","Energy Storage","Massachusetts",1,"Dropped - Units whose status does not meet NEEDS criteria"]
["Cross Oil Refining & Marketing, Inc",58077,"CROSS","Combustion Turbine","Arkansas",3.5,"Dropped - Units whose status does not meet NEEDS criteria"]
["West Campus Steam Plant",58194,"WC 2","Coal Steam","Pennsylvania",0.5,"Dropped - Units whose status does not meet NEEDS criteria"]
["West Campus Steam Plant",58194,"WC 3","Coal Steam","Pennsylvania",0.6,"Dropped - Units whose status does not meet NEEDS criteria"]
["Howard Bend",2102,"1","Combustion Turbine","Missouri",39,"Dropped - Units whose status does not meet NEEDS criteria"]
["Cargill Corn Wet Milling Plant",10729,"GEN1","Coal Steam","Tennessee",10.3,"Dropped - Units whose status does not meet NEEDS criteria"]
["DeSoto County Plant",55422,"DES1","Combustion Turbine","Florida",159,"Dropped - Units whose status does not meet NEEDS criteria"]
["DeSoto County Plant",55422,"DES2","Combustion Turbine","Florida",161,"Dropped - Units whose status does not meet NEEDS criteria"]
["Mason County LFGTE",56977,"1","Landfill Gas","Kentucky",1.6,"Dropped - Units whose status does not meet NEEDS criteria"]
["Minden",1447,"3","Combustion Turbine","Louisiana",2,"Dropped - Units whose status does not meet NEEDS criteria"]
["Minden",1447,"4","Combustion Turbine","Louisiana",2,"Dropped - Units whose status does not meet NEEDS criteria"]
["Minden",1447,"5","Combustion Turbine","Louisiana",1.3,"Dropped - Units whose status does not meet NEEDS criteria"]
["Minden",1447,"7","Combustion Turbine","Louisiana",1.8,"Dropped - Units whose status does not meet NEEDS criteria"]
["Howland Hydro Station",1472,"HL01","Hydro","Maine",0.6,"Dropped - Units whose status does not meet NEEDS criteria"]
["Howland Hydro Station",1472,"HL02","Hydro","Maine",0.6,"Dropped - Units whose status does not meet NEEDS criteria"]
["Howland Hydro Station",1472,"HL03","Hydro","Maine",0.6,"Dropped - Units whose status does not meet NEEDS criteria"]
["Chesapeake",3803,"3","Coal Steam","Virginia",156,"Dropped - Units whose status does not meet NEEDS criteria"]
["Chesapeake",3803,"ST1","Coal Steam","Virginia",111,"Dropped - Units whose status does not meet NEEDS criteria"]
["Chesapeake",3803,"ST2","Coal Steam","Virginia",111,"Dropped - Units whose status does not meet NEEDS criteria"]
["Chesapeake",3803,"ST4","Coal Steam","Virginia",217,"Dropped - Units whose status does not meet NEEDS criteria"]
["Bayou Cogen Plant",10298,"GEN4","Combustion Turbine","Texas",65,"Dropped - Units whose status does not meet NEEDS criteria"]
["Morton Salt Rittman",54335,"GEN1","Coal Steam","Ohio",1.5,"Dropped - Units whose status does not meet NEEDS criteria"]
["Presence Saint Mary of Nazareth Hospital",54886,"GEN2","Combustion Turbine","Illinois",0.8,"Dropped - Units whose status does not meet NEEDS criteria"]
["Albany Brewery",57936,"GEN1","Coal Steam","Georgia",2.5,"Dropped - Units whose status does not meet NEEDS criteria"]
["Kearny",303,"KEA1","Combustion Turbine","California",16,"Dropped - Units whose status does not meet NEEDS criteria"]
["Coolwater",329,"1","O/G Steam","California",65,"Dropped - Units whose status does not meet NEEDS criteria"]
["Coolwater",329,"2","O/G Steam","California",82,"Dropped - Units whose status does not meet NEEDS criteria"]
["Coolwater",329,"30","Combined Cycle","California",99,"Dropped - Units whose status does not meet NEEDS criteria"]
["Coolwater",329,"31","Combined Cycle","California",73,"Dropped - Units whose status does not meet NEEDS criteria"]
["Coolwater",329,"32","Combined Cycle","California",73,"Dropped - Units whose status does not meet NEEDS criteria"]
["Coolwater",329,"40","Combined Cycle","California",99,"Dropped - Units whose status does not meet NEEDS criteria"]
["Coolwater",329,"41","Combined Cycle","California",73.5,"Dropped - Units whose status does not meet NEEDS criteria"]
["Coolwater",329,"42","Combined Cycle","California",73.5,"Dropped - Units whose status does not meet NEEDS criteria"]
["Rantoul",958,"2","Combustion Turbine","Illinois",0.7,"Dropped - Units whose status does not meet NEEDS criteria"]
["Rantoul",958,"4","Combustion Turbine","Illinois",0.7,"Dropped - Units whose status does not meet NEEDS criteria"]
["Murray Gill",1242,"1","O/G Steam","Kansas",37,"Dropped - Units whose status does not meet NEEDS criteria"]
["Murray Gill",1242,"2","O/G Steam","Kansas",48,"Dropped - Units whose status does not meet NEEDS criteria"]
["Jetmore",1292,"1","Combustion Turbine","Kansas",1,"Dropped - Units whose status does not meet NEEDS criteria"]
["Jetmore",1292,"2","Combustion Turbine","Kansas",0.4,"Dropped - Units whose status does not meet NEEDS criteria"]
["Jetmore",1292,"5","Combustion Turbine","Kansas",1.5,"Dropped - Units whose status does not meet NEEDS criteria"]
["Jetmore",1292,"6","Combustion Turbine","Kansas",1.2,"Dropped - Units whose status does not meet NEEDS criteria"]
["Jetmore",1292,"7","Combustion Turbine","Kansas",0.9,"Dropped - Units whose status does not meet NEEDS criteria"]
["Lieberman",1417,"1","O/G Steam","Louisiana",25,"Dropped - Units whose status does not meet NEEDS criteria"]
["Reid Gardner",2324,"1","Coal Steam","Nevada",100,"Dropped - Units whose status does not meet NEEDS criteria"]
["Reid Gardner",2324,"2","Coal Steam","Nevada",100,"Dropped - Units whose status does not meet NEEDS criteria"]
["Reid Gardner",2324,"3","Coal Steam","Nevada",98,"Dropped - Units whose status does not meet NEEDS criteria"]
["Tracy",2336,"ST1","O/G Steam","Nevada",53,"Dropped - Units whose status does not meet NEEDS criteria"]
["Tracy",2336,"ST2","O/G Steam","Nevada",83,"Dropped - Units whose status does not meet NEEDS criteria"]
["Walter C Beckjord",2830,"GT1","Combustion Turbine","Ohio",47,"Dropped - Units whose status does not meet NEEDS criteria"]
["Walter C Beckjord",2830,"GT2","Combustion Turbine","Ohio",47,"Dropped - Units whose status does not meet NEEDS criteria"]
["Walter C Beckjord",2830,"GT3","Combustion Turbine","Ohio",47,"Dropped - Units whose status does not meet NEEDS criteria"]
["Walter C Beckjord",2830,"GT4","Combustion Turbine","Ohio",47,"Dropped - Units whose status does not meet NEEDS criteria"]
["Lake Creek",3502,"D1","Combustion Turbine","Texas",2,"Dropped - Units whose status does not meet NEEDS criteria"]
["Lake Creek",3502,"D2","Combustion Turbine","Texas",2,"Dropped - Units whose status does not meet NEEDS criteria"]
["Lake Creek",3502,"D3","Combustion Turbine","Texas",2,"Dropped - Units whose status does not meet NEEDS criteria"]
["Lake Creek",3502,"ST1","O/G Steam","Texas",87,"Dropped - Units whose status does not meet NEEDS criteria"]
["Lake Creek",3502,"ST2","O/G Steam","Texas",230,"Dropped - Units whose status does not meet NEEDS criteria"]
["North Texas",3627,"1","O/G Steam","Texas",16.5,"Dropped - Units whose status does not meet NEEDS criteria"]
["North Texas",3627,"2","O/G Steam","Texas",16.5,"Dropped - Units whose status does not meet NEEDS criteria"]
["Vermont Yankee",3751,"1","Nuclear","Vermont",612.4,"Dropped - Units whose status does not meet NEEDS criteria"]
["Putnam",6246,"1GT1","Combined Cycle","Florida",0,"Dropped - Units whose status does not meet NEEDS criteria"]
["Putnam",6246,"1GT2","Combined Cycle","Florida",0,"Dropped - Units whose status does not meet NEEDS criteria"]
["Putnam",6246,"1ST","Combined Cycle","Florida",249,"Dropped - Units whose status does not meet NEEDS criteria"]
["Putnam",6246,"2GT1","Combined Cycle","Florida",0,"Dropped - Units whose status does not meet NEEDS criteria"]
["Putnam",6246,"2GT2","Combined Cycle","Florida",0,"Dropped - Units whose status does not meet NEEDS criteria"]
["Putnam",6246,"2ST","Combined Cycle","Florida",249,"Dropped - Units whose status does not meet NEEDS criteria"]
["Oilseed Plant",10515,"GEN1","Coal Steam","Virginia",1.6,"Dropped - Units whose status does not meet NEEDS criteria"]
["Brainerd Public Utilities",50636,"VPLS","Coal Steam","Minnesota",0.6,"Dropped - Units whose status does not meet NEEDS criteria"]
["West Point (PA)",52149,"GEN1","O/G Steam","Pennsylvania",3,"Dropped - Units whose status does not meet NEEDS criteria"]
["West Texas Windplant",54966,"WIND","Onshore Wind","Texas",30,"Dropped - Units whose status does not meet NEEDS criteria"]
["MM Tomoka Farms Energy",55162,"UNT1","Landfill Gas","Florida",1.9,"Dropped - Units whose status does not meet NEEDS criteria"]
["Hospira Inc",55788,"GEN1","Combustion Turbine","New York",1.1,"Dropped - Units whose status does not meet NEEDS criteria"]
["Hospira Inc",55788,"GEN2","Combustion Turbine","New York",1.1,"Dropped - Units whose status does not meet NEEDS criteria"]
["Millinocket Mill",55829,"M1S1","O/G Steam","Maine",14.5,"Dropped - Units whose status does not meet NEEDS criteria"]
["Millinocket Mill",55829,"M1S2","O/G Steam","Maine",14.5,"Dropped - Units whose status does not meet NEEDS criteria"]
["Millinocket Mill",55829,"M1S3","O/G Steam","Maine",29.3,"Dropped - Units whose status does not meet NEEDS criteria"]
["Millinocket Mill",55829,"M1S4","O/G Steam","Maine",21.8,"Dropped - Units whose status does not meet NEEDS criteria"]
["Colville Indian Plywood & Veneer",56191,"Gen1","Biomass","Washington",5,"Dropped - Units whose status does not meet NEEDS criteria"]
["Colville Indian Plywood & Veneer",56191,"Gen2","Biomass","Washington",7.5,"Dropped - Units whose status does not meet NEEDS criteria"]
["Westex Windpower Facility",56402,"1","Onshore Wind","Texas",7,"Dropped - Units whose status does not meet NEEDS criteria"]
["Santa Rita Jail Hybrid",58625,"SRJFC","Fuel Cell","California",1,"Dropped - Units whose status does not meet NEEDS criteria"]
["Robert E Ritchie",173,"2","O/G Steam","Arkansas",544,"Dropped - Units whose status does not meet NEEDS criteria"]
["Independence (IA)",1149,"1A","Combustion Turbine","Iowa",1.8,"Dropped - Units whose status does not meet NEEDS criteria"]
["Fair Station",1218,"1","Coal Steam","Iowa",23,"Dropped - Units whose status does not meet NEEDS criteria"]
["Fair Station",1218,"2","Coal Steam","Iowa",41,"Dropped - Units whose status does not meet NEEDS criteria"]
["Gaylord - Consumers",1706,"4","Combustion Turbine","Michigan",12,"Dropped - Units whose status does not meet NEEDS criteria"]
["Dayton (MI)",1727,"1","Combustion Turbine","Michigan",2,"Dropped - Units whose status does not meet NEEDS criteria"]
["Dayton (MI)",1727,"2","Combustion Turbine","Michigan",2,"Dropped - Units whose status does not meet NEEDS criteria"]
["Dayton (MI)",1727,"3","Combustion Turbine","Michigan",2,"Dropped - Units whose status does not meet NEEDS criteria"]
["Dayton (MI)",1727,"4","Combustion Turbine","Michigan",2,"Dropped - Units whose status does not meet NEEDS criteria"]
["Dayton (MI)",1727,"5","Combustion Turbine","Michigan",2,"Dropped - Units whose status does not meet NEEDS criteria"]
["Harbor Beach",1731,"1","Coal Steam","Michigan",95,"Dropped - Units whose status does not meet NEEDS criteria"]
["Harbor Beach",1731,"IC1","Combustion Turbine","Michigan",2,"Dropped - Units whose status does not meet NEEDS criteria"]
["Harbor Beach",1731,"IC2","Combustion Turbine","Michigan",2,"Dropped - Units whose status does not meet NEEDS criteria"]
["Coldwater",1819,"IC5","Combustion Turbine","Michigan",6,"Dropped - Units whose status does not meet NEEDS criteria"]
["L V Sutton Steam",2713,"1","Coal Steam","North Carolina",97,"Dropped - Units whose status does not meet NEEDS criteria"]
["L V Sutton Steam",2713,"2","Coal Steam","North Carolina",90,"Dropped - Units whose status does not meet NEEDS criteria"]
["L V Sutton Steam",2713,"3","Coal Steam","North Carolina",366,"Dropped - Units whose status does not meet NEEDS criteria"]
["Shelby Municipal Light Plant",2943,"1","Coal Steam","Ohio",12,"Dropped - Units whose status does not meet NEEDS criteria"]
["Shelby Municipal Light Plant",2943,"2","Coal Steam","Ohio",12,"Dropped - Units whose status does not meet NEEDS criteria"]
["Shelby Municipal Light Plant",2943,"4","Coal Steam","Ohio",7,"Dropped - Units whose status does not meet NEEDS criteria"]
["Canadys Steam",3280,"2","Coal Steam","South Carolina",115,"Dropped - Units whose status does not meet NEEDS criteria"]
["Canadys Steam",3280,"3","Coal Steam","South Carolina",180,"Dropped - Units whose status does not meet NEEDS criteria"]
["5 in 1 Dam Hydroelectric",10171,"GEN1","Hydro","Iowa",0.7,"Dropped - Units whose status does not meet NEEDS criteria"]
["5 in 1 Dam Hydroelectric",10171,"GEN2","Hydro","Iowa",0.7,"Dropped - Units whose status does not meet NEEDS criteria"]
["5 in 1 Dam Hydroelectric",10171,"GEN3","Hydro","Iowa",0.7,"Dropped - Units whose status does not meet NEEDS criteria"]
["GRS Newby I",10388,"1","Landfill Gas","California",0.5,"Dropped - Units whose status does not meet NEEDS criteria"]
["GRS Newby I",10388,"2","Landfill Gas","California",0.5,"Dropped - Units whose status does not meet NEEDS criteria"]
["GRS Newby I",10388,"3","Landfill Gas","California",0.5,"Dropped - Units whose status does not meet NEEDS criteria"]
["GRS Newby I",10388,"4","Landfill Gas","California",0.5,"Dropped - Units whose status does not meet NEEDS criteria"]
["GRS Menlo Park",10391,"1","Landfill Gas","California",0.5,"Dropped - Units whose status does not meet NEEDS criteria"]
["GRS Menlo Park",10391,"2","Landfill Gas","California",0.5,"Dropped - Units whose status does not meet NEEDS criteria"]
["GRS Menlo Park",10391,"3","Landfill Gas","California",0.5,"Dropped - Units whose status does not meet NEEDS criteria"]
["GRS Menlo Park",10391,"4","Landfill Gas","California",0.5,"Dropped - Units whose status does not meet NEEDS criteria"]
["Merck Sharp & Dohme Cogen Facility",54970,"GEN1","Combustion Turbine","New Jersey",3.4,"Dropped - Units whose status does not meet NEEDS criteria"]
["Merck Sharp & Dohme Cogen Facility",54970,"GEN2","Combustion Turbine","New Jersey",4.2,"Dropped - Units whose status does not meet NEEDS criteria"]
["Mallard Ridge Gas Recovery",55013,"GEN3","Landfill Gas","Wisconsin",0.8,"Dropped - Units whose status does not meet NEEDS criteria"]
["MM Tomoka Farms Energy",55162,"UNT2","Landfill Gas","Florida",1.9,"Dropped - Units whose status does not meet NEEDS criteria"]
["Sierra SunTower Solar Gen Station",57323,"UNIT1","Solar Thermal","California",3.2,"Dropped - Units whose status does not meet NEEDS criteria"]
["Alta Municipal Utilities",1121,"3","Combustion Turbine","Iowa",1,"Dropped - Units whose status does not meet NEEDS criteria"]
["W S Lee",3264,"1","Coal Steam","South Carolina",100,"Dropped - Units whose status does not meet NEEDS criteria"]
["W S Lee",3264,"2","Coal Steam","South Carolina",100,"Dropped - Units whose status does not meet NEEDS criteria"]
["South Norwalk Electric",6598,"6","Combustion Turbine","Connecticut",1.1,"Dropped - Units whose status does not meet NEEDS criteria"]
["Rio Bravo Poso",10769,"UP8","Coal Steam","California",33,"Dropped - Units whose status does not meet NEEDS criteria"]
["Difwind Farms Ltd VII",10815,"GEN1","Onshore Wind","California",21,"Dropped - Units whose status does not meet NEEDS criteria"]
["Vanderbilt University Power Plant",52048,"GEN1","Coal Steam","Tennessee",6.5,"Dropped - Units whose status does not meet NEEDS criteria"]
["Central District Wastewater Treat Plant",54623,"2","Non-Fossil Waste","Florida",1.2,"Dropped - Units whose status does not meet NEEDS criteria"]
["Ridgeview",55925,"GEN3","Landfill Gas","Wisconsin",0.8,"Dropped - Units whose status does not meet NEEDS criteria"]
["Ridgeview",55925,"GEN4","Landfill Gas","Wisconsin",0.8,"Dropped - Units whose status does not meet NEEDS criteria"]
["Timberline Trail Gas Recovery",56525,"GEN1","Landfill Gas","Wisconsin",0.8,"Dropped - Units whose status does not meet NEEDS criteria"]
["Vero Beach Municipal Power Plant",693,"3","O/G Steam","Florida",33,"Dropped - Units whose status does not meet NEEDS criteria"]
["Walter C Beckjord",2830,"5","Coal Steam","Ohio",238,"Dropped - Units whose status does not meet NEEDS criteria"]
["Walter C Beckjord",2830,"6","Coal Steam","Ohio",414,"Dropped - Units whose status does not meet NEEDS criteria"]
["Alma",4140,"5","Coal Steam","Wisconsin",62.1,"Dropped - Units whose status does not meet NEEDS criteria"]
["ACE Cogeneration Facility",10002,"GEN1","Coal Steam","California",101.2,"Dropped - Units whose status does not meet NEEDS criteria"]
["Kinsleys Landfill",10045,"0011","Landfill Gas","New Jersey",0.5,"Dropped - Units whose status does not meet NEEDS criteria"]
["Kinsleys Landfill",10045,"0012","Landfill Gas","New Jersey",0.5,"Dropped - Units whose status does not meet NEEDS criteria"]
["Kinsleys Landfill",10045,"0013","Landfill Gas","New Jersey",0.5,"Dropped - Units whose status does not meet NEEDS criteria"]
["Kinsleys Landfill",10045,"0014","Landfill Gas","New Jersey",0.5,"Dropped - Units whose status does not meet NEEDS criteria"]
["PInova Inc",10120,"GEN6","Biomass","Georgia",2,"Dropped - Units whose status does not meet NEEDS criteria"]
["AG Processing Inc",10223,"E.C.","Coal Steam","Iowa",8.5,"Dropped - Units whose status does not meet NEEDS criteria"]
["Consumer Operations LLC",10360,"GEN10","Coal Steam","Wisconsin",26.4,"Dropped - Units whose status does not meet NEEDS criteria"]
["Consumer Operations LLC",10360,"GEN5","Coal Steam","Wisconsin",7.5,"Dropped - Units whose status does not meet NEEDS criteria"]
["Whiting Mill",10476,"GEN4","Coal Steam","Wisconsin",4.1,"Dropped - Units whose status does not meet NEEDS criteria"]
["Rio Bravo Jasmin",10768,"UP9","Coal Steam","California",33,"Dropped - Units whose status does not meet NEEDS criteria"]
["Texas City Plant Union Carbide",50153,"GTG","Combustion Turbine","Texas",32,"Dropped - Units whose status does not meet NEEDS criteria"]
["Valero Energy Port Arthur Refinery",52108,"GEN1","Combined Cycle","Texas",14,"Dropped - Units whose status does not meet NEEDS criteria"]
["Valero Energy Port Arthur Refinery",52108,"GEN2","Combustion Turbine","Texas",12,"Dropped - Units whose status does not meet NEEDS criteria"]
["Valero Energy Port Arthur Refinery",52108,"GEN4","Fossil Waste","Texas",10,"Dropped - Units whose status does not meet NEEDS criteria"]
["Valero Energy Port Arthur Refinery",52108,"GEN5","Fossil Waste","Texas",10,"Dropped - Units whose status does not meet NEEDS criteria"]
["Valero Energy Port Arthur Refinery",52108,"GEN6","Fossil Waste","Texas",10,"Dropped - Units whose status does not meet NEEDS criteria"]
["Valero Energy Port Arthur Refinery",52108,"GEN7","Fossil Waste","Texas",10,"Dropped - Units whose status does not meet NEEDS criteria"]
["Central District Wastewater Treat Plant",54623,"1","Non-Fossil Waste","Florida",1.2,"Dropped - Units whose status does not meet NEEDS criteria"]
["BNWRD",56176,"1","Combustion Turbine","Illinois",1.8,"Dropped - Units whose status does not meet NEEDS criteria"]
["Patterson Pass",56213,"WND1","Onshore Wind","California",8.1,"Dropped - Units whose status does not meet NEEDS criteria"]
["Patterson Pass",56213,"WND2","Onshore Wind","California",13.8,"Dropped - Units whose status does not meet NEEDS criteria"]
["Winnebago Energy Center LLC",56780,"1","Landfill Gas","Illinois",1.6,"Dropped - Units whose status does not meet NEEDS criteria"]
["Winnebago Energy Center LLC",56780,"2","Landfill Gas","Illinois",1.6,"Dropped - Units whose status does not meet NEEDS criteria"]
["Winnebago Energy Center LLC",56780,"3","Landfill Gas","Illinois",1.6,"Dropped - Units whose status does not meet NEEDS criteria"]
["Winnebago Energy Center LLC",56780,"4","Landfill Gas","Illinois",1.6,"Dropped - Units whose status does not meet NEEDS criteria"]
["Sheraton SD East Tower",57592,"45","Fuel Cell","California",0.3,"Dropped - Units whose status does not meet NEEDS criteria"]
["Sheraton SD East Tower",57592,"47","Fuel Cell","California",0.3,"Dropped - Units whose status does not meet NEEDS criteria"]
["Sheraton SD East Tower",57592,"50","Fuel Cell","California",0.3,"Dropped - Units whose status does not meet NEEDS criteria"]
["Sheraton SD East Tower",57592,"51","Fuel Cell","California",0.3,"Dropped - Units whose status does not meet NEEDS criteria"]
["Arizona Western College PV",57765,"GV1","Solar PV","Arizona",0.5,"Dropped - Units whose status does not meet NEEDS criteria"]
["Arizona Western College PV",57765,"GV2","Solar PV","Arizona",0.5,"Dropped - Units whose status does not meet NEEDS criteria"]
["Lamar Plant",508,"5","Combustion Turbine","Colorado",4.2,"Dropped - Units whose status does not meet NEEDS criteria"]
["Lamar Plant",508,"6","Coal Steam","Colorado",15,"Dropped - Units whose status does not meet NEEDS criteria"]
["Riverton",1239,"7","O/G Steam","Kansas",38,"Dropped - Units whose status does not meet NEEDS criteria"]
["Coldwater",1819,"IC4","Combustion Turbine","Michigan",2.5,"Dropped - Units whose status does not meet NEEDS criteria"]
["Alma",4140,"4","Coal Steam","Wisconsin",40.4,"Dropped - Units whose status does not meet NEEDS criteria"]
["John Deere Harvester Works",10039,"GEN2","Coal Steam","Illinois",2,"Dropped - Units whose status does not meet NEEDS criteria"]
["Bayou Cogen Plant",10298,"GEN3","Combustion Turbine","Texas",65,"Dropped - Units whose status does not meet NEEDS criteria"]
["Entenmanns Energy Center",54541,"1","Combustion Turbine","New York",1.3,"Dropped - Units whose status does not meet NEEDS criteria"]
["Entenmanns Energy Center",54541,"2","Combustion Turbine","New York",1.3,"Dropped - Units whose status does not meet NEEDS criteria"]
["Entenmanns Energy Center",54541,"3","Combustion Turbine","New York",1.3,"Dropped - Units whose status does not meet NEEDS criteria"]
["Entenmanns Energy Center",54541,"4","Combustion Turbine","New York",1.3,"Dropped - Units whose status does not meet NEEDS criteria"]
["Ausra Kimberlina Solar Generation",56943,"1","Solar Thermal","California",3.5,"Dropped - Units whose status does not meet NEEDS criteria"]
["NCAH Central Utility Plant",58265,"EP-2","Combustion Turbine","Iowa",0.6,"Dropped - Units whose status does not meet NEEDS criteria"]
["ACI Energy Partners LLC",58442,"GEN1","Combustion Turbine","New Jersey",7.2,"Dropped - Units whose status does not meet NEEDS criteria"]
["Blue Lake Hydro",93,"1","Hydro","Alaska",3.5,"Dropped - Units whose status does not meet NEEDS criteria"]
["Blue Lake Hydro",93,"2","Hydro","Alaska",3.5,"Dropped - Units whose status does not meet NEEDS criteria"]
["PSEG Kearny Generating Station",2404,"9","Combustion Turbine","New Jersey",21,"Dropped - Units whose status does not meet NEEDS criteria"]
["Wanapum",3888,"9","Hydro","Washington",103.8,"Dropped - Units whose status does not meet NEEDS criteria"]
["Yakutat",6637,"4A","Combustion Turbine","Alaska",1.1,"Dropped - Units whose status does not meet NEEDS criteria"]
["Santa Maria Cogen Plant",10733,"GEN1","Combustion Turbine","California",7,"Dropped - Units whose status does not meet NEEDS criteria"]
["Suwannee River Chemical Complex",50473,"SRC","Energy Storage","Florida",27.3,"Dropped - Units whose status does not meet NEEDS criteria"]
["Versailles Mill",54657,"NO1","O/G Steam","Connecticut",14,"Dropped - Units whose status does not meet NEEDS criteria"]
["Nashua Plant",55006,"UNT1","Landfill Gas","New Hampshire",2,"Dropped - Units whose status does not meet NEEDS criteria"]
["Delaware Mountain Windfarm",55399,"01","Onshore Wind","Texas",23.3,"Dropped - Units whose status does not meet NEEDS criteria"]
["Widows Creek",50,"1","Coal Steam","Alabama",111,"Dropped - Units whose status does not meet NEEDS criteria"]
["Widows Creek",50,"2","Coal Steam","Alabama",111,"Dropped - Units whose status does not meet NEEDS criteria"]
["Widows Creek",50,"4","Coal Steam","Alabama",111,"Dropped - Units whose status does not meet NEEDS criteria"]
["Widows Creek",50,"6","Coal Steam","Alabama",111,"Dropped - Units whose status does not meet NEEDS criteria"]
["Marshall (MO)",2144,"3","O/G Steam","Missouri",3.9,"Dropped - Units whose status does not meet NEEDS criteria"]
["Sunbury Generation LP",3152,"1","Coal Steam","Pennsylvania",80,"Dropped - Units whose status does not meet NEEDS criteria"]
["Sunbury Generation LP",3152,"2","Coal Steam","Pennsylvania",80,"Dropped - Units whose status does not meet NEEDS criteria"]
["Sunbury Generation LP",3152,"3","Coal Steam","Pennsylvania",94,"Dropped - Units whose status does not meet NEEDS criteria"]
["Sunbury Generation LP",3152,"4","Coal Steam","Pennsylvania",128,"Dropped - Units whose status does not meet NEEDS criteria"]
["Bryan (TX)",3561,"3","O/G Steam","Texas",12,"Dropped - Units whose status does not meet NEEDS criteria"]
["Bryan (TX)",3561,"4","O/G Steam","Texas",22,"Dropped - Units whose status does not meet NEEDS criteria"]
["Bryan (TX)",3561,"5","O/G Steam","Texas",25,"Dropped - Units whose status does not meet NEEDS criteria"]
["Bryan (TX)",3561,"6","O/G Steam","Texas",50,"Dropped - Units whose status does not meet NEEDS criteria"]
["Loma Linda University Cogen",10206,"GEN3","Combined Cycle","California",1.2,"Dropped - Units whose status does not meet NEEDS criteria"]
["Sierra Power",50068,"WEST","Biomass","California",7,"Dropped - Units whose status does not meet NEEDS criteria"]
["Trinity Oaks Energy",57877,"UNT1","Landfill Gas","Texas",1.5,"Dropped - Units whose status does not meet NEEDS criteria"]
["Trinity Oaks Energy",57877,"UNT2","Landfill Gas","Texas",1.5,"Dropped - Units whose status does not meet NEEDS criteria"]
["Fort Worth Methane",57878,"UNT1","Landfill Gas","Texas",1.5,"Dropped - Units whose status does not meet NEEDS criteria"]
["CJTS Energy Center",58365,"UNIT1","Fuel Cell","Connecticut",0.2,"Dropped - Units whose status does not meet NEEDS criteria"]
["CJTS Energy Center",58365,"UNIT2","Fuel Cell","Connecticut",0.2,"Dropped - Units whose status does not meet NEEDS criteria"]
["CJTS Energy Center",58365,"UNIT3","Fuel Cell","Connecticut",0.2,"Dropped - Units whose status does not meet NEEDS criteria"]
["CJTS Energy Center",58365,"UNIT5","Fuel Cell","Connecticut",0.2,"Dropped - Units whose status does not meet NEEDS criteria"]
["Shawnee",1379,"10","Coal Steam","Kentucky",124,"Dropped - Units whose status does not meet NEEDS criteria"]
["Riverside (MD)",1559,"GT6","Combustion Turbine","Maryland",115,"Dropped - Units whose status does not meet NEEDS criteria"]
["Mount Tom",1606,"1","Coal Steam","Massachusetts",143.6,"Dropped - Units whose status does not meet NEEDS criteria"]
["Salem Harbor",1626,"1","Coal Steam","Massachusetts",79.7,"Dropped - Units whose status does not meet NEEDS criteria"]
["Salem Harbor",1626,"2","Coal Steam","Massachusetts",78,"Dropped - Units whose status does not meet NEEDS criteria"]
["Salem Harbor",1626,"3","Coal Steam","Massachusetts",149.8,"Dropped - Units whose status does not meet NEEDS criteria"]
["Salem Harbor",1626,"4","O/G Steam","Massachusetts",436.8,"Dropped - Units whose status does not meet NEEDS criteria"]
["Deepwater",2384,"1","O/G Steam","New Jersey",78.9,"Dropped - Units whose status does not meet NEEDS criteria"]
["Deepwater",2384,"6","O/G Steam","New Jersey",81.2,"Dropped - Units whose status does not meet NEEDS criteria"]
["PSEG Burlington Generating Station",2399,"91","Combustion Turbine","New Jersey",46.6,"Dropped - Units whose status does not meet NEEDS criteria"]
["PSEG Burlington Generating Station",2399,"92","Combustion Turbine","New Jersey",47.3,"Dropped - Units whose status does not meet NEEDS criteria"]
["PSEG Burlington Generating Station",2399,"93","Combustion Turbine","New Jersey",46.8,"Dropped - Units whose status does not meet NEEDS criteria"]
["PSEG Burlington Generating Station",2399,"94","Combustion Turbine","New Jersey",46,"Dropped - Units whose status does not meet NEEDS criteria"]
["Portland (PA)",3113,"1","O/G Steam","Pennsylvania",151,"Dropped - Units whose status does not meet NEEDS criteria"]
["Highmore",3343,"1","Combustion Turbine","South Dakota",0.6,"Dropped - Units whose status does not meet NEEDS criteria"]
["Highmore",3343,"2","Combustion Turbine","South Dakota",1.3,"Dropped - Units whose status does not meet NEEDS criteria"]
["Highmore",3343,"3","Combustion Turbine","South Dakota",2.6,"Dropped - Units whose status does not meet NEEDS criteria"]
["Redfield",3347,"1","Combustion Turbine","South Dakota",1.3,"Dropped - Units whose status does not meet NEEDS criteria"]
["Redfield",3347,"2","Combustion Turbine","South Dakota",1.3,"Dropped - Units whose status does not meet NEEDS criteria"]
["Redfield",3347,"3","Combustion Turbine","South Dakota",1.3,"Dropped - Units whose status does not meet NEEDS criteria"]
["John Sevier",3405,"3","Coal Steam","Tennessee",176,"Dropped - Units whose status does not meet NEEDS criteria"]
["John Sevier",3405,"4","Coal Steam","Tennessee",176,"Dropped - Units whose status does not meet NEEDS criteria"]
["Menasha",4127,"3","Coal Steam","Wisconsin",7.5,"Dropped - Units whose status does not meet NEEDS criteria"]
["Menasha",4127,"4","Coal Steam","Wisconsin",12.5,"Dropped - Units whose status does not meet NEEDS criteria"]
["Menasha",4127,"5","Coal Steam","Wisconsin",6.9,"Dropped - Units whose status does not meet NEEDS criteria"]
["Menasha",4127,"IC1","Combustion Turbine","Wisconsin",1,"Dropped - Units whose status does not meet NEEDS criteria"]
["Louisiana Sugar Refining",10301,"GEN1","O/G Steam","Louisiana",0.6,"Dropped - Units whose status does not meet NEEDS criteria"]
["Municipal Cogen Plant",50674,"GEN1","Combustion Turbine","California",0.6,"Dropped - Units whose status does not meet NEEDS criteria"]
["Municipal Cogen Plant",50674,"GEN2","Combustion Turbine","California",0.6,"Dropped - Units whose status does not meet NEEDS criteria"]
["Delta (CO)",496,"1","Combustion Turbine","Colorado",0.8,"Dropped - Units whose status does not meet NEEDS criteria"]
["Delta (CO)",496,"2","Combustion Turbine","Colorado",0.4,"Dropped - Units whose status does not meet NEEDS criteria"]
["Delta (CO)",496,"3","Combustion Turbine","Colorado",0.1,"Dropped - Units whose status does not meet NEEDS criteria"]
["Delta (CO)",496,"4","Combustion Turbine","Colorado",0.1,"Dropped - Units whose status does not meet NEEDS criteria"]
["Delta (CO)",496,"5","Combustion Turbine","Colorado",0.1,"Dropped - Units whose status does not meet NEEDS criteria"]
["Delta (CO)",496,"6","Combustion Turbine","Colorado",1.2,"Dropped - Units whose status does not meet NEEDS criteria"]
["Delta (CO)",496,"7","Combustion Turbine","Colorado",1.8,"Dropped - Units whose status does not meet NEEDS criteria"]
["Carmi",937,"6","Combustion Turbine","Illinois",0.5,"Dropped - Units whose status does not meet NEEDS criteria"]
["CC Perry K",992,"4","O/G Steam","Indiana",10,"Dropped - Units whose status does not meet NEEDS criteria"]
["Bar Harbor",1466,"2","Combustion Turbine","Maine",2,"Dropped - Units whose status does not meet NEEDS criteria"]
["Bar Harbor",1466,"4","Combustion Turbine","Maine",2,"Dropped - Units whose status does not meet NEEDS criteria"]
["Potter Station 2",1660,"IC1","Combustion Turbine","Massachusetts",2.3,"Dropped - Units whose status does not meet NEEDS criteria"]
["B L England",2378,"1","Coal Steam","New Jersey",113,"Dropped - Units whose status does not meet NEEDS criteria"]
["Brunot Island",3096,"1B","Combustion Turbine","Pennsylvania",15,"Dropped - Units whose status does not meet NEEDS criteria"]
["Brunot Island",3096,"1C","Combustion Turbine","Pennsylvania",15,"Dropped - Units whose status does not meet NEEDS criteria"]
["Togiak",6348,"4a","Combustion Turbine","Alaska",0.5,"Dropped - Units whose status does not meet NEEDS criteria"]
["Asbury Park Press",10157,"ENG1","Combustion Turbine","New Jersey",0.7,"Dropped - Units whose status does not meet NEEDS criteria"]
["Asbury Park Press",10157,"ENG2","Combustion Turbine","New Jersey",0.7,"Dropped - Units whose status does not meet NEEDS criteria"]
["International Paper Courtland Mill",50245,"ABB","Non-Fossil Waste","Alabama",62,"Dropped - Units whose status does not meet NEEDS criteria"]
["International Paper Courtland Mill",50245,"GE","Non-Fossil Waste","Alabama",27,"Dropped - Units whose status does not meet NEEDS criteria"]
["Quantum Auburndale Power LP",54658,"CT","Combined Cycle","Florida",111.3,"Dropped - Units whose status does not meet NEEDS criteria"]
["Quantum Auburndale Power LP",54658,"ST","Combined Cycle","Florida",44,"Dropped - Units whose status does not meet NEEDS criteria"]
["Milliken Plant",56171,"UNT1","Landfill Gas","California",1.1,"Dropped - Units whose status does not meet NEEDS criteria"]
["Milliken Plant",56171,"UNT2","Landfill Gas","California",1.1,"Dropped - Units whose status does not meet NEEDS criteria"]
["Missouri S&T - Power Plant",58923,"500K","Coal Steam","Missouri",0.2,"Dropped - Units whose status does not meet NEEDS criteria"]
["Norwalk Hospital Plant",63673,"EU-01","Combustion Turbine","Connecticut",1.2,"Dropped - Units whose status does not meet NEEDS criteria"]
["Mistersky",1822,"6","O/G Steam","Michigan",50,"Dropped - Units whose status does not meet NEEDS criteria"]
["Mistersky",1822,"7","O/G Steam","Michigan",60,"Dropped - Units whose status does not meet NEEDS criteria"]
["Mistersky",1822,"GT1","Combustion Turbine","Michigan",25,"Dropped - Units whose status does not meet NEEDS criteria"]
["SECC",7730,"1","Combustion Turbine","Colorado",1.1,"Dropped - Units whose status does not meet NEEDS criteria"]
["Union Carbide South Charleston",50151,"GEN8","O/G Steam","West Virginia",5.6,"Dropped - Units whose status does not meet NEEDS criteria"]
["International Paper Co. - New Bern Mill",50188,"TG1","Non-Fossil Waste","North Carolina",29.7,"Dropped - Units whose status does not meet NEEDS criteria"]
["Central Power Plant",50621,"GEN3","O/G Steam","Rhode Island",2,"Dropped - Units whose status does not meet NEEDS criteria"]
["South District Wastewater Treatment Plt",54624,"2","Energy Storage","Florida",0.8,"Dropped - Units whose status does not meet NEEDS criteria"]
["South District Wastewater Treatment Plt",54624,"3","Energy Storage","Florida",0.8,"Dropped - Units whose status does not meet NEEDS criteria"]
["Auburn LFG Energy Facility",57636,"2","Landfill Gas","New York",1.1,"Dropped - Units whose status does not meet NEEDS criteria"]
["Lansing",1047,"IC1","Combustion Turbine","Iowa",1.2,"Dropped - Units whose status does not meet NEEDS criteria"]
["Lansing",1047,"IC2","Combustion Turbine","Iowa",1.1,"Dropped - Units whose status does not meet NEEDS criteria"]
["B E Morrow",1696,"A","Combustion Turbine","Michigan",13,"Dropped - Units whose status does not meet NEEDS criteria"]
["B E Morrow",1696,"B","Combustion Turbine","Michigan",11,"Dropped - Units whose status does not meet NEEDS criteria"]
["Eckert Station",1831,"2","Coal Steam","Michigan",31.6,"Dropped - Units whose status does not meet NEEDS criteria"]
["Oberlin (OH)",2933,"5","Combustion Turbine","Ohio",2,"Dropped - Units whose status does not meet NEEDS criteria"]
["Elrama Power Plant",3098,"1","Coal Steam","Pennsylvania",93,"Dropped - Units whose status does not meet NEEDS criteria"]
["Elrama Power Plant",3098,"2","Coal Steam","Pennsylvania",93,"Dropped - Units whose status does not meet NEEDS criteria"]
["Elrama Power Plant",3098,"3","Coal Steam","Pennsylvania",103,"Dropped - Units whose status does not meet NEEDS criteria"]
["Elrama Power Plant",3098,"4","Coal Steam","Pennsylvania",171,"Dropped - Units whose status does not meet NEEDS criteria"]
["Ben French",3325,"ST1","Coal Steam","South Dakota",21.6,"Dropped - Units whose status does not meet NEEDS criteria"]
["Morris Sheppard",3557,"1","Hydro","Texas",12,"Dropped - Units whose status does not meet NEEDS criteria"]
["Morris Sheppard",3557,"2","Hydro","Texas",12,"Dropped - Units whose status does not meet NEEDS criteria"]
["Neil Simpson",4150,"5","Coal Steam","Wyoming",14.6,"Dropped - Units whose status does not meet NEEDS criteria"]
["Osage (WY)",4151,"1","Coal Steam","Wyoming",10.1,"Dropped - Units whose status does not meet NEEDS criteria"]
["Osage (WY)",4151,"2","Coal Steam","Wyoming",10.1,"Dropped - Units whose status does not meet NEEDS criteria"]
["Osage (WY)",4151,"3","Coal Steam","Wyoming",10.1,"Dropped - Units whose status does not meet NEEDS criteria"]
["Selawik",6341,"3A","Combustion Turbine","Alaska",0.8,"Dropped - Units whose status does not meet NEEDS criteria"]
["Vanderbilt University Power Plant",52048,"GEN2","Coal Steam","Tennessee",4.5,"Dropped - Units whose status does not meet NEEDS criteria"]
["Hoover Company",55536,"0542","Combustion Turbine","Texas",1.8,"Dropped - Units whose status does not meet NEEDS criteria"]
["Hoover Company",55536,"0543","Combustion Turbine","Texas",1.8,"Dropped - Units whose status does not meet NEEDS criteria"]
["Hoover Company",55536,"0544","Combustion Turbine","Texas",1.8,"Dropped - Units whose status does not meet NEEDS criteria"]
["Hoover Company",55536,"0545","Combustion Turbine","Texas",1.8,"Dropped - Units whose status does not meet NEEDS criteria"]
["Stebbins",57055,"UNIT1","Combustion Turbine","Alaska",0.5,"Dropped - Units whose status does not meet NEEDS criteria"]
["Stebbins",57055,"UNIT2","Combustion Turbine","Alaska",0.4,"Dropped - Units whose status does not meet NEEDS criteria"]
["Stebbins",57055,"UNIT3","Combustion Turbine","Alaska",0.3,"Dropped - Units whose status does not meet NEEDS criteria"]
["Dynegy Morro Bay LLC",259,"1","O/G Steam","California",163,"Dropped - Units whose status does not meet NEEDS criteria"]
["Dynegy Morro Bay LLC",259,"2","O/G Steam","California",163,"Dropped - Units whose status does not meet NEEDS criteria"]
["Dynegy Morro Bay LLC",259,"3","O/G Steam","California",337,"Dropped - Units whose status does not meet NEEDS criteria"]
["Dynegy Morro Bay LLC",259,"4","O/G Steam","California",336,"Dropped - Units whose status does not meet NEEDS criteria"]
["Bancroft",1125,"4","Combustion Turbine","Iowa",0.3,"Dropped - Units whose status does not meet NEEDS criteria"]
["Blue Valley",2132,"GT1","Combustion Turbine","Missouri",50,"Dropped - Units whose status does not meet NEEDS criteria"]
["Laurel",2249,"6","Combustion Turbine","Nebraska",0.2,"Dropped - Units whose status does not meet NEEDS criteria"]
["Rochester 9",2644,"2","Combustion Turbine","New York",14,"Dropped - Units whose status does not meet NEEDS criteria"]
["Walter C Beckjord",2830,"4","Coal Steam","Ohio",150,"Dropped - Units whose status does not meet NEEDS criteria"]
["Girvin Landfill",7705,"1","Landfill Gas","Florida",3,"Dropped - Units whose status does not meet NEEDS criteria"]
["Gillum",7891,"1","Combustion Turbine","Illinois",1.8,"Dropped - Units whose status does not meet NEEDS criteria"]
["Gillum",7891,"2","Combustion Turbine","Illinois",1.8,"Dropped - Units whose status does not meet NEEDS criteria"]
["South District Wastewater Treatment Plt",54624,"1","Energy Storage","Florida",0.8,"Dropped - Units whose status does not meet NEEDS criteria"]
["Bridgeport Station",568,"2","O/G Steam","Connecticut",130.5,"Dropped - Units whose status does not meet NEEDS criteria"]
["Indian River Generating Station",594,"3","Coal Steam","Delaware",165,"Dropped - Units whose status does not meet NEEDS criteria"]
["Honolulu",764,"H8","O/G Steam","Hawaii",48.6,"Dropped - Units whose status does not meet NEEDS criteria"]
["Honolulu",764,"H9","O/G Steam","Hawaii",51.7,"Dropped - Units whose status does not meet NEEDS criteria"]
["Coggon",1132,"4","Combustion Turbine","Iowa",0.6,"Dropped - Units whose status does not meet NEEDS criteria"]
["Preston (IA)",1176,"1","Combustion Turbine","Iowa",0.7,"Dropped - Units whose status does not meet NEEDS criteria"]
["Preston (IA)",1176,"2","Combustion Turbine","Iowa",0.7,"Dropped - Units whose status does not meet NEEDS criteria"]
["Ashland",1259,"4","Combustion Turbine","Kansas",1.1,"Dropped - Units whose status does not meet NEEDS criteria"]
["Wright",2063,"W1","O/G Steam","Mississippi",8.3,"Dropped - Units whose status does not meet NEEDS criteria"]
["Wright",2063,"W2","O/G Steam","Mississippi",5.3,"Dropped - Units whose status does not meet NEEDS criteria"]
["Wright",2063,"W3","O/G Steam","Mississippi",5.3,"Dropped - Units whose status does not meet NEEDS criteria"]
["Bountiful City",3665,"IC8","Combustion Turbine","Utah",7,"Dropped - Units whose status does not meet NEEDS criteria"]
["Parkside",7888,"2","Combustion Turbine","Illinois",1.8,"Dropped - Units whose status does not meet NEEDS criteria"]
["Parkside",7888,"3","Combustion Turbine","Illinois",1.8,"Dropped - Units whose status does not meet NEEDS criteria"]
["Parkside",7888,"4","Combustion Turbine","Illinois",1.8,"Dropped - Units whose status does not meet NEEDS criteria"]
["Bayou Cogen Plant",10298,"GEN1","Combustion Turbine","Texas",65,"Dropped - Units whose status does not meet NEEDS criteria"]
["Gilman Mill",10608,"GEN5","Biomass","Vermont",3.7,"Dropped - Units whose status does not meet NEEDS criteria"]
["Mojave Cogen",10850,"GEN1","Combined Cycle","California",41,"Dropped - Units whose status does not meet NEEDS criteria"]
["Mojave Cogen",10850,"GEN2","Combined Cycle","California",15.3,"Dropped - Units whose status does not meet NEEDS criteria"]
["Piney Creek Project",54144,"GEN1","Coal Steam","Pennsylvania",32.5,"Dropped - Units whose status does not meet NEEDS criteria"]
["Sinclair Oil Refinery",54374,"NO1","O/G Steam","Wyoming",0.4,"Dropped - Units whose status does not meet NEEDS criteria"]
["Santa Rita Jail Hybrid",58625,"SRJPV","Solar PV","California",0.7,"Dropped - Units whose status does not meet NEEDS criteria"]
["Westminster Place",59830,"GEN1","Combustion Turbine","Illinois",2.4,"Dropped - Units whose status does not meet NEEDS criteria"]
["Cecil Lynch",167,"3","O/G Steam","Arkansas",110,"Dropped - Units whose status does not meet NEEDS criteria"]
["Harvey Couch",169,"2","O/G Steam","Arkansas",123,"Dropped - Units whose status does not meet NEEDS criteria"]
["Lake Catherine",170,"1","O/G Steam","Arkansas",47,"Dropped - Units whose status does not meet NEEDS criteria"]
["Lake Catherine",170,"2","O/G Steam","Arkansas",45,"Dropped - Units whose status does not meet NEEDS criteria"]
["Lake Catherine",170,"3","O/G Steam","Arkansas",96,"Dropped - Units whose status does not meet NEEDS criteria"]
["Mabelvale",171,"2","Combustion Turbine","Arkansas",14,"Dropped - Units whose status does not meet NEEDS criteria"]
["Mabelvale",171,"4","Combustion Turbine","Arkansas",14,"Dropped - Units whose status does not meet NEEDS criteria"]
["Pueblo",460,"5","O/G Steam","Colorado",7,"Dropped - Units whose status does not meet NEEDS criteria"]
["Pueblo",460,"6","O/G Steam","Colorado",15,"Dropped - Units whose status does not meet NEEDS criteria"]
["W N Clark",462,"1","Coal Steam","Colorado",16,"Dropped - Units whose status does not meet NEEDS criteria"]
["W N Clark",462,"2","Coal Steam","Colorado",24.9,"Dropped - Units whose status does not meet NEEDS criteria"]
["Arapahoe",465,"3","Coal Steam","Colorado",35,"Dropped - Units whose status does not meet NEEDS criteria"]
["Arapahoe",465,"4","Coal Steam","Colorado",109,"Dropped - Units whose status does not meet NEEDS criteria"]
["Turkey Point",621,"ST2","O/G Steam","Florida",392,"Dropped - Units whose status does not meet NEEDS criteria"]
["Smith Street",679,"10","Combustion Turbine","Florida",2,"Dropped - Units whose status does not meet NEEDS criteria"]
["Smith Street",679,"11","Combustion Turbine","Florida",2,"Dropped - Units whose status does not meet NEEDS criteria"]
["Smith Street",679,"3","Combustion Turbine","Florida",0.8,"Dropped - Units whose status does not meet NEEDS criteria"]
["Smith Street",679,"4","Combustion Turbine","Florida",1,"Dropped - Units whose status does not meet NEEDS criteria"]
["Smith Street",679,"6","Combustion Turbine","Florida",1.8,"Dropped - Units whose status does not meet NEEDS criteria"]
["Smith Street",679,"7","Combustion Turbine","Florida",1.8,"Dropped - Units whose status does not meet NEEDS criteria"]
["Smith Street",679,"8","Combustion Turbine","Florida",1.1,"Dropped - Units whose status does not meet NEEDS criteria"]
["Smith Street",679,"9","Combustion Turbine","Florida",2,"Dropped - Units whose status does not meet NEEDS criteria"]
["W E Swoope",681,"2","Combustion Turbine","Florida",0.9,"Dropped - Units whose status does not meet NEEDS criteria"]
["W E Swoope",681,"3","Combustion Turbine","Florida",2,"Dropped - Units whose status does not meet NEEDS criteria"]
["W E Swoope",681,"4","Combustion Turbine","Florida",2.2,"Dropped - Units whose status does not meet NEEDS criteria"]
["S O Purdom",689,"7","O/G Steam","Florida",48,"Dropped - Units whose status does not meet NEEDS criteria"]
["Rantoul",958,"1","Combustion Turbine","Illinois",0.7,"Dropped - Units whose status does not meet NEEDS criteria"]
["La Porte",1156,"2","Combustion Turbine","Iowa",1.1,"Dropped - Units whose status does not meet NEEDS criteria"]
["La Porte",1156,"5","Combustion Turbine","Iowa",0.8,"Dropped - Units whose status does not meet NEEDS criteria"]
["Herington",1283,"1","Combustion Turbine","Kansas",1.6,"Dropped - Units whose status does not meet NEEDS criteria"]
["Herington",1283,"2","Combustion Turbine","Kansas",1,"Dropped - Units whose status does not meet NEEDS criteria"]
["Herington",1283,"3","Combustion Turbine","Kansas",3.1,"Dropped - Units whose status does not meet NEEDS criteria"]
["Herington",1283,"5","Combustion Turbine","Kansas",0.9,"Dropped - Units whose status does not meet NEEDS criteria"]
["Great Bend - Midwest Energy",1334,"1","Combustion Turbine","Kansas",1,"Dropped - Units whose status does not meet NEEDS criteria"]
["Great Bend - Midwest Energy",1334,"2","Combustion Turbine","Kansas",1,"Dropped - Units whose status does not meet NEEDS criteria"]
["Great Bend - Midwest Energy",1334,"3","Combustion Turbine","Kansas",1,"Dropped - Units whose status does not meet NEEDS criteria"]
["Great Bend - Midwest Energy",1334,"4","Combustion Turbine","Kansas",1,"Dropped - Units whose status does not meet NEEDS criteria"]
["Great Bend - Midwest Energy",1334,"5","Combustion Turbine","Kansas",3,"Dropped - Units whose status does not meet NEEDS criteria"]
["Garden City",1336,"GC3","O/G Steam","Kansas",8.7,"Dropped - Units whose status does not meet NEEDS criteria"]
["Haefling",1358,"3","Combustion Turbine","Kentucky",12,"Dropped - Units whose status does not meet NEEDS criteria"]
["Austin Downtown",1960,"5","Combustion Turbine","Minnesota",5.4,"Dropped - Units whose status does not meet NEEDS criteria"]
["Asbury",2076,"2","Coal Steam","Missouri",14.5,"Dropped - Units whose status does not meet NEEDS criteria"]
["Vandalia",2165,"1","Combustion Turbine","Missouri",1,"Dropped - Units whose status does not meet NEEDS criteria"]
["Vandalia",2165,"10","Combustion Turbine","Missouri",1.1,"Dropped - Units whose status does not meet NEEDS criteria"]
["Vandalia",2165,"11","Combustion Turbine","Missouri",1,"Dropped - Units whose status does not meet NEEDS criteria"]
["Vandalia",2165,"12","Combustion Turbine","Missouri",1,"Dropped - Units whose status does not meet NEEDS criteria"]
["Vandalia",2165,"4A","Combustion Turbine","Missouri",1,"Dropped - Units whose status does not meet NEEDS criteria"]
["Vandalia",2165,"5A","Combustion Turbine","Missouri",1,"Dropped - Units whose status does not meet NEEDS criteria"]
["Vandalia",2165,"8","Combustion Turbine","Missouri",0.8,"Dropped - Units whose status does not meet NEEDS criteria"]
["Vandalia",2165,"9","Combustion Turbine","Missouri",1.1,"Dropped - Units whose status does not meet NEEDS criteria"]
["Four Corners",2442,"1","Coal Steam","New Mexico",170,"Dropped - Units whose status does not meet NEEDS criteria"]
["Four Corners",2442,"2","Coal Steam","New Mexico",170,"Dropped - Units whose status does not meet NEEDS criteria"]
["Four Corners",2442,"3","Coal Steam","New Mexico",220,"Dropped - Units whose status does not meet NEEDS criteria"]
["West Charleston",3753,"IC3","Combustion Turbine","Vermont",0.9,"Dropped - Units whose status does not meet NEEDS criteria"]
["West Charleston",3753,"IC4","Combustion Turbine","Vermont",0.9,"Dropped - Units whose status does not meet NEEDS criteria"]
["DeCordova Steam Electric Station",8063,"1","O/G Steam","Texas",771,"Dropped - Units whose status does not meet NEEDS criteria"]
["Worcester Energy",10165,"GEN1","Biomass","Maine",4,"Dropped - Units whose status does not meet NEEDS criteria"]
["Worcester Energy",10165,"GEN2","Biomass","Maine",13,"Dropped - Units whose status does not meet NEEDS criteria"]
["Guadalupe Power Plant",10390,"1","Landfill Gas","California",0.5,"Dropped - Units whose status does not meet NEEDS criteria"]
["Guadalupe Power Plant",10390,"2","Landfill Gas","California",0.5,"Dropped - Units whose status does not meet NEEDS criteria"]
["Guadalupe Power Plant",10390,"3","Landfill Gas","California",0.5,"Dropped - Units whose status does not meet NEEDS criteria"]
["Guadalupe Power Plant",10390,"4","Landfill Gas","California",1,"Dropped - Units whose status does not meet NEEDS criteria"]
["Red Shield Envir Old Town Facility",10700,"TG2","O/G Steam","Maine",3,"Dropped - Units whose status does not meet NEEDS criteria"]
["Red Shield Envir Old Town Facility",10700,"TG5","Combustion Turbine","Maine",8.8,"Dropped - Units whose status does not meet NEEDS criteria"]
["Covington Facility",50900,"GEN2","Coal Steam","Virginia",10.5,"Dropped - Units whose status does not meet NEEDS criteria"]
["Montclair Cogen Facility",54708,"1","Combustion Turbine","New Jersey",3.7,"Dropped - Units whose status does not meet NEEDS criteria"]
["Modern Landfill Production Plant",55142,"GEN2","Landfill Gas","Pennsylvania",3,"Dropped - Units whose status does not meet NEEDS criteria"]
["Ponnequin Phase 1",55203,"EXIS","Onshore Wind","Colorado",5.2,"Dropped - Units whose status does not meet NEEDS criteria"]
["Leviton Manufacturing",55637,"GEN1","Combustion Turbine","Texas",1.8,"Dropped - Units whose status does not meet NEEDS criteria"]
["Modern Landfill Production Plant",55142,"GEN3","Landfill Gas","Pennsylvania",3,"Dropped - Units whose status does not meet NEEDS criteria"]
["Modern Landfill Production Plant",55142,"GEN4","Landfill Gas","Pennsylvania",3,"Dropped - Units whose status does not meet NEEDS criteria"]
["John R Kelly",664,"7","O/G Steam","Florida",23.2,"Dropped - Units whose status does not meet NEEDS criteria"]
["John R Kelly",664,"GT1","Combustion Turbine","Florida",14,"Dropped - Units whose status does not meet NEEDS criteria"]
["John R Kelly",664,"GT2","Combustion Turbine","Florida",14,"Dropped - Units whose status does not meet NEEDS criteria"]
["John R Kelly",664,"GT3","Combustion Turbine","Florida",14,"Dropped - Units whose status does not meet NEEDS criteria"]
["Dean H Mitchell",996,"9A","Combustion Turbine","Indiana",17,"Dropped - Units whose status does not meet NEEDS criteria"]
["Walter C Beckjord",2830,"2","Coal Steam","Ohio",94,"Dropped - Units whose status does not meet NEEDS criteria"]
["Walter C Beckjord",2830,"3","Coal Steam","Ohio",128,"Dropped - Units whose status does not meet NEEDS criteria"]
["Hatfields Ferry Power Station",3179,"1","Coal Steam","Pennsylvania",530,"Dropped - Units whose status does not meet NEEDS criteria"]
["Hatfields Ferry Power Station",3179,"2","Coal Steam","Pennsylvania",530,"Dropped - Units whose status does not meet NEEDS criteria"]
["Hatfields Ferry Power Station",3179,"3","Coal Steam","Pennsylvania",530,"Dropped - Units whose status does not meet NEEDS criteria"]
["FirstEnergy Mitchell Power Station",3181,"2","O/G Steam","Pennsylvania",82,"Dropped - Units whose status does not meet NEEDS criteria"]
["FirstEnergy Mitchell Power Station",3181,"3","Coal Steam","Pennsylvania",278,"Dropped - Units whose status does not meet NEEDS criteria"]
["Wanapum",3888,"10","Hydro","Washington",103.8,"Dropped - Units whose status does not meet NEEDS criteria"]
["NSB Point Hope Utility",7485,"PG1","Combustion Turbine","Alaska",0.3,"Dropped - Units whose status does not meet NEEDS criteria"]
["NSB Point Hope Utility",7485,"PG2","Combustion Turbine","Alaska",0.3,"Dropped - Units whose status does not meet NEEDS criteria"]
["Central Utilities Plant LAX",10048,"GEN1","Combustion Turbine","California",3.5,"Dropped - Units whose status does not meet NEEDS criteria"]
["Central Utilities Plant LAX",10048,"GEN2","Combustion Turbine","California",3.5,"Dropped - Units whose status does not meet NEEDS criteria"]
["Warren Lumber Mill",50640,"GEN6","Biomass","Arkansas",10,"Dropped - Units whose status does not meet NEEDS criteria"]
["Covington Facility",50900,"GEN1","Coal Steam","Virginia",10.5,"Dropped - Units whose status does not meet NEEDS criteria"]
["Mallard Ridge Gas Recovery",55013,"GEN2","Landfill Gas","Wisconsin",0.8,"Dropped - Units whose status does not meet NEEDS criteria"]
["Colton Plant",56167,"UNT1","Landfill Gas","California",1.3,"Dropped - Units whose status does not meet NEEDS criteria"]
["MillerCoors Trenton Brewery",58059,"GE","Coal Steam","Ohio",8,"Dropped - Units whose status does not meet NEEDS criteria"]
["MillerCoors Trenton Brewery",58059,"MURR","Coal Steam","Ohio",3,"Dropped - Units whose status does not meet NEEDS criteria"]
["Harllee Branch",709,"2","Coal Steam","Georgia",325,"Dropped - Units whose status does not meet NEEDS criteria"]
["Thetford",1719,"5","Combustion Turbine","Michigan",15,"Dropped - Units whose status does not meet NEEDS criteria"]
["Thetford",1719,"6","Combustion Turbine","Michigan",15,"Dropped - Units whose status does not meet NEEDS criteria"]
["Thetford",1719,"7","Combustion Turbine","Michigan",14,"Dropped - Units whose status does not meet NEEDS criteria"]
["Thetford",1719,"8","Combustion Turbine","Michigan",11,"Dropped - Units whose status does not meet NEEDS criteria"]
["Thetford",1719,"9","Combustion Turbine","Michigan",12,"Dropped - Units whose status does not meet NEEDS criteria"]
["Titus",3115,"1","Coal Steam","Pennsylvania",72,"Dropped - Units whose status does not meet NEEDS criteria"]
["Titus",3115,"2","Coal Steam","Pennsylvania",72,"Dropped - Units whose status does not meet NEEDS criteria"]
["Titus",3115,"3","Coal Steam","Pennsylvania",72,"Dropped - Units whose status does not meet NEEDS criteria"]
["Moore County",3483,"3","O/G Steam","Texas",46,"Dropped - Units whose status does not meet NEEDS criteria"]
["Thomas C Ferguson",4937,"1","O/G Steam","Texas",350,"Dropped - Units whose status does not meet NEEDS criteria"]
["Waverly Municipal Electric North Plant",6554,"5","Combustion Turbine","Iowa",1.2,"Dropped - Units whose status does not meet NEEDS criteria"]
["Waverly Municipal Electric North Plant",6554,"6","Combustion Turbine","Iowa",1.3,"Dropped - Units whose status does not meet NEEDS criteria"]
["John Deere Harvester Works",10039,"GEN4","Coal Steam","Illinois",2.5,"Dropped - Units whose status does not meet NEEDS criteria"]
["AES Deepwater",10670,"GEN1","Coal Steam","Texas",138,"Dropped - Units whose status does not meet NEEDS criteria"]
["AES Deepwater",10670,"REDST","Energy Storage","Texas",1,"Dropped - Units whose status does not meet NEEDS criteria"]
["Jackson County Resource Recovery",10722,"1","Municipal Solid Waste","Michigan",3,"Dropped - Units whose status does not meet NEEDS criteria"]
["Koppers Susquehanna Plant",10731,"GEN1","Biomass","Pennsylvania",12,"Dropped - Units whose status does not meet NEEDS criteria"]
["Lowell Cogeneration Company LP",10802,"GEN1","Combined Cycle","Massachusetts",20,"Dropped - Units whose status does not meet NEEDS criteria"]
["Lowell Cogeneration Company LP",10802,"GEN2","Combined Cycle","Massachusetts",8.5,"Dropped - Units whose status does not meet NEEDS criteria"]
["Park 500 Philip Morris USA",50275,"TG2","Coal Steam","Virginia",0,"Dropped - Units whose status does not meet NEEDS criteria"]
["Syracuse Energy",50651,"GEN1","Coal Steam","New York",62.8,"Dropped - Units whose status does not meet NEEDS criteria"]
["Syracuse Energy",50651,"GEN2","Coal Steam","New York",11,"Dropped - Units whose status does not meet NEEDS criteria"]
["Wheelabrator Claremont Facility",50872,"GEN1","Municipal Solid Waste","New Hampshire",4.5,"Dropped - Units whose status does not meet NEEDS criteria"]
["GRS Richmond",55587,"1","Landfill Gas","Virginia",0.9,"Dropped - Units whose status does not meet NEEDS criteria"]
["GRS Richmond",55587,"2","Landfill Gas","Virginia",0.9,"Dropped - Units whose status does not meet NEEDS criteria"]
["GRS Richmond",55587,"3","Landfill Gas","Virginia",0.9,"Dropped - Units whose status does not meet NEEDS criteria"]
["AD Srvcs Glacier Ridge Landfill, LLC",55817,"NO 1","Landfill Gas","Wisconsin",0.9,"Dropped - Units whose status does not meet NEEDS criteria"]
["AD Srvcs Glacier Ridge Landfill, LLC",55817,"NO 2","Landfill Gas","Wisconsin",0.9,"Dropped - Units whose status does not meet NEEDS criteria"]
["GE - Tehachapi",57566,"1.6PR","Onshore Wind","California",1.6,"Dropped - Units whose status does not meet NEEDS criteria"]
["Riverside",1081,"3HS","Coal Steam","Iowa",4,"Dropped - Units whose status does not meet NEEDS criteria"]
["Independence (IA)",1149,"3A","Combustion Turbine","Iowa",1.8,"Dropped - Units whose status does not meet NEEDS criteria"]
["Independence (IA)",1149,"3B","Combustion Turbine","Iowa",1.8,"Dropped - Units whose status does not meet NEEDS criteria"]
["Independence (IA)",1149,"4A","Combustion Turbine","Iowa",1.8,"Dropped - Units whose status does not meet NEEDS criteria"]
["Independence (IA)",1149,"4B","Combustion Turbine","Iowa",1.8,"Dropped - Units whose status does not meet NEEDS criteria"]
["Kotzebue Hybrid",6304,"11","Combustion Turbine","Alaska",1,"Dropped - Units whose status does not meet NEEDS criteria"]
["Selawik",6341,"2A","Combustion Turbine","Alaska",0.5,"Dropped - Units whose status does not meet NEEDS criteria"]
["General Electric Aircraft Engines",10029,"GEN8","Combustion Turbine","Massachusetts",19.1,"Dropped - Units whose status does not meet NEEDS criteria"]
["Archer Daniels Midland Peoria",10866,"GEN1","Coal Steam","Illinois",1.5,"Dropped - Units whose status does not meet NEEDS criteria"]
["International Paper Courtland Mill",50245,"GT","Combustion Turbine","Alabama",30,"Dropped - Units whose status does not meet NEEDS criteria"]
["Thermo Power & Electric",50676,"GEN1","Combined Cycle","Colorado",30,"Dropped - Units whose status does not meet NEEDS criteria"]
["Thermo Power & Electric",50676,"GEN2","Combined Cycle","Colorado",30,"Dropped - Units whose status does not meet NEEDS criteria"]
["Thermo Power & Electric",50676,"GEN3","Combined Cycle","Colorado",8,"Dropped - Units whose status does not meet NEEDS criteria"]
["Wythe Park Power Petersburg Plant",54045,"1","Fossil Waste","Virginia",3,"Dropped - Units whose status does not meet NEEDS criteria"]
["Harris Energy Realty",54981,"GILD","Hydro","Massachusetts",0.3,"Dropped - Units whose status does not meet NEEDS criteria"]
["Harris Energy Realty",54981,"TOM","Hydro","Massachusetts",0.4,"Dropped - Units whose status does not meet NEEDS criteria"]
["Kahuku Wind Power LLC",57087,"2","Energy Storage","Hawaii",15,"Dropped - Units whose status does not meet NEEDS criteria"]
["Silver Grove",57955,"1","Combustion Turbine","Kentucky",4.3,"Dropped - Units whose status does not meet NEEDS criteria"]
["Widows Creek",50,"3","Coal Steam","Alabama",111,"Dropped - Units whose status does not meet NEEDS criteria"]
["Widows Creek",50,"5","Coal Steam","Alabama",111,"Dropped - Units whose status does not meet NEEDS criteria"]
["Saguaro",118,"1","O/G Steam","Arizona",110,"Dropped - Units whose status does not meet NEEDS criteria"]
["Saguaro",118,"2","O/G Steam","Arizona",100,"Dropped - Units whose status does not meet NEEDS criteria"]
["Alta Powerhouse",214,"2","Hydro","California",1,"Dropped - Units whose status does not meet NEEDS criteria"]
["El Segundo Power",330,"3","O/G Steam","California",335,"Dropped - Units whose status does not meet NEEDS criteria"]
["Indian River Generating Station",594,"1","Coal Steam","Delaware",89,"Dropped - Units whose status does not meet NEEDS criteria"]
["Indian River Generating Station",594,"2","Coal Steam","Delaware",89,"Dropped - Units whose status does not meet NEEDS criteria"]
["Boulevard",732,"2","Combustion Turbine","Georgia",14,"Dropped - Units whose status does not meet NEEDS criteria"]
["Boulevard",732,"3","Combustion Turbine","Georgia",14,"Dropped - Units whose status does not meet NEEDS criteria"]
["Carmi",937,"5","Combustion Turbine","Illinois",0.5,"Dropped - Units whose status does not meet NEEDS criteria"]
["Independence (IA)",1149,"1","Combustion Turbine","Iowa",0.8,"Dropped - Units whose status does not meet NEEDS criteria"]
["Independence (IA)",1149,"5","Combustion Turbine","Iowa",2.3,"Dropped - Units whose status does not meet NEEDS criteria"]
["Independence (IA)",1149,"6","Combustion Turbine","Iowa",2.8,"Dropped - Units whose status does not meet NEEDS criteria"]
["Independence (IA)",1149,"7","Combustion Turbine","Iowa",5.8,"Dropped - Units whose status does not meet NEEDS criteria"]
["Veazie Hydro Station",1479,"VZ01","Hydro","Maine",0.7,"Dropped - Units whose status does not meet NEEDS criteria"]
["Veazie Hydro Station",1479,"VZ02","Hydro","Maine",0.3,"Dropped - Units whose status does not meet NEEDS criteria"]
["Veazie Hydro Station",1479,"VZ03","Hydro","Maine",0.3,"Dropped - Units whose status does not meet NEEDS criteria"]
["Veazie Hydro Station",1479,"VZ04","Hydro","Maine",0.3,"Dropped - Units whose status does not meet NEEDS criteria"]
["Veazie Hydro Station",1479,"VZ05","Hydro","Maine",0.3,"Dropped - Units whose status does not meet NEEDS criteria"]
["Veazie Hydro Station",1479,"VZ06","Hydro","Maine",0.3,"Dropped - Units whose status does not meet NEEDS criteria"]
["Veazie Hydro Station",1479,"VZ07","Hydro","Maine",0.3,"Dropped - Units whose status does not meet NEEDS criteria"]
["Veazie Hydro Station",1479,"VZ08","Hydro","Maine",0.3,"Dropped - Units whose status does not meet NEEDS criteria"]
["Veazie Hydro Station",1479,"VZ09","Hydro","Maine",0.3,"Dropped - Units whose status does not meet NEEDS criteria"]
["Veazie Hydro Station",1479,"VZ10","Hydro","Maine",0.3,"Dropped - Units whose status does not meet NEEDS criteria"]
["Veazie Hydro Station",1479,"VZ11","Hydro","Maine",0.3,"Dropped - Units whose status does not meet NEEDS criteria"]
["Veazie Hydro Station",1479,"VZ12","Hydro","Maine",0.3,"Dropped - Units whose status does not meet NEEDS criteria"]
["Veazie Hydro Station",1479,"VZ13","Hydro","Maine",0.3,"Dropped - Units whose status does not meet NEEDS criteria"]
["Veazie Hydro Station",1479,"VZ15","Hydro","Maine",0.5,"Dropped - Units whose status does not meet NEEDS criteria"]
["Hillsdale",1829,"10","Combustion Turbine","Michigan",1.8,"Dropped - Units whose status does not meet NEEDS criteria"]
["Hillsdale",1829,"7","Combustion Turbine","Michigan",1.5,"Dropped - Units whose status does not meet NEEDS criteria"]
["Hillsdale",1829,"8","Combustion Turbine","Michigan",1.5,"Dropped - Units whose status does not meet NEEDS criteria"]
["Hillsdale",1829,"9","Combustion Turbine","Michigan",1.8,"Dropped - Units whose status does not meet NEEDS criteria"]
["Hooper Bay",6319,"4A","Combustion Turbine","Alaska",0.3,"Dropped - Units whose status does not meet NEEDS criteria"]
["NSB Point Lay Utility",7486,"PG1A","Combustion Turbine","Alaska",0.3,"Dropped - Units whose status does not meet NEEDS criteria"]
["NSB Point Lay Utility",7486,"PG2A","Combustion Turbine","Alaska",0.3,"Dropped - Units whose status does not meet NEEDS criteria"]
["NSB Point Lay Utility",7486,"PG3A","Combustion Turbine","Alaska",0.3,"Dropped - Units whose status does not meet NEEDS criteria"]
["NSB Point Lay Utility",7486,"PG4A","Combustion Turbine","Alaska",0.3,"Dropped - Units whose status does not meet NEEDS criteria"]
["NSB Point Lay Utility",7486,"PG5","Combustion Turbine","Alaska",0.3,"Dropped - Units whose status does not meet NEEDS criteria"]
["NSB Point Lay Utility",7486,"PG6","Combustion Turbine","Alaska",0.3,"Dropped - Units whose status does not meet NEEDS criteria"]
["Univ of Calif Santa Cruz Cogeneration",50064,"001","Combustion Turbine","California",2.6,"Dropped - Units whose status does not meet NEEDS criteria"]
["MMSD Jones Island Wastewater",54851,"GEN2","Combustion Turbine","Wisconsin",13,"Dropped - Units whose status does not meet NEEDS criteria"]
["Oak Tree Farm Dairy Facility",58221,"1","Combustion Turbine","New York",0.3,"Dropped - Units whose status does not meet NEEDS criteria"]
["Oak Tree Farm Dairy Facility",58221,"2","Combustion Turbine","New York",0.3,"Dropped - Units whose status does not meet NEEDS criteria"]
["Oak Tree Farm Dairy Facility",58221,"3","Combustion Turbine","New York",0.3,"Dropped - Units whose status does not meet NEEDS criteria"]
["Oak Tree Farm Dairy Facility",58221,"4","Combustion Turbine","New York",0.3,"Dropped - Units whose status does not meet NEEDS criteria"]
["Cecil Lynch",167,"2","O/G Steam","Arkansas",60,"Dropped - Units whose status does not meet NEEDS criteria"]
["Robert E Ritchie",173,"GT1","Combustion Turbine","Arkansas",16,"Dropped - Units whose status does not meet NEEDS criteria"]
["San Onofre Nuclear Generating Station",360,"2","Nuclear","California",1070,"Dropped - Units whose status does not meet NEEDS criteria"]
["San Onofre Nuclear Generating Station",360,"3","Nuclear","California",1080,"Dropped - Units whose status does not meet NEEDS criteria"]
["Haynes",400,"5","O/G Steam","California",292,"Dropped - Units whose status does not meet NEEDS criteria"]
["Haynes",400,"6","O/G Steam","California",238,"Dropped - Units whose status does not meet NEEDS criteria"]
["NRG Norwalk Harbor",548,"1","O/G Steam","Connecticut",162,"Dropped - Units whose status does not meet NEEDS criteria"]
["NRG Norwalk Harbor",548,"10","Combustion Turbine","Connecticut",11.9,"Dropped - Units whose status does not meet NEEDS criteria"]
["NRG Norwalk Harbor",548,"2","O/G Steam","Connecticut",168,"Dropped - Units whose status does not meet NEEDS criteria"]
["Harding Street",990,"3","O/G Steam","Indiana",35,"Dropped - Units whose status does not meet NEEDS criteria"]
["Harding Street",990,"4","O/G Steam","Indiana",35,"Dropped - Units whose status does not meet NEEDS criteria"]
["Harding Street",990,"GT3","Combustion Turbine","Indiana",10,"Dropped - Units whose status does not meet NEEDS criteria"]
["Eagle Valley (IN)",991,"2","O/G Steam","Indiana",39,"Dropped - Units whose status does not meet NEEDS criteria"]
["Eagle Valley (IN)",991,"ST1","O/G Steam","Indiana",39,"Dropped - Units whose status does not meet NEEDS criteria"]
["Lansing",1047,"3","Coal Steam","Iowa",29.4,"Dropped - Units whose status does not meet NEEDS criteria"]
["Estherville",1137,"6","Combustion Turbine","Iowa",0,"Dropped - Units whose status does not meet NEEDS criteria"]
["Brayton Point",1619,"IC1","Combustion Turbine","Massachusetts",2.5,"Dropped - Units whose status does not meet NEEDS criteria"]
["Brayton Point",1619,"IC2","Combustion Turbine","Massachusetts",2.5,"Dropped - Units whose status does not meet NEEDS criteria"]
["Brayton Point",1619,"IC3","Combustion Turbine","Massachusetts",2.5,"Dropped - Units whose status does not meet NEEDS criteria"]
["Brayton Point",1619,"IC4","Combustion Turbine","Massachusetts",2.5,"Dropped - Units whose status does not meet NEEDS criteria"]
["Plant No 1 Freeport",2678,"1","Combustion Turbine","New York",1.5,"Dropped - Units whose status does not meet NEEDS criteria"]
["O H Hutchings",2848,"4","Coal Steam","Ohio",63,"Dropped - Units whose status does not meet NEEDS criteria"]
["FirstEnergy Mad River",2860,"CTA","Combustion Turbine","Ohio",25,"Dropped - Units whose status does not meet NEEDS criteria"]
["FirstEnergy Mad River",2860,"CTB","Combustion Turbine","Ohio",25,"Dropped - Units whose status does not meet NEEDS criteria"]
["Portland (PA)",3113,"2","Coal Steam","Pennsylvania",226,"Dropped - Units whose status does not meet NEEDS criteria"]
["Leon Creek",3609,"3","O/G Steam","Texas",60,"Dropped - Units whose status does not meet NEEDS criteria"]
["Leon Creek",3609,"4","O/G Steam","Texas",95,"Dropped - Units whose status does not meet NEEDS criteria"]
["Domtar Paper Company Rothschild",50190,"TG2","O/G Steam","Wisconsin",4.7,"Dropped - Units whose status does not meet NEEDS criteria"]
["Wheelabrator Lassen",50298,"GEN1","Combustion Turbine","California",42.7,"Dropped - Units whose status does not meet NEEDS criteria"]
["Lincoln Paper & Tissue",54587,"WEST","Non-Fossil Waste","Maine",3.5,"Dropped - Units whose status does not meet NEEDS criteria"]
["Mallard Ridge Gas Recovery",55013,"GEN1","Landfill Gas","Wisconsin",0.8,"Dropped - Units whose status does not meet NEEDS criteria"]
["Ridgeview",55925,"GEN9","Landfill Gas","Wisconsin",0.8,"Dropped - Units whose status does not meet NEEDS criteria"]
["Fox Valley Energy Center",56037,"1","Biomass","Wisconsin",6.5,"Dropped - Units whose status does not meet NEEDS criteria"]
["Prairie Horizon Agri Energy",58183,"T5687","O/G Steam","Kansas",0.9,"Dropped - Units whose status does not meet NEEDS criteria"]
["Cecil Lynch",167,"4","Combustion Turbine","Arkansas",5,"Dropped - Units whose status does not meet NEEDS criteria"]
["Contra Costa",228,"6","O/G Steam","California",335,"Dropped - Units whose status does not meet NEEDS criteria"]
["Contra Costa",228,"7","O/G Steam","California",337,"Dropped - Units whose status does not meet NEEDS criteria"]
["Yuma",524,"1","Combustion Turbine","Colorado",0.1,"Dropped - Units whose status does not meet NEEDS criteria"]
["Yuma",524,"2","Combustion Turbine","Colorado",0.1,"Dropped - Units whose status does not meet NEEDS criteria"]
["Yuma",524,"3","Combustion Turbine","Colorado",0.2,"Dropped - Units whose status does not meet NEEDS criteria"]
["Yuma",524,"4","Combustion Turbine","Colorado",0.5,"Dropped - Units whose status does not meet NEEDS criteria"]
["G W Ivey",665,"10","Combustion Turbine","Florida",2,"Dropped - Units whose status does not meet NEEDS criteria"]
["G W Ivey",665,"11","Combustion Turbine","Florida",3,"Dropped - Units whose status does not meet NEEDS criteria"]
["G W Ivey",665,"12","Combustion Turbine","Florida",3,"Dropped - Units whose status does not meet NEEDS criteria"]
["G W Ivey",665,"18","Combustion Turbine","Florida",8,"Dropped - Units whose status does not meet NEEDS criteria"]
["G W Ivey",665,"8","Combustion Turbine","Florida",2,"Dropped - Units whose status does not meet NEEDS criteria"]
["G W Ivey",665,"9","Combustion Turbine","Florida",2,"Dropped - Units whose status does not meet NEEDS criteria"]
["Gowrie",1141,"1","Combustion Turbine","Iowa",1.1,"Dropped - Units whose status does not meet NEEDS criteria"]
["Gowrie",1141,"2","Combustion Turbine","Iowa",1.1,"Dropped - Units whose status does not meet NEEDS criteria"]
["Attica",1260,"1","Combustion Turbine","Kansas",0.5,"Dropped - Units whose status does not meet NEEDS criteria"]
["Attica",1260,"2","Combustion Turbine","Kansas",0.9,"Dropped - Units whose status does not meet NEEDS criteria"]
["Attica",1260,"4A","Combustion Turbine","Kansas",0.7,"Dropped - Units whose status does not meet NEEDS criteria"]
["Attica",1260,"IC3","Combustion Turbine","Kansas",1,"Dropped - Units whose status does not meet NEEDS criteria"]
["Veazie Hydro Station",1479,"VZ14","Hydro","Maine",0.3,"Dropped - Units whose status does not meet NEEDS criteria"]
["Benson City of",1964,"5","Combustion Turbine","Minnesota",0.9,"Dropped - Units whose status does not meet NEEDS criteria"]
["Benson City of",1964,"6","Combustion Turbine","Minnesota",1.2,"Dropped - Units whose status does not meet NEEDS criteria"]
["Glencoe",1975,"6","Combustion Turbine","Minnesota",1,"Dropped - Units whose status does not meet NEEDS criteria"]
["Sidney (NE)",2302,"2","Combustion Turbine","Nebraska",2,"Dropped - Units whose status does not meet NEEDS criteria"]
["Sutherland IC",2306,"1","Combustion Turbine","Nebraska",0.5,"Dropped - Units whose status does not meet NEEDS criteria"]
["Sutherland IC",2306,"2","Combustion Turbine","Nebraska",0.9,"Dropped - Units whose status does not meet NEEDS criteria"]
["Sutherland IC",2306,"4","Combustion Turbine","Nebraska",1.4,"Dropped - Units whose status does not meet NEEDS criteria"]
["Montauk",2515,"2","Combustion Turbine","New York",0,"Dropped - Units whose status does not meet NEEDS criteria"]
["Montauk",2515,"3","Combustion Turbine","New York",0,"Dropped - Units whose status does not meet NEEDS criteria"]
["Montauk",2515,"4","Combustion Turbine","New York",0,"Dropped - Units whose status does not meet NEEDS criteria"]
["Buck",2720,"5","Coal Steam","North Carolina",128,"Dropped - Units whose status does not meet NEEDS criteria"]
["Buck",2720,"6","Coal Steam","North Carolina",128,"Dropped - Units whose status does not meet NEEDS criteria"]
["Riverbend",2732,"4","Coal Steam","North Carolina",94,"Dropped - Units whose status does not meet NEEDS criteria"]
["Riverbend",2732,"5","Coal Steam","North Carolina",94,"Dropped - Units whose status does not meet NEEDS criteria"]
["Riverbend",2732,"6","Coal Steam","North Carolina",133,"Dropped - Units whose status does not meet NEEDS criteria"]
["Riverbend",2732,"7","Coal Steam","North Carolina",133,"Dropped - Units whose status does not meet NEEDS criteria"]
["Galena Electric Utility",7437,"2","Combustion Turbine","Alaska",0.7,"Dropped - Units whose status does not meet NEEDS criteria"]
["Kewaunee",8024,"1","Nuclear","Wisconsin",566,"Dropped - Units whose status does not meet NEEDS criteria"]
["GRS American Canyon",10392,"1","Landfill Gas","California",0.7,"Dropped - Units whose status does not meet NEEDS criteria"]
["GRS American Canyon",10392,"2","Landfill Gas","California",0.7,"Dropped - Units whose status does not meet NEEDS criteria"]
["Ridgewood Providence Power",50365,"GEN1","Landfill Gas","Rhode Island",1.7,"Dropped - Units whose status does not meet NEEDS criteria"]
["Ridgewood Providence Power",50365,"GEN2","Landfill Gas","Rhode Island",1.7,"Dropped - Units whose status does not meet NEEDS criteria"]
["Ridgewood Providence Power",50365,"GEN3","Landfill Gas","Rhode Island",1.7,"Dropped - Units whose status does not meet NEEDS criteria"]
["Ridgewood Providence Power",50365,"GEN4","Landfill Gas","Rhode Island",1.7,"Dropped - Units whose status does not meet NEEDS criteria"]
["Ridgewood Providence Power",50365,"GEN5","Landfill Gas","Rhode Island",1.7,"Dropped - Units whose status does not meet NEEDS criteria"]
["Ridgewood Providence Power",50365,"GEN6","Landfill Gas","Rhode Island",1.7,"Dropped - Units whose status does not meet NEEDS criteria"]
["Ridgewood Providence Power",50365,"GEN7","Landfill Gas","Rhode Island",1.7,"Dropped - Units whose status does not meet NEEDS criteria"]
["Ridgewood Providence Power",50365,"GEN8","Landfill Gas","Rhode Island",1.7,"Dropped - Units whose status does not meet NEEDS criteria"]
["Ridgewood Providence Power",50365,"GEN9","Landfill Gas","Rhode Island",1.7,"Dropped - Units whose status does not meet NEEDS criteria"]
["Water Filter Plant #2",55534,"3516","Combustion Turbine","North Carolina",1.3,"Dropped - Units whose status does not meet NEEDS criteria"]
["NAE Shaokatan Power",56217,"SPP2","Onshore Wind","Minnesota",0.8,"Dropped - Units whose status does not meet NEEDS criteria"]
["NAE Shaokatan Power",56217,"SPP3","Onshore Wind","Minnesota",0.8,"Dropped - Units whose status does not meet NEEDS criteria"]
["Bradley Gas Recovery",56533,"GEN1","Landfill Gas","California",1.3,"Dropped - Units whose status does not meet NEEDS criteria"]
["Bradley Gas Recovery",56533,"GEN2","Landfill Gas","California",1.3,"Dropped - Units whose status does not meet NEEDS criteria"]
["Bradley Gas Recovery",56533,"GEN3","Landfill Gas","California",1.3,"Dropped - Units whose status does not meet NEEDS criteria"]
["Bradley Gas Recovery",56533,"GEN4","Landfill Gas","California",1.3,"Dropped - Units whose status does not meet NEEDS criteria"]
["Bradley Gas Recovery",56533,"GEN5","Landfill Gas","California",1.3,"Dropped - Units whose status does not meet NEEDS criteria"]
["AES Johnson City",57972,"JCP1","Energy Storage","New York",8,"Dropped - Units whose status does not meet NEEDS criteria"]
["Saguaro",118,"PV1","Solar Thermal","Arizona",1,"Dropped - Units whose status does not meet NEEDS criteria"]
["Kerckhoff",250,"H2","Hydro","California",12.6,"Dropped - Units whose status does not meet NEEDS criteria"]
["Rancho Seco Solar",529,"1","Solar PV","California",1,"Dropped - Units whose status does not meet NEEDS criteria"]
["Rancho Seco Solar",529,"2","Solar PV","California",1,"Dropped - Units whose status does not meet NEEDS criteria"]
["Bowen",703,"6","Combustion Turbine","Georgia",32,"Dropped - Units whose status does not meet NEEDS criteria"]
["Veazie Hydro Station",1479,"VZ16","Hydro","Maine",1.4,"Dropped - Units whose status does not meet NEEDS criteria"]
["Veazie Hydro Station",1479,"VZ17","Hydro","Maine",1.4,"Dropped - Units whose status does not meet NEEDS criteria"]
["Trenton Diesel",2163,"1","Combustion Turbine","Missouri",0.3,"Dropped - Units whose status does not meet NEEDS criteria"]
["Trenton Diesel",2163,"2","Combustion Turbine","Missouri",0.3,"Dropped - Units whose status does not meet NEEDS criteria"]
["Rainbow (MT)",2193,"RAI1","Hydro","Montana",4,"Dropped - Units whose status does not meet NEEDS criteria"]
["Rainbow (MT)",2193,"RAI2","Hydro","Montana",4,"Dropped - Units whose status does not meet NEEDS criteria"]
["Rainbow (MT)",2193,"RAI3","Hydro","Montana",4,"Dropped - Units whose status does not meet NEEDS criteria"]
["Rainbow (MT)",2193,"RAI4","Hydro","Montana",4,"Dropped - Units whose status does not meet NEEDS criteria"]
["Rainbow (MT)",2193,"RAI5","Hydro","Montana",4,"Dropped - Units whose status does not meet NEEDS criteria"]
["Rainbow (MT)",2193,"RAI6","Hydro","Montana",4,"Dropped - Units whose status does not meet NEEDS criteria"]
["Rainbow (MT)",2193,"RAI7","Hydro","Montana",6,"Dropped - Units whose status does not meet NEEDS criteria"]
["Rainbow (MT)",2193,"RAI8","Hydro","Montana",6,"Dropped - Units whose status does not meet NEEDS criteria"]
["Crete",2231,"1","Combustion Turbine","Nebraska",0.4,"Dropped - Units whose status does not meet NEEDS criteria"]
["Crete",2231,"2","Combustion Turbine","Nebraska",1.3,"Dropped - Units whose status does not meet NEEDS criteria"]
["Crete",2231,"3","Combustion Turbine","Nebraska",0.8,"Dropped - Units whose status does not meet NEEDS criteria"]
["Crete",2231,"4","Combustion Turbine","Nebraska",1,"Dropped - Units whose status does not meet NEEDS criteria"]
["Crete",2231,"5","Combustion Turbine","Nebraska",2.4,"Dropped - Units whose status does not meet NEEDS criteria"]
["Crete",2231,"6","Combustion Turbine","Nebraska",3.3,"Dropped - Units whose status does not meet NEEDS criteria"]
["Mammoth G2",10481,"T101","Geothermal","California",3.8,"Dropped - Units whose status does not meet NEEDS criteria"]
["Mammoth G2",10481,"T102","Geothermal","California",4.6,"Dropped - Units whose status does not meet NEEDS criteria"]
["Mammoth G2",10481,"T103","Geothermal","California",4.2,"Dropped - Units whose status does not meet NEEDS criteria"]
["Rittman Paperboard",54235,"GEN1","Coal Steam","Ohio",3,"Dropped - Units whose status does not meet NEEDS criteria"]
["Rittman Paperboard",54235,"GEN2","Coal Steam","Ohio",5,"Dropped - Units whose status does not meet NEEDS criteria"]
["Rittman Paperboard",54235,"GEN3","Coal Steam","Ohio",6,"Dropped - Units whose status does not meet NEEDS criteria"]
["South Georgia Medical Center",54848,"GEN1","Combustion Turbine","Georgia",0.4,"Dropped - Units whose status does not meet NEEDS criteria"]
["South Georgia Medical Center",54848,"GEN2","Combustion Turbine","Georgia",0.4,"Dropped - Units whose status does not meet NEEDS criteria"]
["South Georgia Medical Center",54848,"GEN3","Combustion Turbine","Georgia",0.4,"Dropped - Units whose status does not meet NEEDS criteria"]
["Ina Road Water Pollution Control Fac",55257,"1","Combustion Turbine","Arizona",0.6,"Dropped - Units whose status does not meet NEEDS criteria"]
["Ina Road Water Pollution Control Fac",55257,"2","Combustion Turbine","Arizona",0.6,"Dropped - Units whose status does not meet NEEDS criteria"]
["Ina Road Water Pollution Control Fac",55257,"3","Combustion Turbine","Arizona",0.6,"Dropped - Units whose status does not meet NEEDS criteria"]
["Ina Road Water Pollution Control Fac",55257,"4","Combustion Turbine","Arizona",0.6,"Dropped - Units whose status does not meet NEEDS criteria"]
["Ina Road Water Pollution Control Fac",55257,"5","Combustion Turbine","Arizona",0.6,"Dropped - Units whose status does not meet NEEDS criteria"]
["Ina Road Water Pollution Control Fac",55257,"6","Combustion Turbine","Arizona",0.6,"Dropped - Units whose status does not meet NEEDS criteria"]
["Ina Road Water Pollution Control Fac",55257,"7","Combustion Turbine","Arizona",0.6,"Dropped - Units whose status does not meet NEEDS criteria"]
["Worcester County Renewable Energy",56641,"1","Landfill Gas","Maryland",1,"Dropped - Units whose status does not meet NEEDS criteria"]
["Worcester County Renewable Energy",56641,"2","Landfill Gas","Maryland",1,"Dropped - Units whose status does not meet NEEDS criteria"]
["CJTS Energy Center",58365,"UNIT4","Fuel Cell","Connecticut",0.2,"Dropped - Units whose status does not meet NEEDS criteria"]
["CJTS Energy Center",58365,"UNIT6","Fuel Cell","Connecticut",0.2,"Dropped - Units whose status does not meet NEEDS criteria"]
["Iola",1291,"11","Combustion Turbine","Kansas",2,"Dropped - Units whose status does not meet NEEDS criteria"]
["Iola",1291,"12","Combustion Turbine","Kansas",2,"Dropped - Units whose status does not meet NEEDS criteria"]
["Iola",1291,"13","Combustion Turbine","Kansas",2,"Dropped - Units whose status does not meet NEEDS criteria"]
["Conners Creek",1726,"1","Combustion Turbine","Michigan",2.3,"Dropped - Units whose status does not meet NEEDS criteria"]
["Conners Creek",1726,"15","O/G Steam","Michigan",100,"Dropped - Units whose status does not meet NEEDS criteria"]
["Conners Creek",1726,"16","O/G Steam","Michigan",130,"Dropped - Units whose status does not meet NEEDS criteria"]
["Conners Creek",1726,"2","Combustion Turbine","Michigan",2.3,"Dropped - Units whose status does not meet NEEDS criteria"]
["Cape Fear",2708,"1","Combined Cycle","North Carolina",11,"Dropped - Units whose status does not meet NEEDS criteria"]
["Cape Fear",2708,"1A","Combined Cycle","North Carolina",11,"Dropped - Units whose status does not meet NEEDS criteria"]
["Cape Fear",2708,"1B","Combined Cycle","North Carolina",12,"Dropped - Units whose status does not meet NEEDS criteria"]
["Cape Fear",2708,"2","Combined Cycle","North Carolina",7,"Dropped - Units whose status does not meet NEEDS criteria"]
["Cape Fear",2708,"2A","Combined Cycle","North Carolina",12,"Dropped - Units whose status does not meet NEEDS criteria"]
["H B Robinson",3251,"GT1","Combustion Turbine","South Carolina",11,"Dropped - Units whose status does not meet NEEDS criteria"]
["Cabot Holyoke",9864,"6","O/G Steam","Massachusetts",9.3,"Dropped - Units whose status does not meet NEEDS criteria"]
["Cabot Holyoke",9864,"8","O/G Steam","Massachusetts",9.3,"Dropped - Units whose status does not meet NEEDS criteria"]
["Menominee Acquisition",52017,"ST2","Coal Steam","Michigan",2.5,"Dropped - Units whose status does not meet NEEDS criteria"]
["Port Edwards Mill",54103,"GEN4","O/G Steam","Wisconsin",1.8,"Dropped - Units whose status does not meet NEEDS criteria"]
["Port Edwards Mill",54103,"GEN7","O/G Steam","Wisconsin",4.7,"Dropped - Units whose status does not meet NEEDS criteria"]
["Kamin LLC Wrens Mine",55961,"WM1","Combustion Turbine","Georgia",1,"Dropped - Units whose status does not meet NEEDS criteria"]
["Kamin LLC Wrens Mine",55961,"WM2","Combustion Turbine","Georgia",1,"Dropped - Units whose status does not meet NEEDS criteria"]
["Thermo No 1",57353,"1","Geothermal","Utah",11,"Dropped - Units whose status does not meet NEEDS criteria"]
["Jacksonville Developmental Center",57918,"1","Coal Steam","Illinois",0.7,"Dropped - Units whose status does not meet NEEDS criteria"]
["Jacksonville Developmental Center",57918,"2","Coal Steam","Illinois",0.7,"Dropped - Units whose status does not meet NEEDS criteria"]
["Jacksonville Developmental Center",57918,"3","Coal Steam","Illinois",2,"Dropped - Units whose status does not meet NEEDS criteria"]
["Connecticut Valley Hospital Plant",58176,"ST#1","Combined Cycle","Connecticut",0.7,"Dropped - Units whose status does not meet NEEDS criteria"]
["Connecticut Valley Hospital Plant",58176,"ST#2","Combined Cycle","Connecticut",0.5,"Dropped - Units whose status does not meet NEEDS criteria"]
["Connecticut Valley Hospital Plant",58176,"ST#3","Combined Cycle","Connecticut",0.5,"Dropped - Units whose status does not meet NEEDS criteria"]
["Hamilton Moses",168,"1","O/G Steam","Arkansas",67,"Dropped - Units whose status does not meet NEEDS criteria"]
["Hamilton Moses",168,"2","O/G Steam","Arkansas",67,"Dropped - Units whose status does not meet NEEDS criteria"]
["Robert E Ritchie",173,"1","O/G Steam","Arkansas",300,"Dropped - Units whose status does not meet NEEDS criteria"]
["Crystal River",628,"3","Nuclear","Florida",860,"Dropped - Units whose status does not meet NEEDS criteria"]
["Tyrone",1361,"3","Coal Steam","Kentucky",71,"Dropped - Units whose status does not meet NEEDS criteria"]
["Malden",2142,"1","Combustion Turbine","Missouri",1.2,"Dropped - Units whose status does not meet NEEDS criteria"]
["Kamin LLC Wrens Plant",54880,"WPH1","Combustion Turbine","Georgia",1.1,"Dropped - Units whose status does not meet NEEDS criteria"]
["Kamin LLC Wrens Plant",54880,"WPH2","Combustion Turbine","Georgia",1.2,"Dropped - Units whose status does not meet NEEDS criteria"]
["Kamin LLC Wrens Plant",54880,"WPH3","Combustion Turbine","Georgia",1,"Dropped - Units whose status does not meet NEEDS criteria"]
["Domain Integrated Energy System",56373,"DOMG1","Combustion Turbine","Texas",5,"Dropped - Units whose status does not meet NEEDS criteria"]
["Coal Canyon",226,"1","Hydro","California",0.9,"Dropped - Units whose status does not meet NEEDS criteria"]
["Port Everglades",617,"ST3","O/G Steam","Florida",387,"Dropped - Units whose status does not meet NEEDS criteria"]
["Port Everglades",617,"ST4","O/G Steam","Florida",392,"Dropped - Units whose status does not meet NEEDS criteria"]
["Oglesby",894,"1","Combustion Turbine","Illinois",13.5,"Dropped - Units whose status does not meet NEEDS criteria"]
["Oglesby",894,"2","Combustion Turbine","Illinois",13.5,"Dropped - Units whose status does not meet NEEDS criteria"]
["Oglesby",894,"3","Combustion Turbine","Illinois",13.5,"Dropped - Units whose status does not meet NEEDS criteria"]
["Oglesby",894,"4","Combustion Turbine","Illinois",13.5,"Dropped - Units whose status does not meet NEEDS criteria"]
["Stallings",895,"1","Combustion Turbine","Illinois",20.5,"Dropped - Units whose status does not meet NEEDS criteria"]
["Stallings",895,"2","Combustion Turbine","Illinois",20.5,"Dropped - Units whose status does not meet NEEDS criteria"]
["Stallings",895,"3","Combustion Turbine","Illinois",20.5,"Dropped - Units whose status does not meet NEEDS criteria"]
["Stallings",895,"4","Combustion Turbine","Illinois",20.5,"Dropped - Units whose status does not meet NEEDS criteria"]
["Rantoul",958,"3","Combustion Turbine","Illinois",0.7,"Dropped - Units whose status does not meet NEEDS criteria"]
["Monroe (MO)",2146,"2","Combustion Turbine","Missouri",1.3,"Dropped - Units whose status does not meet NEEDS criteria"]
["Monroe (MO)",2146,"3","Combustion Turbine","Missouri",1.1,"Dropped - Units whose status does not meet NEEDS criteria"]
["Monroe (MO)",2146,"4","Combustion Turbine","Missouri",1.1,"Dropped - Units whose status does not meet NEEDS criteria"]
["Monroe (MO)",2146,"6","Combustion Turbine","Missouri",2,"Dropped - Units whose status does not meet NEEDS criteria"]
["Monroe (MO)",2146,"7","Combustion Turbine","Missouri",2.2,"Dropped - Units whose status does not meet NEEDS criteria"]
["Sidney (NE)",2302,"4","Combustion Turbine","Nebraska",0.8,"Dropped - Units whose status does not meet NEEDS criteria"]
["Rocky River (SC)",3305,"IC1","Combustion Turbine","South Carolina",1.1,"Dropped - Units whose status does not meet NEEDS criteria"]
["Hydro III",3675,"HY3","Hydro","Utah",0.1,"Dropped - Units whose status does not meet NEEDS criteria"]
["Transalta Centralia Generation",3845,"30","Combined Cycle","Washington",44,"Dropped - Units whose status does not meet NEEDS criteria"]
["Transalta Centralia Generation",3845,"40","Combined Cycle","Washington",44,"Dropped - Units whose status does not meet NEEDS criteria"]
["Transalta Centralia Generation",3845,"50","Combined Cycle","Washington",44,"Dropped - Units whose status does not meet NEEDS criteria"]
["Transalta Centralia Generation",3845,"60","Combined Cycle","Washington",44,"Dropped - Units whose status does not meet NEEDS criteria"]
["Transalta Centralia Generation",3845,"70","Combined Cycle","Washington",80,"Dropped - Units whose status does not meet NEEDS criteria"]
["Gabbs",6514,"1","Combustion Turbine","Nevada",2.7,"Dropped - Units whose status does not meet NEEDS criteria"]
["Gabbs",6514,"2","Combustion Turbine","Nevada",2.7,"Dropped - Units whose status does not meet NEEDS criteria"]
["Florence",7337,"1","Combustion Turbine","Vermont",3,"Dropped - Units whose status does not meet NEEDS criteria"]
["Florence",7337,"2","Combustion Turbine","Vermont",2.9,"Dropped - Units whose status does not meet NEEDS criteria"]
["Apogee Technology Inc",10159,"GEN1","Combustion Turbine","Pennsylvania",0,"Dropped - Units whose status does not meet NEEDS criteria"]
["Puente Hills Energy Recovery",10472,"GEN2","Landfill Gas","California",1.1,"Dropped - Units whose status does not meet NEEDS criteria"]
["Southwest Texas State University",50263,"GEN1","Combustion Turbine","Texas",6,"Dropped - Units whose status does not meet NEEDS criteria"]
["Ridgewood Providence Power",50365,"PHI1","Landfill Gas","Rhode Island",1.2,"Dropped - Units whose status does not meet NEEDS criteria"]
["Ridgewood Providence Power",50365,"PHI2","Landfill Gas","Rhode Island",1.2,"Dropped - Units whose status does not meet NEEDS criteria"]
["Escondido Energy Center",55538,"GEN1","Combustion Turbine","California",33.6,"Dropped - Units whose status does not meet NEEDS criteria"]
["GRS Pine Bend",55598,"3","Landfill Gas","Minnesota",6,"Dropped - Units whose status does not meet NEEDS criteria"]
["Gates Peaker",55875,"GEN1","Combustion Turbine","California",33.3,"Dropped - Units whose status does not meet NEEDS criteria"]
["Catskill Mts Energy Corporation",57129,"G1","Landfill Gas","New York",1.1,"Dropped - Units whose status does not meet NEEDS criteria"]
["Abilene Energy Center Combustion Turbine",1251,"GT1","Combustion Turbine","Kansas",68,"Dropped - Units whose status does not meet NEEDS criteria"]
["Pratt",1317,"3","O/G Steam","Kansas",5.8,"Dropped - Units whose status does not meet NEEDS criteria"]
["Great Bend - Midwest Energy",1334,"6","Combustion Turbine","Kansas",3,"Dropped - Units whose status does not meet NEEDS criteria"]
["Morgan City",1449,"1","O/G Steam","Louisiana",5.8,"Dropped - Units whose status does not meet NEEDS criteria"]
["Morgan City",1449,"2","O/G Steam","Louisiana",5.8,"Dropped - Units whose status does not meet NEEDS criteria"]
["Austin Downtown",1960,"1","O/G Steam","Minnesota",5.3,"Dropped - Units whose status does not meet NEEDS criteria"]
["Austin Downtown",1960,"2","O/G Steam","Minnesota",3.5,"Dropped - Units whose status does not meet NEEDS criteria"]
["Austin Downtown",1960,"3","O/G Steam","Minnesota",8.8,"Dropped - Units whose status does not meet NEEDS criteria"]
["Austin Downtown",1960,"4","O/G Steam","Minnesota",12.2,"Dropped - Units whose status does not meet NEEDS criteria"]
["Eaton",2046,"1","O/G Steam","Mississippi",24.5,"Dropped - Units whose status does not meet NEEDS criteria"]
["Eaton",2046,"2","O/G Steam","Mississippi",24.5,"Dropped - Units whose status does not meet NEEDS criteria"]
["Eaton",2046,"3","O/G Steam","Mississippi",24.6,"Dropped - Units whose status does not meet NEEDS criteria"]
["Delta (MS)",2051,"1","O/G Steam","Mississippi",90,"Dropped - Units whose status does not meet NEEDS criteria"]
["Delta (MS)",2051,"2","O/G Steam","Mississippi",87,"Dropped - Units whose status does not meet NEEDS criteria"]
["Grand Forks",2821,"1","Combustion Turbine","North Dakota",0.7,"Dropped - Units whose status does not meet NEEDS criteria"]
["Grand Forks",2821,"10","Combustion Turbine","North Dakota",1.1,"Dropped - Units whose status does not meet NEEDS criteria"]
["Grand Forks",2821,"11","Combustion Turbine","North Dakota",1.1,"Dropped - Units whose status does not meet NEEDS criteria"]
["Grand Forks",2821,"2","Combustion Turbine","North Dakota",0.7,"Dropped - Units whose status does not meet NEEDS criteria"]
["Grand Forks",2821,"3","Combustion Turbine","North Dakota",0.7,"Dropped - Units whose status does not meet NEEDS criteria"]
["Grand Forks",2821,"4","Combustion Turbine","North Dakota",1,"Dropped - Units whose status does not meet NEEDS criteria"]
["Grand Forks",2821,"5","Combustion Turbine","North Dakota",1,"Dropped - Units whose status does not meet NEEDS criteria"]
["Grand Forks",2821,"6","Combustion Turbine","North Dakota",1,"Dropped - Units whose status does not meet NEEDS criteria"]
["Grand Forks",2821,"7","Combustion Turbine","North Dakota",1.1,"Dropped - Units whose status does not meet NEEDS criteria"]
["Grand Forks",2821,"8","Combustion Turbine","North Dakota",1.1,"Dropped - Units whose status does not meet NEEDS criteria"]
["Grand Forks",2821,"9","Combustion Turbine","North Dakota",1.1,"Dropped - Units whose status does not meet NEEDS criteria"]
["Harwood",2822,"2","Combustion Turbine","North Dakota",1.6,"Dropped - Units whose status does not meet NEEDS criteria"]
["Harwood",2822,"3","Combustion Turbine","North Dakota",1.6,"Dropped - Units whose status does not meet NEEDS criteria"]
["Conesville",2840,"3","Coal Steam","Ohio",165,"Dropped - Units whose status does not meet NEEDS criteria"]
["Lebanon",2921,"1","Combustion Turbine","Ohio",0.7,"Dropped - Units whose status does not meet NEEDS criteria"]
["Enid",2950,"1","Combustion Turbine","Oklahoma",11.1,"Dropped - Units whose status does not meet NEEDS criteria"]
["Enid",2950,"2","Combustion Turbine","Oklahoma",10.5,"Dropped - Units whose status does not meet NEEDS criteria"]
["Enid",2950,"3","Combustion Turbine","Oklahoma",11.5,"Dropped - Units whose status does not meet NEEDS criteria"]
["Enid",2950,"4","Combustion Turbine","Oklahoma",10.5,"Dropped - Units whose status does not meet NEEDS criteria"]
["Woodward",2958,"GT1","Combustion Turbine","Oklahoma",9.5,"Dropped - Units whose status does not meet NEEDS criteria"]
["Schuylkill Generating Station",3169,"1","O/G Steam","Pennsylvania",166,"Dropped - Units whose status does not meet NEEDS criteria"]
["Schuylkill Generating Station",3169,"IC1","Combustion Turbine","Pennsylvania",2.7,"Dropped - Units whose status does not meet NEEDS criteria"]
["Canadys Steam",3280,"1","Coal Steam","South Carolina",105,"Dropped - Units whose status does not meet NEEDS criteria"]
["Dolphus M Grainger",3317,"1","Coal Steam","South Carolina",83,"Dropped - Units whose status does not meet NEEDS criteria"]
["Dolphus M Grainger",3317,"2","Coal Steam","South Carolina",83,"Dropped - Units whose status does not meet NEEDS criteria"]
["Jefferies",3319,"3","Coal Steam","South Carolina",152,"Dropped - Units whose status does not meet NEEDS criteria"]
["Jefferies",3319,"4","Coal Steam","South Carolina",150,"Dropped - Units whose status does not meet NEEDS criteria"]
["John Sevier",3405,"1","Coal Steam","Tennessee",176,"Dropped - Units whose status does not meet NEEDS criteria"]
["John Sevier",3405,"2","Coal Steam","Tennessee",176,"Dropped - Units whose status does not meet NEEDS criteria"]
["Wanapum",3888,"1","Hydro","Washington",103.8,"Dropped - Units whose status does not meet NEEDS criteria"]
["NSB Nuiqsut Utility",7484,"PG4A","Combustion Turbine","Alaska",0.4,"Dropped - Units whose status does not meet NEEDS criteria"]
["North Branch (WV)",7537,"1","Coal Steam","West Virginia",74,"Dropped - Units whose status does not meet NEEDS criteria"]
["Roosevelt Biogas 1",7832,"1","Landfill Gas","Washington",2.1,"Dropped - Units whose status does not meet NEEDS criteria"]
["Roosevelt Biogas 1",7832,"2","Landfill Gas","Washington",2.1,"Dropped - Units whose status does not meet NEEDS criteria"]
["Roosevelt Biogas 1",7832,"3","Landfill Gas","Washington",2.1,"Dropped - Units whose status does not meet NEEDS criteria"]
["Roosevelt Biogas 1",7832,"4","Landfill Gas","Washington",2.1,"Dropped - Units whose status does not meet NEEDS criteria"]
["Roosevelt Biogas 1",7832,"5","Landfill Gas","Washington",2.1,"Dropped - Units whose status does not meet NEEDS criteria"]
["Montgomery",8025,"1","Combustion Turbine","Minnesota",0,"Dropped - Units whose status does not meet NEEDS criteria"]
["Maine Energy Recovery",10338,"MERC","Municipal Solid Waste","Maine",18,"Dropped - Units whose status does not meet NEEDS criteria"]
["Klein Tools Chicago",10498,"17","Combustion Turbine","Illinois",1.5,"Dropped - Units whose status does not meet NEEDS criteria"]
["Pasadena",10638,"GEN1","Combustion Turbine","Texas",2.6,"Dropped - Units whose status does not meet NEEDS criteria"]
["AES Thames",10675,"GEN1","Coal Steam","Connecticut",181,"Dropped - Units whose status does not meet NEEDS criteria"]
["Northwind Energy",10738,"GEN1","Onshore Wind","California",12.1,"Dropped - Units whose status does not meet NEEDS criteria"]
["Archer Daniels Midland Peoria",10866,"GEN5","Coal Steam","Illinois",4,"Dropped - Units whose status does not meet NEEDS criteria"]
["Rhinelander Mill",50933,"GEN3","O/G Steam","Wisconsin",0.6,"Dropped - Units whose status does not meet NEEDS criteria"]
["Pacific Oroville Power Inc",54469,"GEN1","Biomass","California",8.3,"Dropped - Units whose status does not meet NEEDS criteria"]
["Pacific Oroville Power Inc",54469,"GEN2","Biomass","California",8.3,"Dropped - Units whose status does not meet NEEDS criteria"]
["Riveside Resource Recovery LLC",55767,"RO1","Landfill Gas","Illinois",0.9,"Dropped - Units whose status does not meet NEEDS criteria"]
["Brookhaven Facility",55778,"BH2","Landfill Gas","New York",1.2,"Dropped - Units whose status does not meet NEEDS criteria"]
["Brookhaven Facility",55778,"BH3","Landfill Gas","New York",1.2,"Dropped - Units whose status does not meet NEEDS criteria"]
["Brookhaven Facility",55778,"BH4","Landfill Gas","New York",1.2,"Dropped - Units whose status does not meet NEEDS criteria"]
["AES Huntington Beach LLC",335,"3","O/G Steam","California",225,"Dropped - Units whose status does not meet NEEDS criteria"]
["AES Huntington Beach LLC",335,"4","O/G Steam","California",227,"Dropped - Units whose status does not meet NEEDS criteria"]
["Cutler",610,"5","O/G Steam","Florida",68,"Dropped - Units whose status does not meet NEEDS criteria"]
["Cutler",610,"6","O/G Steam","Florida",137,"Dropped - Units whose status does not meet NEEDS criteria"]
["Port Everglades",617,"ST1","O/G Steam","Florida",213,"Dropped - Units whose status does not meet NEEDS criteria"]
["Port Everglades",617,"ST2","O/G Steam","Florida",213,"Dropped - Units whose status does not meet NEEDS criteria"]
["Sanford",620,"3","O/G Steam","Florida",138,"Dropped - Units whose status does not meet NEEDS criteria"]
["Lowell",1837,"5","Combustion Turbine","Michigan",1.1,"Dropped - Units whose status does not meet NEEDS criteria"]
["Lowell",1837,"6","Combustion Turbine","Michigan",1.1,"Dropped - Units whose status does not meet NEEDS criteria"]
["Lowell",1837,"7","Combustion Turbine","Michigan",1.4,"Dropped - Units whose status does not meet NEEDS criteria"]
["Two Harbors",2016,"3","Combustion Turbine","Minnesota",1.9,"Dropped - Units whose status does not meet NEEDS criteria"]
["Animas",2465,"3","O/G Steam","New Mexico",9,"Dropped - Units whose status does not meet NEEDS criteria"]
["Animas",2465,"ST4","O/G Steam","New Mexico",16,"Dropped - Units whose status does not meet NEEDS criteria"]
["Burney Mountain Power",54219,"GEN1","Biomass","California",9.8,"Dropped - Units whose status does not meet NEEDS criteria"]
["Harris Energy Realty",54981,"C-AB","Hydro","Massachusetts",0.3,"Dropped - Units whose status does not meet NEEDS criteria"]
["Harris Energy Realty",54981,"C-C","Hydro","Massachusetts",0.3,"Dropped - Units whose status does not meet NEEDS criteria"]
["Harris Energy Realty",54981,"GILA","Hydro","Massachusetts",0.5,"Dropped - Units whose status does not meet NEEDS criteria"]
["Hansel",672,"21","Combined Cycle","Florida",30,"Dropped - Units whose status does not meet NEEDS criteria"]
["Hansel",672,"22","Combined Cycle","Florida",8,"Dropped - Units whose status does not meet NEEDS criteria"]
["Hansel",672,"23","Combined Cycle","Florida",8,"Dropped - Units whose status does not meet NEEDS criteria"]
["Rantoul",958,"5","Combustion Turbine","Illinois",0.7,"Dropped - Units whose status does not meet NEEDS criteria"]
["Bethany",2114,"4","Combustion Turbine","Missouri",1.4,"Dropped - Units whose status does not meet NEEDS criteria"]
["Bethany",2114,"5","Combustion Turbine","Missouri",1.7,"Dropped - Units whose status does not meet NEEDS criteria"]
["Bethany",2114,"6","Combustion Turbine","Missouri",0.9,"Dropped - Units whose status does not meet NEEDS criteria"]
["Bethany",2114,"7","Combustion Turbine","Missouri",1,"Dropped - Units whose status does not meet NEEDS criteria"]
["Raton",2468,"6","Combustion Turbine","New Mexico",7.3,"Dropped - Units whose status does not meet NEEDS criteria"]
["Cape Fear",2708,"2B","Combined Cycle","North Carolina",11,"Dropped - Units whose status does not meet NEEDS criteria"]
["Cape Fear",2708,"5","Coal Steam","North Carolina",144,"Dropped - Units whose status does not meet NEEDS criteria"]
["Cape Fear",2708,"6","Coal Steam","North Carolina",172,"Dropped - Units whose status does not meet NEEDS criteria"]
["HF Lee Plant",2709,"1","Coal Steam","North Carolina",74,"Dropped - Units whose status does not meet NEEDS criteria"]
["HF Lee Plant",2709,"2","Coal Steam","North Carolina",68,"Dropped - Units whose status does not meet NEEDS criteria"]
["HF Lee Plant",2709,"3","Coal Steam","North Carolina",240,"Dropped - Units whose status does not meet NEEDS criteria"]
["HF Lee Plant",2709,"GT1","Combustion Turbine","North Carolina",12,"Dropped - Units whose status does not meet NEEDS criteria"]
["HF Lee Plant",2709,"GT2","Combustion Turbine","North Carolina",21,"Dropped - Units whose status does not meet NEEDS criteria"]
["HF Lee Plant",2709,"GT3","Combustion Turbine","North Carolina",21,"Dropped - Units whose status does not meet NEEDS criteria"]
["HF Lee Plant",2709,"GT4","Combustion Turbine","North Carolina",21,"Dropped - Units whose status does not meet NEEDS criteria"]
["Morehead",2711,"GT1","Combustion Turbine","North Carolina",12,"Dropped - Units whose status does not meet NEEDS criteria"]
["Buck",2720,"7","Combustion Turbine","North Carolina",25,"Dropped - Units whose status does not meet NEEDS criteria"]
["Buck",2720,"8","Combustion Turbine","North Carolina",25,"Dropped - Units whose status does not meet NEEDS criteria"]
["Buck",2720,"9","Combustion Turbine","North Carolina",12,"Dropped - Units whose status does not meet NEEDS criteria"]
["Dan River",2723,"4","Combustion Turbine","North Carolina",24,"Dropped - Units whose status does not meet NEEDS criteria"]
["Dan River",2723,"5","Combustion Turbine","North Carolina",24,"Dropped - Units whose status does not meet NEEDS criteria"]
["Dan River",2723,"6","Combustion Turbine","North Carolina",24,"Dropped - Units whose status does not meet NEEDS criteria"]
["Riverbend",2732,"10","Combustion Turbine","North Carolina",22,"Dropped - Units whose status does not meet NEEDS criteria"]
["Riverbend",2732,"11","Combustion Turbine","North Carolina",20,"Dropped - Units whose status does not meet NEEDS criteria"]
["Riverbend",2732,"8","Combustion Turbine","North Carolina",20,"Dropped - Units whose status does not meet NEEDS criteria"]
["Riverbend",2732,"9","Combustion Turbine","North Carolina",22,"Dropped - Units whose status does not meet NEEDS criteria"]
["Niles Power Plant",2861,"1","Coal Steam","Ohio",108,"Dropped - Units whose status does not meet NEEDS criteria"]
["H B Robinson",3251,"1","Coal Steam","South Carolina",177,"Dropped - Units whose status does not meet NEEDS criteria"]
["Potomac River",3788,"1","Coal Steam","Virginia",88,"Dropped - Units whose status does not meet NEEDS criteria"]
["Potomac River",3788,"2","Coal Steam","Virginia",88,"Dropped - Units whose status does not meet NEEDS criteria"]
["Potomac River",3788,"3","Coal Steam","Virginia",102,"Dropped - Units whose status does not meet NEEDS criteria"]
["Potomac River",3788,"4","Coal Steam","Virginia",102,"Dropped - Units whose status does not meet NEEDS criteria"]
["Potomac River",3788,"5","Coal Steam","Virginia",102,"Dropped - Units whose status does not meet NEEDS criteria"]
["Bethany II",7944,"9","Combustion Turbine","Missouri",1.2,"Dropped - Units whose status does not meet NEEDS criteria"]
["Pascagoula Cogen",52084,"TG1","Fossil Waste","Mississippi",4,"Dropped - Units whose status does not meet NEEDS criteria"]
["Cheoah",54899,"4","Hydro","North Carolina",21,"Dropped - Units whose status does not meet NEEDS criteria"]
["Maiden Finger Street",56065,"1","Combustion Turbine","North Carolina",1.8,"Dropped - Units whose status does not meet NEEDS criteria"]
["Buzzard Roost GT",58212,"10","Combustion Turbine","South Carolina",0,"Dropped - Units whose status does not meet NEEDS criteria"]
["Buzzard Roost GT",58212,"11","Combustion Turbine","South Carolina",0,"Dropped - Units whose status does not meet NEEDS criteria"]
["Buzzard Roost GT",58212,"12","Combustion Turbine","South Carolina",0,"Dropped - Units whose status does not meet NEEDS criteria"]
["Buzzard Roost GT",58212,"13","Combustion Turbine","South Carolina",0,"Dropped - Units whose status does not meet NEEDS criteria"]
["Buzzard Roost GT",58212,"14","Combustion Turbine","South Carolina",0,"Dropped - Units whose status does not meet NEEDS criteria"]
["Buzzard Roost GT",58212,"15","Combustion Turbine","South Carolina",0,"Dropped - Units whose status does not meet NEEDS criteria"]
["Buzzard Roost GT",58212,"6","Combustion Turbine","South Carolina",0,"Dropped - Units whose status does not meet NEEDS criteria"]
["Buzzard Roost GT",58212,"7","Combustion Turbine","South Carolina",0,"Dropped - Units whose status does not meet NEEDS criteria"]
["Buzzard Roost GT",58212,"8","Combustion Turbine","South Carolina",0,"Dropped - Units whose status does not meet NEEDS criteria"]
["Buzzard Roost GT",58212,"9","Combustion Turbine","South Carolina",0,"Dropped - Units whose status does not meet NEEDS criteria"]
["Boulder Canyon Hydro",466,"1","Hydro","Colorado",5,"Dropped - Units whose status does not meet NEEDS criteria"]
["Kensico",650,"1","Hydro","New York",1,"Dropped - Units whose status does not meet NEEDS criteria"]
["Kensico",650,"2","Hydro","New York",1,"Dropped - Units whose status does not meet NEEDS criteria"]
["Kensico",650,"3","Hydro","New York",1,"Dropped - Units whose status does not meet NEEDS criteria"]
["FirstEnergy R Paul Smith Power Station",1570,"11","Coal Steam","Maryland",87,"Dropped - Units whose status does not meet NEEDS criteria"]
["FirstEnergy R Paul Smith Power Station",1570,"9","Coal Steam","Maryland",28,"Dropped - Units whose status does not meet NEEDS criteria"]
["Coldwater",1819,"3","Combustion Turbine","Michigan",3.5,"Dropped - Units whose status does not meet NEEDS criteria"]
["Howard Down",2434,"10","O/G Steam","New Jersey",23,"Dropped - Units whose status does not meet NEEDS criteria"]
["FirstEnergy Eastlake",2837,"4","Coal Steam","Ohio",240,"Dropped - Units whose status does not meet NEEDS criteria"]
["FirstEnergy Eastlake",2837,"5","Coal Steam","Ohio",597,"Dropped - Units whose status does not meet NEEDS criteria"]
["FirstEnergy R E Burger",2864,"3","Coal Steam","Ohio",94,"Dropped - Units whose status does not meet NEEDS criteria"]
["FirstEnergy Bay Shore",2878,"2","Coal Steam","Ohio",138,"Dropped - Units whose status does not meet NEEDS criteria"]
["FirstEnergy Bay Shore",2878,"3","Coal Steam","Ohio",142,"Dropped - Units whose status does not meet NEEDS criteria"]
["FirstEnergy Bay Shore",2878,"4","Coal Steam","Ohio",215,"Dropped - Units whose status does not meet NEEDS criteria"]
["FirstEnergy Armstrong Power Station",3178,"1","Coal Steam","Pennsylvania",172,"Dropped - Units whose status does not meet NEEDS criteria"]
["FirstEnergy Armstrong Power Station",3178,"2","Coal Steam","Pennsylvania",172,"Dropped - Units whose status does not meet NEEDS criteria"]
["Riverview",3487,"6","Combustion Turbine","Texas",22,"Dropped - Units whose status does not meet NEEDS criteria"]
["FirstEnergy Albright",3942,"1","Coal Steam","West Virginia",73,"Dropped - Units whose status does not meet NEEDS criteria"]
["FirstEnergy Albright",3942,"2","Coal Steam","West Virginia",73,"Dropped - Units whose status does not meet NEEDS criteria"]
["FirstEnergy Albright",3942,"3","Coal Steam","West Virginia",137,"Dropped - Units whose status does not meet NEEDS criteria"]
["FirstEnergy Rivesville",3945,"5","Coal Steam","West Virginia",37,"Dropped - Units whose status does not meet NEEDS criteria"]
["FirstEnergy Rivesville",3945,"6","Coal Steam","West Virginia",88,"Dropped - Units whose status does not meet NEEDS criteria"]
["FirstEnergy Willow Island",3946,"1","Coal Steam","West Virginia",54,"Dropped - Units whose status does not meet NEEDS criteria"]
["FirstEnergy Willow Island",3946,"2","Coal Steam","West Virginia",181,"Dropped - Units whose status does not meet NEEDS criteria"]
["Newhalen",7183,"1","Combustion Turbine","Alaska",0.3,"Dropped - Units whose status does not meet NEEDS criteria"]
["Newhalen",7183,"2","Combustion Turbine","Alaska",0.3,"Dropped - Units whose status does not meet NEEDS criteria"]
["Newhalen",7183,"3","Combustion Turbine","Alaska",0.3,"Dropped - Units whose status does not meet NEEDS criteria"]
["Newhalen",7183,"4","Combustion Turbine","Alaska",0.6,"Dropped - Units whose status does not meet NEEDS criteria"]
["Glenmore Turbines",7882,"1","Onshore Wind","Wisconsin",0.1,"Dropped - Units whose status does not meet NEEDS criteria"]
["G F Weaton Power Station",50130,"GEN1","Coal Steam","Pennsylvania",56,"Dropped - Units whose status does not meet NEEDS criteria"]
["G F Weaton Power Station",50130,"GEN2","Coal Steam","Pennsylvania",56,"Dropped - Units whose status does not meet NEEDS criteria"]
["Catalyst Paper Snowflake Mill",50805,"GEN1","Coal Steam","Arizona",26,"Dropped - Units whose status does not meet NEEDS criteria"]
["Catalyst Paper Snowflake Mill",50805,"GEN2","Coal Steam","Arizona",42,"Dropped - Units whose status does not meet NEEDS criteria"]
["St Vincents Medical Center",54535,"6805","Combustion Turbine","Florida",1.3,"Dropped - Units whose status does not meet NEEDS criteria"]
["Great Works Hydro",55967,"WW1","Hydro","Maine",1,"Dropped - Units whose status does not meet NEEDS criteria"]
["Great Works Hydro",55967,"WW10","Hydro","Maine",0.6,"Dropped - Units whose status does not meet NEEDS criteria"]
["Great Works Hydro",55967,"WW11","Hydro","Maine",0.5,"Dropped - Units whose status does not meet NEEDS criteria"]
["Great Works Hydro",55967,"WW2","Hydro","Maine",1,"Dropped - Units whose status does not meet NEEDS criteria"]
["Great Works Hydro",55967,"WW3","Hydro","Maine",1,"Dropped - Units whose status does not meet NEEDS criteria"]
["Great Works Hydro",55967,"WW4","Hydro","Maine",0.6,"Dropped - Units whose status does not meet NEEDS criteria"]
["Great Works Hydro",55967,"WW5","Hydro","Maine",0.6,"Dropped - Units whose status does not meet NEEDS criteria"]
["Great Works Hydro",55967,"WW6","Hydro","Maine",0.7,"Dropped - Units whose status does not meet NEEDS criteria"]
["Great Works Hydro",55967,"WW7","Hydro","Maine",0.6,"Dropped - Units whose status does not meet NEEDS criteria"]
["Great Works Hydro",55967,"WW8","Hydro","Maine",0.6,"Dropped - Units whose status does not meet NEEDS criteria"]
["Great Works Hydro",55967,"WW9","Hydro","Maine",0.5,"Dropped - Units whose status does not meet NEEDS criteria"]
["Gastonia Rankin Lake",56060,"1","Combustion Turbine","North Carolina",1.8,"Dropped - Units whose status does not meet NEEDS criteria"]
["Gastonia Duke Street",56061,"1","Combustion Turbine","North Carolina",1.8,"Dropped - Units whose status does not meet NEEDS criteria"]
["Lexington Hickory Street",56066,"1","Combustion Turbine","North Carolina",1.8,"Dropped - Units whose status does not meet NEEDS criteria"]
["Crawford",867,"7","Coal Steam","Illinois",213,"Dropped - Units whose status does not meet NEEDS criteria"]
["Crawford",867,"8","Coal Steam","Illinois",319,"Dropped - Units whose status does not meet NEEDS criteria"]
["Fisk Street",886,"19","Coal Steam","Illinois",326,"Dropped - Units whose status does not meet NEEDS criteria"]
["Sterlington",1404,"6","O/G Steam","Louisiana",212,"Dropped - Units whose status does not meet NEEDS criteria"]
["Eagle Mountain",3489,"1","O/G Steam","Texas",115,"Dropped - Units whose status does not meet NEEDS criteria"]
["Eagle Mountain",3489,"2","O/G Steam","Texas",175,"Dropped - Units whose status does not meet NEEDS criteria"]
["Eagle Mountain",3489,"3","O/G Steam","Texas",375,"Dropped - Units whose status does not meet NEEDS criteria"]
["Ty Cooke",3602,"GT1","Combustion Turbine","Texas",11,"Dropped - Units whose status does not meet NEEDS criteria"]
["Smart Papers LLC",50247,"1","Coal Steam","Ohio",1,"Dropped - Units whose status does not meet NEEDS criteria"]
["Smart Papers LLC",50247,"2","Coal Steam","Ohio",1.5,"Dropped - Units whose status does not meet NEEDS criteria"]
["Smart Papers LLC",50247,"7","Coal Steam","Ohio",9.4,"Dropped - Units whose status does not meet NEEDS criteria"]
["Smart Papers LLC",50247,"8","Coal Steam","Ohio",9.4,"Dropped - Units whose status does not meet NEEDS criteria"]
["Smart Papers LLC",50247,"GEN3","Coal Steam","Ohio",6,"Dropped - Units whose status does not meet NEEDS criteria"]
["Smart Papers LLC",50247,"GEN5","Coal Steam","Ohio",7.5,"Dropped - Units whose status does not meet NEEDS criteria"]
["Smart Papers LLC",50247,"GEN6","Coal Steam","Ohio",10.5,"Dropped - Units whose status does not meet NEEDS criteria"]
["Kraft Foods Atlantic Gelatin",50425,"GEN2","O/G Steam","Massachusetts",0.3,"Dropped - Units whose status does not meet NEEDS criteria"]
["Kraft Foods Atlantic Gelatin",50425,"GEN3","Combustion Turbine","Massachusetts",0.3,"Dropped - Units whose status does not meet NEEDS criteria"]
["Osceola (AR)",172,"10","Combustion Turbine","Arkansas",1.6,"Dropped - Units whose status does not meet NEEDS criteria"]
["Osceola (AR)",172,"11","Combustion Turbine","Arkansas",1.6,"Dropped - Units whose status does not meet NEEDS criteria"]
["Osceola (AR)",172,"12","Combustion Turbine","Arkansas",1.6,"Dropped - Units whose status does not meet NEEDS criteria"]
["Macon",2141,"1","Combustion Turbine","Missouri",4.8,"Dropped - Units whose status does not meet NEEDS criteria"]
["Mohave",2341,"1","Coal Steam","Nevada",790,"Dropped - Units whose status does not meet NEEDS criteria"]
["Mohave",2341,"2","Coal Steam","Nevada",790,"Dropped - Units whose status does not meet NEEDS criteria"]
["Far Rockaway",2513,"4","O/G Steam","New York",0,"Dropped - Units whose status does not meet NEEDS criteria"]
["Glenwood",2514,"4","O/G Steam","New York",0,"Dropped - Units whose status does not meet NEEDS criteria"]
["Glenwood",2514,"5","O/G Steam","New York",0,"Dropped - Units whose status does not meet NEEDS criteria"]
["Kotzebue Hybrid",6304,"12","Combustion Turbine","Alaska",1,"Dropped - Units whose status does not meet NEEDS criteria"]
["Heber City",7111,"NA3","Combustion Turbine","Utah",0.6,"Dropped - Units whose status does not meet NEEDS criteria"]
["Little Company of Mary Hospital",10400,"GEN1","Combustion Turbine","Illinois",3.2,"Dropped - Units whose status does not meet NEEDS criteria"]
["Fernandina Plant",10562,"GEN3","Biomass","Florida",6.5,"Dropped - Units whose status does not meet NEEDS criteria"]
["Indianola",1150,"1","Combustion Turbine","Iowa",0.6,"Dropped - Units whose status does not meet NEEDS criteria"]
["Indianola",1150,"2","Combustion Turbine","Iowa",1.3,"Dropped - Units whose status does not meet NEEDS criteria"]
["Indianola",1150,"4","Combustion Turbine","Iowa",1.3,"Dropped - Units whose status does not meet NEEDS criteria"]
["Pella",1175,"5","Coal Steam","Iowa",0,"Dropped - Units whose status does not meet NEEDS criteria"]
["Pella",1175,"6","Coal Steam","Iowa",0,"Dropped - Units whose status does not meet NEEDS criteria"]
["Neosho",1243,"3","O/G Steam","Kansas",62,"Dropped - Units whose status does not meet NEEDS criteria"]
["PSEG Kearny Generating Station",2404,"10","Combustion Turbine","New Jersey",122,"Dropped - Units whose status does not meet NEEDS criteria"]
["PSEG Kearny Generating Station",2404,"11","Combustion Turbine","New Jersey",128,"Dropped - Units whose status does not meet NEEDS criteria"]
["Niles Power Plant",2861,"2","Coal Steam","Ohio",108,"Dropped - Units whose status does not meet NEEDS criteria"]
["Sam Rayburn",3631,"3","O/G Steam","Texas",22,"Dropped - Units whose status does not meet NEEDS criteria"]
["Pearl Station",6238,"1","Coal Steam","Illinois",22.2,"Dropped - Units whose status does not meet NEEDS criteria"]
["Block Island",6567,"19","Combustion Turbine","Rhode Island",1,"Dropped - Units whose status does not meet NEEDS criteria"]
["Hoonah",7463,"1","Combustion Turbine","Alaska",0.6,"Dropped - Units whose status does not meet NEEDS criteria"]
["Hoonah",7463,"3","Combustion Turbine","Alaska",0.5,"Dropped - Units whose status does not meet NEEDS criteria"]
["Colorado Energy Nations Company",10003,"VBPT","O/G Steam","Colorado",0.4,"Dropped - Units whose status does not meet NEEDS criteria"]
["RG Steel Sparrows Point, LLC",10485,"GEN1","Fossil Waste","Maryland",152.3,"Dropped - Units whose status does not meet NEEDS criteria"]
["RG Steel Sparrows Point, LLC",10485,"GEN2","Fossil Waste","Maryland",0,"Dropped - Units whose status does not meet NEEDS criteria"]
["RG Steel Sparrows Point, LLC",10485,"GEN3","Fossil Waste","Maryland",0,"Dropped - Units whose status does not meet NEEDS criteria"]
["RG Steel Sparrows Point, LLC",10485,"GEN4","Fossil Waste","Maryland",0,"Dropped - Units whose status does not meet NEEDS criteria"]
["Gallup Refinery",50997,"GEN1","Combustion Turbine","New Mexico",2.9,"Dropped - Units whose status does not meet NEEDS criteria"]
["Gallup Refinery",50997,"GEN2","Combustion Turbine","New Mexico",2.9,"Dropped - Units whose status does not meet NEEDS criteria"]
["McKittrick Cogen",52076,"GEN1","Combustion Turbine","California",3,"Dropped - Units whose status does not meet NEEDS criteria"]
["McKittrick Cogen",52076,"GEN2","Combustion Turbine","California",3,"Dropped - Units whose status does not meet NEEDS criteria"]
["McKittrick Cogen",52076,"GEN3","Combustion Turbine","California",3,"Dropped - Units whose status does not meet NEEDS criteria"]
["Sinclair Oil Refinery",54374,"2002","Combustion Turbine","Wyoming",1.3,"Dropped - Units whose status does not meet NEEDS criteria"]
["GRS Fall River",55589,"2","Landfill Gas","Massachusetts",0.9,"Dropped - Units whose status does not meet NEEDS criteria"]
["Dunbarton Energy Partners LP",55779,"MA1","Landfill Gas","New Hampshire",0.6,"Dropped - Units whose status does not meet NEEDS criteria"]
["Dunbarton Energy Partners LP",55779,"MA2","Landfill Gas","New Hampshire",0.6,"Dropped - Units whose status does not meet NEEDS criteria"]
["Benning",603,"15","O/G Steam","District of Columbia",275,"Dropped - Units whose status does not meet NEEDS criteria"]
["Benning",603,"16","O/G Steam","District of Columbia",275,"Dropped - Units whose status does not meet NEEDS criteria"]
["Buzzard Point",604,"E1","Combustion Turbine","District of Columbia",16,"Dropped - Units whose status does not meet NEEDS criteria"]
["Buzzard Point",604,"E2","Combustion Turbine","District of Columbia",16,"Dropped - Units whose status does not meet NEEDS criteria"]
["Buzzard Point",604,"E4","Combustion Turbine","District of Columbia",16,"Dropped - Units whose status does not meet NEEDS criteria"]
["Buzzard Point",604,"E5","Combustion Turbine","District of Columbia",16,"Dropped - Units whose status does not meet NEEDS criteria"]
["Buzzard Point",604,"E6","Combustion Turbine","District of Columbia",16,"Dropped - Units whose status does not meet NEEDS criteria"]
["Buzzard Point",604,"E7","Combustion Turbine","District of Columbia",16,"Dropped - Units whose status does not meet NEEDS criteria"]
["Buzzard Point",604,"E8","Combustion Turbine","District of Columbia",16,"Dropped - Units whose status does not meet NEEDS criteria"]
["Buzzard Point",604,"W10","Combustion Turbine","District of Columbia",16,"Dropped - Units whose status does not meet NEEDS criteria"]
["Buzzard Point",604,"W11","Combustion Turbine","District of Columbia",16,"Dropped - Units whose status does not meet NEEDS criteria"]
["Buzzard Point",604,"W12","Combustion Turbine","District of Columbia",16,"Dropped - Units whose status does not meet NEEDS criteria"]
["Buzzard Point",604,"W13","Combustion Turbine","District of Columbia",16,"Dropped - Units whose status does not meet NEEDS criteria"]
["Buzzard Point",604,"W14","Combustion Turbine","District of Columbia",16,"Dropped - Units whose status does not meet NEEDS criteria"]
["Buzzard Point",604,"W15","Combustion Turbine","District of Columbia",16,"Dropped - Units whose status does not meet NEEDS criteria"]
["Buzzard Point",604,"W16","Combustion Turbine","District of Columbia",16,"Dropped - Units whose status does not meet NEEDS criteria"]
["Buzzard Point",604,"W9","Combustion Turbine","District of Columbia",16,"Dropped - Units whose status does not meet NEEDS criteria"]
["Fulton (MO)",2126,"IC2","Combustion Turbine","Missouri",4.1,"Dropped - Units whose status does not meet NEEDS criteria"]
["Walter C Beckjord",2830,"1","Coal Steam","Ohio",94,"Dropped - Units whose status does not meet NEEDS criteria"]
["Eddystone Generating Station",3161,"2","Coal Steam","Pennsylvania",309,"Dropped - Units whose status does not meet NEEDS criteria"]
["New Badger",4120,"1","Hydro","Wisconsin",1.8,"Dropped - Units whose status does not meet NEEDS criteria"]
["New Badger",4120,"2","Hydro","Wisconsin",1.8,"Dropped - Units whose status does not meet NEEDS criteria"]
["Old Badger",4121,"3","Hydro","Wisconsin",1,"Dropped - Units whose status does not meet NEEDS criteria"]
["Old Badger",4121,"4","Hydro","Wisconsin",1,"Dropped - Units whose status does not meet NEEDS criteria"]
["Endicott Station",4259,"2","Combustion Turbine","Michigan",1.6,"Dropped - Units whose status does not meet NEEDS criteria"]
["Endicott Station",4259,"3","Combustion Turbine","Michigan",1.6,"Dropped - Units whose status does not meet NEEDS criteria"]
["State St Generating",7970,"1","Combustion Turbine","Michigan",1.8,"Dropped - Units whose status does not meet NEEDS criteria"]
["State St Generating",7970,"2","Combustion Turbine","Michigan",1.8,"Dropped - Units whose status does not meet NEEDS criteria"]
["State St Generating",7970,"3","Combustion Turbine","Michigan",1.8,"Dropped - Units whose status does not meet NEEDS criteria"]
["State St Generating",7970,"4","Combustion Turbine","Michigan",1.8,"Dropped - Units whose status does not meet NEEDS criteria"]
["State St Generating",7970,"5","Combustion Turbine","Michigan",1.8,"Dropped - Units whose status does not meet NEEDS criteria"]
["State St Generating",7970,"6","Combustion Turbine","Michigan",1.8,"Dropped - Units whose status does not meet NEEDS criteria"]
["State St Generating",7970,"7","Combustion Turbine","Michigan",1.8,"Dropped - Units whose status does not meet NEEDS criteria"]
["State St Generating",7970,"8","Combustion Turbine","Michigan",1.8,"Dropped - Units whose status does not meet NEEDS criteria"]
["State St Generating",7970,"9","Combustion Turbine","Michigan",1.8,"Dropped - Units whose status does not meet NEEDS criteria"]
["Clark University",10408,"GEN1","Combustion Turbine","Massachusetts",2,"Dropped - Units whose status does not meet NEEDS criteria"]
["TXU Sweetwater Generating Plant",50615,"GT01","Combined Cycle","Texas",41,"Dropped - Units whose status does not meet NEEDS criteria"]
["TXU Sweetwater Generating Plant",50615,"GT02","Combined Cycle","Texas",86,"Dropped - Units whose status does not meet NEEDS criteria"]
["TXU Sweetwater Generating Plant",50615,"GT03","Combined Cycle","Texas",86,"Dropped - Units whose status does not meet NEEDS criteria"]
["Central District Wastewater Treat Plant",54623,"3","Non-Fossil Waste","Florida",1.2,"Dropped - Units whose status does not meet NEEDS criteria"]
["Central District Wastewater Treat Plant",54623,"4","Non-Fossil Waste","Florida",1.2,"Dropped - Units whose status does not meet NEEDS criteria"]
["WestRock Demopolis Mill",54763,"3TG","Non-Fossil Waste","Alabama",16,"Dropped - Units whose status does not meet NEEDS criteria"]
["Cheoah",54899,"1","Hydro","North Carolina",21,"Dropped - Units whose status does not meet NEEDS criteria"]
["Cheoah",54899,"2","Hydro","North Carolina",21,"Dropped - Units whose status does not meet NEEDS criteria"]
["Cheoah",54899,"3","Hydro","North Carolina",21,"Dropped - Units whose status does not meet NEEDS criteria"]
["GRS Fall River",55589,"1","Landfill Gas","Massachusetts",0.9,"Dropped - Units whose status does not meet NEEDS criteria"]
["Pennsauken Landfill",56511,"GEN3","Landfill Gas","New Jersey",0.9,"Dropped - Units whose status does not meet NEEDS criteria"]
["Cherokee",469,"1","Coal Steam","Colorado",107,"Dropped - Units whose status does not meet NEEDS criteria"]
["Dan River",2723,"1","Coal Steam","North Carolina",67,"Dropped - Units whose status does not meet NEEDS criteria"]
["Dan River",2723,"2","Coal Steam","North Carolina",67,"Dropped - Units whose status does not meet NEEDS criteria"]
["Dan River",2723,"3","Coal Steam","North Carolina",142,"Dropped - Units whose status does not meet NEEDS criteria"]
["Shelby Municipal Light Plant",2943,"3","Coal Steam","Ohio",5,"Dropped - Units whose status does not meet NEEDS criteria"]
["US DOE Savannah River Site (D Area)",7652,"HP-1","Coal Steam","South Carolina",9.4,"Dropped - Units whose status does not meet NEEDS criteria"]
["US DOE Savannah River Site (D Area)",7652,"HP-2","Coal Steam","South Carolina",9.4,"Dropped - Units whose status does not meet NEEDS criteria"]
["US DOE Savannah River Site (D Area)",7652,"HP-3","Coal Steam","South Carolina",9.4,"Dropped - Units whose status does not meet NEEDS criteria"]
["US DOE Savannah River Site (D Area)",7652,"LP-1","Coal Steam","South Carolina",12.5,"Dropped - Units whose status does not meet NEEDS criteria"]
["US DOE Savannah River Site (D Area)",7652,"LP-2","Coal Steam","South Carolina",12.5,"Dropped - Units whose status does not meet NEEDS criteria"]
["US DOE Savannah River Site (D Area)",7652,"LP-3","Coal Steam","South Carolina",12.5,"Dropped - Units whose status does not meet NEEDS criteria"]
["US DOE Savannah River Site (D Area)",7652,"LP-4","Coal Steam","South Carolina",12.5,"Dropped - Units whose status does not meet NEEDS criteria"]
["Ormesa I",50766,"OE26","Geothermal","California",0.9,"Dropped - Units whose status does not meet NEEDS criteria"]
["Sherman Hospital",50909,"1","Combustion Turbine","Illinois",0.8,"Dropped - Units whose status does not meet NEEDS criteria"]
["Sherman Hospital",50909,"2","Combustion Turbine","Illinois",0.8,"Dropped - Units whose status does not meet NEEDS criteria"]
["Air Products Port Arthur",55309,"GEN2","Combined Cycle","Texas",3,"Dropped - Units whose status does not meet NEEDS criteria"]
["Conroe",55555,"UNT1","Landfill Gas","Texas",1,"Dropped - Units whose status does not meet NEEDS criteria"]
["Conroe",55555,"UNT2","Landfill Gas","Texas",1,"Dropped - Units whose status does not meet NEEDS criteria"]
["Conroe",55555,"UNT3","Landfill Gas","Texas",1,"Dropped - Units whose status does not meet NEEDS criteria"]
["Walhalla",55638,"GEN1","Coal Steam","North Dakota",2,"Dropped - Units whose status does not meet NEEDS criteria"]
["Solo Cup Co",56040,"1","Combustion Turbine","Maryland",5.6,"Dropped - Units whose status does not meet NEEDS criteria"]
["Solo Cup Co",56040,"2","Combustion Turbine","Maryland",5.6,"Dropped - Units whose status does not meet NEEDS criteria"]
["Alliant SBD 9801 Aegon Martha's Way",56072,"01","Combustion Turbine","Iowa",1,"Dropped - Units whose status does not meet NEEDS criteria"]
["Mitchell (GA)",727,"4C","Combustion Turbine","Georgia",31,"Dropped - Units whose status does not meet NEEDS criteria"]
["State Line Energy",981,"3","Coal Steam","Indiana",124.9,"Dropped - Units whose status does not meet NEEDS criteria"]
["State Line Energy",981,"3A","Coal Steam","Indiana",0,"Dropped - Units whose status does not meet NEEDS criteria"]
["State Line Energy",981,"4","Coal Steam","Indiana",209.4,"Dropped - Units whose status does not meet NEEDS criteria"]
["State Line Energy",981,"4A","Coal Steam","Indiana",0,"Dropped - Units whose status does not meet NEEDS criteria"]
["La Plata",2140,"8","Combustion Turbine","Missouri",0.9,"Dropped - Units whose status does not meet NEEDS criteria"]
["La Plata",2140,"9","Combustion Turbine","Missouri",0.9,"Dropped - Units whose status does not meet NEEDS criteria"]
["Alma",4140,"1","Coal Steam","Wisconsin",18.9,"Dropped - Units whose status does not meet NEEDS criteria"]
["Alma",4140,"2","Coal Steam","Wisconsin",18,"Dropped - Units whose status does not meet NEEDS criteria"]
["Alma",4140,"3","Coal Steam","Wisconsin",18.9,"Dropped - Units whose status does not meet NEEDS criteria"]
["John Deere Harvester Works",10039,"GEN5","Coal Steam","Illinois",3,"Dropped - Units whose status does not meet NEEDS criteria"]
["TMC LLC",10347,"GEN1","Biomass","Florida",7.5,"Dropped - Units whose status does not meet NEEDS criteria"]
["East Third Street Power Plant",10367,"GEN1","Coal Steam","California",18.7,"Dropped - Units whose status does not meet NEEDS criteria"]
["Loveridge Road Power Plant",10368,"GEN1","Coal Steam","California",18,"Dropped - Units whose status does not meet NEEDS criteria"]
["Wilbur West Power Plant",10369,"GEN1","Coal Steam","California",18.2,"Dropped - Units whose status does not meet NEEDS criteria"]
["Wilbur East Power Plant",10370,"GEN1","Coal Steam","California",18.1,"Dropped - Units whose status does not meet NEEDS criteria"]
["Nichols Road Power Plant",10371,"GEN1","Coal Steam","California",17.8,"Dropped - Units whose status does not meet NEEDS criteria"]
["Hanford",10373,"GEN1","Coal Steam","California",25.3,"Dropped - Units whose status does not meet NEEDS criteria"]
["Stockton Cogen",10640,"GEN1","Coal Steam","California",53.7,"Dropped - Units whose status does not meet NEEDS criteria"]
["Elm Street Substation Generators",56597,"EP04","Combustion Turbine","Missouri",0,"Dropped - Units whose status does not meet NEEDS criteria"]
["Walton Street Substation",56598,"EP05","Combustion Turbine","Missouri",0,"Dropped - Units whose status does not meet NEEDS criteria"]
["Walton Street Substation",56598,"EP06","Combustion Turbine","Missouri",0,"Dropped - Units whose status does not meet NEEDS criteria"]
["Jefferson Street Substation",56599,"EP08","Combustion Turbine","Missouri",0,"Dropped - Units whose status does not meet NEEDS criteria"]
["Jefferson Street Substation",56599,"EP09","Combustion Turbine","Missouri",0,"Dropped - Units whose status does not meet NEEDS criteria"]
["Oakely",1311,"1","Combustion Turbine","Kansas",1.2,"Dropped - Units whose status does not meet NEEDS criteria"]
["Oakely",1311,"2","Combustion Turbine","Kansas",0.3,"Dropped - Units whose status does not meet NEEDS criteria"]
["Oakely",1311,"4","Combustion Turbine","Kansas",0.8,"Dropped - Units whose status does not meet NEEDS criteria"]
["Oakely",1311,"6","Combustion Turbine","Kansas",3.2,"Dropped - Units whose status does not meet NEEDS criteria"]
["Las Vegas",2447,"1","Combustion Turbine","New Mexico",20,"Dropped - Units whose status does not meet NEEDS criteria"]
["Wanapum",3888,"5","Hydro","Washington",103.8,"Dropped - Units whose status does not meet NEEDS criteria"]
["Hopkinton",8108,"IC3","Combustion Turbine","Iowa",1.2,"Dropped - Units whose status does not meet NEEDS criteria"]
["New Hanover County WASTEC",50271,"1TGB","Municipal Solid Waste","North Carolina",2,"Dropped - Units whose status does not meet NEEDS criteria"]
["New Hanover County WASTEC",50271,"3TG","Municipal Solid Waste","North Carolina",1.7,"Dropped - Units whose status does not meet NEEDS criteria"]
["CID Gas Recovery",50573,"GEN1","Landfill Gas","Illinois",2.9,"Dropped - Units whose status does not meet NEEDS criteria"]
["Jefferson Street Substation",56599,"EP10","Combustion Turbine","Missouri",0,"Dropped - Units whose status does not meet NEEDS criteria"]
["Roberts Road Power Plant",56867,"1","Landfill Gas","Georgia",1.4,"Dropped - Units whose status does not meet NEEDS criteria"]
["Algonquin Power Sanger LLC",57564,"STG","Combined Cycle","California",12.5,"Dropped - Units whose status does not meet NEEDS criteria"]
["Jack McDonough",710,"1","Coal Steam","Georgia",251,"Dropped - Units whose status does not meet NEEDS criteria"]
["R Gallagher",1008,"1","Coal Steam","Indiana",140,"Dropped - Units whose status does not meet NEEDS criteria"]
["R Gallagher",1008,"3","Coal Steam","Indiana",140,"Dropped - Units whose status does not meet NEEDS criteria"]
["Tulsa",2965,"3","O/G Steam","Oklahoma",0,"Dropped - Units whose status does not meet NEEDS criteria"]
["Morgan Creek",3492,"5","O/G Steam","Texas",175,"Dropped - Units whose status does not meet NEEDS criteria"]
["Morgan Creek",3492,"6","O/G Steam","Texas",511,"Dropped - Units whose status does not meet NEEDS criteria"]
["Wanapum",3888,"2","Hydro","Washington",103.8,"Dropped - Units whose status does not meet NEEDS criteria"]
["Philip Sporn",3938,"5","Coal Steam","West Virginia",440,"Dropped - Units whose status does not meet NEEDS criteria"]
["Ford Motor Co Rawsonville Plant",10235,"GEN1","Combustion Turbine","Michigan",4.5,"Dropped - Units whose status does not meet NEEDS criteria"]
["Motiva Enterprises Port Arthur Refinery",50973,"GN26","Combined Cycle","Texas",9.7,"Dropped - Units whose status does not meet NEEDS criteria"]
["Norit Americas Marshall Plant",54972,"8512","Coal Steam","Texas",2,"Dropped - Units whose status does not meet NEEDS criteria"]
["Turlock Irrigation District Fuel Cell",56631,"TFC","Fuel Cell","California",1.1,"Dropped - Units whose status does not meet NEEDS criteria"]
["Havana",891,"1","O/G Steam","Illinois",45.6,"Dropped - Units whose status does not meet NEEDS criteria"]
["Havana",891,"2","O/G Steam","Illinois",45.6,"Dropped - Units whose status does not meet NEEDS criteria"]
["Havana",891,"3","O/G Steam","Illinois",45.6,"Dropped - Units whose status does not meet NEEDS criteria"]
["Havana",891,"4","O/G Steam","Illinois",45.6,"Dropped - Units whose status does not meet NEEDS criteria"]
["Havana",891,"5","O/G Steam","Illinois",45.6,"Dropped - Units whose status does not meet NEEDS criteria"]
["Tecumseh Energy Center",1252,"1","Combustion Turbine","Kansas",18,"Dropped - Units whose status does not meet NEEDS criteria"]
["Tecumseh Energy Center",1252,"2","Combustion Turbine","Kansas",19,"Dropped - Units whose status does not meet NEEDS criteria"]
["Bar Harbor",1466,"1","Combustion Turbine","Maine",2,"Dropped - Units whose status does not meet NEEDS criteria"]
["Bar Harbor",1466,"3","Combustion Turbine","Maine",2,"Dropped - Units whose status does not meet NEEDS criteria"]
["Eastport",1468,"1","Combustion Turbine","Maine",0.7,"Dropped - Units whose status does not meet NEEDS criteria"]
["Eastport",1468,"2","Combustion Turbine","Maine",0.7,"Dropped - Units whose status does not meet NEEDS criteria"]
["Mullen",2280,"4","Combustion Turbine","Nebraska",0.6,"Dropped - Units whose status does not meet NEEDS criteria"]
["Williston",2791,"2","Combustion Turbine","North Dakota",4.7,"Dropped - Units whose status does not meet NEEDS criteria"]
["Williston",2791,"3","Combustion Turbine","North Dakota",4.9,"Dropped - Units whose status does not meet NEEDS criteria"]
["Fairview",2978,"4","Combustion Turbine","Oklahoma",0.8,"Dropped - Units whose status does not meet NEEDS criteria"]
["Fairview",2978,"5","Combustion Turbine","Oklahoma",1,"Dropped - Units whose status does not meet NEEDS criteria"]
["Kake",7464,"1","Combustion Turbine","Alaska",0.6,"Dropped - Units whose status does not meet NEEDS criteria"]
["GRS Newby II",10389,"1","Landfill Gas","California",1,"Dropped - Units whose status does not meet NEEDS criteria"]
["GRS Newby II",10389,"2","Landfill Gas","California",1,"Dropped - Units whose status does not meet NEEDS criteria"]
["GRS Newby II",10389,"3","Landfill Gas","California",1,"Dropped - Units whose status does not meet NEEDS criteria"]
["United Cogen",50104,"G-1","Combined Cycle","California",22,"Dropped - Units whose status does not meet NEEDS criteria"]
["United Cogen",50104,"G-2","Combined Cycle","California",7,"Dropped - Units whose status does not meet NEEDS criteria"]
["Ware Energy",50419,"GEN1","Biomass","Massachusetts",8.7,"Dropped - Units whose status does not meet NEEDS criteria"]
["Radford Army Ammunition Plant",52072,"GEN4","O/G Steam","Virginia",5.6,"Dropped - Units whose status does not meet NEEDS criteria"]
["Galesburg",54310,"GEN1","Combustion Turbine","Illinois",1,"Dropped - Units whose status does not meet NEEDS criteria"]
["Galesburg",54310,"GEN2","Combustion Turbine","Illinois",1,"Dropped - Units whose status does not meet NEEDS criteria"]
["Galesburg",54310,"GEN3","Combustion Turbine","Illinois",1,"Dropped - Units whose status does not meet NEEDS criteria"]
["Riverside Manufacturing",54856,"1753","Combustion Turbine","Georgia",0.9,"Dropped - Units whose status does not meet NEEDS criteria"]
["Chicopee Electric",55590,"1","Landfill Gas","Massachusetts",0.9,"Dropped - Units whose status does not meet NEEDS criteria"]
["Chicopee Electric",55590,"2","Landfill Gas","Massachusetts",0.9,"Dropped - Units whose status does not meet NEEDS criteria"]
["South Barrington Electric",55594,"1","Landfill Gas","Illinois",0.8,"Dropped - Units whose status does not meet NEEDS criteria"]
["South Barrington Electric",55594,"2","Landfill Gas","Illinois",0.8,"Dropped - Units whose status does not meet NEEDS criteria"]
["Mas Countryside RNG, LLC",55773,"CS1","Landfill Gas","Illinois",1.3,"Dropped - Units whose status does not meet NEEDS criteria"]
["Mas Countryside RNG, LLC",55773,"CS2","Landfill Gas","Illinois",1.3,"Dropped - Units whose status does not meet NEEDS criteria"]
["Mas Countryside RNG, LLC",55773,"CS3","Landfill Gas","Illinois",1.3,"Dropped - Units whose status does not meet NEEDS criteria"]
["Mas Countryside RNG, LLC",55773,"CS4","Landfill Gas","Illinois",1.3,"Dropped - Units whose status does not meet NEEDS criteria"]
["Mas Countryside RNG, LLC",55773,"CS5","Landfill Gas","Illinois",1.3,"Dropped - Units whose status does not meet NEEDS criteria"]
["Mas Countryside RNG, LLC",55773,"CS6","Landfill Gas","Illinois",1.3,"Dropped - Units whose status does not meet NEEDS criteria"]
["Miller Coors Eden LLC",58050,"TRB1","Coal Steam","North Carolina",5,"Dropped - Units whose status does not meet NEEDS criteria"]
["TNSG South Plant",58117,"12","Combustion Turbine","Alaska",0.6,"Dropped - Units whose status does not meet NEEDS criteria"]
["Medicine Bow",692,"CLIP","Onshore Wind","Wyoming",2.5,"Dropped - Units whose status does not meet NEEDS criteria"]
["Hutsonville",863,"3","Coal Steam","Illinois",75,"Dropped - Units whose status does not meet NEEDS criteria"]
["Hutsonville",863,"4","Coal Steam","Illinois",76,"Dropped - Units whose status does not meet NEEDS criteria"]
["Hutsonville",863,"D1","Combustion Turbine","Illinois",3,"Dropped - Units whose status does not meet NEEDS criteria"]
["Meredosia",864,"1","Coal Steam","Illinois",52,"Dropped - Units whose status does not meet NEEDS criteria"]
["Meredosia",864,"2","Coal Steam","Illinois",53,"Dropped - Units whose status does not meet NEEDS criteria"]
["Meredosia",864,"3","Coal Steam","Illinois",203,"Dropped - Units whose status does not meet NEEDS criteria"]
["Meredosia",864,"4","O/G Steam","Illinois",166,"Dropped - Units whose status does not meet NEEDS criteria"]
["Peru (IL)",955,"IC1","Combustion Turbine","Illinois",6,"Dropped - Units whose status does not meet NEEDS criteria"]
["Teche",1400,"2","O/G Steam","Louisiana",33,"Dropped - Units whose status does not meet NEEDS criteria"]
["Marysville",1732,"7","Coal Steam","Michigan",83,"Dropped - Units whose status does not meet NEEDS criteria"]
["Marysville",1732,"8","Coal Steam","Michigan",83,"Dropped - Units whose status does not meet NEEDS criteria"]
["Sunrise",2326,"1","O/G Steam","Nevada",80,"Dropped - Units whose status does not meet NEEDS criteria"]
["Sunrise",2326,"2","Combustion Turbine","Nevada",69,"Dropped - Units whose status does not meet NEEDS criteria"]
["PSEG Hudson Generating Station",2403,"1","O/G Steam","New Jersey",182.8,"Dropped - Units whose status does not meet NEEDS criteria"]
["Rochester 3",2640,"13","Combustion Turbine","New York",14.4,"Dropped - Units whose status does not meet NEEDS criteria"]
["Kitty Hawk",2757,"GT1","Combustion Turbine","North Carolina",16,"Dropped - Units whose status does not meet NEEDS criteria"]
["Kitty Hawk",2757,"GT2","Combustion Turbine","North Carolina",15,"Dropped - Units whose status does not meet NEEDS criteria"]
["Cromby Generating Station",3159,"2","O/G Steam","Pennsylvania",201,"Dropped - Units whose status does not meet NEEDS criteria"]
["Cromby Generating Station",3159,"ICI","Combustion Turbine","Pennsylvania",2.7,"Dropped - Units whose status does not meet NEEDS criteria"]
["Watts Bar Fossil",3419,"ST1","Coal Steam","Tennessee",56,"Dropped - Units whose status does not meet NEEDS criteria"]
["Watts Bar Fossil",3419,"ST2","Coal Steam","Tennessee",56,"Dropped - Units whose status does not meet NEEDS criteria"]
["Watts Bar Fossil",3419,"ST3","Coal Steam","Tennessee",56,"Dropped - Units whose status does not meet NEEDS criteria"]
["Watts Bar Fossil",3419,"ST4","Coal Steam","Tennessee",56,"Dropped - Units whose status does not meet NEEDS criteria"]
["Chesapeake",3803,"10","Combustion Turbine","Virginia",16,"Dropped - Units whose status does not meet NEEDS criteria"]
["Chesapeake",3803,"7","Combustion Turbine","Virginia",16,"Dropped - Units whose status does not meet NEEDS criteria"]
["Chesapeake",3803,"8","Combustion Turbine","Virginia",16,"Dropped - Units whose status does not meet NEEDS criteria"]
["Chesapeake",3803,"9","Combustion Turbine","Virginia",16,"Dropped - Units whose status does not meet NEEDS criteria"]
["Blount Street",3992,"3","Coal Steam","Wisconsin",30.1,"Dropped - Units whose status does not meet NEEDS criteria"]
["Blount Street",3992,"4","Coal Steam","Wisconsin",12,"Dropped - Units whose status does not meet NEEDS criteria"]
["Blount Street",3992,"5","Coal Steam","Wisconsin",22.9,"Dropped - Units whose status does not meet NEEDS criteria"]
["Junction",4133,"10","Combustion Turbine","Wisconsin",3.1,"Dropped - Units whose status does not meet NEEDS criteria"]
["Junction",4133,"5","Combustion Turbine","Wisconsin",2.5,"Dropped - Units whose status does not meet NEEDS criteria"]
["Junction",4133,"6","Combustion Turbine","Wisconsin",1.9,"Dropped - Units whose status does not meet NEEDS criteria"]
["Junction",4133,"7","Combustion Turbine","Wisconsin",5.9,"Dropped - Units whose status does not meet NEEDS criteria"]
["Junction",4133,"9","Combustion Turbine","Wisconsin",6,"Dropped - Units whose status does not meet NEEDS criteria"]
["Pittsfield",6237,"1","Combustion Turbine","Illinois",1,"Dropped - Units whose status does not meet NEEDS criteria"]
["Pittsfield",6237,"2","Combustion Turbine","Illinois",1,"Dropped - Units whose status does not meet NEEDS criteria"]
["Pittsfield",6237,"3","Combustion Turbine","Illinois",1,"Dropped - Units whose status does not meet NEEDS criteria"]
["Pittsfield",6237,"4","Combustion Turbine","Illinois",2.7,"Dropped - Units whose status does not meet NEEDS criteria"]
["Pittsfield",6237,"5","Combustion Turbine","Illinois",2.7,"Dropped - Units whose status does not meet NEEDS criteria"]
["Little Mountain",6553,"1","Combustion Turbine","Utah",14,"Dropped - Units whose status does not meet NEEDS criteria"]
["Pelican",6702,"IC1","Combustion Turbine","Alaska",0.3,"Dropped - Units whose status does not meet NEEDS criteria"]
["Pelican",6702,"IC2","Combustion Turbine","Alaska",0.1,"Dropped - Units whose status does not meet NEEDS criteria"]
["Pelican",6702,"IC3","Combustion Turbine","Alaska",0.2,"Dropped - Units whose status does not meet NEEDS criteria"]
["Pelican",6702,"IC4","Combustion Turbine","Alaska",0.2,"Dropped - Units whose status does not meet NEEDS criteria"]
["Pelican",6702,"IC5","Combustion Turbine","Alaska",0.4,"Dropped - Units whose status does not meet NEEDS criteria"]
["Perma Treat Corporation",10053,"1","Biomass","Maine",0.5,"Dropped - Units whose status does not meet NEEDS criteria"]
["Perma Treat Corporation",10053,"DG2","Combustion Turbine","Maine",0.5,"Dropped - Units whose status does not meet NEEDS criteria"]
["Archer Daniels Midland Peoria",10866,"GEN2","Coal Steam","Illinois",1.5,"Dropped - Units whose status does not meet NEEDS criteria"]
["Archer Daniels Midland Peoria",10866,"GEN3","Coal Steam","Illinois",4,"Dropped - Units whose status does not meet NEEDS criteria"]
["Archer Daniels Midland Peoria",10866,"GEN4","Coal Steam","Illinois",4,"Dropped - Units whose status does not meet NEEDS criteria"]
["Archer Daniels Midland Peoria",10866,"GEN8","Combustion Turbine","Illinois",10,"Dropped - Units whose status does not meet NEEDS criteria"]
["Sconza Candy Company",50602,"GEN1","Combustion Turbine","California",5,"Dropped - Units whose status does not meet NEEDS criteria"]
["KMS Crossroads",50693,"DG-1","Combustion Turbine","New Jersey",0.1,"Dropped - Units whose status does not meet NEEDS criteria"]
["KMS Crossroads",50693,"DG-3","Combustion Turbine","New Jersey",0.1,"Dropped - Units whose status does not meet NEEDS criteria"]
["KMS Crossroads",50693,"TG-4","Combustion Turbine","New Jersey",0.1,"Dropped - Units whose status does not meet NEEDS criteria"]
["Empire",50760,"OE11","Geothermal","Nevada",0.6,"Dropped - Units whose status does not meet NEEDS criteria"]
["Empire",50760,"OE12","Geothermal","Nevada",0.9,"Dropped - Units whose status does not meet NEEDS criteria"]
["Empire",50760,"OE13","Geothermal","Nevada",0.9,"Dropped - Units whose status does not meet NEEDS criteria"]
["Empire",50760,"OE14","Geothermal","Nevada",0.9,"Dropped - Units whose status does not meet NEEDS criteria"]
["Balefill LFG Project",55159,"UNT1","Landfill Gas","New Jersey",0.1,"Dropped - Units whose status does not meet NEEDS criteria"]
["Balefill LFG Project",55159,"UNT2","Landfill Gas","New Jersey",0.1,"Dropped - Units whose status does not meet NEEDS criteria"]
["HMDC Kingsland Landfill",55604,"UNT1","Landfill Gas","New Jersey",0.1,"Dropped - Units whose status does not meet NEEDS criteria"]
["HMDC Kingsland Landfill",55604,"UNT2","Landfill Gas","New Jersey",0.1,"Dropped - Units whose status does not meet NEEDS criteria"]
["HMDC Kingsland Landfill",55604,"UNT3","Landfill Gas","New Jersey",0.1,"Dropped - Units whose status does not meet NEEDS criteria"]
["Middle Point Landfill Gas Recovery",56866,"1","Landfill Gas","Tennessee",1.4,"Dropped - Units whose status does not meet NEEDS criteria"]
["Middle Point Landfill Gas Recovery",56866,"2","Landfill Gas","Tennessee",1.4,"Dropped - Units whose status does not meet NEEDS criteria"]
["Lamar Plant",508,"4","Coal Steam","Colorado",25,"Dropped - Units whose status does not meet NEEDS criteria"]
["Seaford",601,"1","Combustion Turbine","Delaware",1.3,"Dropped - Units whose status does not meet NEEDS criteria"]
["Seaford",601,"2","Combustion Turbine","Delaware",1.3,"Dropped - Units whose status does not meet NEEDS criteria"]
["Seaford",601,"3","Combustion Turbine","Delaware",1.1,"Dropped - Units whose status does not meet NEEDS criteria"]
["Seaford",601,"6","Combustion Turbine","Delaware",2,"Dropped - Units whose status does not meet NEEDS criteria"]
["Seaford",601,"7","Combustion Turbine","Delaware",1.1,"Dropped - Units whose status does not meet NEEDS criteria"]
["Vermilion",897,"2","Coal Steam","Illinois",99,"Dropped - Units whose status does not meet NEEDS criteria"]
["Vermilion",897,"3","Combustion Turbine","Illinois",10,"Dropped - Units whose status does not meet NEEDS criteria"]
["Vermilion",897,"ST1","Coal Steam","Illinois",62,"Dropped - Units whose status does not meet NEEDS criteria"]
["Onawa Mun Lt & Power",1170,"1","Combustion Turbine","Iowa",0.3,"Dropped - Units whose status does not meet NEEDS criteria"]
["Onawa Mun Lt & Power",1170,"2","Combustion Turbine","Iowa",0.3,"Dropped - Units whose status does not meet NEEDS criteria"]
["Onawa Mun Lt & Power",1170,"3","Combustion Turbine","Iowa",0.3,"Dropped - Units whose status does not meet NEEDS criteria"]
["Onawa Mun Lt & Power",1170,"4","Combustion Turbine","Iowa",0.4,"Dropped - Units whose status does not meet NEEDS criteria"]
["Onawa Mun Lt & Power",1170,"5","Combustion Turbine","Iowa",0.8,"Dropped - Units whose status does not meet NEEDS criteria"]
["Rockport (MO)",6594,"1","Combustion Turbine","Missouri",1.1,"Dropped - Units whose status does not meet NEEDS criteria"]
["Rockport (MO)",6594,"2","Combustion Turbine","Missouri",1.1,"Dropped - Units whose status does not meet NEEDS criteria"]
["Rockport (MO)",6594,"3","Combustion Turbine","Missouri",0.4,"Dropped - Units whose status does not meet NEEDS criteria"]
["Rockport (MO)",6594,"4","Combustion Turbine","Missouri",0.3,"Dropped - Units whose status does not meet NEEDS criteria"]
["Rockport (MO)",6594,"5","Combustion Turbine","Missouri",1.3,"Dropped - Units whose status does not meet NEEDS criteria"]
["Rockport (MO)",6594,"6","Combustion Turbine","Missouri",1.3,"Dropped - Units whose status does not meet NEEDS criteria"]
["Mosaic Phosphates Uncle Sam",10198,"GEN1","Energy Storage","Louisiana",10.2,"Dropped - Units whose status does not meet NEEDS criteria"]
["Alloy Steam Station",50012,"GEN3","Coal Steam","West Virginia",38,"Dropped - Units whose status does not meet NEEDS criteria"]
["Tillotson Rubber",50095,"HG1","Hydro","New Hampshire",0.1,"Dropped - Units whose status does not meet NEEDS criteria"]
["Tillotson Rubber",50095,"IC1","Combustion Turbine","New Hampshire",0.4,"Dropped - Units whose status does not meet NEEDS criteria"]
["Tillotson Rubber",50095,"IC2","Combustion Turbine","New Hampshire",0.6,"Dropped - Units whose status does not meet NEEDS criteria"]
["Tillotson Rubber",50095,"TG2","Biomass","New Hampshire",0.6,"Dropped - Units whose status does not meet NEEDS criteria"]
["Tillotson Rubber",50095,"TGI","Biomass","New Hampshire",0.7,"Dropped - Units whose status does not meet NEEDS criteria"]
["Eagle & Phenix",54470,"GEN1","Hydro","Georgia",4,"Dropped - Units whose status does not meet NEEDS criteria"]
["Mills Pride",54978,"2058","Biomass","Ohio",0.5,"Dropped - Units whose status does not meet NEEDS criteria"]
["Mills Pride",54978,"2076","Biomass","Ohio",0.5,"Dropped - Units whose status does not meet NEEDS criteria"]
["Geneva Generation Facility",56462,"GEN6","Combustion Turbine","Illinois",1.4,"Dropped - Units whose status does not meet NEEDS criteria"]
["Solar Photovoltaic Project #01",56976,"S1A","Solar PV","California",0.5,"Dropped - Units whose status does not meet NEEDS criteria"]
["Solar Photovoltaic Project #01",56976,"S1B","Solar PV","California",0.5,"Dropped - Units whose status does not meet NEEDS criteria"]
["Solar Photovoltaic Project #01",56976,"S1C","Solar PV","California",0.5,"Dropped - Units whose status does not meet NEEDS criteria"]
["Solar Photovoltaic Project #01",56976,"S1D","Solar PV","California",0.5,"Dropped - Units whose status does not meet NEEDS criteria"]
["Central Ohio BioEnergy Plant #1",57513,"COBE1","Non-Fossil Waste","Ohio",0.9,"Dropped - Units whose status does not meet NEEDS criteria"]
["Cherokee",469,"2","Coal Steam","Colorado",106,"Dropped - Units whose status does not meet NEEDS criteria"]
["Wood River",898,"1","O/G Steam","Illinois",38.7,"Dropped - Units whose status does not meet NEEDS criteria"]
["Wood River",898,"2","O/G Steam","Illinois",38.7,"Dropped - Units whose status does not meet NEEDS criteria"]
["Wood River",898,"3","O/G Steam","Illinois",38.7,"Dropped - Units whose status does not meet NEEDS criteria"]
["Monroe (LA)",1448,"10","O/G Steam","Louisiana",22,"Dropped - Units whose status does not meet NEEDS criteria"]
["Monroe (LA)",1448,"11","O/G Steam","Louisiana",33,"Dropped - Units whose status does not meet NEEDS criteria"]
["Monroe (LA)",1448,"12","O/G Steam","Louisiana",71,"Dropped - Units whose status does not meet NEEDS criteria"]
["Owatonna",2003,"6","O/G Steam","Minnesota",20.6,"Dropped - Units whose status does not meet NEEDS criteria"]
["E F Barrett",2511,"7","Combustion Turbine","New York",0,"Dropped - Units whose status does not meet NEEDS criteria"]
["James E. Rogers Energy Complex",2721,"1","Coal Steam","North Carolina",38,"Dropped - Units whose status does not meet NEEDS criteria"]
["James E. Rogers Energy Complex",2721,"2","Coal Steam","North Carolina",38,"Dropped - Units whose status does not meet NEEDS criteria"]
["James E. Rogers Energy Complex",2721,"3","Coal Steam","North Carolina",61,"Dropped - Units whose status does not meet NEEDS criteria"]
["James E. Rogers Energy Complex",2721,"4","Coal Steam","North Carolina",61,"Dropped - Units whose status does not meet NEEDS criteria"]
["Condit",3846,"1","Hydro","Washington",7.7,"Dropped - Units whose status does not meet NEEDS criteria"]
["Condit",3846,"2","Hydro","Washington",7.4,"Dropped - Units whose status does not meet NEEDS criteria"]
["Eagle River",4062,"1","Combustion Turbine","Wisconsin",2.1,"Dropped - Units whose status does not meet NEEDS criteria"]
["Eagle River",4062,"2","Combustion Turbine","Wisconsin",2.1,"Dropped - Units whose status does not meet NEEDS criteria"]
["Chilkat Valley",7467,"2A","Combustion Turbine","Alaska",0.5,"Dropped - Units whose status does not meet NEEDS criteria"]
["Everett Cogen",7627,"1","Biomass","Washington",36,"Dropped - Units whose status does not meet NEEDS criteria"]
["Oakland Dam Hydroelectric",10433,"1","Hydro","Pennsylvania",0.5,"Dropped - Units whose status does not meet NEEDS criteria"]
["Oakland Dam Hydroelectric",10433,"2","Hydro","Pennsylvania",0.5,"Dropped - Units whose status does not meet NEEDS criteria"]
["Oakland Dam Hydroelectric",10433,"3","Hydro","Pennsylvania",0.5,"Dropped - Units whose status does not meet NEEDS criteria"]
["Palos Verdes Gas to Energy",10473,"GEN1","Landfill Gas","California",2.5,"Dropped - Units whose status does not meet NEEDS criteria"]
["Mt Lassen Power",54468,"GEN1","Biomass","California",10.5,"Dropped - Units whose status does not meet NEEDS criteria"]
["Durgin & Crowell Lumber",54870,"3512","Combustion Turbine","New Hampshire",1.3,"Dropped - Units whose status does not meet NEEDS criteria"]
["Timberline Trail Gas Recovery",56525,"GEN6","Landfill Gas","Wisconsin",0.8,"Dropped - Units whose status does not meet NEEDS criteria"]
["Timberline Trail Gas Recovery",56525,"GEN7","Landfill Gas","Wisconsin",0.8,"Dropped - Units whose status does not meet NEEDS criteria"]
["Middlebury College",57804,"1","Biomass","Vermont",0.1,"Dropped - Units whose status does not meet NEEDS criteria"]
["Jack McDonough",710,"2","Coal Steam","Georgia",251,"Dropped - Units whose status does not meet NEEDS criteria"]
["Venice",913,"GT1","Combustion Turbine","Illinois",26,"Dropped - Units whose status does not meet NEEDS criteria"]
["Brooklyn",1128,"1","Combustion Turbine","Iowa",0.2,"Dropped - Units whose status does not meet NEEDS criteria"]
["Brooklyn",1128,"2","Combustion Turbine","Iowa",0.2,"Dropped - Units whose status does not meet NEEDS criteria"]
["Brooklyn",1128,"3","Combustion Turbine","Iowa",0.2,"Dropped - Units whose status does not meet NEEDS criteria"]
["Brooklyn",1128,"5","Combustion Turbine","Iowa",1,"Dropped - Units whose status does not meet NEEDS criteria"]
["Brooklyn",1128,"6","Combustion Turbine","Iowa",1.8,"Dropped - Units whose status does not meet NEEDS criteria"]
["Stafford",1325,"1","Combustion Turbine","Kansas",0.9,"Dropped - Units whose status does not meet NEEDS criteria"]
["Stafford",1325,"2","Combustion Turbine","Kansas",0.9,"Dropped - Units whose status does not meet NEEDS criteria"]
["Stafford",1325,"3","Combustion Turbine","Kansas",0.8,"Dropped - Units whose status does not meet NEEDS criteria"]
["Nine Mile Point",1403,"1","O/G Steam","Louisiana",50,"Dropped - Units whose status does not meet NEEDS criteria"]
["Nine Mile Point",1403,"2","O/G Steam","Louisiana",107,"Dropped - Units whose status does not meet NEEDS criteria"]
["Michoud",1409,"1","O/G Steam","Louisiana",65,"Dropped - Units whose status does not meet NEEDS criteria"]
["Viaduct",2096,"1","Combustion Turbine","Missouri",25,"Dropped - Units whose status does not meet NEEDS criteria"]
["Trenton Diesel",2163,"4","Combustion Turbine","Missouri",0.9,"Dropped - Units whose status does not meet NEEDS criteria"]
["W H Weatherspoon",2716,"1","Coal Steam","North Carolina",48,"Dropped - Units whose status does not meet NEEDS criteria"]
["W H Weatherspoon",2716,"2","Coal Steam","North Carolina",48,"Dropped - Units whose status does not meet NEEDS criteria"]
["W H Weatherspoon",2716,"3","Coal Steam","North Carolina",74,"Dropped - Units whose status does not meet NEEDS criteria"]
["Manitowoc",4125,"4","Coal Steam","Wisconsin",9.5,"Dropped - Units whose status does not meet NEEDS criteria"]
["Nelson Plant Generators",54245,"EXI1","Combustion Turbine","Arizona",1.1,"Dropped - Units whose status does not meet NEEDS criteria"]
["San Gorgonio Windplant WPP1993",54454,"GEN3","Onshore Wind","California",34.5,"Dropped - Units whose status does not meet NEEDS criteria"]
["Morris Genco LLC",55774,"MO1","Landfill Gas","Illinois",1.3,"Dropped - Units whose status does not meet NEEDS criteria"]
["Morris Genco LLC",55774,"MO2","Landfill Gas","Illinois",1.3,"Dropped - Units whose status does not meet NEEDS criteria"]
["Morris Genco LLC",55774,"MO3","Landfill Gas","Illinois",1.3,"Dropped - Units whose status does not meet NEEDS criteria"]
["Maricopa Solar",57140,"01","Solar Thermal","Arizona",1.5,"Dropped - Units whose status does not meet NEEDS criteria"]
["Norton",1310,"1","Combustion Turbine","Kansas",0.9,"Dropped - Units whose status does not meet NEEDS criteria"]
["Norton",1310,"2","Combustion Turbine","Kansas",1.3,"Dropped - Units whose status does not meet NEEDS criteria"]
["Norton",1310,"3","Combustion Turbine","Kansas",2.4,"Dropped - Units whose status does not meet NEEDS criteria"]
["Norton",1310,"4","Combustion Turbine","Kansas",3.1,"Dropped - Units whose status does not meet NEEDS criteria"]
["Norton",1310,"5","Combustion Turbine","Kansas",2.2,"Dropped - Units whose status does not meet NEEDS criteria"]
["Owensville",2149,"3A","Combustion Turbine","Missouri",1.8,"Dropped - Units whose status does not meet NEEDS criteria"]
["Owensville",2149,"4A","Combustion Turbine","Missouri",1.3,"Dropped - Units whose status does not meet NEEDS criteria"]
["Owensville",2149,"4B","Combustion Turbine","Missouri",1.8,"Dropped - Units whose status does not meet NEEDS criteria"]
["Owensville",2149,"5","Combustion Turbine","Missouri",1.3,"Dropped - Units whose status does not meet NEEDS criteria"]
["Owensville",2149,"6","Combustion Turbine","Missouri",1.8,"Dropped - Units whose status does not meet NEEDS criteria"]
["Owensville",2149,"6A","Combustion Turbine","Missouri",1.8,"Dropped - Units whose status does not meet NEEDS criteria"]
["Hamilton (OH)",2917,"GT1","Combustion Turbine","Ohio",8,"Dropped - Units whose status does not meet NEEDS criteria"]
["Emmonak",6314,"2","Combustion Turbine","Alaska",0.3,"Dropped - Units whose status does not meet NEEDS criteria"]
["Freeport Energy",52120,"G-62","Combined Cycle","Texas",68.3,"Dropped - Units whose status does not meet NEEDS criteria"]
["Fellsway Development LLC",54992,"CAT1","Combustion Turbine","Massachusetts",0.7,"Dropped - Units whose status does not meet NEEDS criteria"]
["Fellsway Development LLC",54992,"CAT2","Combustion Turbine","Massachusetts",0.8,"Dropped - Units whose status does not meet NEEDS criteria"]
["Fellsway Development LLC",54992,"GT","Combustion Turbine","Massachusetts",0.6,"Dropped - Units whose status does not meet NEEDS criteria"]
["Fellsway Development LLC",54992,"ST","Biomass","Massachusetts",0.2,"Dropped - Units whose status does not meet NEEDS criteria"]
["Geneva Energy LLC",55174,"LM2","Tires","Illinois",19.9,"Dropped - Units whose status does not meet NEEDS criteria"]
["Bolivar",55929,"1","Combustion Turbine","Tennessee",1.8,"Dropped - Units whose status does not meet NEEDS criteria"]
["Bolivar",55929,"10","Combustion Turbine","Tennessee",1.8,"Dropped - Units whose status does not meet NEEDS criteria"]
["Bolivar",55929,"2","Combustion Turbine","Tennessee",1.8,"Dropped - Units whose status does not meet NEEDS criteria"]
["Bolivar",55929,"3","Combustion Turbine","Tennessee",1.8,"Dropped - Units whose status does not meet NEEDS criteria"]
["Bolivar",55929,"4","Combustion Turbine","Tennessee",1.8,"Dropped - Units whose status does not meet NEEDS criteria"]
["Bolivar",55929,"5","Combustion Turbine","Tennessee",1.8,"Dropped - Units whose status does not meet NEEDS criteria"]
["Bolivar",55929,"6","Combustion Turbine","Tennessee",1.8,"Dropped - Units whose status does not meet NEEDS criteria"]
["Bolivar",55929,"7","Combustion Turbine","Tennessee",1.8,"Dropped - Units whose status does not meet NEEDS criteria"]
["Bolivar",55929,"8","Combustion Turbine","Tennessee",1.8,"Dropped - Units whose status does not meet NEEDS criteria"]
["Bolivar",55929,"9","Combustion Turbine","Tennessee",1.8,"Dropped - Units whose status does not meet NEEDS criteria"]
["Mascoutah",950,"IC1","Combustion Turbine","Illinois",0.5,"Dropped - Units whose status does not meet NEEDS criteria"]
["Mascoutah",950,"IC2","Combustion Turbine","Illinois",0.5,"Dropped - Units whose status does not meet NEEDS criteria"]
["Mascoutah",950,"IC3","Combustion Turbine","Illinois",1,"Dropped - Units whose status does not meet NEEDS criteria"]
["Mascoutah",950,"IC4","Combustion Turbine","Illinois",2,"Dropped - Units whose status does not meet NEEDS criteria"]
["Mascoutah",950,"IC5","Combustion Turbine","Illinois",2.3,"Dropped - Units whose status does not meet NEEDS criteria"]
["Moorhead",1995,"6","Combustion Turbine","Minnesota",5.9,"Dropped - Units whose status does not meet NEEDS criteria"]
["Trenton Diesel",2163,"5","Combustion Turbine","Missouri",1,"Dropped - Units whose status does not meet NEEDS criteria"]
["Edenton Generators",7429,"1","Combustion Turbine","North Carolina",1.2,"Dropped - Units whose status does not meet NEEDS criteria"]
["Dutch Harbor",7502,"1","Combustion Turbine","Alaska",0.3,"Dropped - Units whose status does not meet NEEDS criteria"]
["Dutch Harbor",7502,"2","Combustion Turbine","Alaska",0.3,"Dropped - Units whose status does not meet NEEDS criteria"]
["Dutch Harbor",7502,"3","Combustion Turbine","Alaska",0.5,"Dropped - Units whose status does not meet NEEDS criteria"]
["Dutch Harbor",7502,"4","Combustion Turbine","Alaska",0.7,"Dropped - Units whose status does not meet NEEDS criteria"]
["Dutch Harbor",7502,"5","Combustion Turbine","Alaska",0.5,"Dropped - Units whose status does not meet NEEDS criteria"]
["Dutch Harbor",7502,"6","Combustion Turbine","Alaska",1.2,"Dropped - Units whose status does not meet NEEDS criteria"]
["Alvarado Hydro Facility",54242,"AHF","Hydro","California",1.4,"Dropped - Units whose status does not meet NEEDS criteria"]
["Southbridge Energy Center LLC",54373,"ENG5","Combustion Turbine","Massachusetts",1.3,"Dropped - Units whose status does not meet NEEDS criteria"]
["Unisea G 2",54422,"CAT1","Combustion Turbine","Alaska",0.8,"Dropped - Units whose status does not meet NEEDS criteria"]
["Unisea G 2",54422,"CAT2","Combustion Turbine","Alaska",0.9,"Dropped - Units whose status does not meet NEEDS criteria"]
["Sunoco Eagle Point Refinery",55113,"TR1","Fossil Waste","New Jersey",7,"Dropped - Units whose status does not meet NEEDS criteria"]
["Sunoco Eagle Point Refinery",55113,"TR2","Fossil Waste","New Jersey",7,"Dropped - Units whose status does not meet NEEDS criteria"]
["Sunoco Eagle Point Refinery",55113,"TR3","Fossil Waste","New Jersey",7,"Dropped - Units whose status does not meet NEEDS criteria"]
["Cytec 1, 2 & 3",56257,"CY 1","Combustion Turbine","Connecticut",1.8,"Dropped - Units whose status does not meet NEEDS criteria"]
["Cytec 1, 2 & 3",56257,"CY 2","Combustion Turbine","Connecticut",1.8,"Dropped - Units whose status does not meet NEEDS criteria"]
["Cytec 1, 2 & 3",56257,"CY 3","Combustion Turbine","Connecticut",1.8,"Dropped - Units whose status does not meet NEEDS criteria"]
["Miami Wabash",1006,"4","Combustion Turbine","Indiana",16,"Dropped - Units whose status does not meet NEEDS criteria"]
["Somerset Station",1613,"JET2","Combustion Turbine","Massachusetts",18.3,"Dropped - Units whose status does not meet NEEDS criteria"]
["Natchez",2052,"1","O/G Steam","Mississippi",73,"Dropped - Units whose status does not meet NEEDS criteria"]
["Rex Brown",2053,"1","O/G Steam","Mississippi",15,"Dropped - Units whose status does not meet NEEDS criteria"]
["Coleman",2158,"IC1","Combustion Turbine","Missouri",2,"Dropped - Units whose status does not meet NEEDS criteria"]
["Coleman",2158,"IC2","Combustion Turbine","Missouri",2.3,"Dropped - Units whose status does not meet NEEDS criteria"]
["Oneida Casino",7602,"1","Combustion Turbine","Wisconsin",1.8,"Dropped - Units whose status does not meet NEEDS criteria"]
["Oneida Casino",7602,"2","Combustion Turbine","Wisconsin",1.8,"Dropped - Units whose status does not meet NEEDS criteria"]
["LaO Energy Systems",52006,"GEN8","Combined Cycle","Louisiana",95,"Dropped - Units whose status does not meet NEEDS criteria"]
["Glines Hydroelectric Project",54050,"GEN1","Hydro","Washington",6,"Dropped - Units whose status does not meet NEEDS criteria"]
["Elwha Hydroelectric Project",54051,"GEN1","Hydro","Washington",3,"Dropped - Units whose status does not meet NEEDS criteria"]
["Elwha Hydroelectric Project",54051,"GEN2","Hydro","Washington",3,"Dropped - Units whose status does not meet NEEDS criteria"]
["Elwha Hydroelectric Project",54051,"GEN3","Hydro","Washington",3.2,"Dropped - Units whose status does not meet NEEDS criteria"]
["Elwha Hydroelectric Project",54051,"GEN4","Hydro","Washington",3.3,"Dropped - Units whose status does not meet NEEDS criteria"]
["Spartanburg Water System",54675,"DI1","Combustion Turbine","South Carolina",1.6,"Dropped - Units whose status does not meet NEEDS criteria"]
["Grays Harbor Paper LP",57105,"1ST","Biomass","Washington",3,"Dropped - Units whose status does not meet NEEDS criteria"]
["Grays Harbor Paper LP",57105,"2ST","Biomass","Washington",5,"Dropped - Units whose status does not meet NEEDS criteria"]
["Grays Harbor Paper LP",57105,"3ST","Biomass","Washington",7.5,"Dropped - Units whose status does not meet NEEDS criteria"]
["Buck",2720,"3","Coal Steam","North Carolina",75,"Dropped - Units whose status does not meet NEEDS criteria"]
["Buck",2720,"4","Coal Steam","North Carolina",38,"Dropped - Units whose status does not meet NEEDS criteria"]
["Cromby Generating Station",3159,"1","Coal Steam","Pennsylvania",144,"Dropped - Units whose status does not meet NEEDS criteria"]
["Eddystone Generating Station",3161,"1","Coal Steam","Pennsylvania",279,"Dropped - Units whose status does not meet NEEDS criteria"]
["Hopkinton",8108,"IC2","Combustion Turbine","Iowa",1.7,"Dropped - Units whose status does not meet NEEDS criteria"]
["Ashland Inc",10207,"GEN1","Coal Steam","Missouri",8.6,"Dropped - Units whose status does not meet NEEDS criteria"]
["Ashland Inc",10207,"GEN2","Coal Steam","Missouri",8.6,"Dropped - Units whose status does not meet NEEDS criteria"]
["Lavalley Lumber LLC",50914,"1500","Biomass","Maine",1.2,"Dropped - Units whose status does not meet NEEDS criteria"]
["IVEX Packaging",52032,"0001","Combustion Turbine","Illinois",3.5,"Dropped - Units whose status does not meet NEEDS criteria"]
["Capitol Heat and Power",54406,"1","O/G Steam","Wisconsin",0.9,"Dropped - Units whose status does not meet NEEDS criteria"]
["Capitol Heat and Power",54406,"2","O/G Steam","Wisconsin",1,"Dropped - Units whose status does not meet NEEDS criteria"]
["Mansfield",55046,"GEN1","Combustion Turbine","Massachusetts",1,"Dropped - Units whose status does not meet NEEDS criteria"]
["Mansfield",55046,"GEN2","Combustion Turbine","Massachusetts",1,"Dropped - Units whose status does not meet NEEDS criteria"]
["Mansfield",55046,"GEN3","Combustion Turbine","Massachusetts",1,"Dropped - Units whose status does not meet NEEDS criteria"]
["Peru (IL)",955,"10","Combustion Turbine","Illinois",2,"Dropped - Units whose status does not meet NEEDS criteria"]
["Peru (IL)",955,"IC3","Combustion Turbine","Illinois",1.8,"Dropped - Units whose status does not meet NEEDS criteria"]
["Rolls Royce",54286,"63F5","Combustion Turbine","Indiana",2.1,"Dropped - Units whose status does not meet NEEDS criteria"]
["Southbridge Energy Center LLC",54373,"ENG1","Combustion Turbine","Massachusetts",1.3,"Dropped - Units whose status does not meet NEEDS criteria"]
["Snake River",90,"11","Combustion Turbine","Alaska",1.5,"Dropped - Units whose status does not meet NEEDS criteria"]
["Snake River",90,"9","Combustion Turbine","Alaska",2.9,"Dropped - Units whose status does not meet NEEDS criteria"]
["Harvey Couch",169,"1","O/G Steam","Arkansas",12,"Dropped - Units whose status does not meet NEEDS criteria"]
["Edwardsport",1004,"6","O/G Steam","Indiana",40,"Dropped - Units whose status does not meet NEEDS criteria"]
["Edwardsport",1004,"7","Coal Steam","Indiana",45,"Dropped - Units whose status does not meet NEEDS criteria"]
["Edwardsport",1004,"8","Coal Steam","Indiana",75,"Dropped - Units whose status does not meet NEEDS criteria"]
["Odessa",2148,"2","Combustion Turbine","Missouri",0.2,"Dropped - Units whose status does not meet NEEDS criteria"]
["GMMM Westover",2526,"8","Coal Steam","New York",84,"Dropped - Units whose status does not meet NEEDS criteria"]
["W B Tuttle",3613,"1","O/G Steam","Texas",60,"Dropped - Units whose status does not meet NEEDS criteria"]
["W B Tuttle",3613,"3","O/G Steam","Texas",100,"Dropped - Units whose status does not meet NEEDS criteria"]
["W B Tuttle",3613,"4","O/G Steam","Texas",154,"Dropped - Units whose status does not meet NEEDS criteria"]
["Bountiful City",3665,"2","Combustion Turbine","Utah",1.2,"Dropped - Units whose status does not meet NEEDS criteria"]
["Bountiful City",3665,"3","Combustion Turbine","Utah",1.2,"Dropped - Units whose status does not meet NEEDS criteria"]
["Bountiful City",3665,"4","Combustion Turbine","Utah",1,"Dropped - Units whose status does not meet NEEDS criteria"]
["Bountiful City",3665,"5","Combustion Turbine","Utah",1,"Dropped - Units whose status does not meet NEEDS criteria"]
["Bountiful City",3665,"6","Combustion Turbine","Utah",2.5,"Dropped - Units whose status does not meet NEEDS criteria"]
["Bountiful City",3665,"7","Combustion Turbine","Utah",0.1,"Dropped - Units whose status does not meet NEEDS criteria"]
["Kern River Fee B Cogen",52092,"GEN1","Combustion Turbine","California",3.2,"Dropped - Units whose status does not meet NEEDS criteria"]
["Kern River Fee A Cogen",52094,"GEN1","Combustion Turbine","California",3.2,"Dropped - Units whose status does not meet NEEDS criteria"]
["Kern River Fee A Cogen",52094,"GEN2","Combustion Turbine","California",3.2,"Dropped - Units whose status does not meet NEEDS criteria"]
["Kern River Fee C Cogen",52095,"GEN1","Combustion Turbine","California",3.2,"Dropped - Units whose status does not meet NEEDS criteria"]
["Kern River Fee C Cogen",52095,"GEN2","Combustion Turbine","California",3.2,"Dropped - Units whose status does not meet NEEDS criteria"]
["Alliant SBD 9402 Climax",54930,"5100","Combustion Turbine","Iowa",1.6,"Dropped - Units whose status does not meet NEEDS criteria"]
["Alliant SBD 9402 Climax",54930,"5200","Combustion Turbine","Iowa",1.6,"Dropped - Units whose status does not meet NEEDS criteria"]
["Alliant SBD 9402 Climax",54930,"5300","Combustion Turbine","Iowa",1.6,"Dropped - Units whose status does not meet NEEDS criteria"]
["Alliant SBD 9402 Climax",54930,"5400","Combustion Turbine","Iowa",1.6,"Dropped - Units whose status does not meet NEEDS criteria"]
["Alliant SBD 9402 Climax",54930,"5500","Combustion Turbine","Iowa",1.6,"Dropped - Units whose status does not meet NEEDS criteria"]
["Potrero Power",273,"3","O/G Steam","California",206,"Dropped - Units whose status does not meet NEEDS criteria"]
["Potrero Power",273,"4","Combustion Turbine","California",52,"Dropped - Units whose status does not meet NEEDS criteria"]
["Potrero Power",273,"5","Combustion Turbine","California",52,"Dropped - Units whose status does not meet NEEDS criteria"]
["Potrero Power",273,"6","Combustion Turbine","California",52,"Dropped - Units whose status does not meet NEEDS criteria"]
["Riviera",619,"3","O/G Steam","Florida",277,"Dropped - Units whose status does not meet NEEDS criteria"]
["Riviera",619,"4","O/G Steam","Florida",288,"Dropped - Units whose status does not meet NEEDS criteria"]
["Hutchinson Plant #1",1980,"5","Combustion Turbine","Minnesota",1.7,"Dropped - Units whose status does not meet NEEDS criteria"]
["Hutchinson Plant #1",1980,"6","Combustion Turbine","Minnesota",1.7,"Dropped - Units whose status does not meet NEEDS criteria"]
["Hutchinson Plant #1",1980,"7","Combustion Turbine","Minnesota",4.5,"Dropped - Units whose status does not meet NEEDS criteria"]
["C E Newman",3574,"5","O/G Steam","Texas",37,"Dropped - Units whose status does not meet NEEDS criteria"]
["Motiva Enterprises Port Arthur Refinery",50973,"GN27","Combined Cycle","Texas",4.3,"Dropped - Units whose status does not meet NEEDS criteria"]
["Whiting Refinery",52130,"15TG","Fossil Waste","Indiana",5,"Dropped - Units whose status does not meet NEEDS criteria"]
["John Street 1, 3, 4 & 5",56256,"JS 1","Combustion Turbine","Connecticut",2,"Dropped - Units whose status does not meet NEEDS criteria"]
["Dynegy South Bay Power Plant",310,"2","O/G Steam","California",150,"Dropped - Units whose status does not meet NEEDS criteria"]
["Dynegy South Bay Power Plant",310,"5","Combustion Turbine","California",14,"Dropped - Units whose status does not meet NEEDS criteria"]
["Dynegy South Bay Power Plant",310,"ST1","O/G Steam","California",146,"Dropped - Units whose status does not meet NEEDS criteria"]
["West Liberty",1200,"1","Combustion Turbine","Iowa",0.7,"Dropped - Units whose status does not meet NEEDS criteria"]
["Hugoton 1",1289,"6","Combustion Turbine","Kansas",1.2,"Dropped - Units whose status does not meet NEEDS criteria"]
["Somerset Station",1613,"6","Coal Steam","Massachusetts",109.1,"Dropped - Units whose status does not meet NEEDS criteria"]
["Mullen",2280,"3","Combustion Turbine","Nebraska",0.3,"Dropped - Units whose status does not meet NEEDS criteria"]
["Battle Mountain",6509,"1","Combustion Turbine","Nevada",1.8,"Dropped - Units whose status does not meet NEEDS criteria"]
["Battle Mountain",6509,"2","Combustion Turbine","Nevada",1.8,"Dropped - Units whose status does not meet NEEDS criteria"]
["Battle Mountain",6509,"3","Combustion Turbine","Nevada",1.8,"Dropped - Units whose status does not meet NEEDS criteria"]
["Battle Mountain",6509,"4","Combustion Turbine","Nevada",1.8,"Dropped - Units whose status does not meet NEEDS criteria"]
["Valley Road",6530,"1","Combustion Turbine","Nevada",2,"Dropped - Units whose status does not meet NEEDS criteria"]
["Valley Road",6530,"2","Combustion Turbine","Nevada",2,"Dropped - Units whose status does not meet NEEDS criteria"]
["Valley Road",6530,"3","Combustion Turbine","Nevada",2,"Dropped - Units whose status does not meet NEEDS criteria"]
["Winnemucca",6533,"1","Combustion Turbine","Nevada",15,"Dropped - Units whose status does not meet NEEDS criteria"]
["Fourche Creek Wastewater",10050,"3","Non-Fossil Waste","Arkansas",0.5,"Dropped - Units whose status does not meet NEEDS criteria"]
["Plant 31 Paper Mill",50028,"GEN2","O/G Steam","Louisiana",6,"Dropped - Units whose status does not meet NEEDS criteria"]
["Plant 31 Paper Mill",50028,"GEN3","O/G Steam","Louisiana",6,"Dropped - Units whose status does not meet NEEDS criteria"]
["Plant 31 Paper Mill",50028,"GEN4","O/G Steam","Louisiana",6,"Dropped - Units whose status does not meet NEEDS criteria"]
["Weir Cogen Plant",50848,"GT1","Combustion Turbine","California",3.2,"Dropped - Units whose status does not meet NEEDS criteria"]
["Oxford Cogeneration Facility",52093,"GEN1","Combustion Turbine","California",2.4,"Dropped - Units whose status does not meet NEEDS criteria"]
["Oxford Cogeneration Facility",52093,"GEN2","Combustion Turbine","California",2.4,"Dropped - Units whose status does not meet NEEDS criteria"]
["Blanco Compressor Station",54221,"1","O/G Steam","New Mexico",1,"Dropped - Units whose status does not meet NEEDS criteria"]
["Blanco Compressor Station",54221,"2","O/G Steam","New Mexico",1,"Dropped - Units whose status does not meet NEEDS criteria"]
["Erving Paper Mills",54228,"1","O/G Steam","Massachusetts",0.3,"Dropped - Units whose status does not meet NEEDS criteria"]
["Cameo",468,"1","Coal Steam","Colorado",23.7,"Dropped - Units whose status does not meet NEEDS criteria"]
["Cameo",468,"2","Coal Steam","Colorado",49,"Dropped - Units whose status does not meet NEEDS criteria"]
["Will County",884,"1","Coal Steam","Illinois",151,"Dropped - Units whose status does not meet NEEDS criteria"]
["Will County",884,"2","Coal Steam","Illinois",148,"Dropped - Units whose status does not meet NEEDS criteria"]
["Gas Turbine (KS)",1298,"GT1","Combustion Turbine","Kansas",1,"Dropped - Units whose status does not meet NEEDS criteria"]
["Larned",1299,"1","O/G Steam","Kansas",1.5,"Dropped - Units whose status does not meet NEEDS criteria"]
["Larned",1299,"2","O/G Steam","Kansas",3,"Dropped - Units whose status does not meet NEEDS criteria"]
["Larned",1299,"3","O/G Steam","Kansas",9,"Dropped - Units whose status does not meet NEEDS criteria"]
["Houma",1439,"10","Combustion Turbine","Louisiana",3.7,"Dropped - Units whose status does not meet NEEDS criteria"]
["Houma",1439,"11","Combustion Turbine","Louisiana",3.7,"Dropped - Units whose status does not meet NEEDS criteria"]
["Houma",1439,"12","Combustion Turbine","Louisiana",3.3,"Dropped - Units whose status does not meet NEEDS criteria"]
["Houma",1439,"6","Combustion Turbine","Louisiana",1,"Dropped - Units whose status does not meet NEEDS criteria"]
["Houma",1439,"7","Combustion Turbine","Louisiana",1,"Dropped - Units whose status does not meet NEEDS criteria"]
["Houma",1439,"8","Combustion Turbine","Louisiana",1,"Dropped - Units whose status does not meet NEEDS criteria"]
["Houma",1439,"9","Combustion Turbine","Louisiana",2.5,"Dropped - Units whose status does not meet NEEDS criteria"]
["North Branch (MN)",2002,"1","Combustion Turbine","Minnesota",0.8,"Dropped - Units whose status does not meet NEEDS criteria"]
["North Branch (MN)",2002,"2","Combustion Turbine","Minnesota",1.2,"Dropped - Units whose status does not meet NEEDS criteria"]
["Redwood Falls",2009,"1","Hydro","Minnesota",0.3,"Dropped - Units whose status does not meet NEEDS criteria"]
["Tracy",2336,"GT1","Combustion Turbine","Nevada",10,"Dropped - Units whose status does not meet NEEDS criteria"]
["Tracy",2336,"GT2","Combustion Turbine","Nevada",10,"Dropped - Units whose status does not meet NEEDS criteria"]
["Tucumcari",2469,"3","Combustion Turbine","New Mexico",1,"Dropped - Units whose status does not meet NEEDS criteria"]
["Tucumcari",2469,"9","Combustion Turbine","New Mexico",5,"Dropped - Units whose status does not meet NEEDS criteria"]
["FirstEnergy R E Burger",2864,"4","Coal Steam","Ohio",156,"Dropped - Units whose status does not meet NEEDS criteria"]
["FirstEnergy R E Burger",2864,"5","Coal Steam","Ohio",156,"Dropped - Units whose status does not meet NEEDS criteria"]
["Muskogee",2952,"3","O/G Steam","Oklahoma",0,"Dropped - Units whose status does not meet NEEDS criteria"]
["Lon C Hill",3440,"3","O/G Steam","Texas",164,"Dropped - Units whose status does not meet NEEDS criteria"]
["Collin",3500,"1","O/G Steam","Texas",154,"Dropped - Units whose status does not meet NEEDS criteria"]
["Celanese",7678,"1","Energy Storage","Texas",13,"Dropped - Units whose status does not meet NEEDS criteria"]
["Celanese",7678,"2","Non-Fossil Waste","Texas",26,"Dropped - Units whose status does not meet NEEDS criteria"]
["Lalamilo Windfarm",7769,"1-81","Onshore Wind","Hawaii",1.6,"Dropped - Units whose status does not meet NEEDS criteria"]
["Lalamilo Windfarm",7769,"8211","Onshore Wind","Hawaii",0.6,"Dropped - Units whose status does not meet NEEDS criteria"]
["Cutrale Citrus Juices USA I",10020,"GEN1","Combustion Turbine","Florida",3.1,"Dropped - Units whose status does not meet NEEDS criteria"]
["Cutrale Citrus Juices USA II",10188,"GEN1","Combined Cycle","Florida",3.1,"Dropped - Units whose status does not meet NEEDS criteria"]
["Cutrale Citrus Juices USA II",10188,"GEN2","Combined Cycle","Florida",3,"Dropped - Units whose status does not meet NEEDS criteria"]
["Laidlaw Energy & Environmental",10403,"ALLI","Combined Cycle","New York",2.6,"Dropped - Units whose status does not meet NEEDS criteria"]
["Laidlaw Energy & Environmental",10403,"CAT3","Combustion Turbine","New York",0.4,"Dropped - Units whose status does not meet NEEDS criteria"]
["Laidlaw Energy & Environmental",10403,"CAT4","Combustion Turbine","New York",0.4,"Dropped - Units whose status does not meet NEEDS criteria"]
["Laidlaw Energy & Environmental",10403,"WEST","Combined Cycle","New York",0.7,"Dropped - Units whose status does not meet NEEDS criteria"]
["Waynesboro Virginia Plant",10796,"GEN1","Coal Steam","Virginia",3,"Dropped - Units whose status does not meet NEEDS criteria"]
["Waynesboro Virginia Plant",10796,"GEN2","Coal Steam","Virginia",3,"Dropped - Units whose status does not meet NEEDS criteria"]
["Waynesboro Virginia Plant",10796,"GEN4","Coal Steam","Virginia",3,"Dropped - Units whose status does not meet NEEDS criteria"]
["New Hanover County WASTEC",50271,"1TGA","Municipal Solid Waste","North Carolina",1.9,"Dropped - Units whose status does not meet NEEDS criteria"]
["Onondaga Energy Partners LP",50346,"ON1","Landfill Gas","New York",0.6,"Dropped - Units whose status does not meet NEEDS criteria"]
["Hopkinton Energy",52041,"GEN1","Biomass","New Hampshire",11,"Dropped - Units whose status does not meet NEEDS criteria"]
["International Paper Louisiana Mill",54090,"GEN3","Non-Fossil Waste","Louisiana",25,"Dropped - Units whose status does not meet NEEDS criteria"]
["International Paper Louisiana Mill",54090,"GEN4","Non-Fossil Waste","Louisiana",37.5,"Dropped - Units whose status does not meet NEEDS criteria"]
["Mary Ann Gas Plant",54806,"6202","O/G Steam","Alabama",2.3,"Dropped - Units whose status does not meet NEEDS criteria"]
["East Bridgewater",55584,"1","Landfill Gas","Massachusetts",0.9,"Dropped - Units whose status does not meet NEEDS criteria"]
["East Bridgewater",55584,"2","Landfill Gas","Massachusetts",0.9,"Dropped - Units whose status does not meet NEEDS criteria"]
["East Bridgewater",55584,"3","Landfill Gas","Massachusetts",0.9,"Dropped - Units whose status does not meet NEEDS criteria"]
["East Bridgewater",55584,"4","Landfill Gas","Massachusetts",0.9,"Dropped - Units whose status does not meet NEEDS criteria"]
["East Bridgewater",55584,"5","Landfill Gas","Massachusetts",0.9,"Dropped - Units whose status does not meet NEEDS criteria"]
["East Bridgewater",55584,"6","Landfill Gas","Massachusetts",0.9,"Dropped - Units whose status does not meet NEEDS criteria"]
["GRS Lyon",55595,"1","Landfill Gas","Michigan",0.9,"Dropped - Units whose status does not meet NEEDS criteria"]
["GRS Lyon",55595,"2","Landfill Gas","Michigan",0.9,"Dropped - Units whose status does not meet NEEDS criteria"]
["GRS Lyon",55595,"3","Landfill Gas","Michigan",0.9,"Dropped - Units whose status does not meet NEEDS criteria"]
["GRS Lyon",55595,"4","Landfill Gas","Michigan",0.9,"Dropped - Units whose status does not meet NEEDS criteria"]
["GRS Lyon",55595,"5","Landfill Gas","Michigan",0.9,"Dropped - Units whose status does not meet NEEDS criteria"]
["MM Cuyahoga Energy",55605,"UNT1","Landfill Gas","Ohio",1.8,"Dropped - Units whose status does not meet NEEDS criteria"]
["MM Cuyahoga Energy",55605,"UNT2","Landfill Gas","Ohio",1.8,"Dropped - Units whose status does not meet NEEDS criteria"]
["Peru (IL)",955,"3","Combustion Turbine","Illinois",1.8,"Dropped - Units whose status does not meet NEEDS criteria"]
["Peru (IL)",955,"7","Combustion Turbine","Illinois",1.8,"Dropped - Units whose status does not meet NEEDS criteria"]
["Peru (IL)",955,"8","Combustion Turbine","Illinois",2,"Dropped - Units whose status does not meet NEEDS criteria"]
["Peru (IL)",955,"9","Combustion Turbine","Illinois",2,"Dropped - Units whose status does not meet NEEDS criteria"]
["Peru (IL)",955,"IC2","Combustion Turbine","Illinois",1.8,"Dropped - Units whose status does not meet NEEDS criteria"]
["Dubuque",1046,"ST2","Coal Steam","Iowa",11.8,"Dropped - Units whose status does not meet NEEDS criteria"]
["Lansing",1047,"2","Coal Steam","Iowa",11,"Dropped - Units whose status does not meet NEEDS criteria"]
["Milton L Kapp",1048,"1","O/G Steam","Iowa",8.8,"Dropped - Units whose status does not meet NEEDS criteria"]
["Sixth Street",1058,"1","Coal Steam","Iowa",9.4,"Dropped - Units whose status does not meet NEEDS criteria"]
["Sixth Street",1058,"2","Coal Steam","Iowa",2.8,"Dropped - Units whose status does not meet NEEDS criteria"]
["Sixth Street",1058,"4","Coal Steam","Iowa",12.6,"Dropped - Units whose status does not meet NEEDS criteria"]
["Sixth Street",1058,"6","Coal Steam","Iowa",8,"Dropped - Units whose status does not meet NEEDS criteria"]
["Sixth Street",1058,"7","Coal Steam","Iowa",14.7,"Dropped - Units whose status does not meet NEEDS criteria"]
["Sixth Street",1058,"8","Coal Steam","Iowa",29.2,"Dropped - Units whose status does not meet NEEDS criteria"]
["Prairie Creek",1073,"2","Coal Steam","Iowa",18.4,"Dropped - Units whose status does not meet NEEDS criteria"]
["Sutherland",1077,"2","Coal Steam","Iowa",29.5,"Dropped - Units whose status does not meet NEEDS criteria"]
["Fox Lake",1888,"2","O/G Steam","Minnesota",11.6,"Dropped - Units whose status does not meet NEEDS criteria"]
["Fox Lake",1888,"4","Combustion Turbine","Minnesota",18.8,"Dropped - Units whose status does not meet NEEDS criteria"]
["Richard Gorsuch",7286,"1","Coal Steam","Ohio",50,"Dropped - Units whose status does not meet NEEDS criteria"]
["Richard Gorsuch",7286,"2","Coal Steam","Ohio",50,"Dropped - Units whose status does not meet NEEDS criteria"]
["Richard Gorsuch",7286,"3","Coal Steam","Ohio",50,"Dropped - Units whose status does not meet NEEDS criteria"]
["Richard Gorsuch",7286,"4","Coal Steam","Ohio",50,"Dropped - Units whose status does not meet NEEDS criteria"]
["Agency GT",7706,"1","Combustion Turbine","Iowa",15.8,"Dropped - Units whose status does not meet NEEDS criteria"]
["Agency GT",7706,"2","Combustion Turbine","Iowa",15.5,"Dropped - Units whose status does not meet NEEDS criteria"]
["Agency GT",7706,"3","Combustion Turbine","Iowa",12.2,"Dropped - Units whose status does not meet NEEDS criteria"]
["Agency GT",7706,"4","Combustion Turbine","Iowa",16.6,"Dropped - Units whose status does not meet NEEDS criteria"]
["Sycamore Energy LLC",10387,"2","Landfill Gas","California",0.7,"Dropped - Units whose status does not meet NEEDS criteria"]
["Nelson Plant Generators",54245,"EXI2","Combustion Turbine","Arizona",1.1,"Dropped - Units whose status does not meet NEEDS criteria"]
["Southbridge Energy Center LLC",54373,"ENG4","Combustion Turbine","Massachusetts",1.3,"Dropped - Units whose status does not meet NEEDS criteria"]
["John Deere Dubuque Works",54414,"GEN2","Coal Steam","Iowa",3.5,"Dropped - Units whose status does not meet NEEDS criteria"]
["John Deere Dubuque Works",54414,"GEN4","Coal Steam","Iowa",7.5,"Dropped - Units whose status does not meet NEEDS criteria"]
["Project Orange Associates LP",54425,"GT1","Combustion Turbine","New York",48,"Dropped - Units whose status does not meet NEEDS criteria"]
["Project Orange Associates LP",54425,"GT2","Combustion Turbine","New York",48,"Dropped - Units whose status does not meet NEEDS criteria"]
["North East Cogeneration Plant",54571,"GEN1","Combined Cycle","Pennsylvania",36.5,"Dropped - Units whose status does not meet NEEDS criteria"]
["North East Cogeneration Plant",54571,"GEN2","Combined Cycle","Pennsylvania",32.5,"Dropped - Units whose status does not meet NEEDS criteria"]
["North East Cogeneration Plant",54571,"GEN3","Combined Cycle","Pennsylvania",10,"Dropped - Units whose status does not meet NEEDS criteria"]
["SECCRA Community Landfill",56873,"2","Landfill Gas","Pennsylvania",1.1,"Dropped - Units whose status does not meet NEEDS criteria"]
["Iola",1291,"4","O/G Steam","Kansas",4.3,"Dropped - Units whose status does not meet NEEDS criteria"]
["Iola",1291,"5","O/G Steam","Kansas",5.3,"Dropped - Units whose status does not meet NEEDS criteria"]
["Gaylord - Consumers",1706,"5","Combustion Turbine","Michigan",14,"Dropped - Units whose status does not meet NEEDS criteria"]
["Tower",1873,"2","Combustion Turbine","Michigan",1.3,"Dropped - Units whose status does not meet NEEDS criteria"]
["Tower",1873,"3","Combustion Turbine","Michigan",1.3,"Dropped - Units whose status does not meet NEEDS criteria"]
["Tower",1873,"IC1","Combustion Turbine","Michigan",1.3,"Dropped - Units whose status does not meet NEEDS criteria"]
["Main Street (MO)",2162,"1","Combustion Turbine","Missouri",12,"Dropped - Units whose status does not meet NEEDS criteria"]
["Trenton Diesel",2163,"6","Combustion Turbine","Missouri",1.2,"Dropped - Units whose status does not meet NEEDS criteria"]
["McGrath",6555,"3","Combustion Turbine","Alaska",0.2,"Dropped - Units whose status does not meet NEEDS criteria"]
["McGrath",6555,"4","Combustion Turbine","Alaska",0.1,"Dropped - Units whose status does not meet NEEDS criteria"]
["McGrath",6555,"5","Combustion Turbine","Alaska",0.6,"Dropped - Units whose status does not meet NEEDS criteria"]
["Old Hickory Plant",10797,"IG","O/G Steam","Tennessee",1,"Dropped - Units whose status does not meet NEEDS criteria"]
["Primary Childrens Medical Center",52119,"CG01","Combustion Turbine","Utah",0.6,"Dropped - Units whose status does not meet NEEDS criteria"]
["Primary Childrens Medical Center",52119,"CG02","Combustion Turbine","Utah",0.6,"Dropped - Units whose status does not meet NEEDS criteria"]
["Primary Childrens Medical Center",52119,"CG03","Combustion Turbine","Utah",0.6,"Dropped - Units whose status does not meet NEEDS criteria"]
["Moll Industries Seagrove Division",55546,"GEN1","Combustion Turbine","North Carolina",1,"Dropped - Units whose status does not meet NEEDS criteria"]
["Moll Industries Seagrove Division",55546,"GEN2","Combustion Turbine","North Carolina",1.1,"Dropped - Units whose status does not meet NEEDS criteria"]
["Humboldt Bay",246,"ST1","O/G Steam","California",52,"Dropped - Units whose status does not meet NEEDS criteria"]
["Humboldt Bay",246,"ST2","O/G Steam","California",53,"Dropped - Units whose status does not meet NEEDS criteria"]
["El Centro Hybrid",389,"3","O/G Steam","California",42,"Dropped - Units whose status does not meet NEEDS criteria"]
["Dean H Mitchell",996,"11","Coal Steam","Indiana",110,"Dropped - Units whose status does not meet NEEDS criteria"]
["Dean H Mitchell",996,"4","O/G Steam","Indiana",125,"Dropped - Units whose status does not meet NEEDS criteria"]
["Dean H Mitchell",996,"5","Coal Steam","Indiana",125,"Dropped - Units whose status does not meet NEEDS criteria"]
["Dean H Mitchell",996,"6","Coal Steam","Indiana",125,"Dropped - Units whose status does not meet NEEDS criteria"]
["Michigan City",997,"2","O/G Steam","Indiana",60,"Dropped - Units whose status does not meet NEEDS criteria"]
["Michigan City",997,"3","O/G Steam","Indiana",60,"Dropped - Units whose status does not meet NEEDS criteria"]
["A B Paterson",1407,"3","O/G Steam","Louisiana",40,"Dropped - Units whose status does not meet NEEDS criteria"]
["A B Paterson",1407,"4","O/G Steam","Louisiana",72,"Dropped - Units whose status does not meet NEEDS criteria"]
["A B Paterson",1407,"5","Combustion Turbine","Louisiana",11,"Dropped - Units whose status does not meet NEEDS criteria"]
["Mobile GT",6212,"2","Combustion Turbine","California",15,"Dropped - Units whose status does not meet NEEDS criteria"]
["Mobile GT",6212,"3","Combustion Turbine","California",15,"Dropped - Units whose status does not meet NEEDS criteria"]
["NSB Anaktuvuk Pass",7487,"4","Combustion Turbine","Alaska",0.1,"Dropped - Units whose status does not meet NEEDS criteria"]
["San Marcos Energy",10386,"1","Landfill Gas","California",0.7,"Dropped - Units whose status does not meet NEEDS criteria"]
["San Marcos Energy",10386,"2","Landfill Gas","California",0.7,"Dropped - Units whose status does not meet NEEDS criteria"]
["Wythe Park Power 3 Richmond Plant",54047,"EXIS","Combustion Turbine","Virginia",3,"Dropped - Units whose status does not meet NEEDS criteria"]
["Ridgeview",55925,"GEN10","Landfill Gas","Wisconsin",0.8,"Dropped - Units whose status does not meet NEEDS criteria"]
["Trenton Diesel",2163,"7","Combustion Turbine","Missouri",0.9,"Dropped - Units whose status does not meet NEEDS criteria"]
["FirstEnergy Edgewater",2857,"CTA","Combustion Turbine","Ohio",19,"Dropped - Units whose status does not meet NEEDS criteria"]
["FirstEnergy Edgewater",2857,"CTB","Combustion Turbine","Ohio",19,"Dropped - Units whose status does not meet NEEDS criteria"]
["Ponca City Refinery",52188,"G1","Fossil Waste","Oklahoma",3,"Dropped - Units whose status does not meet NEEDS criteria"]
["Ponca City Refinery",52188,"G2","Fossil Waste","Oklahoma",3,"Dropped - Units whose status does not meet NEEDS criteria"]
["Valero Refinery Corpus Christi East",10203,"GEN1","Combustion Turbine","Texas",17,"Dropped - Units whose status does not meet NEEDS criteria"]
["Valero Refinery Corpus Christi East",10203,"GEN2","Combustion Turbine","Texas",17,"Dropped - Units whose status does not meet NEEDS criteria"]
["Sycamore Energy LLC",10387,"1","Landfill Gas","California",0.7,"Dropped - Units whose status does not meet NEEDS criteria"]
["Concord Cogen",52080,"1606","Combustion Turbine","California",1.5,"Dropped - Units whose status does not meet NEEDS criteria"]
["Aera South Belridge Cogen Facility",55185,"GENA","Combustion Turbine","California",2.7,"Dropped - Units whose status does not meet NEEDS criteria"]
["Aera South Belridge Cogen Facility",55185,"GENB","Combustion Turbine","California",2.7,"Dropped - Units whose status does not meet NEEDS criteria"]
["Aera South Belridge Cogen Facility",55185,"GENC","Combustion Turbine","California",2.7,"Dropped - Units whose status does not meet NEEDS criteria"]
["Cape Canaveral",609,"1","O/G Steam","Florida",396,"Dropped - Units whose status does not meet NEEDS criteria"]
["Cape Canaveral",609,"2","O/G Steam","Florida",396,"Dropped - Units whose status does not meet NEEDS criteria"]
["Sleepy Eye",2011,"3","Combustion Turbine","Minnesota",1.5,"Dropped - Units whose status does not meet NEEDS criteria"]
["Howard Down",2434,"9","O/G Steam","New Jersey",17,"Dropped - Units whose status does not meet NEEDS criteria"]
["Wanapum",3888,"7","Hydro","Washington",103.8,"Dropped - Units whose status does not meet NEEDS criteria"]
["Commercial Street",6585,"2","Combustion Turbine","Massachusetts",1,"Dropped - Units whose status does not meet NEEDS criteria"]
["Snoqualmie 2",7867,"6","Hydro","Washington",13.9,"Dropped - Units whose status does not meet NEEDS criteria"]
["New Orleans",10639,"GEN2","O/G Steam","Louisiana",4,"Dropped - Units whose status does not meet NEEDS criteria"]
["International Paper Franklin Mill",52152,"GEN1","Non-Fossil Waste","Virginia",5,"Dropped - Units whose status does not meet NEEDS criteria"]
["International Paper Franklin Mill",52152,"GEN2","Non-Fossil Waste","Virginia",3.7,"Dropped - Units whose status does not meet NEEDS criteria"]
["International Paper Franklin Mill",52152,"GEN3","Non-Fossil Waste","Virginia",2.5,"Dropped - Units whose status does not meet NEEDS criteria"]
["International Paper Franklin Mill",52152,"GEN6","Non-Fossil Waste","Virginia",9.3,"Dropped - Units whose status does not meet NEEDS criteria"]
["International Paper Franklin Mill",52152,"GEN7","Non-Fossil Waste","Virginia",15.6,"Dropped - Units whose status does not meet NEEDS criteria"]
["International Paper Franklin Mill",52152,"GEN8","Non-Fossil Waste","Virginia",27.5,"Dropped - Units whose status does not meet NEEDS criteria"]
["Randolph Electric",55585,"1","Landfill Gas","Massachusetts",0.9,"Dropped - Units whose status does not meet NEEDS criteria"]
["Randolph Electric",55585,"2","Landfill Gas","Massachusetts",0.9,"Dropped - Units whose status does not meet NEEDS criteria"]
["Randolph Electric",55585,"3","Landfill Gas","Massachusetts",0.9,"Dropped - Units whose status does not meet NEEDS criteria"]
["Halifax Electric",55586,"1","Landfill Gas","Massachusetts",0.9,"Dropped - Units whose status does not meet NEEDS criteria"]
["Halifax Electric",55586,"2","Landfill Gas","Massachusetts",0.9,"Dropped - Units whose status does not meet NEEDS criteria"]
["Halifax Electric",55586,"3","Landfill Gas","Massachusetts",0.9,"Dropped - Units whose status does not meet NEEDS criteria"]
["Barnett Shoals",701,"1","Hydro","Georgia",0.2,"Dropped - Units whose status does not meet NEEDS criteria"]
["Barnett Shoals",701,"2","Hydro","Georgia",0.2,"Dropped - Units whose status does not meet NEEDS criteria"]
["Barnett Shoals",701,"3","Hydro","Georgia",0.2,"Dropped - Units whose status does not meet NEEDS criteria"]
["Barnett Shoals",701,"4","Hydro","Georgia",0.2,"Dropped - Units whose status does not meet NEEDS criteria"]
["Brooklyn",1128,"4","Combustion Turbine","Iowa",0.5,"Dropped - Units whose status does not meet NEEDS criteria"]
["Unalakleet",6299,"1","Combustion Turbine","Alaska",0.3,"Dropped - Units whose status does not meet NEEDS criteria"]
["Unalakleet",6299,"2","Combustion Turbine","Alaska",0.5,"Dropped - Units whose status does not meet NEEDS criteria"]
["Unalakleet",6299,"3","Combustion Turbine","Alaska",0.4,"Dropped - Units whose status does not meet NEEDS criteria"]
["Unalakleet",6299,"4","Combustion Turbine","Alaska",0.4,"Dropped - Units whose status does not meet NEEDS criteria"]
["Watsonville Power Plant",50968,"GEN1","Combined Cycle","California",22,"Dropped - Units whose status does not meet NEEDS criteria"]
["Watsonville Power Plant",50968,"GEN2","Combined Cycle","California",6.9,"Dropped - Units whose status does not meet NEEDS criteria"]
["Planergy Ramsey Methane LLC",56672,"1","Landfill Gas","Minnesota",1.6,"Dropped - Units whose status does not meet NEEDS criteria"]
["Mistersky",1822,"5","O/G Steam","Michigan",44,"Dropped - Units whose status does not meet NEEDS criteria"]
["Snoqualmie",3860,"5","Hydro","Washington",6.5,"Dropped - Units whose status does not meet NEEDS criteria"]
["Blackhawk",4048,"3","O/G Steam","Wisconsin",26.5,"Dropped - Units whose status does not meet NEEDS criteria"]
["Blackhawk",4048,"4","O/G Steam","Wisconsin",24.3,"Dropped - Units whose status does not meet NEEDS criteria"]
["Rock River",4057,"1","O/G Steam","Wisconsin",72.9,"Dropped - Units whose status does not meet NEEDS criteria"]
["Rock River",4057,"2","O/G Steam","Wisconsin",76.7,"Dropped - Units whose status does not meet NEEDS criteria"]
["Cargill Corn Wet Milling Plant",10729,"GEN2","Combustion Turbine","Tennessee",4.3,"Dropped - Units whose status does not meet NEEDS criteria"]
["Hartco Flooring",50096,"4915","Biomass","Tennessee",1,"Dropped - Units whose status does not meet NEEDS criteria"]
["Hartco Flooring",50096,"5102","Biomass","Tennessee",1,"Dropped - Units whose status does not meet NEEDS criteria"]
["Brown University Central Heating",51029,"EMG1","O/G Steam","Rhode Island",3,"Dropped - Units whose status does not meet NEEDS criteria"]
["Ewa Nui Substation DG",56330,"DG1","Combustion Turbine","Hawaii",1.6,"Dropped - Units whose status does not meet NEEDS criteria"]
["Ewa Nui Substation DG",56330,"DG2","Combustion Turbine","Hawaii",1.6,"Dropped - Units whose status does not meet NEEDS criteria"]
["Ewa Nui Substation DG",56330,"DG3","Combustion Turbine","Hawaii",1.6,"Dropped - Units whose status does not meet NEEDS criteria"]
["Ewa Nui Substation DG",56330,"DG4","Combustion Turbine","Hawaii",1.6,"Dropped - Units whose status does not meet NEEDS criteria"]
["Ewa Nui Substation DG",56330,"DG5","Combustion Turbine","Hawaii",1.6,"Dropped - Units whose status does not meet NEEDS criteria"]
["Ewa Nui Substation DG",56330,"DG6","Combustion Turbine","Hawaii",1.6,"Dropped - Units whose status does not meet NEEDS criteria"]
["Iwilei Tank Farm DG",56331,"DG1","Combustion Turbine","Hawaii",1.6,"Dropped - Units whose status does not meet NEEDS criteria"]
["Iwilei Tank Farm DG",56331,"DG2","Combustion Turbine","Hawaii",1.6,"Dropped - Units whose status does not meet NEEDS criteria"]
["Iwilei Tank Farm DG",56331,"DG3","Combustion Turbine","Hawaii",1.6,"Dropped - Units whose status does not meet NEEDS criteria"]
["Helemano Substation DG",56332,"DG1","Combustion Turbine","Hawaii",1.6,"Dropped - Units whose status does not meet NEEDS criteria"]
["Helemano Substation DG",56332,"DG2","Combustion Turbine","Hawaii",1.6,"Dropped - Units whose status does not meet NEEDS criteria"]
["Helemano Substation DG",56332,"DG3","Combustion Turbine","Hawaii",1.6,"Dropped - Units whose status does not meet NEEDS criteria"]
["Kalaeoloa Pole Yard DG",56514,"DG1","Combustion Turbine","Hawaii",1.6,"Dropped - Units whose status does not meet NEEDS criteria"]
["Kalaeoloa Pole Yard DG",56514,"DG2","Combustion Turbine","Hawaii",1.6,"Dropped - Units whose status does not meet NEEDS criteria"]
["Kalaeoloa Pole Yard DG",56514,"DG3","Combustion Turbine","Hawaii",1.6,"Dropped - Units whose status does not meet NEEDS criteria"]
["CEIP Substation Distributed Generation",56515,"DG1","Combustion Turbine","Hawaii",1.6,"Dropped - Units whose status does not meet NEEDS criteria"]
["CEIP Substation Distributed Generation",56515,"DG2","Combustion Turbine","Hawaii",1.6,"Dropped - Units whose status does not meet NEEDS criteria"]
["CEIP Substation Distributed Generation",56515,"DG3","Combustion Turbine","Hawaii",1.6,"Dropped - Units whose status does not meet NEEDS criteria"]
["Bloomington Power Plant",7767,"7","Combustion Turbine","Utah",1.5,"Dropped - Units whose status does not meet NEEDS criteria"]
["S D Warren Muskegon",50438,"GEN2","Coal Steam","Michigan",3.5,"Dropped - Units whose status does not meet NEEDS criteria"]
["S D Warren Muskegon",50438,"GEN4","Coal Steam","Michigan",16.5,"Dropped - Units whose status does not meet NEEDS criteria"]
["S D Warren Muskegon",50438,"GEN5","Coal Steam","Michigan",17.3,"Dropped - Units whose status does not meet NEEDS criteria"]
["Bunge Milling Cogen",51000,"GEN1","Coal Steam","Illinois",17.6,"Dropped - Units whose status does not meet NEEDS criteria"]
["Pittsburg Power Plant",54001,"GEN1","Combustion Turbine","California",16.5,"Dropped - Units whose status does not meet NEEDS criteria"]
["Pittsburg Power Plant",54001,"GEN2","Combustion Turbine","California",22,"Dropped - Units whose status does not meet NEEDS criteria"]
["Pittsburg Power Plant",54001,"GEN3","Combustion Turbine","California",22,"Dropped - Units whose status does not meet NEEDS criteria"]
["YKK USA Chestney",54566,"GEN1","Combustion Turbine","Georgia",1.5,"Dropped - Units whose status does not meet NEEDS criteria"]
["YKK USA Chestney",54566,"GEN2","Combustion Turbine","Georgia",1.5,"Dropped - Units whose status does not meet NEEDS criteria"]
["YKK USA Chestney",54566,"GEN3","Combustion Turbine","Georgia",1.7,"Dropped - Units whose status does not meet NEEDS criteria"]
["Athens Regional Medical Center",55319,"CU1","Combustion Turbine","Georgia",0.7,"Dropped - Units whose status does not meet NEEDS criteria"]
["Charles Poletti",2491,"6","O/G Steam","New York",847,"Dropped - Units whose status does not meet NEEDS criteria"]
["Cline Falls",6482,"1","Hydro","Oregon",1.1,"Dropped - Units whose status does not meet NEEDS criteria"]
["Fourche Creek Wastewater",10050,"1","Non-Fossil Waste","Arkansas",0.5,"Dropped - Units whose status does not meet NEEDS criteria"]
["Lafayette Energy Partners LP",50788,"HA1","Landfill Gas","New Jersey",0.5,"Dropped - Units whose status does not meet NEEDS criteria"]
["Lafayette Energy Partners LP",50788,"HA2","Landfill Gas","New Jersey",0.5,"Dropped - Units whose status does not meet NEEDS criteria"]
["Stone Container Ontonagon Mill",50812,"GEN1","Coal Steam","Michigan",11.6,"Dropped - Units whose status does not meet NEEDS criteria"]
["Gramercy Holdings LLC",50846,"GT2","Combustion Turbine","Louisiana",15,"Dropped - Units whose status does not meet NEEDS criteria"]
["Greene Valley Gas Recovery",55014,"GEN3","Landfill Gas","Illinois",2.9,"Dropped - Units whose status does not meet NEEDS criteria"]
["Hank Nikkels Plant 1",75,"D1","Combustion Turbine","Alaska",1.2,"Dropped - Units whose status does not meet NEEDS criteria"]
["Hank Nikkels Plant 1",75,"D2","Combustion Turbine","Alaska",1.4,"Dropped - Units whose status does not meet NEEDS criteria"]
["Zuni",478,"1","O/G Steam","Colorado",26,"Dropped - Units whose status does not meet NEEDS criteria"]
["Jetmore",1292,"3","Combustion Turbine","Kansas",0.2,"Dropped - Units whose status does not meet NEEDS criteria"]
["Jetmore",1292,"4","Combustion Turbine","Kansas",0.8,"Dropped - Units whose status does not meet NEEDS criteria"]
["Wisner",2316,"1","Combustion Turbine","Nebraska",0.6,"Dropped - Units whose status does not meet NEEDS criteria"]
["Wisner",2316,"2","Combustion Turbine","Nebraska",0.4,"Dropped - Units whose status does not meet NEEDS criteria"]
["Raton",2468,"5","Coal Steam","New Mexico",6.9,"Dropped - Units whose status does not meet NEEDS criteria"]
["Bartholomew",3688,"1","Hydro","Utah",0.5,"Dropped - Units whose status does not meet NEEDS criteria"]
["Fishers Island",6575,"4","Combustion Turbine","New York",0,"Dropped - Units whose status does not meet NEEDS criteria"]
["Fishers Island",6575,"5","Combustion Turbine","New York",0,"Dropped - Units whose status does not meet NEEDS criteria"]
["Indian Trails Cogen 1",7384,"1","O/G Steam","Illinois",10,"Dropped - Units whose status does not meet NEEDS criteria"]
["Seaford Delaware Plant",10793,"GEN1","O/G Steam","Delaware",9,"Dropped - Units whose status does not meet NEEDS criteria"]
["Seaford Delaware Plant",10793,"GEN3","O/G Steam","Delaware",9,"Dropped - Units whose status does not meet NEEDS criteria"]
["Multitrade Rabun Gap, LLC",50201,"ST1","Biomass","Georgia",4.1,"Dropped - Units whose status does not meet NEEDS criteria"]
["Stowe Power Production Plant",50578,"GEN1","Landfill Gas","Pennsylvania",2.9,"Dropped - Units whose status does not meet NEEDS criteria"]
["Stone Container Missoula Mill",50814,"GEN1","Non-Fossil Waste","Montana",7.5,"Dropped - Units whose status does not meet NEEDS criteria"]
["Stone Container Missoula Mill",50814,"GEN2","Non-Fossil Waste","Montana",3.3,"Dropped - Units whose status does not meet NEEDS criteria"]
["Stone Container Missoula Mill",50814,"GEN3","Non-Fossil Waste","Montana",6.5,"Dropped - Units whose status does not meet NEEDS criteria"]
["Gillette SBMC",54225,"TG1","O/G Steam","Massachusetts",6.3,"Dropped - Units whose status does not meet NEEDS criteria"]
["Formosa Plastics",54518,"GT1","Combustion Turbine","Louisiana",33,"Dropped - Units whose status does not meet NEEDS criteria"]
["Oklahoma State University",54779,"GEN3","O/G Steam","Oklahoma",1.6,"Dropped - Units whose status does not meet NEEDS criteria"]
["Southaven Energy Facility",55219,"3","Combustion Turbine","Mississippi",75,"Dropped - Units whose status does not meet NEEDS criteria"]
["Southaven Energy Facility",55219,"4","Combustion Turbine","Mississippi",75,"Dropped - Units whose status does not meet NEEDS criteria"]
["Dynegy South Bay Power Plant",310,"3","O/G Steam","California",175,"Dropped - Units whose status does not meet NEEDS criteria"]
["Dynegy South Bay Power Plant",310,"4","O/G Steam","California",222,"Dropped - Units whose status does not meet NEEDS criteria"]
["Brawley",383,"GT1","Combustion Turbine","California",9,"Dropped - Units whose status does not meet NEEDS criteria"]
["Brawley",383,"GT2","Combustion Turbine","California",9,"Dropped - Units whose status does not meet NEEDS criteria"]
["Turkey Point",621,"IC1","Combustion Turbine","Florida",2.4,"Dropped - Units whose status does not meet NEEDS criteria"]
["Turkey Point",621,"IC2","Combustion Turbine","Florida",2.4,"Dropped - Units whose status does not meet NEEDS criteria"]
["Turkey Point",621,"IC3","Combustion Turbine","Florida",2.4,"Dropped - Units whose status does not meet NEEDS criteria"]
["Turkey Point",621,"IC4","Combustion Turbine","Florida",2.4,"Dropped - Units whose status does not meet NEEDS criteria"]
["Turkey Point",621,"IC5","Combustion Turbine","Florida",2.4,"Dropped - Units whose status does not meet NEEDS criteria"]
["Fairmont (MN)",1973,"3","O/G Steam","Minnesota",4.9,"Dropped - Units whose status does not meet NEEDS criteria"]
["Fairmont (MN)",1973,"4","O/G Steam","Minnesota",5,"Dropped - Units whose status does not meet NEEDS criteria"]
["Fairmont (MN)",1973,"5","O/G Steam","Minnesota",7.8,"Dropped - Units whose status does not meet NEEDS criteria"]
["GMMM Westover",2526,"7","Coal Steam","New York",43.7,"Dropped - Units whose status does not meet NEEDS criteria"]
["Greenidge Generation LLC",2527,"3","Coal Steam","New York",52,"Dropped - Units whose status does not meet NEEDS criteria"]
["Ponca Diesel",2997,"10","Combustion Turbine","Oklahoma",1.9,"Dropped - Units whose status does not meet NEEDS criteria"]
["Ponca Diesel",2997,"4","Combustion Turbine","Oklahoma",1.6,"Dropped - Units whose status does not meet NEEDS criteria"]
["Ponca Diesel",2997,"9","Combustion Turbine","Oklahoma",5.1,"Dropped - Units whose status does not meet NEEDS criteria"]
["Handley",3491,"1","O/G Steam","Texas",42,"Dropped - Units whose status does not meet NEEDS criteria"]
["Handley",3491,"2","O/G Steam","Texas",75,"Dropped - Units whose status does not meet NEEDS criteria"]
["Durant",6220,"4","Combustion Turbine","Iowa",0.5,"Dropped - Units whose status does not meet NEEDS criteria"]
["Durant",6220,"5","Combustion Turbine","Iowa",0.5,"Dropped - Units whose status does not meet NEEDS criteria"]
["Stock Island",6584,"IC1","Combustion Turbine","Florida",1.5,"Dropped - Units whose status does not meet NEEDS criteria"]
["Stock Island",6584,"IC2","Combustion Turbine","Florida",1.5,"Dropped - Units whose status does not meet NEEDS criteria"]
["Stock Island",6584,"IC3","Combustion Turbine","Florida",1.5,"Dropped - Units whose status does not meet NEEDS criteria"]
["Cabot Holyoke",9864,"9","O/G Steam","Massachusetts",5.7,"Dropped - Units whose status does not meet NEEDS criteria"]
["Pharmacia",10284,"TG-1","Combustion Turbine","New Jersey",0.7,"Dropped - Units whose status does not meet NEEDS criteria"]
["Pharmacia",10284,"TG-2","Combustion Turbine","New Jersey",0.7,"Dropped - Units whose status does not meet NEEDS criteria"]
["Pharmacia",10284,"TG-3","Combustion Turbine","New Jersey",0.8,"Dropped - Units whose status does not meet NEEDS criteria"]
["Pharmacia",10284,"TG-4","Combustion Turbine","New Jersey",0.7,"Dropped - Units whose status does not meet NEEDS criteria"]
["Pharmacia",10284,"TG-5","Combustion Turbine","New Jersey",0.7,"Dropped - Units whose status does not meet NEEDS criteria"]
["Pharmacia",10284,"TG-6","Combustion Turbine","New Jersey",0.7,"Dropped - Units whose status does not meet NEEDS criteria"]
["Charleston Resource Recovery Facility",10344,"101","Municipal Solid Waste","South Carolina",9.5,"Dropped - Units whose status does not meet NEEDS criteria"]
["CalTex Holdings LP",50253,"TG1","O/G Steam","Texas",30.7,"Dropped - Units whose status does not meet NEEDS criteria"]
["CalTex Holdings LP",50253,"TG4","O/G Steam","Texas",43,"Dropped - Units whose status does not meet NEEDS criteria"]
["Utility Plants Section",50308,"GEN2","Coal Steam","Alaska",0,"Dropped - Units whose status does not meet NEEDS criteria"]
["Steamboat 1",50763,"OE11","Geothermal","Nevada",0.9,"Dropped - Units whose status does not meet NEEDS criteria"]
["Steamboat 1",50763,"OE12","Geothermal","Nevada",0.9,"Dropped - Units whose status does not meet NEEDS criteria"]
["Steamboat 1",50763,"OE13","Geothermal","Nevada",0.9,"Dropped - Units whose status does not meet NEEDS criteria"]
["Steamboat 1",50763,"OE14","Geothermal","Nevada",0.9,"Dropped - Units whose status does not meet NEEDS criteria"]
["Steamboat 1",50763,"OE21","Geothermal","Nevada",0.9,"Dropped - Units whose status does not meet NEEDS criteria"]
["Steamboat 1",50763,"OE22","Geothermal","Nevada",0.9,"Dropped - Units whose status does not meet NEEDS criteria"]
["Steamboat 1",50763,"OE23","Geothermal","Nevada",0.9,"Dropped - Units whose status does not meet NEEDS criteria"]
["Newark Power Plant",50797,"GEN1","Combined Cycle","New Jersey",40.9,"Dropped - Units whose status does not meet NEEDS criteria"]
["Newark Power Plant",50797,"GEN2","Combined Cycle","New Jersey",16.1,"Dropped - Units whose status does not meet NEEDS criteria"]
["Marathon Electric",50990,"P3-5","Combustion Turbine","Wisconsin",0.7,"Dropped - Units whose status does not meet NEEDS criteria"]
["Salinas",52205,"SAL1","Landfill Gas","California",1.3,"Dropped - Units whose status does not meet NEEDS criteria"]
["Oxnard",52206,"OXN1","Landfill Gas","California",1.7,"Dropped - Units whose status does not meet NEEDS criteria"]
["Oxnard",52206,"OXN2","Landfill Gas","California",1.7,"Dropped - Units whose status does not meet NEEDS criteria"]
["Oxnard",52206,"OXN3","Landfill Gas","California",1.7,"Dropped - Units whose status does not meet NEEDS criteria"]
["Pineville Mill",54095,"GEN1","O/G Steam","Louisiana",22,"Dropped - Units whose status does not meet NEEDS criteria"]
["Midkiff Plant",54459,"1","Combustion Turbine","Texas",1.2,"Dropped - Units whose status does not meet NEEDS criteria"]
["Midkiff Plant",54459,"2","Combustion Turbine","Texas",1.2,"Dropped - Units whose status does not meet NEEDS criteria"]
["Midkiff Plant",54459,"3","Combustion Turbine","Texas",1.2,"Dropped - Units whose status does not meet NEEDS criteria"]
["Chaney Dell Plant",54702,"G-1A","Combustion Turbine","Oklahoma",0.5,"Dropped - Units whose status does not meet NEEDS criteria"]
["Chaney Dell Plant",54702,"G-1B","Combustion Turbine","Oklahoma",0.4,"Dropped - Units whose status does not meet NEEDS criteria"]
["Chaney Dell Plant",54702,"G-1C","Combustion Turbine","Oklahoma",0.5,"Dropped - Units whose status does not meet NEEDS criteria"]
["Albany Paper Mill",54944,"01","Combustion Turbine","Oregon",51,"Dropped - Units whose status does not meet NEEDS criteria"]
["Albany Paper Mill",54944,"02","Non-Fossil Waste","Oregon",15,"Dropped - Units whose status does not meet NEEDS criteria"]
["Phoenix Wind Power LLC",55339,"GEN1","Onshore Wind","California",1.5,"Dropped - Units whose status does not meet NEEDS criteria"]
["Oak Ridge North Power",56881,"1","Biomass","Texas",1.6,"Dropped - Units whose status does not meet NEEDS criteria"]
["Oak Ridge North Power",56881,"2","Biomass","Texas",1.6,"Dropped - Units whose status does not meet NEEDS criteria"]
["Oak Ridge North Power",56881,"3","Biomass","Texas",1.6,"Dropped - Units whose status does not meet NEEDS criteria"]
["Woodlands Area Power Project",56882,"1","Biomass","Texas",7.8,"Dropped - Units whose status does not meet NEEDS criteria"]
["Gwitchyaa Zhee",7174,"5","Combustion Turbine","Alaska",0.4,"Dropped - Units whose status does not meet NEEDS criteria"]
["Vaagen Brothers Lumber",50120,"0001","Biomass","Washington",3.7,"Dropped - Units whose status does not meet NEEDS criteria"]
["Gay Robinson",50333,"ST4","Biomass","Hawaii",2.5,"Dropped - Units whose status does not meet NEEDS criteria"]
["Freeport Energy",52120,"G-35","Combined Cycle","Texas",95.6,"Dropped - Units whose status does not meet NEEDS criteria"]
["Veolia Energy-OKC",56246,"CR4","Combustion Turbine","Oklahoma",0.4,"Dropped - Units whose status does not meet NEEDS criteria"]
["Lakeside",964,"6","Coal Steam","Illinois",38,"Dropped - Units whose status does not meet NEEDS criteria"]
["Lakeside",964,"7","Coal Steam","Illinois",38,"Dropped - Units whose status does not meet NEEDS criteria"]
["Presque Isle",1769,"3","Coal Steam","Michigan",58,"Dropped - Units whose status does not meet NEEDS criteria"]
["Presque Isle",1769,"4","Coal Steam","Michigan",58,"Dropped - Units whose status does not meet NEEDS criteria"]
["Campbell City",2118,"3","Combustion Turbine","Missouri",1.1,"Dropped - Units whose status does not meet NEEDS criteria"]
["Campbell City",2118,"5","Combustion Turbine","Missouri",1.3,"Dropped - Units whose status does not meet NEEDS criteria"]
["Campbell City",2118,"6","Combustion Turbine","Missouri",1.5,"Dropped - Units whose status does not meet NEEDS criteria"]
["Campbell City",2118,"7","Combustion Turbine","Missouri",1.5,"Dropped - Units whose status does not meet NEEDS criteria"]
["Campbell City",2118,"8","Combustion Turbine","Missouri",1.8,"Dropped - Units whose status does not meet NEEDS criteria"]
["P H Robinson",3466,"1","O/G Steam","Texas",461,"Dropped - Units whose status does not meet NEEDS criteria"]
["P H Robinson",3466,"2","O/G Steam","Texas",461,"Dropped - Units whose status does not meet NEEDS criteria"]
["P H Robinson",3466,"3","O/G Steam","Texas",552,"Dropped - Units whose status does not meet NEEDS criteria"]
["P H Robinson",3466,"4","O/G Steam","Texas",737,"Dropped - Units whose status does not meet NEEDS criteria"]
["Manitowoc",4125,"IC1","Combustion Turbine","Wisconsin",5,"Dropped - Units whose status does not meet NEEDS criteria"]
["Chevak",6311,"1","Combustion Turbine","Alaska",0.4,"Dropped - Units whose status does not meet NEEDS criteria"]
["Chevak",6311,"2","Combustion Turbine","Alaska",0.3,"Dropped - Units whose status does not meet NEEDS criteria"]
["Chevak",6311,"3","Combustion Turbine","Alaska",0.3,"Dropped - Units whose status does not meet NEEDS criteria"]
["Diamond Valley Lake",7942,"1","Hydro","California",0,"Dropped - Units whose status does not meet NEEDS criteria"]
["Diamond Valley Lake",7942,"5","Hydro","California",0,"Dropped - Units whose status does not meet NEEDS criteria"]
["Diamond Valley Lake",7942,"9","Hydro","California",0,"Dropped - Units whose status does not meet NEEDS criteria"]
["Freeport Energy",52120,"G-36","Combined Cycle","Texas",99,"Dropped - Units whose status does not meet NEEDS criteria"]
["John Deere Dubuque Works",54414,"GEN3","Coal Steam","Iowa",1.5,"Dropped - Units whose status does not meet NEEDS criteria"]
["Mallard Lake Electric",55592,"3","Landfill Gas","Illinois",3.8,"Dropped - Units whose status does not meet NEEDS criteria"]
["Seward (AK)",92,"1","Combustion Turbine","Alaska",1,"Dropped - Units whose status does not meet NEEDS criteria"]
["Seward (AK)",92,"2","Combustion Turbine","Alaska",1,"Dropped - Units whose status does not meet NEEDS criteria"]
["Victoria",3443,"4","O/G Steam","Texas",69,"Dropped - Units whose status does not meet NEEDS criteria"]
["TXU Sweetwater Generating Plant",50615,"STG1","Combined Cycle","Texas",76,"Dropped - Units whose status does not meet NEEDS criteria"]
["Devonshire Power Partners LLC",55761,"DO3","Landfill Gas","Illinois",1,"Dropped - Units whose status does not meet NEEDS criteria"]
["Devonshire Power Partners LLC",55761,"DO4","Landfill Gas","Illinois",1,"Dropped - Units whose status does not meet NEEDS criteria"]
["Devonshire Power Partners LLC",55761,"DO5","Landfill Gas","Illinois",1,"Dropped - Units whose status does not meet NEEDS criteria"]
["Aurora Energy LLC Chena",79,"3","Coal Steam","Alaska",1.5,"Dropped - Units whose status does not meet NEEDS criteria"]
["Hawley",1978,"1","Combustion Turbine","Minnesota",0.1,"Dropped - Units whose status does not meet NEEDS criteria"]
["Hawley",1978,"2","Combustion Turbine","Minnesota",0.6,"Dropped - Units whose status does not meet NEEDS criteria"]
["Hawley",1978,"3","Combustion Turbine","Minnesota",0.1,"Dropped - Units whose status does not meet NEEDS criteria"]
["Hawley",1978,"4","Combustion Turbine","Minnesota",0.3,"Dropped - Units whose status does not meet NEEDS criteria"]
["Hawley",1978,"5","Combustion Turbine","Minnesota",0.3,"Dropped - Units whose status does not meet NEEDS criteria"]
["Univ of Calif Santa Cruz Cogeneration",50064,"002","Combustion Turbine","California",0.2,"Dropped - Units whose status does not meet NEEDS criteria"]
["Gay Robinson",50333,"DSL1","Combustion Turbine","Hawaii",0.4,"Dropped - Units whose status does not meet NEEDS criteria"]
["Gay Robinson",50333,"DSL4","Combustion Turbine","Hawaii",0.4,"Dropped - Units whose status does not meet NEEDS criteria"]
["Fort Greely Power Plant",54834,"EN-1","Combustion Turbine","Alaska",1,"Dropped - Units whose status does not meet NEEDS criteria"]
["Fort Greely Power Plant",54834,"EN-2","Combustion Turbine","Alaska",1,"Dropped - Units whose status does not meet NEEDS criteria"]
["Fort Greely Power Plant",54834,"EN-3","Combustion Turbine","Alaska",1,"Dropped - Units whose status does not meet NEEDS criteria"]
["District 100 Transco Gas Pipe Line",54743,"001","Non-Fossil Waste","Alabama",0.7,"Dropped - Units whose status does not meet NEEDS criteria"]
["District 100 Transco Gas Pipe Line",54743,"002","Non-Fossil Waste","Alabama",0.7,"Dropped - Units whose status does not meet NEEDS criteria"]
["Rockford Electric",55591,"1","Landfill Gas","Illinois",0.9,"Dropped - Units whose status does not meet NEEDS criteria"]
["Rockford Electric",55591,"2","Landfill Gas","Illinois",0.9,"Dropped - Units whose status does not meet NEEDS criteria"]
["P L Bartow",634,"ST1","O/G Steam","Florida",122,"Dropped - Units whose status does not meet NEEDS criteria"]
["P L Bartow",634,"ST2","O/G Steam","Florida",103,"Dropped - Units whose status does not meet NEEDS criteria"]
["P L Bartow",634,"ST3","O/G Steam","Florida",201,"Dropped - Units whose status does not meet NEEDS criteria"]
["Howard Down",2434,"8","O/G Steam","New Jersey",11,"Dropped - Units whose status does not meet NEEDS criteria"]
["Southaven Energy Facility",55219,"1","Combustion Turbine","Mississippi",75,"Dropped - Units whose status does not meet NEEDS criteria"]
["Southaven Energy Facility",55219,"2","Combustion Turbine","Mississippi",75,"Dropped - Units whose status does not meet NEEDS criteria"]
["Millennium Hawkins Point",56045,"1A","Combustion Turbine","Maryland",1.1,"Dropped - Units whose status does not meet NEEDS criteria"]
["Millennium Hawkins Point",56045,"1B","Combustion Turbine","Maryland",1.1,"Dropped - Units whose status does not meet NEEDS criteria"]
["Millennium Hawkins Point",56045,"2A","Combustion Turbine","Maryland",1.1,"Dropped - Units whose status does not meet NEEDS criteria"]
["Millennium Hawkins Point",56045,"2B","Combustion Turbine","Maryland",1.1,"Dropped - Units whose status does not meet NEEDS criteria"]
["Millennium Hawkins Point",56045,"3A","Combustion Turbine","Maryland",1.1,"Dropped - Units whose status does not meet NEEDS criteria"]
["Millennium Hawkins Point",56045,"3B","Combustion Turbine","Maryland",1.1,"Dropped - Units whose status does not meet NEEDS criteria"]
["Millennium Hawkins Point",56045,"ST1","O/G Steam","Maryland",0.5,"Dropped - Units whose status does not meet NEEDS criteria"]
["North Lake",3454,"1","O/G Steam","Texas",175,"Dropped - Units whose status does not meet NEEDS criteria"]
["North Lake",3454,"2","O/G Steam","Texas",175,"Dropped - Units whose status does not meet NEEDS criteria"]
["North Lake",3454,"3","O/G Steam","Texas",365,"Dropped - Units whose status does not meet NEEDS criteria"]
["DTE Pontiac North LLC",10111,"GEN1","Coal Steam","Michigan",19,"Dropped - Units whose status does not meet NEEDS criteria"]
["Seaford Delaware Plant",10793,"GEN2","Coal Steam","Delaware",9,"Dropped - Units whose status does not meet NEEDS criteria"]
["Smart Papers LLC",50247,"GEN4","Coal Steam","Ohio",1.5,"Dropped - Units whose status does not meet NEEDS criteria"]
["Oceanside Energy",50348,"OS1","Landfill Gas","New York",0.6,"Dropped - Units whose status does not meet NEEDS criteria"]
["Chunchula Plant 1",54441,"001","Combustion Turbine","Alabama",0.5,"Dropped - Units whose status does not meet NEEDS criteria"]
["Chunchula Plant 1",54441,"002","Combustion Turbine","Alabama",0.5,"Dropped - Units whose status does not meet NEEDS criteria"]
["Chunchula Plant 1",54441,"003","O/G Steam","Alabama",0.4,"Dropped - Units whose status does not meet NEEDS criteria"]
["MMC Midsun LLC",55974,"GEN1","Combustion Turbine","California",19.4,"Dropped - Units whose status does not meet NEEDS criteria"]
["Cornell Dubilier",56130,"1","Combustion Turbine","South Carolina",0,"Dropped - Units whose status does not meet NEEDS criteria"]
["J D Kennedy",666,"GT3","Combustion Turbine","Florida",54,"Dropped - Units whose status does not meet NEEDS criteria"]
["Sterling Avenue",860,"1","Combustion Turbine","Illinois",15,"Dropped - Units whose status does not meet NEEDS criteria"]
["Sterling Avenue",860,"2","Combustion Turbine","Illinois",15,"Dropped - Units whose status does not meet NEEDS criteria"]
["Riverside (MN)",1927,"8","Coal Steam","Minnesota",227,"Dropped - Units whose status does not meet NEEDS criteria"]
["Sam Bertron",3468,"GT1","Combustion Turbine","Texas",20,"Dropped - Units whose status does not meet NEEDS criteria"]
["John Harmon Gen",7412,"JH-1","Combustion Turbine","Georgia",3,"Dropped - Units whose status does not meet NEEDS criteria"]
["2 AC Station",10211,"10TG","Fossil Waste","Indiana",18,"Dropped - Units whose status does not meet NEEDS criteria"]
["2 AC Station",10211,"11TG","Fossil Waste","Indiana",18,"Dropped - Units whose status does not meet NEEDS criteria"]
["2 AC Station",10211,"8TG","Fossil Waste","Indiana",10,"Dropped - Units whose status does not meet NEEDS criteria"]
["Southbridge Energy Center LLC",54373,"ENG3","Combustion Turbine","Massachusetts",1.3,"Dropped - Units whose status does not meet NEEDS criteria"]
["Durgin & Crowell Lumber",54870,"0284","Combustion Turbine","New Hampshire",1.3,"Dropped - Units whose status does not meet NEEDS criteria"]
["Durgin & Crowell Lumber",54870,"3413","Combustion Turbine","New Hampshire",0.7,"Dropped - Units whose status does not meet NEEDS criteria"]
["PERC LLC",55772,"1","Landfill Gas","Washington",0.8,"Dropped - Units whose status does not meet NEEDS criteria"]
["PERC LLC",55772,"2","Landfill Gas","Washington",0.8,"Dropped - Units whose status does not meet NEEDS criteria"]
["PERC LLC",55772,"3","Landfill Gas","Washington",0.8,"Dropped - Units whose status does not meet NEEDS criteria"]
["Mountain Creek",3453,"2","O/G Steam","Texas",24,"Dropped - Units whose status does not meet NEEDS criteria"]
["Mountain Creek",3453,"3","O/G Steam","Texas",70,"Dropped - Units whose status does not meet NEEDS criteria"]
["Gwitchyaa Zhee",7174,"3","Combustion Turbine","Alaska",0.4,"Dropped - Units whose status does not meet NEEDS criteria"]
["Dow St Charles Operations",50152,"CTG","Combined Cycle","Louisiana",10,"Dropped - Units whose status does not meet NEEDS criteria"]
["Weyerhaeuser Wright City Complex OK",50198,"TG1","Biomass","Oklahoma",5,"Dropped - Units whose status does not meet NEEDS criteria"]
["Boralex Sherman LLC",50874,"GEN1","Biomass","Maine",21,"Dropped - Units whose status does not meet NEEDS criteria"]
["Ohio University Facilities Management",54923,"OUG1","Coal Steam","Ohio",0.9,"Dropped - Units whose status does not meet NEEDS criteria"]
["Biodyne Peoria",55057,"001","Landfill Gas","Illinois",0.8,"Dropped - Units whose status does not meet NEEDS criteria"]
["Biodyne Peoria",55057,"002","Landfill Gas","Illinois",0.8,"Dropped - Units whose status does not meet NEEDS criteria"]
["Biodyne Peoria",55057,"003","Landfill Gas","Illinois",0.8,"Dropped - Units whose status does not meet NEEDS criteria"]
["Biodyne Peoria",55057,"004","Landfill Gas","Illinois",0.8,"Dropped - Units whose status does not meet NEEDS criteria"]
["Biodyne Peoria",55057,"005","Landfill Gas","Illinois",0.8,"Dropped - Units whose status does not meet NEEDS criteria"]
["Biodyne Lyons",55060,"001","Landfill Gas","Illinois",0.9,"Dropped - Units whose status does not meet NEEDS criteria"]
["Biodyne Lyons",55060,"002","Landfill Gas","Illinois",0.9,"Dropped - Units whose status does not meet NEEDS criteria"]
["Biodyne Lyons",55060,"003","Landfill Gas","Illinois",0.9,"Dropped - Units whose status does not meet NEEDS criteria"]
["Biodyne Lyons",55060,"004","Landfill Gas","Illinois",0.9,"Dropped - Units whose status does not meet NEEDS criteria"]
["Biodyne Lyons",55060,"005","Landfill Gas","Illinois",0.9,"Dropped - Units whose status does not meet NEEDS criteria"]
["Dillingham",109,"3","Combustion Turbine","Alaska",0.3,"Dropped - Units whose status does not meet NEEDS criteria"]
["La Plata",2140,"6","Combustion Turbine","Missouri",0.9,"Dropped - Units whose status does not meet NEEDS criteria"]
["La Plata",2140,"7","Combustion Turbine","Missouri",0.9,"Dropped - Units whose status does not meet NEEDS criteria"]
["Dow St Charles Operations",50152,"IGT","Combined Cycle","Louisiana",9.6,"Dropped - Units whose status does not meet NEEDS criteria"]
["Univ New Mexico Cogen Plant",50905,"1","Combustion Turbine","New Mexico",2.1,"Dropped - Units whose status does not meet NEEDS criteria"]
["Wrangell",95,"5","Combustion Turbine","Alaska",0.5,"Dropped - Units whose status does not meet NEEDS criteria"]
["Wrangell",95,"7","Combustion Turbine","Alaska",0.5,"Dropped - Units whose status does not meet NEEDS criteria"]
["Bluffton",1023,"1","Combustion Turbine","Indiana",0.8,"Dropped - Units whose status does not meet NEEDS criteria"]
["Bluffton",1023,"2","Combustion Turbine","Indiana",0.8,"Dropped - Units whose status does not meet NEEDS criteria"]
["Bluffton",1023,"3","Combustion Turbine","Indiana",2,"Dropped - Units whose status does not meet NEEDS criteria"]
["Bluffton",1023,"4","Combustion Turbine","Indiana",2,"Dropped - Units whose status does not meet NEEDS criteria"]
["Minneapolis City of",1307,"1","Combustion Turbine","Kansas",0.4,"Dropped - Units whose status does not meet NEEDS criteria"]
["Minneapolis City of",1307,"2","Combustion Turbine","Kansas",0.5,"Dropped - Units whose status does not meet NEEDS criteria"]
["Oakely",1311,"3","Combustion Turbine","Kansas",0.5,"Dropped - Units whose status does not meet NEEDS criteria"]
["Oakely",1311,"5","Combustion Turbine","Kansas",1.3,"Dropped - Units whose status does not meet NEEDS criteria"]
["Osage City",1313,"9","Combustion Turbine","Kansas",0.7,"Dropped - Units whose status does not meet NEEDS criteria"]
["Natchitoches",1450,"10","O/G Steam","Louisiana",26,"Dropped - Units whose status does not meet NEEDS criteria"]
["Natchitoches",1450,"2","Combustion Turbine","Louisiana",1.5,"Dropped - Units whose status does not meet NEEDS criteria"]
["Natchitoches",1450,"3","Combustion Turbine","Louisiana",1.5,"Dropped - Units whose status does not meet NEEDS criteria"]
["Natchitoches",1450,"6","Combustion Turbine","Louisiana",2.8,"Dropped - Units whose status does not meet NEEDS criteria"]
["Natchitoches",1450,"7","Combustion Turbine","Louisiana",2.8,"Dropped - Units whose status does not meet NEEDS criteria"]
["Natchitoches",1450,"8","O/G Steam","Louisiana",6,"Dropped - Units whose status does not meet NEEDS criteria"]
["Natchitoches",1450,"9","O/G Steam","Louisiana",12.6,"Dropped - Units whose status does not meet NEEDS criteria"]
["New Prague",1999,"1","Combustion Turbine","Minnesota",1,"Dropped - Units whose status does not meet NEEDS criteria"]
["Owatonna",2003,"5","O/G Steam","Minnesota",5,"Dropped - Units whose status does not meet NEEDS criteria"]
["North Texas",3627,"3","O/G Steam","Texas",38,"Dropped - Units whose status does not meet NEEDS criteria"]
["Galena Electric Utility",7437,"3","Combustion Turbine","Alaska",0.7,"Dropped - Units whose status does not meet NEEDS criteria"]
["Port Townsend Paper",50544,"GEN2","Non-Fossil Waste","Washington",3,"Dropped - Units whose status does not meet NEEDS criteria"]
["Monroe Livingston Gas Recovery",50565,"GEN3","Landfill Gas","New York",0.8,"Dropped - Units whose status does not meet NEEDS criteria"]
["Stillwater Facility",50765,"OE11","Geothermal","Nevada",0.6,"Dropped - Units whose status does not meet NEEDS criteria"]
["Stillwater Facility",50765,"OE12","Geothermal","Nevada",0.6,"Dropped - Units whose status does not meet NEEDS criteria"]
["Stillwater Facility",50765,"OE13","Geothermal","Nevada",0.7,"Dropped - Units whose status does not meet NEEDS criteria"]
["Stillwater Facility",50765,"OE14","Geothermal","Nevada",0.7,"Dropped - Units whose status does not meet NEEDS criteria"]
["Stillwater Facility",50765,"OE15","Geothermal","Nevada",0.6,"Dropped - Units whose status does not meet NEEDS criteria"]
["Stillwater Facility",50765,"OE16","Geothermal","Nevada",0.7,"Dropped - Units whose status does not meet NEEDS criteria"]
["Stillwater Facility",50765,"OE17","Geothermal","Nevada",0.6,"Dropped - Units whose status does not meet NEEDS criteria"]
["Stillwater Facility",50765,"OE21","Geothermal","Nevada",0.6,"Dropped - Units whose status does not meet NEEDS criteria"]
["Stillwater Facility",50765,"OE22","Geothermal","Nevada",0.5,"Dropped - Units whose status does not meet NEEDS criteria"]
["Stillwater Facility",50765,"OE23","Geothermal","Nevada",0.6,"Dropped - Units whose status does not meet NEEDS criteria"]
["Stillwater Facility",50765,"OE24","Geothermal","Nevada",0.6,"Dropped - Units whose status does not meet NEEDS criteria"]
["Stillwater Facility",50765,"OE25","Geothermal","Nevada",0.6,"Dropped - Units whose status does not meet NEEDS criteria"]
["Stillwater Facility",50765,"OE26","Geothermal","Nevada",0.6,"Dropped - Units whose status does not meet NEEDS criteria"]
["Stillwater Facility",50765,"OE27","Geothermal","Nevada",0.5,"Dropped - Units whose status does not meet NEEDS criteria"]
["Covington Facility",50900,"GEN6","Non-Fossil Waste","Virginia",5.5,"Dropped - Units whose status does not meet NEEDS criteria"]
["Kimberly Mill",54885,"3TB","O/G Steam","Wisconsin",15.9,"Dropped - Units whose status does not meet NEEDS criteria"]
["Kimberly Mill",54885,"4TB","O/G Steam","Wisconsin",19.3,"Dropped - Units whose status does not meet NEEDS criteria"]
["Big Bend",645,"GT1","Combustion Turbine","Florida",10,"Dropped - Units whose status does not meet NEEDS criteria"]
["Big Bend",645,"GT2","Combustion Turbine","Florida",49,"Dropped - Units whose status does not meet NEEDS criteria"]
["Big Bend",645,"GT3","Combustion Turbine","Florida",39,"Dropped - Units whose status does not meet NEEDS criteria"]
["Howard Down",2434,"5","O/G Steam","New Jersey",3,"Dropped - Units whose status does not meet NEEDS criteria"]
["Howard Down",2434,"6","O/G Steam","New Jersey",4,"Dropped - Units whose status does not meet NEEDS criteria"]
["Howard Down",2434,"7","O/G Steam","New Jersey",8,"Dropped - Units whose status does not meet NEEDS criteria"]
["Lebanon",2921,"3","Combustion Turbine","Ohio",1.3,"Dropped - Units whose status does not meet NEEDS criteria"]
["Lebanon",2921,"4","Combustion Turbine","Ohio",1.3,"Dropped - Units whose status does not meet NEEDS criteria"]
["Providence",3245,"1","Hydro","Rhode Island",1.4,"Dropped - Units whose status does not meet NEEDS criteria"]
["Victoria",3443,"6","O/G Steam","Texas",250,"Dropped - Units whose status does not meet NEEDS criteria"]
["Mosaic Co Mulberry Facility",50510,"CGN1","Energy Storage","Florida",19.5,"Dropped - Units whose status does not meet NEEDS criteria"]
["S&L Cogeneration",54253,"GEN1","Combustion Turbine","Texas",35,"Dropped - Units whose status does not meet NEEDS criteria"]
["Duraco Products",54798,"GEN1","Combustion Turbine","Illinois",0.7,"Dropped - Units whose status does not meet NEEDS criteria"]
["Duraco Products",54798,"GEN2","Combustion Turbine","Illinois",0.7,"Dropped - Units whose status does not meet NEEDS criteria"]
["West Pharmaceutical Services",54947,"GEN1","Combustion Turbine","North Carolina",1.2,"Dropped - Units whose status does not meet NEEDS criteria"]
["Small Hydro of Texas",55000,"01","Hydro","Texas",0.4,"Dropped - Units whose status does not meet NEEDS criteria"]
["Small Hydro of Texas",55000,"02","Hydro","Texas",0.4,"Dropped - Units whose status does not meet NEEDS criteria"]
["Small Hydro of Texas",55000,"03","Hydro","Texas",0.4,"Dropped - Units whose status does not meet NEEDS criteria"]
["Devonshire Power Partners LLC",55761,"DO1","Landfill Gas","Illinois",1,"Dropped - Units whose status does not meet NEEDS criteria"]
["Devonshire Power Partners LLC",55761,"DO2","Landfill Gas","Illinois",1,"Dropped - Units whose status does not meet NEEDS criteria"]
["SPFT - Newberg Cogen",56124,"GT1","Combustion Turbine","Oregon",41.6,"Dropped - Units whose status does not meet NEEDS criteria"]
["Westar Wind",56219,"J1","Onshore Wind","Kansas",0,"Dropped - Units whose status does not meet NEEDS criteria"]
["Westar Wind",56219,"J2","Onshore Wind","Kansas",0,"Dropped - Units whose status does not meet NEEDS criteria"]
["U S Alliance Coosa Pines",54216,"AOW1","Coal Steam","Alabama",4.7,"Dropped - Units whose status does not meet NEEDS criteria"]
["U S Alliance Coosa Pines",54216,"AOW2","Coal Steam","Alabama",4.7,"Dropped - Units whose status does not meet NEEDS criteria"]
["U S Alliance Coosa Pines",54216,"AOW4","Coal Steam","Alabama",4.7,"Dropped - Units whose status does not meet NEEDS criteria"]
["U S Alliance Coosa Pines",54216,"AOW5","Coal Steam","Alabama",4.7,"Dropped - Units whose status does not meet NEEDS criteria"]
["Dowagiac",1823,"1","Combustion Turbine","Michigan",1,"Dropped - Units whose status does not meet NEEDS criteria"]
["Dowagiac",1823,"2","Combustion Turbine","Michigan",0.3,"Dropped - Units whose status does not meet NEEDS criteria"]
["Dowagiac",1823,"4","Combustion Turbine","Michigan",0.9,"Dropped - Units whose status does not meet NEEDS criteria"]
["Dowagiac",1823,"5","Combustion Turbine","Michigan",1,"Dropped - Units whose status does not meet NEEDS criteria"]
["Ravenswood",2500,"GT8","Combustion Turbine","New York",0,"Dropped - Units whose status does not meet NEEDS criteria"]
["J L Bates",3438,"1","O/G Steam","Texas",72,"Dropped - Units whose status does not meet NEEDS criteria"]
["J L Bates",3438,"2","O/G Steam","Texas",110,"Dropped - Units whose status does not meet NEEDS criteria"]
["Galena Electric Utility",7437,"6A","Combustion Turbine","Alaska",0.4,"Dropped - Units whose status does not meet NEEDS criteria"]
["South West Landfill",7963,"1","Landfill Gas","Florida",0.7,"Dropped - Units whose status does not meet NEEDS criteria"]
["South West Landfill",7963,"2","Landfill Gas","Florida",0.7,"Dropped - Units whose status does not meet NEEDS criteria"]
["South West Landfill",7963,"3","Landfill Gas","Florida",0.7,"Dropped - Units whose status does not meet NEEDS criteria"]
["Marina Landfill Gas",10748,"G4","Landfill Gas","California",0.9,"Dropped - Units whose status does not meet NEEDS criteria"]
["Archer Daniels Midland Clinton",10860,"GEN1","Coal Steam","Iowa",7.5,"Dropped - Units whose status does not meet NEEDS criteria"]
["Archer Daniels Midland Clinton",10860,"GEN2","Coal Steam","Iowa",3.5,"Dropped - Units whose status does not meet NEEDS criteria"]
["Archer Daniels Midland Clinton",10860,"GEN3","Coal Steam","Iowa",9.4,"Dropped - Units whose status does not meet NEEDS criteria"]
["Archer Daniels Midland Clinton",10860,"GEN4","Coal Steam","Iowa",4,"Dropped - Units whose status does not meet NEEDS criteria"]
["Archer Daniels Midland Clinton",10860,"GEN5","Coal Steam","Iowa",7,"Dropped - Units whose status does not meet NEEDS criteria"]
["Lake Gas Recovery",50575,"GEN1","Landfill Gas","Illinois",2.9,"Dropped - Units whose status does not meet NEEDS criteria"]
["JRW Associates LP",52198,"GEN1","O/G Steam","California",1.1,"Dropped - Units whose status does not meet NEEDS criteria"]
["JRW Associates LP",52198,"GEN2","O/G Steam","California",1.1,"Dropped - Units whose status does not meet NEEDS criteria"]
["JRW Associates LP",52198,"GEN3","Combustion Turbine","California",1.1,"Dropped - Units whose status does not meet NEEDS criteria"]
["JRW Associates LP",52198,"GEN4","Combustion Turbine","California",1.1,"Dropped - Units whose status does not meet NEEDS criteria"]
["JRW Associates LP",52198,"GEN5","Combustion Turbine","California",1.1,"Dropped - Units whose status does not meet NEEDS criteria"]
["JRW Associates LP",52198,"GEN6","Combustion Turbine","California",1.1,"Dropped - Units whose status does not meet NEEDS criteria"]
["JRW Associates LP",52198,"GEN7","Combustion Turbine","California",1.1,"Dropped - Units whose status does not meet NEEDS criteria"]
["JRW Associates LP",52198,"GEN8","Combustion Turbine","California",1.1,"Dropped - Units whose status does not meet NEEDS criteria"]
["Ridgewood/Byron Power Partners",52199,"GEN1","Combustion Turbine","California",1.1,"Dropped - Units whose status does not meet NEEDS criteria"]
["Ridgewood/Byron Power Partners",52199,"GEN2","Combustion Turbine","California",1.1,"Dropped - Units whose status does not meet NEEDS criteria"]
["Ridgewood/Byron Power Partners",52199,"GEN3","Combustion Turbine","California",1.1,"Dropped - Units whose status does not meet NEEDS criteria"]
["Ridgewood/Byron Power Partners",52199,"GEN4","Combustion Turbine","California",1.1,"Dropped - Units whose status does not meet NEEDS criteria"]
["Ridgewood/Byron Power Partners",52199,"GEN5","Combustion Turbine","California",1.1,"Dropped - Units whose status does not meet NEEDS criteria"]
["O'Brien Biogas IV LLC",55092,"UNT1","Landfill Gas","New Jersey",9.5,"Dropped - Units whose status does not meet NEEDS criteria"]
["Henderson I",1372,"5","Coal Steam","Kentucky",10,"Dropped - Units whose status does not meet NEEDS criteria"]
["Henderson I",1372,"6","Coal Steam","Kentucky",26,"Dropped - Units whose status does not meet NEEDS criteria"]
["Mobile Unit",3346,"1","Combustion Turbine","South Dakota",0.5,"Dropped - Units whose status does not meet NEEDS criteria"]
["Laredo",3439,"1","O/G Steam","Texas",32,"Dropped - Units whose status does not meet NEEDS criteria"]
["Laredo",3439,"2","O/G Steam","Texas",32,"Dropped - Units whose status does not meet NEEDS criteria"]
["Laredo",3439,"3","O/G Steam","Texas",105,"Dropped - Units whose status does not meet NEEDS criteria"]
["Brownfield",3558,"GT1","Combustion Turbine","Texas",6,"Dropped - Units whose status does not meet NEEDS criteria"]
["South Oak Creek",4041,"9","Combustion Turbine","Wisconsin",18,"Dropped - Units whose status does not meet NEEDS criteria"]
["Angoon",7462,"1","Combustion Turbine","Alaska",0.4,"Dropped - Units whose status does not meet NEEDS criteria"]
["Sabine River Operations",10789,"GEN4","Combined Cycle","Texas",5,"Dropped - Units whose status does not meet NEEDS criteria"]
["Fulton Cogeneration Associates",54138,"GTG","Combustion Turbine","New York",42,"Dropped - Units whose status does not meet NEEDS criteria"]
["Quad Cities",55593,"1","Landfill Gas","Illinois",0.9,"Dropped - Units whose status does not meet NEEDS criteria"]
["Quad Cities",55593,"2","Landfill Gas","Illinois",1,"Dropped - Units whose status does not meet NEEDS criteria"]
["Clinton",1818,"3","Combustion Turbine","Michigan",0,"Dropped - Units whose status does not meet NEEDS criteria"]
["Clinton",1818,"4","Combustion Turbine","Michigan",0.4,"Dropped - Units whose status does not meet NEEDS criteria"]
["Clinton",1818,"5","Combustion Turbine","Michigan",0.4,"Dropped - Units whose status does not meet NEEDS criteria"]
["Baylor University Cogen",10317,"1","Combustion Turbine","Texas",3,"Dropped - Units whose status does not meet NEEDS criteria"]
["Centaur Generator Facility",10602,"H","Combustion Turbine","California",3.4,"Dropped - Units whose status does not meet NEEDS criteria"]
["Haverhill Paperboard",55012,"1","O/G Steam","Massachusetts",1.5,"Dropped - Units whose status does not meet NEEDS criteria"]
["Haverhill Paperboard",55012,"2","O/G Steam","Massachusetts",2.5,"Dropped - Units whose status does not meet NEEDS criteria"]
["PWD Northwest Facility",55336,"GEN1","Combustion Turbine","Pennsylvania",11,"Dropped - Units whose status does not meet NEEDS criteria"]
["Avon Energy Partners LLC",55768,"CH2","Landfill Gas","Illinois",0.9,"Dropped - Units whose status does not meet NEEDS criteria"]
["Ames Diesel Generating Station",1052,"1","Combustion Turbine","Iowa",1,"Dropped - Units whose status does not meet NEEDS criteria"]
["Ames Diesel Generating Station",1052,"2","Combustion Turbine","Iowa",1,"Dropped - Units whose status does not meet NEEDS criteria"]
["Glennallen",6305,"1","Combustion Turbine","Alaska",0.3,"Dropped - Units whose status does not meet NEEDS criteria"]
["Glennallen",6305,"2","Combustion Turbine","Alaska",0.3,"Dropped - Units whose status does not meet NEEDS criteria"]
["Unifi Kinston LLC",10792,"GEN1","Coal Steam","North Carolina",8,"Dropped - Units whose status does not meet NEEDS criteria"]
["Unifi Kinston LLC",10792,"GEN2","Coal Steam","North Carolina",8,"Dropped - Units whose status does not meet NEEDS criteria"]
["Ormesa I",50766,"OE23","Geothermal","California",0.9,"Dropped - Units whose status does not meet NEEDS criteria"]
["Philadelphia Water Department Southwest",55331,"GEN1","Combustion Turbine","Pennsylvania",11,"Dropped - Units whose status does not meet NEEDS criteria"]
["Avon Energy Partners LLC",55768,"CH1","Landfill Gas","Illinois",0.9,"Dropped - Units whose status does not meet NEEDS criteria"]
["Whittemore",1201,"2","Combustion Turbine","Iowa",0.5,"Dropped - Units whose status does not meet NEEDS criteria"]
["Kingman Municipal Power and Light Plant",1296,"1","Combustion Turbine","Kansas",1.2,"Dropped - Units whose status does not meet NEEDS criteria"]
["Kingman Municipal Power and Light Plant",1296,"5","Combustion Turbine","Kansas",0.8,"Dropped - Units whose status does not meet NEEDS criteria"]
["Galena Electric Utility",7437,"5","Combustion Turbine","Alaska",0.7,"Dropped - Units whose status does not meet NEEDS criteria"]
["Alsip Paper Condominium Association",10406,"GEN1","Combustion Turbine","Illinois",6.9,"Dropped - Units whose status does not meet NEEDS criteria"]
["Niagara Mill",54857,"1ST","Coal Steam","Wisconsin",2.5,"Dropped - Units whose status does not meet NEEDS criteria"]
["Niagara Mill",54857,"2ST","Coal Steam","Wisconsin",9.3,"Dropped - Units whose status does not meet NEEDS criteria"]
["Buzzard Point",604,"E3","Combustion Turbine","District of Columbia",16,"Dropped - Units whose status does not meet NEEDS criteria"]
["Henry D King",658,"5","Combined Cycle","Florida",8,"Dropped - Units whose status does not meet NEEDS criteria"]
["Henry D King",658,"6","O/G Steam","Florida",17,"Dropped - Units whose status does not meet NEEDS criteria"]
["Henry D King",658,"7","O/G Steam","Florida",32,"Dropped - Units whose status does not meet NEEDS criteria"]
["Henry D King",658,"8","O/G Steam","Florida",50,"Dropped - Units whose status does not meet NEEDS criteria"]
["Henry D King",658,"9","Combined Cycle","Florida",22.4,"Dropped - Units whose status does not meet NEEDS criteria"]
["Henry D King",658,"D1","Combustion Turbine","Florida",3,"Dropped - Units whose status does not meet NEEDS criteria"]
["Henry D King",658,"D2","Combustion Turbine","Florida",3,"Dropped - Units whose status does not meet NEEDS criteria"]
["AES Hickling LLC",2529,"1","Coal Steam","New York",30,"Dropped - Units whose status does not meet NEEDS criteria"]
["AES Hickling LLC",2529,"2","Coal Steam","New York",40,"Dropped - Units whose status does not meet NEEDS criteria"]
["Bull Run Hydro",3044,"1","Hydro","Oregon",5.5,"Dropped - Units whose status does not meet NEEDS criteria"]
["Bull Run Hydro",3044,"2","Hydro","Oregon",5.5,"Dropped - Units whose status does not meet NEEDS criteria"]
["Bull Run Hydro",3044,"3","Hydro","Oregon",5.5,"Dropped - Units whose status does not meet NEEDS criteria"]
["Bull Run Hydro",3044,"4","Hydro","Oregon",5.5,"Dropped - Units whose status does not meet NEEDS criteria"]
["Nueces Bay",3441,"5","O/G Steam","Texas",30,"Dropped - Units whose status does not meet NEEDS criteria"]
["Nueces Bay",3441,"6","O/G Steam","Texas",161,"Dropped - Units whose status does not meet NEEDS criteria"]
["Encina Water Pollution Control",10026,"EG2","Combustion Turbine","California",0.5,"Dropped - Units whose status does not meet NEEDS criteria"]
["Encina Water Pollution Control",10026,"EG3","Non-Fossil Waste","California",0.5,"Dropped - Units whose status does not meet NEEDS criteria"]
["Summit Property Pharmaceutical",50313,"TURB","Combustion Turbine","New Jersey",2.5,"Dropped - Units whose status does not meet NEEDS criteria"]
["Oceanside Energy",50348,"OS2","Landfill Gas","New York",0.6,"Dropped - Units whose status does not meet NEEDS criteria"]
["General Electric Erie PA Power",50358,"DSL1","Combustion Turbine","Pennsylvania",2.7,"Dropped - Units whose status does not meet NEEDS criteria"]
["General Electric Erie PA Power",50358,"DSL2","Combustion Turbine","Pennsylvania",2.7,"Dropped - Units whose status does not meet NEEDS criteria"]
["General Electric Erie PA Power",50358,"DSL3","Combustion Turbine","Pennsylvania",2.7,"Dropped - Units whose status does not meet NEEDS criteria"]
["Taylor Energy Partners LP",50782,"AM2","Landfill Gas","Pennsylvania",0.4,"Dropped - Units whose status does not meet NEEDS criteria"]
["Rincon Facility",54445,"GEN1","Combustion Turbine","California",1.7,"Dropped - Units whose status does not meet NEEDS criteria"]
["Smithfield",56197,"GEN1","Combustion Turbine","North Carolina",1.4,"Dropped - Units whose status does not meet NEEDS criteria"]
["Smithfield",56197,"GEN2","Combustion Turbine","North Carolina",1.4,"Dropped - Units whose status does not meet NEEDS criteria"]
["J D Kennedy",666,"GT4","Combustion Turbine","Florida",54,"Dropped - Units whose status does not meet NEEDS criteria"]
["J D Kennedy",666,"GT5","Combustion Turbine","Florida",54,"Dropped - Units whose status does not meet NEEDS criteria"]
["Lovett",2629,"5","Coal Steam","New York",191,"Dropped - Units whose status does not meet NEEDS criteria"]
["Rochester 7",2642,"3","Coal Steam","New York",64,"Dropped - Units whose status does not meet NEEDS criteria"]
["Ponca Diesel",2997,"7","Combustion Turbine","Oklahoma",2,"Dropped - Units whose status does not meet NEEDS criteria"]
["Ponca Diesel",2997,"8","Combustion Turbine","Oklahoma",3.1,"Dropped - Units whose status does not meet NEEDS criteria"]
["Brownfield",3558,"1","Combustion Turbine","Texas",0.7,"Dropped - Units whose status does not meet NEEDS criteria"]
["Brownfield",3558,"3","Combustion Turbine","Texas",1.5,"Dropped - Units whose status does not meet NEEDS criteria"]
["Brownfield",3558,"4","Combustion Turbine","Texas",1.8,"Dropped - Units whose status does not meet NEEDS criteria"]
["Brownfield",3558,"5","Combustion Turbine","Texas",1.8,"Dropped - Units whose status does not meet NEEDS criteria"]
["Fourche Creek Wastewater",10050,"2","Non-Fossil Waste","Arkansas",0.5,"Dropped - Units whose status does not meet NEEDS criteria"]
["Wausau Papers of New Hampshire",10701,"GT1","Combustion Turbine","New Hampshire",6.9,"Dropped - Units whose status does not meet NEEDS criteria"]
["Onondaga Cogeneration",50855,"GEN1","Combined Cycle","New York",45,"Dropped - Units whose status does not meet NEEDS criteria"]
["Onondaga Cogeneration",50855,"GEN2","Combined Cycle","New York",25,"Dropped - Units whose status does not meet NEEDS criteria"]
["Onondaga Cogeneration",50855,"GEN3","Combined Cycle","New York",23,"Dropped - Units whose status does not meet NEEDS criteria"]
["St Cloud",685,"1","Combustion Turbine","Florida",2,"Dropped - Units whose status does not meet NEEDS criteria"]
["St Cloud",685,"2","Combustion Turbine","Florida",5,"Dropped - Units whose status does not meet NEEDS criteria"]
["St Cloud",685,"3","Combustion Turbine","Florida",2,"Dropped - Units whose status does not meet NEEDS criteria"]
["St Cloud",685,"4","Combustion Turbine","Florida",3,"Dropped - Units whose status does not meet NEEDS criteria"]
["St Cloud",685,"6","Combustion Turbine","Florida",3,"Dropped - Units whose status does not meet NEEDS criteria"]
["St Cloud",685,"7","Combustion Turbine","Florida",6,"Dropped - Units whose status does not meet NEEDS criteria"]
["St Cloud",685,"8","Combustion Turbine","Florida",6,"Dropped - Units whose status does not meet NEEDS criteria"]
["Sturgis City Diesel Plant",1855,"1","Combustion Turbine","Michigan",0.8,"Dropped - Units whose status does not meet NEEDS criteria"]
["Sturgis City Diesel Plant",1855,"2","Combustion Turbine","Michigan",0.8,"Dropped - Units whose status does not meet NEEDS criteria"]
["Rochester 7",2642,"2","Coal Steam","New York",64,"Dropped - Units whose status does not meet NEEDS criteria"]
["Rochester 7",2642,"4","Coal Steam","New York",78,"Dropped - Units whose status does not meet NEEDS criteria"]
["Kings Beach",6518,"1","Combustion Turbine","California",2.7,"Dropped - Units whose status does not meet NEEDS criteria"]
["Kings Beach",6518,"2","Combustion Turbine","California",2.7,"Dropped - Units whose status does not meet NEEDS criteria"]
["Kings Beach",6518,"3","Combustion Turbine","California",2.7,"Dropped - Units whose status does not meet NEEDS criteria"]
["Kings Beach",6518,"4","Combustion Turbine","California",2.7,"Dropped - Units whose status does not meet NEEDS criteria"]
["Kings Beach",6518,"5","Combustion Turbine","California",2.7,"Dropped - Units whose status does not meet NEEDS criteria"]
["Kings Beach",6518,"6","Combustion Turbine","California",2.7,"Dropped - Units whose status does not meet NEEDS criteria"]
["Hal C Weaver Power Plant",50118,"GEN6","Combined Cycle","Texas",12.5,"Dropped - Units whose status does not meet NEEDS criteria"]
["Olmsted Waste Energy",50413,"DG1","Combustion Turbine","Minnesota",0.6,"Dropped - Units whose status does not meet NEEDS criteria"]
["TXI Riverside Cement Power House",50557,"GEN1","Coal Steam","California",11.2,"Dropped - Units whose status does not meet NEEDS criteria"]
["TXI Riverside Cement Power House",50557,"GEN2","Coal Steam","California",11.2,"Dropped - Units whose status does not meet NEEDS criteria"]
["Rolls Royce",54286,"RIOT","Combustion Turbine","Indiana",3.3,"Dropped - Units whose status does not meet NEEDS criteria"]
["Rolls Royce",54286,"RO9T","Combustion Turbine","Indiana",3.3,"Dropped - Units whose status does not meet NEEDS criteria"]
["Southbridge Energy Center LLC",54373,"ENG2","Combustion Turbine","Massachusetts",1.3,"Dropped - Units whose status does not meet NEEDS criteria"]
["Savannah Resource Recovery Facility",54999,"BPST","Municipal Solid Waste","Georgia",1,"Dropped - Units whose status does not meet NEEDS criteria"]
["Savannah Resource Recovery Facility",54999,"CST","Municipal Solid Waste","Georgia",1.5,"Dropped - Units whose status does not meet NEEDS criteria"]
["Savannah Resource Recovery Facility",54999,"DGEN","Combustion Turbine","Georgia",1.2,"Dropped - Units whose status does not meet NEEDS criteria"]
["Tri Center Naniwa Energy",55494,"CT1","Combustion Turbine","Nevada",50,"Dropped - Units whose status does not meet NEEDS criteria"]
["Tri Center Naniwa Energy",55494,"CT2","Combustion Turbine","Nevada",50,"Dropped - Units whose status does not meet NEEDS criteria"]
["SJ/SC WPCP",56080,"E6","Non-Fossil Waste","California",1.8,"Dropped - Units whose status does not meet NEEDS criteria"]
["Rochester 7",2642,"1","Coal Steam","New York",46,"Dropped - Units whose status does not meet NEEDS criteria"]
["United Health Care",7377,"1","Combustion Turbine","Minnesota",1.8,"Dropped - Units whose status does not meet NEEDS criteria"]
["United Health Care",7377,"2","Combustion Turbine","Minnesota",1.8,"Dropped - Units whose status does not meet NEEDS criteria"]
["Encina Water Pollution Control",10026,"EG1","Combustion Turbine","California",0.5,"Dropped - Units whose status does not meet NEEDS criteria"]
["Big Spring Texas Refinery",10569,"GENA","Non-Fossil Waste","Texas",1,"Dropped - Units whose status does not meet NEEDS criteria"]
["Louisiana Tech University Power Plant",54240,"TG2","O/G Steam","Louisiana",4.6,"Dropped - Units whose status does not meet NEEDS criteria"]
["M C Dixon Lumber",54745,"GEN1","Biomass","Alabama",2.1,"Dropped - Units whose status does not meet NEEDS criteria"]
["SJ/SC WPCP",56080,"E1","Non-Fossil Waste","California",0.8,"Dropped - Units whose status does not meet NEEDS criteria"]
["Snake River",90,"6","Combustion Turbine","Alaska",1,"Dropped - Units whose status does not meet NEEDS criteria"]
["Bethany",2114,"2","Combustion Turbine","Missouri",0.8,"Dropped - Units whose status does not meet NEEDS criteria"]
["Odessa",2148,"5","Combustion Turbine","Missouri",1,"Dropped - Units whose status does not meet NEEDS criteria"]
["AES Jennison LLC",2531,"1","Coal Steam","New York",30,"Dropped - Units whose status does not meet NEEDS criteria"]
["AES Jennison LLC",2531,"2","Coal Steam","New York",30,"Dropped - Units whose status does not meet NEEDS criteria"]
["Miami Fort",2832,"5","Coal Steam","Ohio",80,"Dropped - Units whose status does not meet NEEDS criteria"]
["Burton",3277,"1","Combustion Turbine","South Carolina",9,"Dropped - Units whose status does not meet NEEDS criteria"]
["Burton",3277,"2","Combustion Turbine","South Carolina",9,"Dropped - Units whose status does not meet NEEDS criteria"]
["Burton",3277,"3","Combustion Turbine","South Carolina",9,"Dropped - Units whose status does not meet NEEDS criteria"]
["Faber Place",3284,"1","Combustion Turbine","South Carolina",8,"Dropped - Units whose status does not meet NEEDS criteria"]
["NSB Point Hope Utility",7485,"PG3","Combustion Turbine","Alaska",0.3,"Dropped - Units whose status does not meet NEEDS criteria"]
["NSB Point Hope Utility",7485,"PG4","Combustion Turbine","Alaska",0.4,"Dropped - Units whose status does not meet NEEDS criteria"]
["NSB Point Hope Utility",7485,"PG5","Combustion Turbine","Alaska",0.2,"Dropped - Units whose status does not meet NEEDS criteria"]
["CES Placerita Power Plant",10677,"UNT1","Combined Cycle","California",46,"Dropped - Units whose status does not meet NEEDS criteria"]
["Waynesboro Virginia Plant",10796,"GEN3","Coal Steam","Virginia",3,"Dropped - Units whose status does not meet NEEDS criteria"]
["Vicinity Energy Trenton, L.P.",50094,"7213","Combustion Turbine","New Jersey",3,"Dropped - Units whose status does not meet NEEDS criteria"]
["Sunnyside Cogen Partners",52201,"GEN1","Combustion Turbine","California",1.1,"Dropped - Units whose status does not meet NEEDS criteria"]
["Sunnyside Cogen Partners",52201,"GEN2","Combustion Turbine","California",1.1,"Dropped - Units whose status does not meet NEEDS criteria"]
["Sunnyside Cogen Partners",52201,"GEN3","Combustion Turbine","California",1.1,"Dropped - Units whose status does not meet NEEDS criteria"]
["Sunnyside Cogen Partners",52201,"GEN4","Combustion Turbine","California",1.1,"Dropped - Units whose status does not meet NEEDS criteria"]
["Sunnyside Cogen Partners",52201,"GEN5","Combustion Turbine","California",1.1,"Dropped - Units whose status does not meet NEEDS criteria"]
["Norit Americas Marshall Plant",54972,"8511","Coal Steam","Texas",2,"Dropped - Units whose status does not meet NEEDS criteria"]
["Waukegan",883,"6","Coal Steam","Illinois",100,"Dropped - Units whose status does not meet NEEDS criteria"]
["Ellis",1275,"1","Combustion Turbine","Kansas",1,"Dropped - Units whose status does not meet NEEDS criteria"]
["Ellis",1275,"2","Combustion Turbine","Kansas",2,"Dropped - Units whose status does not meet NEEDS criteria"]
["Ellis",1275,"3","Combustion Turbine","Kansas",0.5,"Dropped - Units whose status does not meet NEEDS criteria"]
["Ellis",1275,"4","Combustion Turbine","Kansas",0.5,"Dropped - Units whose status does not meet NEEDS criteria"]
["Ellis",1275,"5","Combustion Turbine","Kansas",1,"Dropped - Units whose status does not meet NEEDS criteria"]
["High Bridge",1912,"5","Coal Steam","Minnesota",99,"Dropped - Units whose status does not meet NEEDS criteria"]
["High Bridge",1912,"6","Coal Steam","Minnesota",172.1,"Dropped - Units whose status does not meet NEEDS criteria"]
["Milltown",2190,"1","Hydro","Montana",2.6,"Dropped - Units whose status does not meet NEEDS criteria"]
["Milltown",2190,"2","Hydro","Montana",0,"Dropped - Units whose status does not meet NEEDS criteria"]
["Milltown",2190,"3","Hydro","Montana",0,"Dropped - Units whose status does not meet NEEDS criteria"]
["Milltown",2190,"4","Hydro","Montana",0,"Dropped - Units whose status does not meet NEEDS criteria"]
["Milltown",2190,"5","Hydro","Montana",0,"Dropped - Units whose status does not meet NEEDS criteria"]
["Benkelman",2218,"2","Combustion Turbine","Nebraska",0.2,"Dropped - Units whose status does not meet NEEDS criteria"]
["Roxboro",2712,"GT1","Combustion Turbine","North Carolina",12,"Dropped - Units whose status does not meet NEEDS criteria"]
["Piqua Power Plant",2937,"10","Coal Steam","Ohio",0.8,"Dropped - Units whose status does not meet NEEDS criteria"]
["Piqua Power Plant",2937,"3","Coal Steam","Ohio",4,"Dropped - Units whose status does not meet NEEDS criteria"]
["Piqua Power Plant",2937,"4","Coal Steam","Ohio",7.5,"Dropped - Units whose status does not meet NEEDS criteria"]
["Piqua Power Plant",2937,"6","Coal Steam","Ohio",12.5,"Dropped - Units whose status does not meet NEEDS criteria"]
["Piqua Power Plant",2937,"7","Coal Steam","Ohio",20,"Dropped - Units whose status does not meet NEEDS criteria"]
["St Marys",2942,"5","Coal Steam","Ohio",5.8,"Dropped - Units whose status does not meet NEEDS criteria"]
["St Marys",2942,"6","Coal Steam","Ohio",9,"Dropped - Units whose status does not meet NEEDS criteria"]
["St Marys",2942,"AUX","Combustion Turbine","Ohio",0.8,"Dropped - Units whose status does not meet NEEDS criteria"]
["Mangum",2991,"2","Combustion Turbine","Oklahoma",0.5,"Dropped - Units whose status does not meet NEEDS criteria"]
["St Albans",3726,"IC1","Combustion Turbine","Vermont",1.1,"Dropped - Units whose status does not meet NEEDS criteria"]
["St Albans",3726,"IC2","Combustion Turbine","Vermont",1.1,"Dropped - Units whose status does not meet NEEDS criteria"]
["Dells",4002,"6","Hydro","Wisconsin",0.7,"Dropped - Units whose status does not meet NEEDS criteria"]
["Dells",4002,"7","Hydro","Wisconsin",0.7,"Dropped - Units whose status does not meet NEEDS criteria"]
["Pulliam",4072,"3","Coal Steam","Wisconsin",25.8,"Dropped - Units whose status does not meet NEEDS criteria"]
["Pulliam",4072,"4","Coal Steam","Wisconsin",30.1,"Dropped - Units whose status does not meet NEEDS criteria"]
["Tacoma",6206,"3","Hydro","Colorado",4,"Dropped - Units whose status does not meet NEEDS criteria"]
["VMEA 1 Credit Gen",7440,"V9","Combustion Turbine","Virginia",1.5,"Dropped - Units whose status does not meet NEEDS criteria"]
["2 AC Station",10211,"7TG","Fossil Waste","Indiana",10,"Dropped - Units whose status does not meet NEEDS criteria"]
["Wausau Papers of New Hampshire",10701,"1","O/G Steam","New Hampshire",6.5,"Dropped - Units whose status does not meet NEEDS criteria"]
["Clewiston Sugar House",50482,"TG3","Biomass","Florida",2.9,"Dropped - Units whose status does not meet NEEDS criteria"]
["Clewiston Sugar House",50482,"TG4","Biomass","Florida",5.6,"Dropped - Units whose status does not meet NEEDS criteria"]
["Black Hills Ontario Facility",50538,"GEN1","Combustion Turbine","California",4.5,"Dropped - Units whose status does not meet NEEDS criteria"]
["Black Hills Ontario Facility",50538,"GEN2","Combustion Turbine","California",4.5,"Dropped - Units whose status does not meet NEEDS criteria"]
["Wheelabrator Shasta",50881,"GEN4","Biomass","California",3.5,"Dropped - Units whose status does not meet NEEDS criteria"]
["Pryor Power Plant",50991,"GEN1","Combustion Turbine","Oklahoma",17.5,"Dropped - Units whose status does not meet NEEDS criteria"]
["Pryor Power Plant",50991,"GEN2","Combustion Turbine","Oklahoma",17.5,"Dropped - Units whose status does not meet NEEDS criteria"]
["Pryor Power Plant",50991,"GN10","O/G Steam","Oklahoma",13,"Dropped - Units whose status does not meet NEEDS criteria"]
["Tanner Street Generation",54586,"V643","Combined Cycle","Massachusetts",58,"Dropped - Units whose status does not meet NEEDS criteria"]
["Geneva Energy LLC",55174,"LM1","Tires","Illinois",19.9,"Dropped - Units whose status does not meet NEEDS criteria"]
["Alliant SBD 9702 Cedar Graphics",55315,"GEN1","Combustion Turbine","Iowa",1,"Dropped - Units whose status does not meet NEEDS criteria"]
["Desert Power LP",55858,"GEN7","Coal Steam","Utah",40,"Dropped - Units whose status does not meet NEEDS criteria"]
["Desert Power LP",55858,"UNT1","Combustion Turbine","Utah",34,"Dropped - Units whose status does not meet NEEDS criteria"]
["Desert Power LP",55858,"UNT2","Combustion Turbine","Utah",34,"Dropped - Units whose status does not meet NEEDS criteria"]
["Devon Station",544,"7","O/G Steam","Connecticut",107,"Dropped - Units whose status does not meet NEEDS criteria"]
["Devon Station",544,"8","O/G Steam","Connecticut",107,"Dropped - Units whose status does not meet NEEDS criteria"]
["Merck Rahway Power Plant",10224,"GEN7","O/G Steam","New Jersey",3.8,"Dropped - Units whose status does not meet NEEDS criteria"]
["Abitibi Consolidated Lufkin",50249,"GEN2","O/G Steam","Texas",6,"Dropped - Units whose status does not meet NEEDS criteria"]
["Abitibi Consolidated Lufkin",50249,"GEN3","O/G Steam","Texas",12,"Dropped - Units whose status does not meet NEEDS criteria"]
["Abitibi Consolidated Lufkin",50249,"GEN4","O/G Steam","Texas",12,"Dropped - Units whose status does not meet NEEDS criteria"]
["Abitibi Consolidated Lufkin",50249,"GEN5","O/G Steam","Texas",13.2,"Dropped - Units whose status does not meet NEEDS criteria"]
["Abitibi Consolidated Lufkin",50249,"GEN6","O/G Steam","Texas",13.2,"Dropped - Units whose status does not meet NEEDS criteria"]
["Abitibi Consolidated Lufkin",50249,"GEN7","O/G Steam","Texas",16,"Dropped - Units whose status does not meet NEEDS criteria"]
["Westroads Shopping Center",55038,"GEN1","Combustion Turbine","Nebraska",0.8,"Dropped - Units whose status does not meet NEEDS criteria"]
["Westroads Shopping Center",55038,"GEN2","Combustion Turbine","Nebraska",0.8,"Dropped - Units whose status does not meet NEEDS criteria"]
["Westroads Shopping Center",55038,"GEN3","Combustion Turbine","Nebraska",0.8,"Dropped - Units whose status does not meet NEEDS criteria"]
["Westroads Shopping Center",55038,"GEN4","Combustion Turbine","Nebraska",1,"Dropped - Units whose status does not meet NEEDS criteria"]
["High Point, Jackson Lake",56058,"1","Combustion Turbine","North Carolina",1.8,"Dropped - Units whose status does not meet NEEDS criteria"]
["Dillingham",109,"6","Combustion Turbine","Alaska",1,"Dropped - Units whose status does not meet NEEDS criteria"]
["Modular Power LLC",56183,"4","Combustion Turbine","Michigan",1.6,"Dropped - Units whose status does not meet NEEDS criteria"]
["Modular Power LLC",56183,"5","Combustion Turbine","Michigan",1.8,"Dropped - Units whose status does not meet NEEDS criteria"]
["Modular Power LLC",56183,"6","Combustion Turbine","Michigan",1.6,"Dropped - Units whose status does not meet NEEDS criteria"]
["Modular Power LLC",56183,"7","Combustion Turbine","Michigan",1.6,"Dropped - Units whose status does not meet NEEDS criteria"]
["Modular Power LLC",56183,"8","Combustion Turbine","Michigan",1.6,"Dropped - Units whose status does not meet NEEDS criteria"]
["Modular Power LLC",56183,"9","Combustion Turbine","Michigan",1.6,"Dropped - Units whose status does not meet NEEDS criteria"]
["Big Pine",164,"1","Combustion Turbine","Florida",2.5,"Dropped - Units whose status does not meet NEEDS criteria"]
["Continental Mills",1487,"CM1","Hydro","Maine",0.4,"Dropped - Units whose status does not meet NEEDS criteria"]
["Continental Mills",1487,"CM2","Hydro","Maine",0.4,"Dropped - Units whose status does not meet NEEDS criteria"]
["Continental Mills",1487,"CM3","Hydro","Maine",0.4,"Dropped - Units whose status does not meet NEEDS criteria"]
["Continental Mills",1487,"CM5","Hydro","Maine",0.1,"Dropped - Units whose status does not meet NEEDS criteria"]
["Continental Mills",1487,"CM6","Hydro","Maine",0.1,"Dropped - Units whose status does not meet NEEDS criteria"]
["Cudjoe",6582,"2","Combustion Turbine","Florida",2.5,"Dropped - Units whose status does not meet NEEDS criteria"]
["Cudjoe",6582,"3","Combustion Turbine","Florida",2,"Dropped - Units whose status does not meet NEEDS criteria"]
["Bates Mill Upper",7044,"BU1","Hydro","Maine",0.9,"Dropped - Units whose status does not meet NEEDS criteria"]
["Bates Mill Upper",7044,"BU2","Hydro","Maine",0.9,"Dropped - Units whose status does not meet NEEDS criteria"]
["Bates Mill Upper",7044,"BU3","Hydro","Maine",0.9,"Dropped - Units whose status does not meet NEEDS criteria"]
["Hill Mill",7048,"HM1","Hydro","Maine",0.3,"Dropped - Units whose status does not meet NEEDS criteria"]
["Hill Mill",7048,"HM2","Hydro","Maine",0.3,"Dropped - Units whose status does not meet NEEDS criteria"]
["Hill Mill",7048,"HM3","Hydro","Maine",0.3,"Dropped - Units whose status does not meet NEEDS criteria"]
["Hill Mill",7048,"HM4","Hydro","Maine",0.3,"Dropped - Units whose status does not meet NEEDS criteria"]
["Hill Mill",7048,"HM5","Hydro","Maine",0.3,"Dropped - Units whose status does not meet NEEDS criteria"]
["Hill Mill",7048,"HM6","Hydro","Maine",0.3,"Dropped - Units whose status does not meet NEEDS criteria"]
["Hoist",7115,"1","Hydro","Michigan",1,"Dropped - Units whose status does not meet NEEDS criteria"]
["Stickney Water Reclamation Plant",50331,"GEN4","Non-Fossil Waste","Illinois",2.5,"Dropped - Units whose status does not meet NEEDS criteria"]
["Biodyne Lansing",55058,"001","Landfill Gas","Illinois",0.6,"Dropped - Units whose status does not meet NEEDS criteria"]
["Biodyne Lansing",55058,"002","Combustion Turbine","Illinois",0.7,"Dropped - Units whose status does not meet NEEDS criteria"]
["Biodyne Lansing",55058,"003","Combustion Turbine","Illinois",0.7,"Dropped - Units whose status does not meet NEEDS criteria"]
["Biodyne Springfield",55059,"001","Landfill Gas","Illinois",0.6,"Dropped - Units whose status does not meet NEEDS criteria"]
["Ruston",1458,"1","O/G Steam","Louisiana",12,"Dropped - Units whose status does not meet NEEDS criteria"]
["Ruston",1458,"2","O/G Steam","Louisiana",25,"Dropped - Units whose status does not meet NEEDS criteria"]
["Ruston",1458,"3","O/G Steam","Louisiana",40,"Dropped - Units whose status does not meet NEEDS criteria"]
["W B Tuttle",3613,"2","O/G Steam","Texas",100,"Dropped - Units whose status does not meet NEEDS criteria"]
["Springview",7771,"1","Onshore Wind","Nebraska",0.7,"Dropped - Units whose status does not meet NEEDS criteria"]
["Springview",7771,"2","Onshore Wind","Nebraska",0.7,"Dropped - Units whose status does not meet NEEDS criteria"]
["Randolph Road",7994,"1","Combustion Turbine","Washington",1.8,"Dropped - Units whose status does not meet NEEDS criteria"]
["Randolph Road",7994,"10","Combustion Turbine","Washington",1.8,"Dropped - Units whose status does not meet NEEDS criteria"]
["Randolph Road",7994,"11","Combustion Turbine","Washington",1.8,"Dropped - Units whose status does not meet NEEDS criteria"]
["Randolph Road",7994,"12","Combustion Turbine","Washington",1.8,"Dropped - Units whose status does not meet NEEDS criteria"]
["Randolph Road",7994,"13","Combustion Turbine","Washington",1.8,"Dropped - Units whose status does not meet NEEDS criteria"]
["Randolph Road",7994,"14","Combustion Turbine","Washington",1.8,"Dropped - Units whose status does not meet NEEDS criteria"]
["Randolph Road",7994,"15","Combustion Turbine","Washington",1.8,"Dropped - Units whose status does not meet NEEDS criteria"]
["Randolph Road",7994,"16","Combustion Turbine","Washington",1.8,"Dropped - Units whose status does not meet NEEDS criteria"]
["Randolph Road",7994,"17","Combustion Turbine","Washington",1.8,"Dropped - Units whose status does not meet NEEDS criteria"]
["Randolph Road",7994,"18","Combustion Turbine","Washington",1.8,"Dropped - Units whose status does not meet NEEDS criteria"]
["Randolph Road",7994,"19","Combustion Turbine","Washington",1.8,"Dropped - Units whose status does not meet NEEDS criteria"]
["Randolph Road",7994,"2","Combustion Turbine","Washington",1.8,"Dropped - Units whose status does not meet NEEDS criteria"]
["Randolph Road",7994,"20","Combustion Turbine","Washington",1.8,"Dropped - Units whose status does not meet NEEDS criteria"]
["Randolph Road",7994,"3","Combustion Turbine","Washington",1.8,"Dropped - Units whose status does not meet NEEDS criteria"]
["Randolph Road",7994,"4","Combustion Turbine","Washington",1.8,"Dropped - Units whose status does not meet NEEDS criteria"]
["Randolph Road",7994,"5","Combustion Turbine","Washington",1.8,"Dropped - Units whose status does not meet NEEDS criteria"]
["Randolph Road",7994,"6","Combustion Turbine","Washington",1.8,"Dropped - Units whose status does not meet NEEDS criteria"]
["Randolph Road",7994,"7","Combustion Turbine","Washington",1.8,"Dropped - Units whose status does not meet NEEDS criteria"]
["Randolph Road",7994,"8","Combustion Turbine","Washington",1.8,"Dropped - Units whose status does not meet NEEDS criteria"]
["Randolph Road",7994,"9","Combustion Turbine","Washington",1.8,"Dropped - Units whose status does not meet NEEDS criteria"]
["Southeast Missouri State University",50264,"GEN3","Coal Steam","Missouri",6.2,"Dropped - Units whose status does not meet NEEDS criteria"]
["Bradford Dyeing Association",54866,"AC01","O/G Steam","Rhode Island",0.9,"Dropped - Units whose status does not meet NEEDS criteria"]
["Bradford Dyeing Association",54866,"DC01","O/G Steam","Rhode Island",0.9,"Dropped - Units whose status does not meet NEEDS criteria"]
["Bradford Dyeing Association",54866,"DC30","O/G Steam","Rhode Island",0.3,"Dropped - Units whose status does not meet NEEDS criteria"]
["Lowell Landfill",55095,"UNT1","Landfill Gas","Massachusetts",0.8,"Dropped - Units whose status does not meet NEEDS criteria"]
["Lowell Landfill",55095,"UNT2","Landfill Gas","Massachusetts",0.8,"Dropped - Units whose status does not meet NEEDS criteria"]
["New Boston Generating Station",1589,"1","O/G Steam","Massachusetts",350,"Dropped - Units whose status does not meet NEEDS criteria"]
["Harwood",2822,"1","Combustion Turbine","North Dakota",1.6,"Dropped - Units whose status does not meet NEEDS criteria"]
["Mangum",2991,"3","Combustion Turbine","Oklahoma",0.2,"Dropped - Units whose status does not meet NEEDS criteria"]
["TalenEnergy Martins Creek",3148,"1","Coal Steam","Pennsylvania",140,"Dropped - Units whose status does not meet NEEDS criteria"]
["TalenEnergy Martins Creek",3148,"2","Coal Steam","Pennsylvania",140,"Dropped - Units whose status does not meet NEEDS criteria"]
["TalenEnergy Martins Creek",3148,"MCD1","Combustion Turbine","Pennsylvania",2.5,"Dropped - Units whose status does not meet NEEDS criteria"]
["TalenEnergy Martins Creek",3148,"MCD2","Combustion Turbine","Pennsylvania",2.5,"Dropped - Units whose status does not meet NEEDS criteria"]
["Holly Street",3549,"3","O/G Steam","Texas",195,"Dropped - Units whose status does not meet NEEDS criteria"]
["Holly Street",3549,"4","O/G Steam","Texas",196,"Dropped - Units whose status does not meet NEEDS criteria"]
["Love Box",50317,"GEN1","Combustion Turbine","Kansas",0.7,"Dropped - Units whose status does not meet NEEDS criteria"]
["Love Box",50317,"GEN2","Combustion Turbine","Kansas",0.5,"Dropped - Units whose status does not meet NEEDS criteria"]
["Love Box",50317,"GEN3","Combustion Turbine","Kansas",0.8,"Dropped - Units whose status does not meet NEEDS criteria"]
["New Milford Gas Recovery",50564,"GEN1","Landfill Gas","Connecticut",2.9,"Dropped - Units whose status does not meet NEEDS criteria"]
["False Island",56146,"3","Combustion Turbine","Alaska",0.3,"Dropped - Units whose status does not meet NEEDS criteria"]
["Fairbanks Morse Engine",56937,"GEN7","Combustion Turbine","Wisconsin",3.1,"Dropped - Units whose status does not meet NEEDS criteria"]
["Nantucket Hybrid",1615,"14","Combustion Turbine","Massachusetts",2.5,"Dropped - Units whose status does not meet NEEDS criteria"]
["Nantucket Hybrid",1615,"15","Combustion Turbine","Massachusetts",2.5,"Dropped - Units whose status does not meet NEEDS criteria"]
["Nantucket Hybrid",1615,"16","Combustion Turbine","Massachusetts",2.5,"Dropped - Units whose status does not meet NEEDS criteria"]
["Nantucket Hybrid",1615,"17","Combustion Turbine","Massachusetts",2.5,"Dropped - Units whose status does not meet NEEDS criteria"]
["Edom Hills Project 1 LLC",50553,"WGNS","Onshore Wind","California",6.5,"Dropped - Units whose status does not meet NEEDS criteria"]
["Anschutz Ranch East",52129,"GEN1","Combustion Turbine","Wyoming",20,"Dropped - Units whose status does not meet NEEDS criteria"]
["Anschutz Ranch East",52129,"GEN2","Combustion Turbine","Wyoming",20,"Dropped - Units whose status does not meet NEEDS criteria"]
["Third Street",2060,"4","O/G Steam","Mississippi",4,"Dropped - Units whose status does not meet NEEDS criteria"]
["Third Street",2060,"5","O/G Steam","Mississippi",8,"Dropped - Units whose status does not meet NEEDS criteria"]
["Cedar Bayou",3460,"3","O/G Steam","Texas",760,"Dropped - Units whose status does not meet NEEDS criteria"]
["Newport Diesels",3730,"10","Combustion Turbine","Vermont",1,"Dropped - Units whose status does not meet NEEDS criteria"]
["Newport Diesels",3730,"4","Combustion Turbine","Vermont",0.9,"Dropped - Units whose status does not meet NEEDS criteria"]
["Newport Diesels",3730,"5","Combustion Turbine","Vermont",0.9,"Dropped - Units whose status does not meet NEEDS criteria"]
["Newport Diesels",3730,"6","Combustion Turbine","Vermont",0.9,"Dropped - Units whose status does not meet NEEDS criteria"]
["Newport Diesels",3730,"7","Combustion Turbine","Vermont",0.9,"Dropped - Units whose status does not meet NEEDS criteria"]
["Newport Diesels",3730,"8","Combustion Turbine","Vermont",1,"Dropped - Units whose status does not meet NEEDS criteria"]
["Newport Diesels",3730,"9","Combustion Turbine","Vermont",1,"Dropped - Units whose status does not meet NEEDS criteria"]
["Lebanon Methane Recovery",10557,"GEN1","Landfill Gas","Pennsylvania",0.6,"Dropped - Units whose status does not meet NEEDS criteria"]
["Lebanon Methane Recovery",10557,"GEN2","Landfill Gas","Pennsylvania",0.6,"Dropped - Units whose status does not meet NEEDS criteria"]
["CalTex Holdings LP",50253,"TG3","Combustion Turbine","Texas",15.3,"Dropped - Units whose status does not meet NEEDS criteria"]
["Fredonia",1277,"1","Combustion Turbine","Kansas",0.7,"Dropped - Units whose status does not meet NEEDS criteria"]
["Fredonia",1277,"IC5","Combustion Turbine","Kansas",0.9,"Dropped - Units whose status does not meet NEEDS criteria"]
["Fredonia",1277,"IC6","Combustion Turbine","Kansas",0.9,"Dropped - Units whose status does not meet NEEDS criteria"]
["Fredonia",1277,"IC7","Combustion Turbine","Kansas",0.6,"Dropped - Units whose status does not meet NEEDS criteria"]
["Fredonia",1277,"IC8","Combustion Turbine","Kansas",0.8,"Dropped - Units whose status does not meet NEEDS criteria"]
["Fredonia",1277,"IC9","Combustion Turbine","Kansas",0.8,"Dropped - Units whose status does not meet NEEDS criteria"]
["C R Huntley Generating Station",2549,"65","Coal Steam","New York",100,"Dropped - Units whose status does not meet NEEDS criteria"]
["C R Huntley Generating Station",2549,"66","Coal Steam","New York",100,"Dropped - Units whose status does not meet NEEDS criteria"]
["Dover",2914,"2","Coal Steam","Ohio",4,"Dropped - Units whose status does not meet NEEDS criteria"]
["Ogdensburg Power",10803,"GEN1","Combined Cycle","New York",36,"Dropped - Units whose status does not meet NEEDS criteria"]
["Ogdensburg Power",10803,"GEN2","Combined Cycle","New York",19.6,"Dropped - Units whose status does not meet NEEDS criteria"]
["Bassett Table",50911,"2102","Biomass","Virginia",1,"Dropped - Units whose status does not meet NEEDS criteria"]
["Pekin Paperboard",54664,"GEN1","O/G Steam","Illinois",1.5,"Dropped - Units whose status does not meet NEEDS criteria"]
["ExxonMobil Hawkins Gas Plant",54962,"UN73","Combustion Turbine","Texas",2.9,"Dropped - Units whose status does not meet NEEDS criteria"]
["ExxonMobil Hawkins Gas Plant",54962,"UN74","Combustion Turbine","Texas",3.3,"Dropped - Units whose status does not meet NEEDS criteria"]
["ExxonMobil Hawkins Gas Plant",54962,"UN75","Combustion Turbine","Texas",2.4,"Dropped - Units whose status does not meet NEEDS criteria"]
["ExxonMobil Hawkins Gas Plant",54962,"UN76","Combustion Turbine","Texas",0.1,"Dropped - Units whose status does not meet NEEDS criteria"]
["ExxonMobil Hawkins Gas Plant",54962,"UN77","Combustion Turbine","Texas",0.5,"Dropped - Units whose status does not meet NEEDS criteria"]
["ExxonMobil Hawkins Gas Plant",54962,"UN78","Combustion Turbine","Texas",0.5,"Dropped - Units whose status does not meet NEEDS criteria"]
["ExxonMobil Hawkins Gas Plant",54962,"UN79","Combustion Turbine","Texas",0.5,"Dropped - Units whose status does not meet NEEDS criteria"]
["Southaven Energy Facility",55219,"5","Combustion Turbine","Mississippi",78,"Dropped - Units whose status does not meet NEEDS criteria"]
["Southaven Energy Facility",55219,"6","Combustion Turbine","Mississippi",78,"Dropped - Units whose status does not meet NEEDS criteria"]
["Southaven Energy Facility",55219,"7","Combustion Turbine","Mississippi",78,"Dropped - Units whose status does not meet NEEDS criteria"]
["Southaven Energy Facility",55219,"8","Combustion Turbine","Mississippi",78,"Dropped - Units whose status does not meet NEEDS criteria"]
["Greensburg",1281,"1","Combustion Turbine","Kansas",2,"Dropped - Units whose status does not meet NEEDS criteria"]
["Greensburg",1281,"3","Combustion Turbine","Kansas",1.1,"Dropped - Units whose status does not meet NEEDS criteria"]
["Greensburg",1281,"4","Combustion Turbine","Kansas",1.1,"Dropped - Units whose status does not meet NEEDS criteria"]
["Greensburg",1281,"5","Combustion Turbine","Kansas",1.9,"Dropped - Units whose status does not meet NEEDS criteria"]
["Greensburg",1281,"6","Combustion Turbine","Kansas",1.2,"Dropped - Units whose status does not meet NEEDS criteria"]
["Lovett",2629,"3","O/G Steam","New York",69,"Dropped - Units whose status does not meet NEEDS criteria"]
["Lovett",2629,"4","Coal Steam","New York",172,"Dropped - Units whose status does not meet NEEDS criteria"]
["Essex Junction 19",3737,"IC5","Combustion Turbine","Vermont",1,"Dropped - Units whose status does not meet NEEDS criteria"]
["Essex Junction 19",3737,"IC6","Combustion Turbine","Vermont",1,"Dropped - Units whose status does not meet NEEDS criteria"]
["Essex Junction 19",3737,"IC7","Combustion Turbine","Vermont",1,"Dropped - Units whose status does not meet NEEDS criteria"]
["Essex Junction 19",3737,"IC8","Combustion Turbine","Vermont",1,"Dropped - Units whose status does not meet NEEDS criteria"]
["Baptist Medical Center",10008,"CG-3","Combustion Turbine","Florida",0.5,"Dropped - Units whose status does not meet NEEDS criteria"]
["SPFT - Newberg Cogen",56124,"GT2","Combustion Turbine","Oregon",41.6,"Dropped - Units whose status does not meet NEEDS criteria"]
["Independence (IA)",1149,"2","Combustion Turbine","Iowa",0.8,"Dropped - Units whose status does not meet NEEDS criteria"]
["Ponca Diesel",2997,"6","Combustion Turbine","Oklahoma",1,"Dropped - Units whose status does not meet NEEDS criteria"]
["Finley Combustion Turbine Plant",7945,"0001","Combustion Turbine","Washington",27,"Dropped - Units whose status does not meet NEEDS criteria"]
["Baptist Medical Center",10008,"TG-1","Combustion Turbine","Florida",2.3,"Dropped - Units whose status does not meet NEEDS criteria"]
["Bryant Sugar House",50483,"DGE","Combustion Turbine","Florida",1,"Dropped - Units whose status does not meet NEEDS criteria"]
["Bryant Sugar House",50483,"DGW","Combustion Turbine","Florida",1,"Dropped - Units whose status does not meet NEEDS criteria"]
["Bryant Sugar House",50483,"TG1","Biomass","Florida",2.3,"Dropped - Units whose status does not meet NEEDS criteria"]
["Bryant Sugar House",50483,"TG2","Biomass","Florida",2.3,"Dropped - Units whose status does not meet NEEDS criteria"]
["Bryant Sugar House",50483,"TG3","Biomass","Florida",3.3,"Dropped - Units whose status does not meet NEEDS criteria"]
["Bryant Sugar House",50483,"TG4","Biomass","Florida",18.6,"Dropped - Units whose status does not meet NEEDS criteria"]
["ISG Weirton",54344,"1GEN","O/G Steam","West Virginia",7.5,"Dropped - Units whose status does not meet NEEDS criteria"]
["ISG Weirton",54344,"2GEN","O/G Steam","West Virginia",7.5,"Dropped - Units whose status does not meet NEEDS criteria"]
["ISG Weirton",54344,"3GEN","O/G Steam","West Virginia",7.5,"Dropped - Units whose status does not meet NEEDS criteria"]
["ISG Weirton",54344,"5GEN","O/G Steam","West Virginia",7.5,"Dropped - Units whose status does not meet NEEDS criteria"]
["ISG Weirton",54344,"6GEN","O/G Steam","West Virginia",10,"Dropped - Units whose status does not meet NEEDS criteria"]
["ISG Weirton",54344,"7GEN","O/G Steam","West Virginia",10,"Dropped - Units whose status does not meet NEEDS criteria"]
["ISG Weirton",54344,"8GEN","O/G Steam","West Virginia",25,"Dropped - Units whose status does not meet NEEDS criteria"]
["ISG Weirton",54344,"9GEN","O/G Steam","West Virginia",20,"Dropped - Units whose status does not meet NEEDS criteria"]
["Longview Fibre",54562,"2","Non-Fossil Waste","Washington",2.5,"Dropped - Units whose status does not meet NEEDS criteria"]
["Longview Fibre",54562,"3","Non-Fossil Waste","Washington",3.5,"Dropped - Units whose status does not meet NEEDS criteria"]
["Longview Fibre",54562,"5","Non-Fossil Waste","Washington",5.7,"Dropped - Units whose status does not meet NEEDS criteria"]
["Ormesa II",54724,"OE10","Geothermal","California",0.9,"Dropped - Units whose status does not meet NEEDS criteria"]
["Ormesa II",54724,"OE11","Geothermal","California",0.9,"Dropped - Units whose status does not meet NEEDS criteria"]
["Ormesa II",54724,"OE12","Geothermal","California",0.9,"Dropped - Units whose status does not meet NEEDS criteria"]
["Ormesa II",54724,"OE13","Geothermal","California",0.9,"Dropped - Units whose status does not meet NEEDS criteria"]
["Ormesa II",54724,"OE21","Geothermal","California",0.9,"Dropped - Units whose status does not meet NEEDS criteria"]
["Ormesa II",54724,"OE22","Geothermal","California",0.9,"Dropped - Units whose status does not meet NEEDS criteria"]
["Ormesa II",54724,"OE23","Geothermal","California",0.9,"Dropped - Units whose status does not meet NEEDS criteria"]
["Ormesa II",54724,"OE24","Geothermal","California",0.9,"Dropped - Units whose status does not meet NEEDS criteria"]
["Ormesa II",54724,"OE25","Geothermal","California",0.9,"Dropped - Units whose status does not meet NEEDS criteria"]
["Ormesa II",54724,"OE26","Geothermal","California",0.9,"Dropped - Units whose status does not meet NEEDS criteria"]
["Ormesa II",54724,"OE27","Geothermal","California",0.9,"Dropped - Units whose status does not meet NEEDS criteria"]
["Ormesa II",54724,"OEC1","Geothermal","California",0.9,"Dropped - Units whose status does not meet NEEDS criteria"]
["Ormesa II",54724,"OEC2","Geothermal","California",0.9,"Dropped - Units whose status does not meet NEEDS criteria"]
["Ormesa II",54724,"OEC3","Geothermal","California",0.9,"Dropped - Units whose status does not meet NEEDS criteria"]
["Ormesa II",54724,"OEC4","Geothermal","California",0.9,"Dropped - Units whose status does not meet NEEDS criteria"]
["Ormesa II",54724,"OEC5","Geothermal","California",0.9,"Dropped - Units whose status does not meet NEEDS criteria"]
["Ormesa II",54724,"OEC6","Geothermal","California",0.9,"Dropped - Units whose status does not meet NEEDS criteria"]
["Ormesa II",54724,"OEC7","Geothermal","California",0.9,"Dropped - Units whose status does not meet NEEDS criteria"]
["Ormesa II",54724,"OEC8","Geothermal","California",0.9,"Dropped - Units whose status does not meet NEEDS criteria"]
["Ormesa II",54724,"OEC9","Geothermal","California",0.9,"Dropped - Units whose status does not meet NEEDS criteria"]
["Dillingham",109,"5","Combustion Turbine","Alaska",0.7,"Dropped - Units whose status does not meet NEEDS criteria"]
["Hutchinson Energy Center",1248,"ST1","O/G Steam","Kansas",17,"Dropped - Units whose status does not meet NEEDS criteria"]
["Hutchinson Energy Center",1248,"ST2","O/G Steam","Kansas",16,"Dropped - Units whose status does not meet NEEDS criteria"]
["Hutchinson Energy Center",1248,"ST3","O/G Steam","Kansas",28,"Dropped - Units whose status does not meet NEEDS criteria"]
["Sturgis City Diesel Plant",1855,"4","Combustion Turbine","Michigan",0.6,"Dropped - Units whose status does not meet NEEDS criteria"]
["Sturgis City Diesel Plant",1855,"5","Combustion Turbine","Michigan",0.6,"Dropped - Units whose status does not meet NEEDS criteria"]
["Mobile GT",6212,"1","Combustion Turbine","California",15,"Dropped - Units whose status does not meet NEEDS criteria"]
["RED-Rochester, LLC",10025,"11TG","Coal Steam","New York",6.3,"Dropped - Units whose status does not meet NEEDS criteria"]
["RED-Rochester, LLC",10025,"13TG","Coal Steam","New York",10.4,"Dropped - Units whose status does not meet NEEDS criteria"]
["RED-Rochester, LLC",10025,"14TG","Coal Steam","New York",10.4,"Dropped - Units whose status does not meet NEEDS criteria"]
["RED-Rochester, LLC",10025,"15TG","Coal Steam","New York",17.5,"Dropped - Units whose status does not meet NEEDS criteria"]
["RED-Rochester, LLC",10025,"16TG","O/G Steam","New York",25.6,"Dropped - Units whose status does not meet NEEDS criteria"]
["Memphis Hardwood Flooring",10178,"MEM1","Biomass","Tennessee",1.2,"Dropped - Units whose status does not meet NEEDS criteria"]
["Memphis Hardwood Flooring",10178,"MEM2","Biomass","Tennessee",1,"Dropped - Units whose status does not meet NEEDS criteria"]
["Agrilectric Power Partners Ltd",10593,"GEN2","Biomass","Louisiana",1.3,"Dropped - Units whose status does not meet NEEDS criteria"]
["Elk Basin Gasoline Plant",52127,"GEN3","Fossil Waste","Wyoming",0.4,"Dropped - Units whose status does not meet NEEDS criteria"]
["EKS Landfill",54939,"UNT3","Landfill Gas","Minnesota",0.8,"Dropped - Units whose status does not meet NEEDS criteria"]
["Tyrone",1361,"1","O/G Steam","Kentucky",27,"Dropped - Units whose status does not meet NEEDS criteria"]
["Tyrone",1361,"2","O/G Steam","Kentucky",31,"Dropped - Units whose status does not meet NEEDS criteria"]
["Vestaburg",1881,"2","Combustion Turbine","Michigan",0.3,"Dropped - Units whose status does not meet NEEDS criteria"]
["Vestaburg",1881,"4","Combustion Turbine","Michigan",0.7,"Dropped - Units whose status does not meet NEEDS criteria"]
["Vestaburg",1881,"5","Combustion Turbine","Michigan",0.7,"Dropped - Units whose status does not meet NEEDS criteria"]
["Powerdale",3031,"1","Hydro","Oregon",6,"Dropped - Units whose status does not meet NEEDS criteria"]
["La Palma",3442,"4","O/G Steam","Texas",24,"Dropped - Units whose status does not meet NEEDS criteria"]
["La Palma",3442,"5","O/G Steam","Texas",24,"Dropped - Units whose status does not meet NEEDS criteria"]
["La Palma",3442,"6","O/G Steam","Texas",155,"Dropped - Units whose status does not meet NEEDS criteria"]
["Deferiet New York",50246,"WEST","Coal Steam","New York",7.6,"Dropped - Units whose status does not meet NEEDS criteria"]
["Smithtown Energy Partners LP",50344,"SW1","Landfill Gas","New York",0.6,"Dropped - Units whose status does not meet NEEDS criteria"]
["Smithtown Energy Partners LP",50344,"SW2","Landfill Gas","New York",0.6,"Dropped - Units whose status does not meet NEEDS criteria"]
["Paper Pak Industries",50428,"GEN1","Combustion Turbine","California",1.4,"Dropped - Units whose status does not meet NEEDS criteria"]
["New Cornelia Branch Power Plant",50738,"GEN1","Combustion Turbine","Arizona",2.9,"Dropped - Units whose status does not meet NEEDS criteria"]
["New Cornelia Branch Power Plant",50738,"GEN3","Combustion Turbine","Arizona",2.9,"Dropped - Units whose status does not meet NEEDS criteria"]
["New Cornelia Branch Power Plant",50738,"GEN4","Combustion Turbine","Arizona",7.3,"Dropped - Units whose status does not meet NEEDS criteria"]
["BJ Gas Recovery",54392,"GEN2","Landfill Gas","Georgia",0.8,"Dropped - Units whose status does not meet NEEDS criteria"]
["Marathon Generating Plant",696,"5","Combustion Turbine","Florida",3,"Dropped - Units whose status does not meet NEEDS criteria"]
["Ray Roberts",796,"1","Hydro","Texas",1.2,"Dropped - Units whose status does not meet NEEDS criteria"]
["Summit Lake",1206,"IC1","Combustion Turbine","Iowa",1.1,"Dropped - Units whose status does not meet NEEDS criteria"]
["Summit Lake",1206,"IC2","Combustion Turbine","Iowa",1.1,"Dropped - Units whose status does not meet NEEDS criteria"]
["Summit Lake",1206,"IC4","Combustion Turbine","Iowa",1,"Dropped - Units whose status does not meet NEEDS criteria"]
["Summit Lake",1206,"IC5","Combustion Turbine","Iowa",1,"Dropped - Units whose status does not meet NEEDS criteria"]
["Potter Station 2",1660,"IC2","Combustion Turbine","Massachusetts",2.3,"Dropped - Units whose status does not meet NEEDS criteria"]
["Spring Valley",2013,"1","Combustion Turbine","Minnesota",0.8,"Dropped - Units whose status does not meet NEEDS criteria"]
["W S Lee",3264,"4","Combustion Turbine","South Carolina",30,"Dropped - Units whose status does not meet NEEDS criteria"]
["W S Lee",3264,"5","Combustion Turbine","South Carolina",30,"Dropped - Units whose status does not meet NEEDS criteria"]
["W S Lee",3264,"6","Combustion Turbine","South Carolina",30,"Dropped - Units whose status does not meet NEEDS criteria"]
["Portola",6524,"1","Combustion Turbine","California",2,"Dropped - Units whose status does not meet NEEDS criteria"]
["Portola",6524,"2","Combustion Turbine","California",2,"Dropped - Units whose status does not meet NEEDS criteria"]
["Portola",6524,"3","Combustion Turbine","California",2,"Dropped - Units whose status does not meet NEEDS criteria"]
["Georgia-Pacific Palatka Operations",10611,"GEN3","Non-Fossil Waste","Florida",4.7,"Dropped - Units whose status does not meet NEEDS criteria"]
["Freeport Energy",52120,"G-33","Combined Cycle","Texas",49,"Dropped - Units whose status does not meet NEEDS criteria"]
["Ponca City Refinery",52188,"G3","O/G Steam","Oklahoma",9,"Dropped - Units whose status does not meet NEEDS criteria"]
["Cove",826,"1","Hydro","Idaho",7,"Dropped - Units whose status does not meet NEEDS criteria"]
["F B Culley",1012,"1","Coal Steam","Indiana",42,"Dropped - Units whose status does not meet NEEDS criteria"]
["McPherson 2",1305,"1","O/G Steam","Kansas",26.6,"Dropped - Units whose status does not meet NEEDS criteria"]
["Henderson I",1372,"1","Combustion Turbine","Kentucky",1,"Dropped - Units whose status does not meet NEEDS criteria"]
["Henderson I",1372,"2","Combustion Turbine","Kentucky",1,"Dropped - Units whose status does not meet NEEDS criteria"]
["Presque Isle",1769,"1","Coal Steam","Michigan",25,"Dropped - Units whose status does not meet NEEDS criteria"]
["Presque Isle",1769,"2","Coal Steam","Michigan",37,"Dropped - Units whose status does not meet NEEDS criteria"]
["Minnesota Valley",1918,"3","O/G Steam","Minnesota",46.9,"Dropped - Units whose status does not meet NEEDS criteria"]
["West Fairbault",1932,"2","Combustion Turbine","Minnesota",15.9,"Dropped - Units whose status does not meet NEEDS criteria"]
["West Fairbault",1932,"3","Combustion Turbine","Minnesota",13.5,"Dropped - Units whose status does not meet NEEDS criteria"]
["Willmar",2022,"ST1","Coal Steam","Minnesota",4,"Dropped - Units whose status does not meet NEEDS criteria"]
["Animas",2465,"HY1","Hydro","New Mexico",0.2,"Dropped - Units whose status does not meet NEEDS criteria"]
["Lon C Hill",3440,"1","O/G Steam","Texas",75,"Dropped - Units whose status does not meet NEEDS criteria"]
["Lon C Hill",3440,"2","O/G Steam","Texas",75,"Dropped - Units whose status does not meet NEEDS criteria"]
["Lon C Hill",3440,"4","O/G Steam","Texas",245,"Dropped - Units whose status does not meet NEEDS criteria"]
["La Palma",3442,"7","Combustion Turbine","Texas",52,"Dropped - Units whose status does not meet NEEDS criteria"]
["Vernon",3623,"1","Combustion Turbine","Texas",2,"Dropped - Units whose status does not meet NEEDS criteria"]
["Vernon",3623,"2","Combustion Turbine","Texas",1,"Dropped - Units whose status does not meet NEEDS criteria"]
["Vernon",3623,"3","Combustion Turbine","Texas",1.1,"Dropped - Units whose status does not meet NEEDS criteria"]
["Vernon",3623,"4","Combustion Turbine","Texas",4,"Dropped - Units whose status does not meet NEEDS criteria"]
["Vernon",3623,"7","Combustion Turbine","Texas",1,"Dropped - Units whose status does not meet NEEDS criteria"]
["Grimh",3996,"1","Hydro","Wisconsin",0.1,"Dropped - Units whose status does not meet NEEDS criteria"]
["Grimh",3996,"3","Hydro","Wisconsin",0.2,"Dropped - Units whose status does not meet NEEDS criteria"]
["Grimh",3996,"IC1","Combustion Turbine","Wisconsin",0.6,"Dropped - Units whose status does not meet NEEDS criteria"]
["Boardman",4249,"HC1","Hydro","Michigan",0.8,"Dropped - Units whose status does not meet NEEDS criteria"]
["Portland (FL)",6192,"1","Combustion Turbine","Florida",7,"Dropped - Units whose status does not meet NEEDS criteria"]
["Apple River",6231,"2","Hydro","Wisconsin",0,"Dropped - Units whose status does not meet NEEDS criteria"]
["St Marys IC",6338,"1","Combustion Turbine","Alaska",0.6,"Dropped - Units whose status does not meet NEEDS criteria"]
["Yakutat",6637,"5","Combustion Turbine","Alaska",0.3,"Dropped - Units whose status does not meet NEEDS criteria"]
["Marceline",7470,"3","Combustion Turbine","Missouri",1.2,"Dropped - Units whose status does not meet NEEDS criteria"]
["Marceline",7470,"4","Combustion Turbine","Missouri",0.4,"Dropped - Units whose status does not meet NEEDS criteria"]
["Hallock",7895,"1","Combustion Turbine","Illinois",1.6,"Dropped - Units whose status does not meet NEEDS criteria"]
["Hallock",7895,"2","Combustion Turbine","Illinois",1.6,"Dropped - Units whose status does not meet NEEDS criteria"]
["Hallock",7895,"3","Combustion Turbine","Illinois",1.6,"Dropped - Units whose status does not meet NEEDS criteria"]
["Hallock",7895,"4","Combustion Turbine","Illinois",1.6,"Dropped - Units whose status does not meet NEEDS criteria"]
["Hallock",7895,"5","Combustion Turbine","Illinois",1.6,"Dropped - Units whose status does not meet NEEDS criteria"]
["Hallock",7895,"6","Combustion Turbine","Illinois",1.6,"Dropped - Units whose status does not meet NEEDS criteria"]
["Hallock",7895,"7","Combustion Turbine","Illinois",1.6,"Dropped - Units whose status does not meet NEEDS criteria"]
["Hallock",7895,"8","Combustion Turbine","Illinois",1.6,"Dropped - Units whose status does not meet NEEDS criteria"]
["Baptist Medical Center",10008,"CG-4","Combustion Turbine","Florida",0.5,"Dropped - Units whose status does not meet NEEDS criteria"]
["Kaweah Delta District Hospital",10042,"KDH2","Combustion Turbine","California",0.5,"Dropped - Units whose status does not meet NEEDS criteria"]
["Goodyear Power Plant",10114,"T-1","Coal Steam","Ohio",5,"Dropped - Units whose status does not meet NEEDS criteria"]
["Goodyear Power Plant",10114,"T-2","Coal Steam","Ohio",10,"Dropped - Units whose status does not meet NEEDS criteria"]
["Goodyear Power Plant",10114,"T-3","Coal Steam","Ohio",6,"Dropped - Units whose status does not meet NEEDS criteria"]
["Goodyear Power Plant",10114,"T-4","Coal Steam","Ohio",12,"Dropped - Units whose status does not meet NEEDS criteria"]
["Indeck Pepperell Power Facility",10522,"GEN1","Combustion Turbine","Massachusetts",20.9,"Dropped - Units whose status does not meet NEEDS criteria"]
["Palomar Medical Center",50319,"EG-1","Combustion Turbine","California",0.7,"Dropped - Units whose status does not meet NEEDS criteria"]
["Palomar Medical Center",50319,"EG-2","Combustion Turbine","California",0.7,"Dropped - Units whose status does not meet NEEDS criteria"]
["Specialty Minerals",50356,"1","Combustion Turbine","Massachusetts",4.8,"Dropped - Units whose status does not meet NEEDS criteria"]
["Gramercy Holdings LLC",50846,"GT1","Combustion Turbine","Louisiana",15,"Dropped - Units whose status does not meet NEEDS criteria"]
["Pryor Power Plant",50991,"GEN4","Combustion Turbine","Oklahoma",33.5,"Dropped - Units whose status does not meet NEEDS criteria"]
["Pryor Power Plant",50991,"GEN8","O/G Steam","Oklahoma",2.5,"Dropped - Units whose status does not meet NEEDS criteria"]
["Pryor Power Plant",50991,"GEN9","O/G Steam","Oklahoma",10,"Dropped - Units whose status does not meet NEEDS criteria"]
["Sandow No 5",52071,"GEN1","Coal Steam","Texas",121,"Dropped - Units whose status does not meet NEEDS criteria"]
["Sandow No 5",52071,"GEN2","Coal Steam","Texas",121,"Dropped - Units whose status does not meet NEEDS criteria"]
["Sandow No 5",52071,"GEN3","Coal Steam","Texas",121,"Dropped - Units whose status does not meet NEEDS criteria"]
["Brown Williamson Tobacco",54243,"BWO1","Coal Steam","Georgia",0.8,"Dropped - Units whose status does not meet NEEDS criteria"]
["Durango Georgia Paper",54428,"NO1","Coal Steam","Georgia",3.8,"Dropped - Units whose status does not meet NEEDS criteria"]
["Durango Georgia Paper",54428,"NO2","Coal Steam","Georgia",6.3,"Dropped - Units whose status does not meet NEEDS criteria"]
["Durango Georgia Paper",54428,"NO3","Coal Steam","Georgia",17.5,"Dropped - Units whose status does not meet NEEDS criteria"]
["Dixon Marquette",54516,"0020","Combustion Turbine","Illinois",2.3,"Dropped - Units whose status does not meet NEEDS criteria"]
["Dixon Marquette",54516,"0021","Combustion Turbine","Illinois",2.3,"Dropped - Units whose status does not meet NEEDS criteria"]
["Dixon Marquette",54516,"0022","Combustion Turbine","Illinois",2.3,"Dropped - Units whose status does not meet NEEDS criteria"]
["Dixon Marquette",54516,"0023","Combustion Turbine","Illinois",2.3,"Dropped - Units whose status does not meet NEEDS criteria"]
["Dixon Marquette",54516,"0024","Combustion Turbine","Illinois",2.3,"Dropped - Units whose status does not meet NEEDS criteria"]
["Dixon Marquette",54516,"0034","Combustion Turbine","Illinois",2.3,"Dropped - Units whose status does not meet NEEDS criteria"]
["Shenango Neville Island Coke Works",54532,"2WH","Fossil Waste","Pennsylvania",4.7,"Dropped - Units whose status does not meet NEEDS criteria"]
["Shenango Neville Island Coke Works",54532,"3GE","Fossil Waste","Pennsylvania",5.9,"Dropped - Units whose status does not meet NEEDS criteria"]
["BIOTEN Power Plant",55021,"GEN1","Biomass","Tennessee",5.8,"Dropped - Units whose status does not meet NEEDS criteria"]
["Biodyne Congress",55056,"1","Landfill Gas","Illinois",4.2,"Dropped - Units whose status does not meet NEEDS criteria"]
["Biodyne Congress",55056,"2","Landfill Gas","Illinois",4.2,"Dropped - Units whose status does not meet NEEDS criteria"]
["Biodyne Congress",55056,"3","Landfill Gas","Illinois",4.2,"Dropped - Units whose status does not meet NEEDS criteria"]
["Enterprise Energy Facility",55373,"CT3","Combustion Turbine","Mississippi",75,"Dropped - Units whose status does not meet NEEDS criteria"]
["Enterprise Energy Facility",55373,"CT4","Combustion Turbine","Mississippi",75,"Dropped - Units whose status does not meet NEEDS criteria"]
["Enterprise Energy Facility",55373,"CT5","Combustion Turbine","Mississippi",75,"Dropped - Units whose status does not meet NEEDS criteria"]
["Enterprise Energy Facility",55373,"CT6","Combustion Turbine","Mississippi",75,"Dropped - Units whose status does not meet NEEDS criteria"]
["Groveton Paper Board",56140,"TUR1","Combustion Turbine","New Hampshire",4,"Dropped - Units whose status does not meet NEEDS criteria"]
["Groveton Paper Board",56140,"TUR2","Combustion Turbine","New Hampshire",4,"Dropped - Units whose status does not meet NEEDS criteria"]
["Keuka",2533,"1","Hydro","New York",1.9,"Dropped - Units whose status does not meet NEEDS criteria"]
["Delaware Generating Station",3160,"1","Combustion Turbine","Pennsylvania",2.7,"Dropped - Units whose status does not meet NEEDS criteria"]
["Kaweah Delta District Hospital",10042,"KDH1","Combustion Turbine","California",0.5,"Dropped - Units whose status does not meet NEEDS criteria"]
["Coca Cola Bottling of New York",10829,"ENG1","Combustion Turbine","New York",0.6,"Dropped - Units whose status does not meet NEEDS criteria"]
["Coca Cola Bottling of New York",10829,"ENG2","Combustion Turbine","New York",0.6,"Dropped - Units whose status does not meet NEEDS criteria"]
["Coca Cola Bottling of New York",10829,"ENG3","Combustion Turbine","New York",0.6,"Dropped - Units whose status does not meet NEEDS criteria"]
["Rowan University",50173,"GEN1","Combustion Turbine","New Jersey",1.2,"Dropped - Units whose status does not meet NEEDS criteria"]
["Valero Energy Port Arthur Refinery",52108,"GEN3","Combined Cycle","Texas",12,"Dropped - Units whose status does not meet NEEDS criteria"]
["Holly",502,"ARPA","Combustion Turbine","Colorado",2,"Dropped - Units whose status does not meet NEEDS criteria"]
["Paullina",1174,"2","Combustion Turbine","Iowa",0.9,"Dropped - Units whose status does not meet NEEDS criteria"]
["Domtar Kingsport Mill",10252,"NO.6","Non-Fossil Waste","Tennessee",7,"Dropped - Units whose status does not meet NEEDS criteria"]
["Domtar Kingsport Mill",10252,"NO.7","Non-Fossil Waste","Tennessee",12,"Dropped - Units whose status does not meet NEEDS criteria"]
["South Oaks Hospital",50136,"GEN2","Combustion Turbine","New York",0.1,"Dropped - Units whose status does not meet NEEDS criteria"]
["Pryor Power Plant",50991,"GEN3","Combustion Turbine","Oklahoma",17.5,"Dropped - Units whose status does not meet NEEDS criteria"]
["Riverbay",52168,"GEN1","O/G Steam","New York",5.6,"Dropped - Units whose status does not meet NEEDS criteria"]
["Outagamie County Co-Generation Facility",54842,"GEN1","Landfill Gas","Wisconsin",0.8,"Dropped - Units whose status does not meet NEEDS criteria"]
["Outagamie County Co-Generation Facility",54842,"GEN2","Landfill Gas","Wisconsin",0.8,"Dropped - Units whose status does not meet NEEDS criteria"]
["Outagamie County Co-Generation Facility",54842,"GEN3","Landfill Gas","Wisconsin",0.8,"Dropped - Units whose status does not meet NEEDS criteria"]
["Modular Power LLC",56183,"1","Combustion Turbine","Michigan",1.6,"Dropped - Units whose status does not meet NEEDS criteria"]
["Modular Power LLC",56183,"2","Combustion Turbine","Michigan",1.8,"Dropped - Units whose status does not meet NEEDS criteria"]
["Modular Power LLC",56183,"3","Combustion Turbine","Michigan",1.6,"Dropped - Units whose status does not meet NEEDS criteria"]
["Biodyne Springfield",55059,"002","Landfill Gas","Illinois",0.6,"Dropped - Units whose status does not meet NEEDS criteria"]
["Biodyne Springfield",55059,"003","Landfill Gas","Illinois",0.6,"Dropped - Units whose status does not meet NEEDS criteria"]
["Biodyne Springfield",55059,"004","Landfill Gas","Illinois",0.6,"Dropped - Units whose status does not meet NEEDS criteria"]
["Biodyne Springfield",55059,"005","Landfill Gas","Illinois",0.6,"Dropped - Units whose status does not meet NEEDS criteria"]
["Waterside GT",1367,"7","Combustion Turbine","Kentucky",11,"Dropped - Units whose status does not meet NEEDS criteria"]
["Waterside GT",1367,"8","Combustion Turbine","Kentucky",11,"Dropped - Units whose status does not meet NEEDS criteria"]
["Virginia",2018,"1A","Coal Steam","Minnesota",4,"Dropped - Units whose status does not meet NEEDS criteria"]
["Marina Landfill Gas",10748,"LL1","Landfill Gas","California",0.7,"Dropped - Units whose status does not meet NEEDS criteria"]
["Valero Refinery Corpus Christi West",50121,"TG3","Fossil Waste","Texas",7,"Dropped - Units whose status does not meet NEEDS criteria"]
["Minnesota Wood Products",54061,"GEN1","Biomass","Minnesota",11,"Dropped - Units whose status does not meet NEEDS criteria"]
["Kamaoa Wind Farm",54390,"GEN1","Onshore Wind","Hawaii",9.2,"Dropped - Units whose status does not meet NEEDS criteria"]
["Gould Electronics Foil Division",54838,"G1","Combustion Turbine","Arizona",0.5,"Dropped - Units whose status does not meet NEEDS criteria"]
["Gould Electronics Foil Division",54838,"G2","Combustion Turbine","Arizona",0.5,"Dropped - Units whose status does not meet NEEDS criteria"]
["Phelps Dodge Chicago Rod",54942,"1","Combustion Turbine","Illinois",0.7,"Dropped - Units whose status does not meet NEEDS criteria"]
["Phelps Dodge Chicago Rod",54942,"2","Combustion Turbine","Illinois",0.7,"Dropped - Units whose status does not meet NEEDS criteria"]
["Phelps Dodge Chicago Rod",54942,"3","Combustion Turbine","Illinois",0.7,"Dropped - Units whose status does not meet NEEDS criteria"]
["Gambell",57062,"UNIT1","Combustion Turbine","Alaska",0.3,"Dropped - Units whose status does not meet NEEDS criteria"]
["Warren",2019,"1","Combustion Turbine","Minnesota",0.9,"Dropped - Units whose status does not meet NEEDS criteria"]
["Warren",2019,"2","Combustion Turbine","Minnesota",0.3,"Dropped - Units whose status does not meet NEEDS criteria"]
["Warren",2019,"3","Combustion Turbine","Minnesota",0.1,"Dropped - Units whose status does not meet NEEDS criteria"]
["Warren",2019,"4","Combustion Turbine","Minnesota",0.1,"Dropped - Units whose status does not meet NEEDS criteria"]
["Shishmaref",6345,"4","Combustion Turbine","Alaska",0.5,"Dropped - Units whose status does not meet NEEDS criteria"]
["Riverdale Mills",50601,"GEN2","Combustion Turbine","Massachusetts",0.6,"Dropped - Units whose status does not meet NEEDS criteria"]
["Lewes",600,"7","Combustion Turbine","Delaware",0.9,"Dropped - Units whose status does not meet NEEDS criteria"]
["Lewes",600,"8","Combustion Turbine","Delaware",0.9,"Dropped - Units whose status does not meet NEEDS criteria"]
["Neodesha",1309,"5","Combustion Turbine","Kansas",1,"Dropped - Units whose status does not meet NEEDS criteria"]
["Neodesha",1309,"6","Combustion Turbine","Kansas",2.2,"Dropped - Units whose status does not meet NEEDS criteria"]
["Neodesha",1309,"7","Combustion Turbine","Kansas",1.9,"Dropped - Units whose status does not meet NEEDS criteria"]
["Neodesha",1309,"8","Combustion Turbine","Kansas",2.5,"Dropped - Units whose status does not meet NEEDS criteria"]
["Nantucket Hybrid",1615,"10","Combustion Turbine","Massachusetts",1,"Dropped - Units whose status does not meet NEEDS criteria"]
["Nantucket Hybrid",1615,"11","Combustion Turbine","Massachusetts",1,"Dropped - Units whose status does not meet NEEDS criteria"]
["Swinging Bridge 1",2633,"SWI1","Hydro","New York",4.3,"Dropped - Units whose status does not meet NEEDS criteria"]
["Conoco",7185,"1","Combustion Turbine","Oklahoma",31.5,"Dropped - Units whose status does not meet NEEDS criteria"]
["Conoco",7185,"2","Combustion Turbine","Oklahoma",28.3,"Dropped - Units whose status does not meet NEEDS criteria"]
["Kamin LLC Wrens Plant",54880,"WP1","Combustion Turbine","Georgia",1.1,"Dropped - Units whose status does not meet NEEDS criteria"]
["Nexpak",54881,"GEN1","Combustion Turbine","Georgia",0.9,"Dropped - Units whose status does not meet NEEDS criteria"]
["Nexpak",54881,"GEN2","Combustion Turbine","Georgia",0.9,"Dropped - Units whose status does not meet NEEDS criteria"]
["Hunters Point",247,"2","O/G Steam","California",107,"Dropped - Units whose status does not meet NEEDS criteria"]
["Hunters Point",247,"3","O/G Steam","California",107,"Dropped - Units whose status does not meet NEEDS criteria"]
["Hunters Point",247,"4","O/G Steam","California",163,"Dropped - Units whose status does not meet NEEDS criteria"]
["Hunters Point",247,"GT1","Combustion Turbine","California",52,"Dropped - Units whose status does not meet NEEDS criteria"]
["Geysers Unit 5-20",286,"U10","Geothermal","California",30,"Dropped - Units whose status does not meet NEEDS criteria"]
["Geysers Unit 5-20",286,"U9","Geothermal","California",30,"Dropped - Units whose status does not meet NEEDS criteria"]
["Gulf Clean Energy Center",641,"2","O/G Steam","Florida",24,"Dropped - Units whose status does not meet NEEDS criteria"]
["Gulf Clean Energy Center",641,"3","O/G Steam","Florida",35,"Dropped - Units whose status does not meet NEEDS criteria"]
["PSEG Bayonne Generating Station",2397,"1","Combustion Turbine","New Jersey",20,"Dropped - Units whose status does not meet NEEDS criteria"]
["PSEG Bayonne Generating Station",2397,"2","Combustion Turbine","New Jersey",20,"Dropped - Units whose status does not meet NEEDS criteria"]
["PSEG Linden Generating Station",2406,"1","O/G Steam","New Jersey",180,"Dropped - Units whose status does not meet NEEDS criteria"]
["PSEG Linden Generating Station",2406,"2","O/G Steam","New Jersey",250,"Dropped - Units whose status does not meet NEEDS criteria"]
["PSEG Linden Generating Station",2406,"3","Combustion Turbine","New Jersey",0,"Dropped - Units whose status does not meet NEEDS criteria"]
["Farad",6512,"1","Hydro","California",1.4,"Dropped - Units whose status does not meet NEEDS criteria"]
["Farad",6512,"2","Hydro","California",1.4,"Dropped - Units whose status does not meet NEEDS criteria"]
["Desert Peak Power Plant",10018,"GEN1","Geothermal","Nevada",9,"Dropped - Units whose status does not meet NEEDS criteria"]
["Kaweah Delta District Hospital",10042,"KDH3","Combustion Turbine","California",0.7,"Dropped - Units whose status does not meet NEEDS criteria"]
["Mosaic Co Greenbay",10205,"GEN1","Energy Storage","Florida",37.2,"Dropped - Units whose status does not meet NEEDS criteria"]
["Lowe Paper Simkins Industries",10552,"GEN1","O/G Steam","New Jersey",2.8,"Dropped - Units whose status does not meet NEEDS criteria"]
["Domtar Paper Co LLC Plymouth NC",50189,"TG6","Coal Steam","North Carolina",7.5,"Dropped - Units whose status does not meet NEEDS criteria"]
["Clewiston Sugar House",50482,"DGN","Combustion Turbine","Florida",1,"Dropped - Units whose status does not meet NEEDS criteria"]
["Clewiston Sugar House",50482,"DGS","Combustion Turbine","Florida",1,"Dropped - Units whose status does not meet NEEDS criteria"]
["Riverdale Mills",50601,"GEN1","Combustion Turbine","Massachusetts",0.6,"Dropped - Units whose status does not meet NEEDS criteria"]
["Voss Lantz",54602,"1","Combustion Turbine","Michigan",0.5,"Dropped - Units whose status does not meet NEEDS criteria"]
["Voss Lantz",54602,"2","Combustion Turbine","Michigan",0.5,"Dropped - Units whose status does not meet NEEDS criteria"]
["Dillingham",109,"8","Combustion Turbine","Alaska",0.8,"Dropped - Units whose status does not meet NEEDS criteria"]
["Erie",1276,"5","Combustion Turbine","Kansas",1.4,"Dropped - Units whose status does not meet NEEDS criteria"]
["High Street Station",1670,"3","Combustion Turbine","Massachusetts",0.7,"Dropped - Units whose status does not meet NEEDS criteria"]
["High Street Station",1670,"4","Combustion Turbine","Massachusetts",0.6,"Dropped - Units whose status does not meet NEEDS criteria"]
["C R Huntley Generating Station",2549,"63","Coal Steam","New York",80,"Dropped - Units whose status does not meet NEEDS criteria"]
["C R Huntley Generating Station",2549,"64","Coal Steam","New York",100,"Dropped - Units whose status does not meet NEEDS criteria"]
["FiberMark Warren Glen Mill",10851,"GEN1","O/G Steam","New Jersey",2,"Dropped - Units whose status does not meet NEEDS criteria"]
["FiberMark Warren Glen Mill",10851,"GEN2","Hydro","New Jersey",0.1,"Dropped - Units whose status does not meet NEEDS criteria"]
["Valero Refining Texas City",52013,"GEN3","Combustion Turbine","Texas",12,"Dropped - Units whose status does not meet NEEDS criteria"]
["Berlin Gorham",56024,"TUR1","Biomass","New Hampshire",7.5,"Dropped - Units whose status does not meet NEEDS criteria"]
["Berlin Gorham",56024,"TUR9","O/G Steam","New Hampshire",20,"Dropped - Units whose status does not meet NEEDS criteria"]
["Dillingham",109,"IC9","Combustion Turbine","Alaska",0.8,"Dropped - Units whose status does not meet NEEDS criteria"]
["Phillips",748,"3","Combined Cycle","Florida",3,"Dropped - Units whose status does not meet NEEDS criteria"]
["Corning",1134,"1","Combustion Turbine","Iowa",0.6,"Dropped - Units whose status does not meet NEEDS criteria"]
["Corning",1134,"2","Combustion Turbine","Iowa",0.9,"Dropped - Units whose status does not meet NEEDS criteria"]
["Corning",1134,"3","Combustion Turbine","Iowa",1.3,"Dropped - Units whose status does not meet NEEDS criteria"]
["Corning",1134,"4","Combustion Turbine","Iowa",0.4,"Dropped - Units whose status does not meet NEEDS criteria"]
["Bethany",2114,"8","Combustion Turbine","Missouri",1,"Dropped - Units whose status does not meet NEEDS criteria"]
["Webster",3471,"3","O/G Steam","Texas",374,"Dropped - Units whose status does not meet NEEDS criteria"]
["Webster",3471,"GT1","Combustion Turbine","Texas",13,"Dropped - Units whose status does not meet NEEDS criteria"]
["Grand River",10532,"2-2","Landfill Gas","Michigan",0.8,"Dropped - Units whose status does not meet NEEDS criteria"]
["Milford Power LP",10616,"GEN1","Combined Cycle","New Jersey",26,"Dropped - Units whose status does not meet NEEDS criteria"]
["Milford Power LP",10616,"GEN2","Combined Cycle","New Jersey",5,"Dropped - Units whose status does not meet NEEDS criteria"]
["Milford Power LP",10616,"GEN3","Combined Cycle","New Jersey",3.5,"Dropped - Units whose status does not meet NEEDS criteria"]
["Dan River Power Plant",50954,"GEN1","Coal Steam","Virginia",3,"Dropped - Units whose status does not meet NEEDS criteria"]
["Dan River Power Plant",50954,"GEN2","Coal Steam","Virginia",6,"Dropped - Units whose status does not meet NEEDS criteria"]
["Rolling Hills",55884,"N01","Landfill Gas","Pennsylvania",5.5,"Dropped - Units whose status does not meet NEEDS criteria"]
["Alpena Long Lake",56286,"LL1","Combustion Turbine","Michigan",1.8,"Dropped - Units whose status does not meet NEEDS criteria"]
["Alpena Long Lake",56286,"LL2","Combustion Turbine","Michigan",1.8,"Dropped - Units whose status does not meet NEEDS criteria"]
["Alpena Long Lake",56286,"LL3","Combustion Turbine","Michigan",1.8,"Dropped - Units whose status does not meet NEEDS criteria"]
["Alpena Long Lake",56286,"LL4","Combustion Turbine","Michigan",1.8,"Dropped - Units whose status does not meet NEEDS criteria"]
["Alpena Long Lake",56286,"LL5","Combustion Turbine","Michigan",1.8,"Dropped - Units whose status does not meet NEEDS criteria"]
["Marshall (IL)",949,"1","Combustion Turbine","Illinois",0.8,"Dropped - Units whose status does not meet NEEDS criteria"]
["Marshall (IL)",949,"2","Combustion Turbine","Illinois",0.8,"Dropped - Units whose status does not meet NEEDS criteria"]
["Marshall (IL)",949,"3","Combustion Turbine","Illinois",1.1,"Dropped - Units whose status does not meet NEEDS criteria"]
["Lansing",1047,"1","Coal Steam","Iowa",14.1,"Dropped - Units whose status does not meet NEEDS criteria"]
["Indianola",1150,"3","Combustion Turbine","Iowa",1,"Dropped - Units whose status does not meet NEEDS criteria"]
["Tucumcari",2469,"4","Combustion Turbine","New Mexico",2,"Dropped - Units whose status does not meet NEEDS criteria"]
["Tucumcari",2469,"5","Combustion Turbine","New Mexico",1,"Dropped - Units whose status does not meet NEEDS criteria"]
["Tucumcari",2469,"6","Combustion Turbine","New Mexico",3,"Dropped - Units whose status does not meet NEEDS criteria"]
["Tucumcari",2469,"8","Combustion Turbine","New Mexico",3,"Dropped - Units whose status does not meet NEEDS criteria"]
["Hiram Clarke",3465,"1","Combustion Turbine","Texas",13,"Dropped - Units whose status does not meet NEEDS criteria"]
["Hiram Clarke",3465,"2","Combustion Turbine","Texas",13,"Dropped - Units whose status does not meet NEEDS criteria"]
["Hiram Clarke",3465,"3","Combustion Turbine","Texas",13,"Dropped - Units whose status does not meet NEEDS criteria"]
["Hiram Clarke",3465,"4","Combustion Turbine","Texas",13,"Dropped - Units whose status does not meet NEEDS criteria"]
["Hiram Clarke",3465,"5","Combustion Turbine","Texas",13,"Dropped - Units whose status does not meet NEEDS criteria"]
["Hiram Clarke",3465,"6","Combustion Turbine","Texas",13,"Dropped - Units whose status does not meet NEEDS criteria"]
["Nunapitchuk",6333,"2","Combustion Turbine","Alaska",0.3,"Dropped - Units whose status does not meet NEEDS criteria"]
["Nunapitchuk",6333,"3","Combustion Turbine","Alaska",0.3,"Dropped - Units whose status does not meet NEEDS criteria"]
["Nunapitchuk",6333,"4","Combustion Turbine","Alaska",0.6,"Dropped - Units whose status does not meet NEEDS criteria"]
["Valero Refining Texas Houston",52012,"GEN1","Combustion Turbine","Texas",16.2,"Dropped - Units whose status does not meet NEEDS criteria"]
["YKK USA Chestney",54566,"PPD1","Combustion Turbine","Georgia",0.4,"Dropped - Units whose status does not meet NEEDS criteria"]
["YKK USA Chestney",54566,"PPD2","Combustion Turbine","Georgia",0.4,"Dropped - Units whose status does not meet NEEDS criteria"]
["Waterside Power, LLC",56189,"6","Combustion Turbine","Connecticut",23.2,"Dropped - Units whose status does not meet NEEDS criteria"]
["Burlington City of",490,"1","Combustion Turbine","Colorado",1,"Dropped - Units whose status does not meet NEEDS criteria"]
["Burlington City of",490,"2","Combustion Turbine","Colorado",2.5,"Dropped - Units whose status does not meet NEEDS criteria"]
["Burlington City of",490,"3","Combustion Turbine","Colorado",2.2,"Dropped - Units whose status does not meet NEEDS criteria"]
["Burlington City of",490,"4","Combustion Turbine","Colorado",0.8,"Dropped - Units whose status does not meet NEEDS criteria"]
["Jackson (MO)",2137,"1","Combustion Turbine","Missouri",0.9,"Dropped - Units whose status does not meet NEEDS criteria"]
["Jackson (MO)",2137,"2","Combustion Turbine","Missouri",0.9,"Dropped - Units whose status does not meet NEEDS criteria"]
["Whitesboro",3625,"1","Combustion Turbine","Texas",1.2,"Dropped - Units whose status does not meet NEEDS criteria"]
["Whitesboro",3625,"2","Combustion Turbine","Texas",0.9,"Dropped - Units whose status does not meet NEEDS criteria"]
["Whitesboro",3625,"3","Combustion Turbine","Texas",0.5,"Dropped - Units whose status does not meet NEEDS criteria"]
["Whitesboro",3625,"4","Combustion Turbine","Texas",1.2,"Dropped - Units whose status does not meet NEEDS criteria"]
["Blount Street",3992,"1","Coal Steam","Wisconsin",6.8,"Dropped - Units whose status does not meet NEEDS criteria"]
["South Glens Falls Energy LLC",10618,"GEN1","Combined Cycle","New York",40.4,"Dropped - Units whose status does not meet NEEDS criteria"]
["South Glens Falls Energy LLC",10618,"GEN2","Combined Cycle","New York",22.6,"Dropped - Units whose status does not meet NEEDS criteria"]
["Westrock Hodge (LA)",50810,"NO 4","Non-Fossil Waste","Louisiana",3,"Dropped - Units whose status does not meet NEEDS criteria"]
["Richmond Refinery TG800",52105,"GEN3","Fossil Waste","California",3.7,"Dropped - Units whose status does not meet NEEDS criteria"]
["Gude",52203,"GUD1","Landfill Gas","Maryland",1.3,"Dropped - Units whose status does not meet NEEDS criteria"]
["Gude",52203,"GUD2","Landfill Gas","Maryland",1.3,"Dropped - Units whose status does not meet NEEDS criteria"]
["Rock Tenn Dallas Mill",54248,"GEN1","O/G Steam","Texas",6.2,"Dropped - Units whose status does not meet NEEDS criteria"]
["Smurfit Newsprint",54339,"1","Combustion Turbine","California",15,"Dropped - Units whose status does not meet NEEDS criteria"]
["Woodlake Sanitary Services",54938,"UNT1","Landfill Gas","Minnesota",1.5,"Dropped - Units whose status does not meet NEEDS criteria"]
["Woodlake Sanitary Services",54938,"UNT2","Landfill Gas","Minnesota",1.5,"Dropped - Units whose status does not meet NEEDS criteria"]
["Woodlake Sanitary Services",54938,"UNT3","Landfill Gas","Minnesota",1.5,"Dropped - Units whose status does not meet NEEDS criteria"]
["St John",1322,"3","Combustion Turbine","Kansas",0.9,"Dropped - Units whose status does not meet NEEDS criteria"]
["Hoot Lake",1943,"1","Coal Steam","Minnesota",7.7,"Dropped - Units whose status does not meet NEEDS criteria"]
["Bethlehem Energy Center",2539,"1","O/G Steam","New York",90,"Dropped - Units whose status does not meet NEEDS criteria"]
["Bethlehem Energy Center",2539,"2","O/G Steam","New York",90,"Dropped - Units whose status does not meet NEEDS criteria"]
["Bethlehem Energy Center",2539,"3","O/G Steam","New York",91,"Dropped - Units whose status does not meet NEEDS criteria"]
["Bethlehem Energy Center",2539,"4","O/G Steam","New York",94,"Dropped - Units whose status does not meet NEEDS criteria"]
["Conesville",2840,"1","Coal Steam","Ohio",115,"Dropped - Units whose status does not meet NEEDS criteria"]
["Conesville",2840,"2","Coal Steam","Ohio",115,"Dropped - Units whose status does not meet NEEDS criteria"]
["T H Wharton",3469,"2","O/G Steam","Texas",229,"Dropped - Units whose status does not meet NEEDS criteria"]
["Steam plant",3920,"1","Biomass","Washington",25,"Dropped - Units whose status does not meet NEEDS criteria"]
["Steam plant",3920,"2","Biomass","Washington",25,"Dropped - Units whose status does not meet NEEDS criteria"]
["Spencer",4266,"1","O/G Steam","Texas",12,"Dropped - Units whose status does not meet NEEDS criteria"]
["Spencer",4266,"2","O/G Steam","Texas",12,"Dropped - Units whose status does not meet NEEDS criteria"]
["KMS Joliet Power Partners LP",5756,"E-1","Landfill Gas","Illinois",0.8,"Dropped - Units whose status does not meet NEEDS criteria"]
["KMS Joliet Power Partners LP",5756,"E-2","Landfill Gas","Illinois",0.4,"Dropped - Units whose status does not meet NEEDS criteria"]
["KMS Joliet Power Partners LP",5756,"E-3","Landfill Gas","Illinois",0.4,"Dropped - Units whose status does not meet NEEDS criteria"]
["KMS Joliet Power Partners LP",5756,"E-4","Landfill Gas","Illinois",0.4,"Dropped - Units whose status does not meet NEEDS criteria"]
["Oxford (KS)",7432,"1","Combustion Turbine","Kansas",0.6,"Dropped - Units whose status does not meet NEEDS criteria"]
["Oxford (KS)",7432,"2","Combustion Turbine","Kansas",0.6,"Dropped - Units whose status does not meet NEEDS criteria"]
["Oxford (KS)",7432,"3","Combustion Turbine","Kansas",0.6,"Dropped - Units whose status does not meet NEEDS criteria"]
["Lowland",10321,"GEN1","Coal Steam","Tennessee",5,"Dropped - Units whose status does not meet NEEDS criteria"]
["Lowland",10321,"GEN2","Coal Steam","Tennessee",5,"Dropped - Units whose status does not meet NEEDS criteria"]
["Lowland",10321,"GEN3","Coal Steam","Tennessee",5,"Dropped - Units whose status does not meet NEEDS criteria"]
["Lowland",10321,"GEN4","Coal Steam","Tennessee",0.3,"Dropped - Units whose status does not meet NEEDS criteria"]
["Lowland",10321,"GEN5","Coal Steam","Tennessee",5,"Dropped - Units whose status does not meet NEEDS criteria"]
["Fernandina Plant",10562,"GEN2","O/G Steam","Florida",5,"Dropped - Units whose status does not meet NEEDS criteria"]
["Borden Chemicals Plastics Cogen",10596,"GEN1","Combustion Turbine","Louisiana",20.1,"Dropped - Units whose status does not meet NEEDS criteria"]
["Borden Chemicals Plastics Cogen",10596,"GEN2","Combustion Turbine","Louisiana",29.9,"Dropped - Units whose status does not meet NEEDS criteria"]
["Borden Chemicals Plastics Cogen",10596,"GEN3","Combustion Turbine","Louisiana",29.7,"Dropped - Units whose status does not meet NEEDS criteria"]
["Veterans Home of California",50065,"1","Combustion Turbine","California",1.3,"Dropped - Units whose status does not meet NEEDS criteria"]
["Veterans Home of California",50065,"2","Combustion Turbine","California",1.3,"Dropped - Units whose status does not meet NEEDS criteria"]
["South Oaks Hospital",50136,"GEN1","Combustion Turbine","New York",0.1,"Dropped - Units whose status does not meet NEEDS criteria"]
["Starwood Hotels Resorts",50238,"GEN1","Combustion Turbine","Arizona",0.6,"Dropped - Units whose status does not meet NEEDS criteria"]
["Starwood Hotels Resorts",50238,"GEN2","Combustion Turbine","Arizona",0.6,"Dropped - Units whose status does not meet NEEDS criteria"]
["PCS Nitrogen Fertilizer LP",50341,"GEN1","Combustion Turbine","Louisiana",19,"Dropped - Units whose status does not meet NEEDS criteria"]
["Warbasse Cogen Facility",50405,"GT1","Combustion Turbine","New York",4,"Dropped - Units whose status does not meet NEEDS criteria"]
["Warbasse Cogen Facility",50405,"GT2","Combustion Turbine","New York",4,"Dropped - Units whose status does not meet NEEDS criteria"]
["Warbasse Cogen Facility",50405,"GT3","Combustion Turbine","New York",4,"Dropped - Units whose status does not meet NEEDS criteria"]
["Warbasse Cogen Facility",50405,"GT4","Combustion Turbine","New York",4,"Dropped - Units whose status does not meet NEEDS criteria"]
["Warbasse Cogen Facility",50405,"GT5","Combustion Turbine","New York",4,"Dropped - Units whose status does not meet NEEDS criteria"]
["NRG Ilion LP",50459,"GT","Combined Cycle","New York",37,"Dropped - Units whose status does not meet NEEDS criteria"]
["NRG Ilion LP",50459,"ST","Combined Cycle","New York",17.8,"Dropped - Units whose status does not meet NEEDS criteria"]
["Taylor Energy Partners LP",50782,"AM1","Landfill Gas","Pennsylvania",0.6,"Dropped - Units whose status does not meet NEEDS criteria"]
["Taylor Energy Partners LP",50782,"AM3","Landfill Gas","Pennsylvania",0.4,"Dropped - Units whose status does not meet NEEDS criteria"]
["San Jose Convention Center",50925,"1","Combustion Turbine","California",1.5,"Dropped - Units whose status does not meet NEEDS criteria"]
["Coram Energy LLC (ECT)",54298,"SX1S","Onshore Wind","California",3.3,"Dropped - Units whose status does not meet NEEDS criteria"]
["Coram Energy LLC",54299,"SX15","Onshore Wind","California",1.4,"Dropped - Units whose status does not meet NEEDS criteria"]
["Chicago",54313,"GEN1","Combustion Turbine","Illinois",0.7,"Dropped - Units whose status does not meet NEEDS criteria"]
["Chicago",54313,"GEN2","Combustion Turbine","Illinois",0.7,"Dropped - Units whose status does not meet NEEDS criteria"]
["Chicago",54313,"GEN3","Combustion Turbine","Illinois",0.9,"Dropped - Units whose status does not meet NEEDS criteria"]
["Fuyao Glass Illinois Inc.",54360,"1200","Combustion Turbine","Illinois",1.2,"Dropped - Units whose status does not meet NEEDS criteria"]
["TRW Radio Systems",54645,"EG-1","Combustion Turbine","California",0.6,"Dropped - Units whose status does not meet NEEDS criteria"]
["TRW Radio Systems",54645,"EG-2","Combustion Turbine","California",0.6,"Dropped - Units whose status does not meet NEEDS criteria"]
["Chino Mines",54667,"5","O/G Steam","New Mexico",9.3,"Dropped - Units whose status does not meet NEEDS criteria"]
["Chino Mines",54667,"8","O/G Steam","New Mexico",27.9,"Dropped - Units whose status does not meet NEEDS criteria"]
["Berlin Gorham",56024,"TUR4","Non-Fossil Waste","New Hampshire",5,"Dropped - Units whose status does not meet NEEDS criteria"]
["Berlin Gorham",56024,"TUR7","O/G Steam","New Hampshire",2.5,"Dropped - Units whose status does not meet NEEDS criteria"]
["Calcite",56282,"CA1","Combustion Turbine","Michigan",1.8,"Dropped - Units whose status does not meet NEEDS criteria"]
["Calcite",56282,"CA10","Combustion Turbine","Michigan",1.8,"Dropped - Units whose status does not meet NEEDS criteria"]
["Calcite",56282,"CA2","Combustion Turbine","Michigan",1.8,"Dropped - Units whose status does not meet NEEDS criteria"]
["Calcite",56282,"CA3","Combustion Turbine","Michigan",1.8,"Dropped - Units whose status does not meet NEEDS criteria"]
["Calcite",56282,"CA4","Combustion Turbine","Michigan",1.8,"Dropped - Units whose status does not meet NEEDS criteria"]
["Calcite",56282,"CA5","Combustion Turbine","Michigan",1.8,"Dropped - Units whose status does not meet NEEDS criteria"]
["Calcite",56282,"CA6","Combustion Turbine","Michigan",1.8,"Dropped - Units whose status does not meet NEEDS criteria"]
["Calcite",56282,"CA7","Combustion Turbine","Michigan",1.8,"Dropped - Units whose status does not meet NEEDS criteria"]
["Calcite",56282,"CA8","Combustion Turbine","Michigan",1.8,"Dropped - Units whose status does not meet NEEDS criteria"]
["Calcite",56282,"CA9","Combustion Turbine","Michigan",1.8,"Dropped - Units whose status does not meet NEEDS criteria"]
["Lake Winyah",56285,"LW1","Combustion Turbine","Michigan",1.8,"Dropped - Units whose status does not meet NEEDS criteria"]
["Lake Winyah",56285,"LW10","Combustion Turbine","Michigan",1.8,"Dropped - Units whose status does not meet NEEDS criteria"]
["Lake Winyah",56285,"LW2","Combustion Turbine","Michigan",1.8,"Dropped - Units whose status does not meet NEEDS criteria"]
["Lake Winyah",56285,"LW3","Combustion Turbine","Michigan",1.8,"Dropped - Units whose status does not meet NEEDS criteria"]
["Lake Winyah",56285,"LW4","Combustion Turbine","Michigan",1.8,"Dropped - Units whose status does not meet NEEDS criteria"]
["Lake Winyah",56285,"LW5","Combustion Turbine","Michigan",1.8,"Dropped - Units whose status does not meet NEEDS criteria"]
["Lake Winyah",56285,"LW6","Combustion Turbine","Michigan",1.8,"Dropped - Units whose status does not meet NEEDS criteria"]
["Lake Winyah",56285,"LW7","Combustion Turbine","Michigan",1.8,"Dropped - Units whose status does not meet NEEDS criteria"]
["Lake Winyah",56285,"LW8","Combustion Turbine","Michigan",1.8,"Dropped - Units whose status does not meet NEEDS criteria"]
["Lake Winyah",56285,"LW9","Combustion Turbine","Michigan",1.8,"Dropped - Units whose status does not meet NEEDS criteria"]
["Alpena Rockport",56287,"RP1","Combustion Turbine","Michigan",1.8,"Dropped - Units whose status does not meet NEEDS criteria"]
["Alpena Rockport",56287,"RP2","Combustion Turbine","Michigan",1.8,"Dropped - Units whose status does not meet NEEDS criteria"]
["Alpena Rockport",56287,"RP3","Combustion Turbine","Michigan",1.8,"Dropped - Units whose status does not meet NEEDS criteria"]
["Alpena Rockport",56287,"RP4","Combustion Turbine","Michigan",1.8,"Dropped - Units whose status does not meet NEEDS criteria"]
["Alpena Rockport",56287,"RP5","Combustion Turbine","Michigan",1.8,"Dropped - Units whose status does not meet NEEDS criteria"]
["Campbell City",2118,"2","Combustion Turbine","Missouri",0.5,"Dropped - Units whose status does not meet NEEDS criteria"]
["Campbell City",2118,"4","Combustion Turbine","Missouri",0.3,"Dropped - Units whose status does not meet NEEDS criteria"]
["Deepwater",3461,"7","O/G Steam","Texas",174,"Dropped - Units whose status does not meet NEEDS criteria"]
["Diamond Walnut",10257,"DWG1","Biomass","California",4.2,"Dropped - Units whose status does not meet NEEDS criteria"]
["Richmond Refinery TG800",52105,"GEN1","Fossil Waste","California",3.7,"Dropped - Units whose status does not meet NEEDS criteria"]
["Santa Clara",52207,"SCLA","Landfill Gas","California",1.3,"Dropped - Units whose status does not meet NEEDS criteria"]
["Voss Taylor",54603,"1","Combustion Turbine","Michigan",0.5,"Dropped - Units whose status does not meet NEEDS criteria"]
["Voss Taylor",54603,"2","Combustion Turbine","Michigan",0.5,"Dropped - Units whose status does not meet NEEDS criteria"]
["Black Hawk Station",55064,"UNT2","Combustion Turbine","Texas",110.7,"Dropped - Units whose status does not meet NEEDS criteria"]
["Hansel",672,"14","Combustion Turbine","Florida",2,"Dropped - Units whose status does not meet NEEDS criteria"]
["Hansel",672,"15","Combustion Turbine","Florida",2,"Dropped - Units whose status does not meet NEEDS criteria"]
["Hansel",672,"16","Combustion Turbine","Florida",2,"Dropped - Units whose status does not meet NEEDS criteria"]
["Hansel",672,"17","Combustion Turbine","Florida",2,"Dropped - Units whose status does not meet NEEDS criteria"]
["Hansel",672,"18","Combustion Turbine","Florida",2,"Dropped - Units whose status does not meet NEEDS criteria"]
["Hansel",672,"19","Combustion Turbine","Florida",2,"Dropped - Units whose status does not meet NEEDS criteria"]
["Hansel",672,"20","Combustion Turbine","Florida",2,"Dropped - Units whose status does not meet NEEDS criteria"]
["Hansel",672,"8","Combustion Turbine","Florida",2,"Dropped - Units whose status does not meet NEEDS criteria"]
["George Johnson",1877,"7","Combustion Turbine","Michigan",10.5,"Dropped - Units whose status does not meet NEEDS criteria"]
["George Johnson",1877,"8","Combustion Turbine","Michigan",10.5,"Dropped - Units whose status does not meet NEEDS criteria"]
["Baptist Medical Center",10008,"CG-1","Combustion Turbine","Florida",0.5,"Dropped - Units whose status does not meet NEEDS criteria"]
["Cutrale Citrus Juices USA II",10188,"GEN3","Combined Cycle","Florida",1.3,"Dropped - Units whose status does not meet NEEDS criteria"]
["Richmond Refinery TG800",52105,"GEN4","Fossil Waste","California",8.4,"Dropped - Units whose status does not meet NEEDS criteria"]
["Cargill Hammond",55537,"GEN1","O/G Steam","Indiana",3.5,"Dropped - Units whose status does not meet NEEDS criteria"]
["Cargill Hammond",55537,"GEN5","O/G Steam","Indiana",10.5,"Dropped - Units whose status does not meet NEEDS criteria"]
["Clark (NVE)",2322,"1","O/G Steam","Nevada",42,"Dropped - Units whose status does not meet NEEDS criteria"]
["Clark (NVE)",2322,"2","O/G Steam","Nevada",66,"Dropped - Units whose status does not meet NEEDS criteria"]
["Clark (NVE)",2322,"3","O/G Steam","Nevada",73,"Dropped - Units whose status does not meet NEEDS criteria"]
["Oswego Falls West",2596,"3","Hydro","New York",0.9,"Dropped - Units whose status does not meet NEEDS criteria"]
["Kickapoo",7896,"1","Combustion Turbine","Illinois",1.6,"Dropped - Units whose status does not meet NEEDS criteria"]
["Kickapoo",7896,"2","Combustion Turbine","Illinois",1.6,"Dropped - Units whose status does not meet NEEDS criteria"]
["Kickapoo",7896,"3","Combustion Turbine","Illinois",1.6,"Dropped - Units whose status does not meet NEEDS criteria"]
["Kickapoo",7896,"4","Combustion Turbine","Illinois",1.6,"Dropped - Units whose status does not meet NEEDS criteria"]
["Kickapoo",7896,"5","Combustion Turbine","Illinois",1.6,"Dropped - Units whose status does not meet NEEDS criteria"]
["Kickapoo",7896,"6","Combustion Turbine","Illinois",1.6,"Dropped - Units whose status does not meet NEEDS criteria"]
["Kickapoo",7896,"7","Combustion Turbine","Illinois",1.6,"Dropped - Units whose status does not meet NEEDS criteria"]
["Kickapoo",7896,"8","Combustion Turbine","Illinois",1.6,"Dropped - Units whose status does not meet NEEDS criteria"]
["New Orleans",10639,"GEN1","Combustion Turbine","Louisiana",19,"Dropped - Units whose status does not meet NEEDS criteria"]
["Belle West Virginia Plant",10788,"GEN1","O/G Steam","West Virginia",2,"Dropped - Units whose status does not meet NEEDS criteria"]
["McCracken Power Plant",50044,"NO.1","O/G Steam","Ohio",4.7,"Dropped - Units whose status does not meet NEEDS criteria"]
["McCracken Power Plant",50044,"NO.2","O/G Steam","Ohio",2.9,"Dropped - Units whose status does not meet NEEDS criteria"]
["Tillamook Lumber",50232,"T/G","Biomass","Oregon",7,"Dropped - Units whose status does not meet NEEDS criteria"]
["Valero Refining Texas Houston",52012,"GEN2","Combustion Turbine","Texas",16.2,"Dropped - Units whose status does not meet NEEDS criteria"]
["Roche Vitamins",54416,"GEN2","O/G Steam","New Jersey",1.3,"Dropped - Units whose status does not meet NEEDS criteria"]
["Roche Vitamins",54416,"GEN3","Combustion Turbine","New Jersey",32.9,"Dropped - Units whose status does not meet NEEDS criteria"]
["North Riley",54443,"GEN1","Combustion Turbine","Texas",1,"Dropped - Units whose status does not meet NEEDS criteria"]
["North Riley",54443,"GEN2","Combustion Turbine","Texas",0.9,"Dropped - Units whose status does not meet NEEDS criteria"]
["North Riley",54443,"GEN3","Combustion Turbine","Texas",0.9,"Dropped - Units whose status does not meet NEEDS criteria"]
["Carrollton",2120,"6","Combustion Turbine","Missouri",1,"Dropped - Units whose status does not meet NEEDS criteria"]
["Presidio",3525,"5","Combustion Turbine","Texas",1,"Dropped - Units whose status does not meet NEEDS criteria"]
["Presidio",3525,"6","Combustion Turbine","Texas",1,"Dropped - Units whose status does not meet NEEDS criteria"]
["Heber City",7111,"NA7","Combustion Turbine","Utah",1.5,"Dropped - Units whose status does not meet NEEDS criteria"]
["Heber City",7111,"NA8","Combustion Turbine","Utah",1.5,"Dropped - Units whose status does not meet NEEDS criteria"]
["Aniak",7182,"3","Combustion Turbine","Alaska",0.2,"Dropped - Units whose status does not meet NEEDS criteria"]
["Aniak",7182,"4","Combustion Turbine","Alaska",0.2,"Dropped - Units whose status does not meet NEEDS criteria"]
["Madison Utilities",7469,"FM4","Combustion Turbine","Nebraska",0.5,"Dropped - Units whose status does not meet NEEDS criteria"]
["Beaumont Hospital Dearborn Campus",50260,"300KW","Combustion Turbine","Michigan",0.3,"Dropped - Units whose status does not meet NEEDS criteria"]
["ExxonMobil Beaumont Refinery",50625,"TG7","Fossil Waste","Texas",9.5,"Dropped - Units whose status does not meet NEEDS criteria"]
["ExxonMobil Beaumont Refinery",50625,"TG9","Fossil Waste","Texas",9.5,"Dropped - Units whose status does not meet NEEDS criteria"]
["Morton Salt Grand Saline",54976,"1530","O/G Steam","Texas",1.5,"Dropped - Units whose status does not meet NEEDS criteria"]
["Blooming Prairie",1966,"3","Combustion Turbine","Minnesota",1.4,"Dropped - Units whose status does not meet NEEDS criteria"]
["Carrollton",2120,"4","Combustion Turbine","Missouri",0.7,"Dropped - Units whose status does not meet NEEDS criteria"]
["Carrollton",2120,"5","Combustion Turbine","Missouri",0.8,"Dropped - Units whose status does not meet NEEDS criteria"]
["Gaylord Container Antioch",10886,"GEN1","Combined Cycle","California",44,"Dropped - Units whose status does not meet NEEDS criteria"]
["Gaylord Container Antioch",10886,"ST1","Combined Cycle","California",21,"Dropped - Units whose status does not meet NEEDS criteria"]
["Childs",112,"1","Hydro","Arizona",1.4,"Dropped - Units whose status does not meet NEEDS criteria"]
["Childs",112,"2","Hydro","Arizona",1.4,"Dropped - Units whose status does not meet NEEDS criteria"]
["Childs",112,"3","Hydro","Arizona",1.4,"Dropped - Units whose status does not meet NEEDS criteria"]
["Irving",115,"1","Hydro","Arizona",1.4,"Dropped - Units whose status does not meet NEEDS criteria"]
["PSEG Kearny Generating Station",2404,"7","O/G Steam","New Jersey",150,"Dropped - Units whose status does not meet NEEDS criteria"]
["PSEG Kearny Generating Station",2404,"8","O/G Steam","New Jersey",150,"Dropped - Units whose status does not meet NEEDS criteria"]
["Ascend Performance Materials Texas Inc.",10418,"GEN2","Fossil Waste","Texas",1.2,"Dropped - Units whose status does not meet NEEDS criteria"]
["Ascend Performance Materials Texas Inc.",10418,"GEN3","Fossil Waste","Texas",2,"Dropped - Units whose status does not meet NEEDS criteria"]
["Valero Refining Texas City",52013,"GEN2","Combustion Turbine","Texas",12,"Dropped - Units whose status does not meet NEEDS criteria"]
["West Group Data Center",54294,"2178","Combustion Turbine","Minnesota",0.7,"Dropped - Units whose status does not meet NEEDS criteria"]
["West Group Data Center",54294,"2179","Combustion Turbine","Minnesota",0.7,"Dropped - Units whose status does not meet NEEDS criteria"]
["West Group Data Center",54294,"2180","Combustion Turbine","Minnesota",0.7,"Dropped - Units whose status does not meet NEEDS criteria"]
["St Marys Hospital",54767,"G-1","Combustion Turbine","New York",0.6,"Dropped - Units whose status does not meet NEEDS criteria"]
["St Marys Hospital",54767,"G-2","Combustion Turbine","New York",0.6,"Dropped - Units whose status does not meet NEEDS criteria"]
["Austin State Hospital",54940,"GEN1","Combustion Turbine","Texas",0.7,"Dropped - Units whose status does not meet NEEDS criteria"]
["Riverside (GA)",734,"6","O/G Steam","Georgia",19,"Dropped - Units whose status does not meet NEEDS criteria"]
["Riverside (GA)",734,"7","O/G Steam","Georgia",20,"Dropped - Units whose status does not meet NEEDS criteria"]
["Deepwater",2384,"GTA","Combustion Turbine","New Jersey",19,"Dropped - Units whose status does not meet NEEDS criteria"]
["FirstEnergy Springdale Power Station",3182,"7","O/G Steam","Pennsylvania",86,"Dropped - Units whose status does not meet NEEDS criteria"]
["FirstEnergy Springdale Power Station",3182,"8","O/G Steam","Pennsylvania",121,"Dropped - Units whose status does not meet NEEDS criteria"]
["Abilene",3517,"4","O/G Steam","Texas",18,"Dropped - Units whose status does not meet NEEDS criteria"]
["Fort Stockton",3520,"2","Combustion Turbine","Texas",5,"Dropped - Units whose status does not meet NEEDS criteria"]
["Lake Pauline",3521,"1","O/G Steam","Texas",12,"Dropped - Units whose status does not meet NEEDS criteria"]
["Lake Pauline",3521,"2","O/G Steam","Texas",23,"Dropped - Units whose status does not meet NEEDS criteria"]
["Oak Creek",3523,"1","O/G Steam","Texas",85,"Dropped - Units whose status does not meet NEEDS criteria"]
["Paint Creek",3524,"1","O/G Steam","Texas",31,"Dropped - Units whose status does not meet NEEDS criteria"]
["Paint Creek",3524,"2","O/G Steam","Texas",31,"Dropped - Units whose status does not meet NEEDS criteria"]
["Paint Creek",3524,"3","O/G Steam","Texas",53,"Dropped - Units whose status does not meet NEEDS criteria"]
["Paint Creek",3524,"4","O/G Steam","Texas",116,"Dropped - Units whose status does not meet NEEDS criteria"]
["Rio Pecos",3526,"4","Combined Cycle","Texas",5,"Dropped - Units whose status does not meet NEEDS criteria"]
["Rio Pecos",3526,"5","Combined Cycle","Texas",38,"Dropped - Units whose status does not meet NEEDS criteria"]
["Rio Pecos",3526,"6","O/G Steam","Texas",98,"Dropped - Units whose status does not meet NEEDS criteria"]
["C E Newman",3574,"1","O/G Steam","Texas",8,"Dropped - Units whose status does not meet NEEDS criteria"]
["C E Newman",3574,"2","O/G Steam","Texas",8,"Dropped - Units whose status does not meet NEEDS criteria"]
["C E Newman",3574,"3","O/G Steam","Texas",17,"Dropped - Units whose status does not meet NEEDS criteria"]
["C E Newman",3574,"4","O/G Steam","Texas",18,"Dropped - Units whose status does not meet NEEDS criteria"]
["Spencer",4266,"3","O/G Steam","Texas",22,"Dropped - Units whose status does not meet NEEDS criteria"]
["Crozer Chester Medical Center",10097,"1","Combustion Turbine","Pennsylvania",1.1,"Dropped - Units whose status does not meet NEEDS criteria"]
["Crozer Chester Medical Center",10097,"2","Combustion Turbine","Pennsylvania",1.1,"Dropped - Units whose status does not meet NEEDS criteria"]
["Crozer Chester Medical Center",10097,"3","Combustion Turbine","Pennsylvania",0.9,"Dropped - Units whose status does not meet NEEDS criteria"]
["ExxonMobil Baytown Refinery",10436,"GT35","Combustion Turbine","Texas",12.3,"Dropped - Units whose status does not meet NEEDS criteria"]
["ExxonMobil Baytown Refinery",10436,"GT36","Combustion Turbine","Texas",12.9,"Dropped - Units whose status does not meet NEEDS criteria"]
["ExxonMobil Baytown Refinery",10436,"GT37","Combustion Turbine","Texas",14.6,"Dropped - Units whose status does not meet NEEDS criteria"]
["Jeanerette Sugar",10736,"1","Biomass","Louisiana",1.9,"Dropped - Units whose status does not meet NEEDS criteria"]
["Washington State University",50083,"GEN1","Coal Steam","Washington",2,"Dropped - Units whose status does not meet NEEDS criteria"]
["Richmond Refinery TG800",52105,"GEN2","Fossil Waste","California",3.7,"Dropped - Units whose status does not meet NEEDS criteria"]
["Lincoln Paper & Tissue",54587,"GE","Non-Fossil Waste","Maine",2,"Dropped - Units whose status does not meet NEEDS criteria"]
["Biodyne Beecher",55055,"1","Landfill Gas","Illinois",4.2,"Dropped - Units whose status does not meet NEEDS criteria"]
["Memphis Refinery",55703,"PO36","Combustion Turbine","Tennessee",72.3,"Dropped - Units whose status does not meet NEEDS criteria"]
["Medicine Bow",692,"3","Onshore Wind","Wyoming",0.1,"Dropped - Units whose status does not meet NEEDS criteria"]
["Manilla",1159,"IC1","Combustion Turbine","Iowa",0.4,"Dropped - Units whose status does not meet NEEDS criteria"]
["Manilla",1159,"IC2","Combustion Turbine","Iowa",0.5,"Dropped - Units whose status does not meet NEEDS criteria"]
["Waterside",2502,"6","O/G Steam","New York",69,"Dropped - Units whose status does not meet NEEDS criteria"]
["Waterside",2502,"8","O/G Steam","New York",49.8,"Dropped - Units whose status does not meet NEEDS criteria"]
["Waterside",2502,"9","O/G Steam","New York",48.4,"Dropped - Units whose status does not meet NEEDS criteria"]
["Emmonak",6314,"4","Combustion Turbine","Alaska",0.3,"Dropped - Units whose status does not meet NEEDS criteria"]
["Emmonak",6314,"5","Combustion Turbine","Alaska",0.5,"Dropped - Units whose status does not meet NEEDS criteria"]
["Selawik",6341,"2","Combustion Turbine","Alaska",0.7,"Dropped - Units whose status does not meet NEEDS criteria"]
["Halstad",8105,"1","Combustion Turbine","Minnesota",0.6,"Dropped - Units whose status does not meet NEEDS criteria"]
["Halstad",8105,"2","Combustion Turbine","Minnesota",0.3,"Dropped - Units whose status does not meet NEEDS criteria"]
["Halstad",8105,"3","Combustion Turbine","Minnesota",0.1,"Dropped - Units whose status does not meet NEEDS criteria"]
["Merrimac Paper",10179,"1","Hydro","Massachusetts",0.2,"Dropped - Units whose status does not meet NEEDS criteria"]
["Merrimac Paper",10179,"2","Hydro","Massachusetts",0.4,"Dropped - Units whose status does not meet NEEDS criteria"]
["Merrimac Paper",10179,"3","Hydro","Massachusetts",0.6,"Dropped - Units whose status does not meet NEEDS criteria"]
["Merrimac Paper",10179,"4","Hydro","Massachusetts",0.3,"Dropped - Units whose status does not meet NEEDS criteria"]
["Merrimac Paper",10179,"COON","O/G Steam","Massachusetts",0.1,"Dropped - Units whose status does not meet NEEDS criteria"]
["Crawford",867,"311","Combustion Turbine","Illinois",17.3,"Dropped - Units whose status does not meet NEEDS criteria"]
["Crawford",867,"312","Combustion Turbine","Illinois",13.7,"Dropped - Units whose status does not meet NEEDS criteria"]
["Crawford",867,"313","Combustion Turbine","Illinois",14.4,"Dropped - Units whose status does not meet NEEDS criteria"]
["Crawford",867,"314","Combustion Turbine","Illinois",13.9,"Dropped - Units whose status does not meet NEEDS criteria"]
["Crawford",867,"321","Combustion Turbine","Illinois",14.7,"Dropped - Units whose status does not meet NEEDS criteria"]
["Crawford",867,"322","Combustion Turbine","Illinois",14.7,"Dropped - Units whose status does not meet NEEDS criteria"]
["Crawford",867,"323","Combustion Turbine","Illinois",13.9,"Dropped - Units whose status does not meet NEEDS criteria"]
["Crawford",867,"324","Combustion Turbine","Illinois",14.2,"Dropped - Units whose status does not meet NEEDS criteria"]
["Crawford",867,"331","Combustion Turbine","Illinois",14.2,"Dropped - Units whose status does not meet NEEDS criteria"]
["Crawford",867,"332","Combustion Turbine","Illinois",13.8,"Dropped - Units whose status does not meet NEEDS criteria"]
["Crawford",867,"333","Combustion Turbine","Illinois",14.3,"Dropped - Units whose status does not meet NEEDS criteria"]
["Crawford",867,"334","Combustion Turbine","Illinois",13.7,"Dropped - Units whose status does not meet NEEDS criteria"]
["Cambridge",2223,"1","Combustion Turbine","Nebraska",0.7,"Dropped - Units whose status does not meet NEEDS criteria"]
["Cambridge",2223,"2","Combustion Turbine","Nebraska",0.8,"Dropped - Units whose status does not meet NEEDS criteria"]
["Cambridge",2223,"3","Combustion Turbine","Nebraska",1.2,"Dropped - Units whose status does not meet NEEDS criteria"]
["Mountain Village",6329,"3A","Combustion Turbine","Alaska",0.3,"Dropped - Units whose status does not meet NEEDS criteria"]
["Sonoco Products",54331,"2","Coal Steam","Pennsylvania",2.5,"Dropped - Units whose status does not meet NEEDS criteria"]
["Art Institute of Chicago",54455,"1","Combustion Turbine","Illinois",0.6,"Dropped - Units whose status does not meet NEEDS criteria"]
["Art Institute of Chicago",54455,"2","Combustion Turbine","Illinois",0.6,"Dropped - Units whose status does not meet NEEDS criteria"]
["Riverside (GA)",734,"8","O/G Steam","Georgia",39,"Dropped - Units whose status does not meet NEEDS criteria"]
["Buford",759,"3","Hydro","Georgia",6,"Dropped - Units whose status does not meet NEEDS criteria"]
["Wellington 1",1330,"5","Combustion Turbine","Kansas",1,"Dropped - Units whose status does not meet NEEDS criteria"]
["Baton Rouge Plant",10297,"GEN1","O/G Steam","Louisiana",2,"Dropped - Units whose status does not meet NEEDS criteria"]
["Baton Rouge Plant",10297,"GEN2","O/G Steam","Louisiana",2,"Dropped - Units whose status does not meet NEEDS criteria"]
["Newgulf Cogen",50137,"GEN2","Combined Cycle","Texas",12,"Dropped - Units whose status does not meet NEEDS criteria"]
["Fairbanks",181,"1","Combustion Turbine","Arkansas",1.2,"Dropped - Units whose status does not meet NEEDS criteria"]
["Fairbanks",181,"2","Combustion Turbine","Arkansas",0.7,"Dropped - Units whose status does not meet NEEDS criteria"]
["Fairbanks",181,"3","Combustion Turbine","Arkansas",0.3,"Dropped - Units whose status does not meet NEEDS criteria"]
["Fairbanks",181,"4","Combustion Turbine","Arkansas",0.3,"Dropped - Units whose status does not meet NEEDS criteria"]
["Fairbanks",181,"5","Combustion Turbine","Arkansas",0.1,"Dropped - Units whose status does not meet NEEDS criteria"]
["Clay Center",1270,"4","O/G Steam","Kansas",1.5,"Dropped - Units whose status does not meet NEEDS criteria"]
["Fort Phantom",4938,"1","O/G Steam","Texas",158,"Dropped - Units whose status does not meet NEEDS criteria"]
["Fort Phantom",4938,"2","O/G Steam","Texas",204,"Dropped - Units whose status does not meet NEEDS criteria"]
["D G Hunter",6558,"1","O/G Steam","Louisiana",16,"Dropped - Units whose status does not meet NEEDS criteria"]
["D G Hunter",6558,"2","O/G Steam","Louisiana",16,"Dropped - Units whose status does not meet NEEDS criteria"]
["Block Island",6567,"11","Combustion Turbine","Rhode Island",0.8,"Dropped - Units whose status does not meet NEEDS criteria"]
["Oceanside Energy",50348,"OS4","Landfill Gas","New York",0.7,"Dropped - Units whose status does not meet NEEDS criteria"]
["Hidalgo Smelter",54208,"EMD3","Combustion Turbine","New Mexico",2.5,"Dropped - Units whose status does not meet NEEDS criteria"]
["Hidalgo Smelter",54208,"EMD4","Combustion Turbine","New Mexico",2.5,"Dropped - Units whose status does not meet NEEDS criteria"]
["Hidalgo Smelter",54208,"EMD5","Combustion Turbine","New Mexico",2.5,"Dropped - Units whose status does not meet NEEDS criteria"]
["Hidalgo Smelter",54208,"TGU1","O/G Steam","New Mexico",15,"Dropped - Units whose status does not meet NEEDS criteria"]
["Hidalgo Smelter",54208,"TGU2","O/G Steam","New Mexico",15,"Dropped - Units whose status does not meet NEEDS criteria"]
["Pfizer Groton Plant",54236,"TG 1","O/G Steam","Connecticut",2.5,"Dropped - Units whose status does not meet NEEDS criteria"]
["Amalgamated Sugar LLC Nyssa",54612,"1","Coal Steam","Oregon",8,"Dropped - Units whose status does not meet NEEDS criteria"]
["Amalgamated Sugar LLC Nyssa",54612,"2","Coal Steam","Oregon",1.4,"Dropped - Units whose status does not meet NEEDS criteria"]
["Amalgamated Sugar LLC Nyssa",54612,"3","Coal Steam","Oregon",0.4,"Dropped - Units whose status does not meet NEEDS criteria"]
["CenterPoint Energy Field Svs.",54704,"001","Combustion Turbine","Louisiana",0.2,"Dropped - Units whose status does not meet NEEDS criteria"]
["CenterPoint Energy Field Svs.",54704,"002","Combustion Turbine","Louisiana",0.4,"Dropped - Units whose status does not meet NEEDS criteria"]
["CenterPoint Energy Field Svs.",54704,"003","Combustion Turbine","Louisiana",0.4,"Dropped - Units whose status does not meet NEEDS criteria"]
["CenterPoint Energy Field Svs.",54704,"004","Combustion Turbine","Louisiana",0.2,"Dropped - Units whose status does not meet NEEDS criteria"]
["Brookhaven Facility",55778,"BH1","Landfill Gas","New York",1.2,"Dropped - Units whose status does not meet NEEDS criteria"]
["Long Beach Generation LLC",341,"CT5","Combined Cycle","California",63,"Dropped - Units whose status does not meet NEEDS criteria"]
["Long Beach Generation LLC",341,"CT6","Combined Cycle","California",63,"Dropped - Units whose status does not meet NEEDS criteria"]
["Long Beach Generation LLC",341,"CT7","Combined Cycle","California",63,"Dropped - Units whose status does not meet NEEDS criteria"]
["Long Beach Generation LLC",341,"ST8","Combined Cycle","California",80,"Dropped - Units whose status does not meet NEEDS criteria"]
["Long Beach Generation LLC",341,"ST9","Combined Cycle","California",63,"Dropped - Units whose status does not meet NEEDS criteria"]
["R Madison",596,"MAD","Combustion Turbine","Delaware",11,"Dropped - Units whose status does not meet NEEDS criteria"]
["Buford",759,"2","Hydro","Georgia",40,"Dropped - Units whose status does not meet NEEDS criteria"]
["Calumet",866,"311","Combustion Turbine","Illinois",14.7,"Dropped - Units whose status does not meet NEEDS criteria"]
["Calumet",866,"312","Combustion Turbine","Illinois",14.1,"Dropped - Units whose status does not meet NEEDS criteria"]
["Calumet",866,"313","Combustion Turbine","Illinois",12.3,"Dropped - Units whose status does not meet NEEDS criteria"]
["Calumet",866,"314","Combustion Turbine","Illinois",14.8,"Dropped - Units whose status does not meet NEEDS criteria"]
["Calumet",866,"321","Combustion Turbine","Illinois",14.1,"Dropped - Units whose status does not meet NEEDS criteria"]
["Calumet",866,"322","Combustion Turbine","Illinois",14.2,"Dropped - Units whose status does not meet NEEDS criteria"]
["Calumet",866,"323","Combustion Turbine","Illinois",14.2,"Dropped - Units whose status does not meet NEEDS criteria"]
["Calumet",866,"324","Combustion Turbine","Illinois",14.2,"Dropped - Units whose status does not meet NEEDS criteria"]
["Calumet",866,"331","Combustion Turbine","Illinois",15.1,"Dropped - Units whose status does not meet NEEDS criteria"]
["Calumet",866,"332","Combustion Turbine","Illinois",13,"Dropped - Units whose status does not meet NEEDS criteria"]
["Calumet",866,"333","Combustion Turbine","Illinois",13.6,"Dropped - Units whose status does not meet NEEDS criteria"]
["Calumet",866,"341","Combustion Turbine","Illinois",13.7,"Dropped - Units whose status does not meet NEEDS criteria"]
["Calumet",866,"342","Combustion Turbine","Illinois",14,"Dropped - Units whose status does not meet NEEDS criteria"]
["Calumet",866,"343","Combustion Turbine","Illinois",13.6,"Dropped - Units whose status does not meet NEEDS criteria"]
["Calumet",866,"344","Combustion Turbine","Illinois",8.3,"Dropped - Units whose status does not meet NEEDS criteria"]
["Electric Junction",870,"311","Combustion Turbine","Illinois",14.6,"Dropped - Units whose status does not meet NEEDS criteria"]
["Electric Junction",870,"312","Combustion Turbine","Illinois",15,"Dropped - Units whose status does not meet NEEDS criteria"]
["Electric Junction",870,"313","Combustion Turbine","Illinois",15.1,"Dropped - Units whose status does not meet NEEDS criteria"]
["Electric Junction",870,"314","Combustion Turbine","Illinois",14.7,"Dropped - Units whose status does not meet NEEDS criteria"]
["Electric Junction",870,"321","Combustion Turbine","Illinois",14.9,"Dropped - Units whose status does not meet NEEDS criteria"]
["Electric Junction",870,"322","Combustion Turbine","Illinois",14.6,"Dropped - Units whose status does not meet NEEDS criteria"]
["Electric Junction",870,"323","Combustion Turbine","Illinois",14.4,"Dropped - Units whose status does not meet NEEDS criteria"]
["Electric Junction",870,"324","Combustion Turbine","Illinois",15.3,"Dropped - Units whose status does not meet NEEDS criteria"]
["Electric Junction",870,"331","Combustion Turbine","Illinois",14.7,"Dropped - Units whose status does not meet NEEDS criteria"]
["Electric Junction",870,"332","Combustion Turbine","Illinois",15.1,"Dropped - Units whose status does not meet NEEDS criteria"]
["Electric Junction",870,"333","Combustion Turbine","Illinois",14.7,"Dropped - Units whose status does not meet NEEDS criteria"]
["Electric Junction",870,"334","Combustion Turbine","Illinois",14.7,"Dropped - Units whose status does not meet NEEDS criteria"]
["Electric Junction",870,"341","Combustion Turbine","Illinois",9.5,"Dropped - Units whose status does not meet NEEDS criteria"]
["Electric Junction",870,"342","Combustion Turbine","Illinois",9.8,"Dropped - Units whose status does not meet NEEDS criteria"]
["Electric Junction",870,"343","Combustion Turbine","Illinois",10.4,"Dropped - Units whose status does not meet NEEDS criteria"]
["Electric Junction",870,"344","Combustion Turbine","Illinois",9.9,"Dropped - Units whose status does not meet NEEDS criteria"]
["Joliet 9",874,"311","Combustion Turbine","Illinois",15.8,"Dropped - Units whose status does not meet NEEDS criteria"]
["Joliet 9",874,"312","Combustion Turbine","Illinois",14.5,"Dropped - Units whose status does not meet NEEDS criteria"]
["Joliet 9",874,"313","Combustion Turbine","Illinois",14.6,"Dropped - Units whose status does not meet NEEDS criteria"]
["Joliet 9",874,"314","Combustion Turbine","Illinois",14,"Dropped - Units whose status does not meet NEEDS criteria"]
["Joliet 9",874,"321","Combustion Turbine","Illinois",14.1,"Dropped - Units whose status does not meet NEEDS criteria"]
["Joliet 9",874,"322","Combustion Turbine","Illinois",14.1,"Dropped - Units whose status does not meet NEEDS criteria"]
["Joliet 9",874,"323","Combustion Turbine","Illinois",14.1,"Dropped - Units whose status does not meet NEEDS criteria"]
["Joliet 9",874,"324","Combustion Turbine","Illinois",13.9,"Dropped - Units whose status does not meet NEEDS criteria"]
["Lombard",877,"311","Combustion Turbine","Illinois",16.2,"Dropped - Units whose status does not meet NEEDS criteria"]
["Lombard",877,"312","Combustion Turbine","Illinois",18.4,"Dropped - Units whose status does not meet NEEDS criteria"]
["Lombard",877,"321","Combustion Turbine","Illinois",15.5,"Dropped - Units whose status does not meet NEEDS criteria"]
["Lombard",877,"322","Combustion Turbine","Illinois",18.8,"Dropped - Units whose status does not meet NEEDS criteria"]
["Lombard",877,"331","Combustion Turbine","Illinois",16.2,"Dropped - Units whose status does not meet NEEDS criteria"]
["Lombard",877,"332","Combustion Turbine","Illinois",18.3,"Dropped - Units whose status does not meet NEEDS criteria"]
["Sabrooke",882,"311","Combustion Turbine","Illinois",12.8,"Dropped - Units whose status does not meet NEEDS criteria"]
["Sabrooke",882,"312","Combustion Turbine","Illinois",12.4,"Dropped - Units whose status does not meet NEEDS criteria"]
["Sabrooke",882,"321","Combustion Turbine","Illinois",11.4,"Dropped - Units whose status does not meet NEEDS criteria"]
["Sabrooke",882,"322","Combustion Turbine","Illinois",13.5,"Dropped - Units whose status does not meet NEEDS criteria"]
["Sabrooke",882,"331","Combustion Turbine","Illinois",11,"Dropped - Units whose status does not meet NEEDS criteria"]
["Sabrooke",882,"332","Combustion Turbine","Illinois",12.8,"Dropped - Units whose status does not meet NEEDS criteria"]
["Sabrooke",882,"341","Combustion Turbine","Illinois",12.5,"Dropped - Units whose status does not meet NEEDS criteria"]
["Sabrooke",882,"342","Combustion Turbine","Illinois",13.1,"Dropped - Units whose status does not meet NEEDS criteria"]
["Chanute 1",1267,"4","O/G Steam","Kansas",4,"Dropped - Units whose status does not meet NEEDS criteria"]
["Chanute 1",1267,"5","Combustion Turbine","Kansas",1.5,"Dropped - Units whose status does not meet NEEDS criteria"]
["Chanute 1",1267,"6","O/G Steam","Kansas",9.8,"Dropped - Units whose status does not meet NEEDS criteria"]
["Holly Street",3549,"1","O/G Steam","Texas",100,"Dropped - Units whose status does not meet NEEDS criteria"]
["Holly Street",3549,"2","O/G Steam","Texas",100,"Dropped - Units whose status does not meet NEEDS criteria"]
["Coleman",3566,"IC1","Combustion Turbine","Texas",1.3,"Dropped - Units whose status does not meet NEEDS criteria"]
["Coleman",3566,"IC2","Combustion Turbine","Texas",1,"Dropped - Units whose status does not meet NEEDS criteria"]
["Coleman",3566,"IC3","Combustion Turbine","Texas",1.1,"Dropped - Units whose status does not meet NEEDS criteria"]
["Coleman",3566,"IC4","Combustion Turbine","Texas",1.3,"Dropped - Units whose status does not meet NEEDS criteria"]
["Coleman",3566,"IC5","Combustion Turbine","Texas",1.8,"Dropped - Units whose status does not meet NEEDS criteria"]
["Coleman",3566,"IC6","Combustion Turbine","Texas",2.2,"Dropped - Units whose status does not meet NEEDS criteria"]
["Coleman",3566,"IC7","Combustion Turbine","Texas",1.2,"Dropped - Units whose status does not meet NEEDS criteria"]
["Coleman",3566,"IC8","Combustion Turbine","Texas",0.8,"Dropped - Units whose status does not meet NEEDS criteria"]
["Coleman",3566,"IC9","Combustion Turbine","Texas",3.6,"Dropped - Units whose status does not meet NEEDS criteria"]
["Robstown",3608,"10","Combustion Turbine","Texas",3.5,"Dropped - Units whose status does not meet NEEDS criteria"]
["Robstown",3608,"11","Combustion Turbine","Texas",4,"Dropped - Units whose status does not meet NEEDS criteria"]
["Robstown",3608,"3","Combustion Turbine","Texas",2.1,"Dropped - Units whose status does not meet NEEDS criteria"]
["Robstown",3608,"4","Combustion Turbine","Texas",2,"Dropped - Units whose status does not meet NEEDS criteria"]
["Robstown",3608,"5","Combustion Turbine","Texas",2,"Dropped - Units whose status does not meet NEEDS criteria"]
["Robstown",3608,"7","Combustion Turbine","Texas",0.9,"Dropped - Units whose status does not meet NEEDS criteria"]
["Robstown",3608,"8","Combustion Turbine","Texas",0.9,"Dropped - Units whose status does not meet NEEDS criteria"]
["Robstown",3608,"9","Combustion Turbine","Texas",2.2,"Dropped - Units whose status does not meet NEEDS criteria"]
["Black River Falls",4104,"1","Combustion Turbine","Wisconsin",0.3,"Dropped - Units whose status does not meet NEEDS criteria"]
["Black River Falls",4104,"2","Combustion Turbine","Wisconsin",0.5,"Dropped - Units whose status does not meet NEEDS criteria"]
["Black River Falls",4104,"3","Combustion Turbine","Wisconsin",0.9,"Dropped - Units whose status does not meet NEEDS criteria"]
["Black River Falls",4104,"4","Combustion Turbine","Wisconsin",1.4,"Dropped - Units whose status does not meet NEEDS criteria"]
["South Norwalk Electric",6598,"1","Combustion Turbine","Connecticut",5,"Dropped - Units whose status does not meet NEEDS criteria"]
["South Norwalk Electric",6598,"2","Combustion Turbine","Connecticut",2,"Dropped - Units whose status does not meet NEEDS criteria"]
["South Norwalk Electric",6598,"3","Combustion Turbine","Connecticut",2,"Dropped - Units whose status does not meet NEEDS criteria"]
["South Norwalk Electric",6598,"4","Combustion Turbine","Connecticut",3.1,"Dropped - Units whose status does not meet NEEDS criteria"]
["South Norwalk Electric",6598,"5","Combustion Turbine","Connecticut",3.2,"Dropped - Units whose status does not meet NEEDS criteria"]
["Consumer Operations LLC",10360,"GEN8","Coal Steam","Wisconsin",20,"Dropped - Units whose status does not meet NEEDS criteria"]
["Pepeekeo Power Plant",10401,"GEN1","Coal Steam","Hawaii",22,"Dropped - Units whose status does not meet NEEDS criteria"]
["Altamont Power LLC",10581,"EXIS","Onshore Wind","California",28.7,"Dropped - Units whose status does not meet NEEDS criteria"]
["University of California",50117,"GEN1","Combustion Turbine","California",2.9,"Dropped - Units whose status does not meet NEEDS criteria"]
["Power Station 3",52131,"307A","Combined Cycle","Texas",20,"Dropped - Units whose status does not meet NEEDS criteria"]
["Power Station 3",52131,"307B","Combined Cycle","Texas",20,"Dropped - Units whose status does not meet NEEDS criteria"]
["Power Station 3",52131,"307C","Combined Cycle","Texas",10,"Dropped - Units whose status does not meet NEEDS criteria"]
["Power Station 3",52131,"307D","Combined Cycle","Texas",20,"Dropped - Units whose status does not meet NEEDS criteria"]
["Power Station 3",52131,"307E","Combined Cycle","Texas",13.5,"Dropped - Units whose status does not meet NEEDS criteria"]
["Power Station 3",52131,"307F","Combined Cycle","Texas",14,"Dropped - Units whose status does not meet NEEDS criteria"]
["Byxbee Park Sanitary Landfill",54252,"GEN1","Landfill Gas","California",1,"Dropped - Units whose status does not meet NEEDS criteria"]
["Byxbee Park Sanitary Landfill",54252,"GEN2","Landfill Gas","California",1,"Dropped - Units whose status does not meet NEEDS criteria"]
["Coram Energy LLC",54297,"SX15","Onshore Wind","California",1,"Dropped - Units whose status does not meet NEEDS criteria"]
["Chino Mines",54667,"4","O/G Steam","New Mexico",7,"Dropped - Units whose status does not meet NEEDS criteria"]
["York Generation Company LLC",54693,"GT#3","Combined Cycle","Pennsylvania",0,"Dropped - Units whose status does not meet NEEDS criteria"]
["York Generation Company LLC",54693,"GT#4","Combined Cycle","Pennsylvania",0,"Dropped - Units whose status does not meet NEEDS criteria"]
["Zilwaukee Generating Station",56023,"001","Combustion Turbine","Michigan",38,"Dropped - Units whose status does not meet NEEDS criteria"]
["Nitram",50958,"GEN1","O/G Steam","Florida",2,"Dropped - Units whose status does not meet NEEDS criteria"]
["Durgin & Crowell Lumber",54870,"0277","Combustion Turbine","New Hampshire",1.3,"Dropped - Units whose status does not meet NEEDS criteria"]
["Erie",1276,"4","Combustion Turbine","Kansas",0.9,"Dropped - Units whose status does not meet NEEDS criteria"]
["Mason Steam",1496,"3","O/G Steam","Maine",32.1,"Dropped - Units whose status does not meet NEEDS criteria"]
["Mason Steam",1496,"4","O/G Steam","Maine",32.8,"Dropped - Units whose status does not meet NEEDS criteria"]
["Mason Steam",1496,"5","O/G Steam","Maine",33,"Dropped - Units whose status does not meet NEEDS criteria"]
["Hudson Avenue",2496,"10","O/G Steam","New York",64.3,"Dropped - Units whose status does not meet NEEDS criteria"]
["San Angelo",3527,"2","Combined Cycle","Texas",102,"Dropped - Units whose status does not meet NEEDS criteria"]
["Collins",6025,"1","O/G Steam","Illinois",554,"Dropped - Units whose status does not meet NEEDS criteria"]
["Collins",6025,"2","O/G Steam","Illinois",554,"Dropped - Units whose status does not meet NEEDS criteria"]
["Collins",6025,"3","O/G Steam","Illinois",530,"Dropped - Units whose status does not meet NEEDS criteria"]
["Collins",6025,"4","O/G Steam","Illinois",530,"Dropped - Units whose status does not meet NEEDS criteria"]
["Collins",6025,"5","O/G Steam","Illinois",503,"Dropped - Units whose status does not meet NEEDS criteria"]
["Kotzebue Hybrid",6304,"9","Combustion Turbine","Alaska",2.1,"Dropped - Units whose status does not meet NEEDS criteria"]
["The Bellevue",10021,"GEN1","Combustion Turbine","Pennsylvania",1.5,"Dropped - Units whose status does not meet NEEDS criteria"]
["Sparks Regional Medical Center",50142,"GEN1","Combustion Turbine","Arkansas",1,"Dropped - Units whose status does not meet NEEDS criteria"]
["Sparks Regional Medical Center",50142,"GEN2","Combustion Turbine","Arkansas",1,"Dropped - Units whose status does not meet NEEDS criteria"]
["Sparks Regional Medical Center",50142,"GEN3","Combustion Turbine","Arkansas",1,"Dropped - Units whose status does not meet NEEDS criteria"]
["Sparks Regional Medical Center",50142,"GEN4","Combustion Turbine","Arkansas",1,"Dropped - Units whose status does not meet NEEDS criteria"]
["Sparks Regional Medical Center",50142,"GEN5","Combustion Turbine","Arkansas",1.2,"Dropped - Units whose status does not meet NEEDS criteria"]
["Sparks Regional Medical Center",50142,"GEN6","Combustion Turbine","Arkansas",1.2,"Dropped - Units whose status does not meet NEEDS criteria"]
["Beaumont Hospital Dearborn Campus",50260,"EG#1","Combustion Turbine","Michigan",0.5,"Dropped - Units whose status does not meet NEEDS criteria"]
["Beaumont Hospital Dearborn Campus",50260,"EG#2","Combustion Turbine","Michigan",0.5,"Dropped - Units whose status does not meet NEEDS criteria"]
["Beaumont Hospital Dearborn Campus",50260,"EG#3","Combustion Turbine","Michigan",0.5,"Dropped - Units whose status does not meet NEEDS criteria"]
["Chicago Baking",50342,"CDK","Combustion Turbine","Illinois",0.7,"Dropped - Units whose status does not meet NEEDS criteria"]
["Ingersoll Milling Machine",50989,"0071","Combustion Turbine","Illinois",0.6,"Dropped - Units whose status does not meet NEEDS criteria"]
["Ingersoll Milling Machine",50989,"0072","Combustion Turbine","Illinois",0.6,"Dropped - Units whose status does not meet NEEDS criteria"]
["Ingersoll Milling Machine",50989,"0073","Combustion Turbine","Illinois",0.6,"Dropped - Units whose status does not meet NEEDS criteria"]
["Ingersoll Milling Machine",50989,"0074","Combustion Turbine","Illinois",0.6,"Dropped - Units whose status does not meet NEEDS criteria"]
["Ingersoll Milling Machine",50989,"0075","Combustion Turbine","Illinois",0.6,"Dropped - Units whose status does not meet NEEDS criteria"]
["Ingersoll Milling Machine",50989,"0076","Combustion Turbine","Illinois",0.7,"Dropped - Units whose status does not meet NEEDS criteria"]
["Ingersoll Milling Machine",50989,"0077","Combustion Turbine","Illinois",0.6,"Dropped - Units whose status does not meet NEEDS criteria"]
["Kansas State Univ Main Campus",54811,"2","O/G Steam","Kansas",2.3,"Dropped - Units whose status does not meet NEEDS criteria"]
["Kansas State Univ Main Campus",54811,"3","O/G Steam","Kansas",1.4,"Dropped - Units whose status does not meet NEEDS criteria"]
["Haynes",400,"3","O/G Steam","California",222,"Dropped - Units whose status does not meet NEEDS criteria"]
["Riverside (GA)",734,"4","O/G Steam","Georgia",20,"Dropped - Units whose status does not meet NEEDS criteria"]
["Riverside (GA)",734,"5","O/G Steam","Georgia",9,"Dropped - Units whose status does not meet NEEDS criteria"]
["Hugoton 1",1289,"1","Combustion Turbine","Kansas",0.6,"Dropped - Units whose status does not meet NEEDS criteria"]
["Kendall Square Station",1595,"JET2","Combustion Turbine","Massachusetts",20,"Dropped - Units whose status does not meet NEEDS criteria"]
["Luverne",1990,"4B","Combustion Turbine","Minnesota",0.6,"Dropped - Units whose status does not meet NEEDS criteria"]
["San Angelo",3527,"1","Combined Cycle","Texas",21,"Dropped - Units whose status does not meet NEEDS criteria"]
["Port Washington Generating Station",4040,"1","Coal Steam","Wisconsin",65,"Dropped - Units whose status does not meet NEEDS criteria"]
["Port Washington Generating Station",4040,"2","Coal Steam","Wisconsin",80,"Dropped - Units whose status does not meet NEEDS criteria"]
["Port Washington Generating Station",4040,"3","Coal Steam","Wisconsin",80,"Dropped - Units whose status does not meet NEEDS criteria"]
["Togiak",6348,"5","Combustion Turbine","Alaska",0.5,"Dropped - Units whose status does not meet NEEDS criteria"]
["Hank Nikkels Plant 1",75,"3","Combustion Turbine","Alaska",17.7,"Dropped - Units whose status does not meet NEEDS criteria"]
["Naknek",6301,"5","Combustion Turbine","Alaska",0.4,"Dropped - Units whose status does not meet NEEDS criteria"]
["Naknek",6301,"6","Combustion Turbine","Alaska",0.4,"Dropped - Units whose status does not meet NEEDS criteria"]
["Naknek",6301,"7","Combustion Turbine","Alaska",0.4,"Dropped - Units whose status does not meet NEEDS criteria"]
["Togiak",6348,"2","Combustion Turbine","Alaska",0.3,"Dropped - Units whose status does not meet NEEDS criteria"]
["Entenmanns Cogeneration Facility",10376,"1","Combustion Turbine","Illinois",0.8,"Dropped - Units whose status does not meet NEEDS criteria"]
["Entenmanns Cogeneration Facility",10376,"2","Combustion Turbine","Illinois",0.8,"Dropped - Units whose status does not meet NEEDS criteria"]
["Paullina",1174,"1","Combustion Turbine","Iowa",0.6,"Dropped - Units whose status does not meet NEEDS criteria"]
["Primghar",1177,"2","Combustion Turbine","Iowa",0.1,"Dropped - Units whose status does not meet NEEDS criteria"]
["Childrens Hospital",10175,"1698","Combustion Turbine","California",0.3,"Dropped - Units whose status does not meet NEEDS criteria"]
["Childrens Hospital",10175,"1710","Combustion Turbine","California",0.3,"Dropped - Units whose status does not meet NEEDS criteria"]
["Hutzel Hospital",10232,"TB-1","Combustion Turbine","Michigan",0.7,"Dropped - Units whose status does not meet NEEDS criteria"]
["Hutzel Hospital",10232,"TB-2","Combustion Turbine","Michigan",0.7,"Dropped - Units whose status does not meet NEEDS criteria"]
["Salk Institute",50057,"EG#1","Combustion Turbine","California",0.6,"Dropped - Units whose status does not meet NEEDS criteria"]
["Salk Institute",50057,"EG#2","Combustion Turbine","California",0.6,"Dropped - Units whose status does not meet NEEDS criteria"]
["Security",55556,"UNT1","Landfill Gas","Texas",1.7,"Dropped - Units whose status does not meet NEEDS criteria"]
["Haines",69,"9","Combustion Turbine","Alaska",1.1,"Dropped - Units whose status does not meet NEEDS criteria"]
["Vernon Dam",2352,"6","Hydro","Vermont",3.6,"Dropped - Units whose status does not meet NEEDS criteria"]
["Vernon Dam",2352,"7","Hydro","Vermont",3.6,"Dropped - Units whose status does not meet NEEDS criteria"]
["Nunapitchuk",6333,"5","Combustion Turbine","Alaska",0.5,"Dropped - Units whose status does not meet NEEDS criteria"]
["Boise R Diversion",6397,"1","Hydro","Idaho",0.5,"Dropped - Units whose status does not meet NEEDS criteria"]
["Boise R Diversion",6397,"2","Hydro","Idaho",0.5,"Dropped - Units whose status does not meet NEEDS criteria"]
["Boise R Diversion",6397,"3","Hydro","Idaho",0.5,"Dropped - Units whose status does not meet NEEDS criteria"]
["Berlin",6565,"3A","Combustion Turbine","Maryland",1.8,"Dropped - Units whose status does not meet NEEDS criteria"]
["Wisconsin Rapids Paper Mill",10466,"GEN1","Non-Fossil Waste","Wisconsin",7.5,"Dropped - Units whose status does not meet NEEDS criteria"]
["Scott Wood",50863,"ST2","Biomass","Virginia",0.8,"Dropped - Units whose status does not meet NEEDS criteria"]
["Scott Wood",50863,"ST3","Biomass","Virginia",2.6,"Dropped - Units whose status does not meet NEEDS criteria"]
["Whiting Refinery",52130,"17TG","Fossil Waste","Indiana",5,"Dropped - Units whose status does not meet NEEDS criteria"]
["Iowa State University",54201,"1","Coal Steam","Iowa",3,"Dropped - Units whose status does not meet NEEDS criteria"]
["Pratt",1317,"1","O/G Steam","Kansas",3,"Dropped - Units whose status does not meet NEEDS criteria"]
["Keahole",8083,"20","Combustion Turbine","Hawaii",2.5,"Dropped - Units whose status does not meet NEEDS criteria"]
["Sierra Pacific Lincoln Facility",10144,"GEN3","Biomass","California",1.2,"Dropped - Units whose status does not meet NEEDS criteria"]
["Renegy Susanville",50113,"GEN1","Biomass","California",11,"Dropped - Units whose status does not meet NEEDS criteria"]
["Renegy Susanville",50113,"GEN2","Biomass","California",1.6,"Dropped - Units whose status does not meet NEEDS criteria"]
["Blackjack Creek Treating",50725,"BJC1","Combustion Turbine","Florida",0.4,"Dropped - Units whose status does not meet NEEDS criteria"]
["Blackjack Creek Treating",50725,"BJC2","Combustion Turbine","Florida",0.4,"Dropped - Units whose status does not meet NEEDS criteria"]
["Blackjack Creek Treating",50725,"BJC3","Combustion Turbine","Florida",0.4,"Dropped - Units whose status does not meet NEEDS criteria"]
["Blackjack Creek Treating",50725,"BJC4","Combustion Turbine","Florida",0.4,"Dropped - Units whose status does not meet NEEDS criteria"]
["G-P Gypsum",52182,"GEN1","Combustion Turbine","Georgia",0.7,"Dropped - Units whose status does not meet NEEDS criteria"]
["G-P Gypsum",52182,"GEN2","Combustion Turbine","Georgia",0.7,"Dropped - Units whose status does not meet NEEDS criteria"]
["Waterside Power, LLC",56189,"1","Combustion Turbine","Connecticut",23.2,"Dropped - Units whose status does not meet NEEDS criteria"]
["Waterside Power, LLC",56189,"2","Combustion Turbine","Connecticut",23.2,"Dropped - Units whose status does not meet NEEDS criteria"]
["Rich Hill",2154,"1","Combustion Turbine","Missouri",0.1,"Dropped - Units whose status does not meet NEEDS criteria"]
["Rich Hill",2154,"2","Combustion Turbine","Missouri",0.1,"Dropped - Units whose status does not meet NEEDS criteria"]
["Rich Hill",2154,"3","Combustion Turbine","Missouri",0.1,"Dropped - Units whose status does not meet NEEDS criteria"]
["Rich Hill",2154,"4","Combustion Turbine","Missouri",0.1,"Dropped - Units whose status does not meet NEEDS criteria"]
["Deepwater",2384,"4","O/G Steam","New Jersey",54,"Dropped - Units whose status does not meet NEEDS criteria"]
["PSEG Burlington Generating Station",2399,"101","Combined Cycle","New Jersey",49,"Dropped - Units whose status does not meet NEEDS criteria"]
["PSEG Burlington Generating Station",2399,"102","Combined Cycle","New Jersey",49,"Dropped - Units whose status does not meet NEEDS criteria"]
["PSEG Burlington Generating Station",2399,"103","Combined Cycle","New Jersey",49,"Dropped - Units whose status does not meet NEEDS criteria"]
["PSEG Burlington Generating Station",2399,"104","Combined Cycle","New Jersey",49,"Dropped - Units whose status does not meet NEEDS criteria"]
["PSEG Burlington Generating Station",2399,"105","Combined Cycle","New Jersey",49,"Dropped - Units whose status does not meet NEEDS criteria"]
["Webster IC",3348,"2","Combustion Turbine","South Dakota",1.9,"Dropped - Units whose status does not meet NEEDS criteria"]
["Kodiak Microgrid",6281,"3","Combustion Turbine","Alaska",5.2,"Dropped - Units whose status does not meet NEEDS criteria"]
["Kodiak Microgrid",6281,"6","Combustion Turbine","Alaska",2,"Dropped - Units whose status does not meet NEEDS criteria"]
["Mobile Energy Services LLC",50407,"GEN3","Coal Steam","Alabama",11.6,"Dropped - Units whose status does not meet NEEDS criteria"]
["Southernmost Waste To Energy",50934,"MKW1","Municipal Solid Waste","Florida",2.3,"Dropped - Units whose status does not meet NEEDS criteria"]
["Anheuser-Busch Newark Brewery",54913,"GEN1","Combustion Turbine","New Jersey",6.5,"Dropped - Units whose status does not meet NEEDS criteria"]
["Anheuser-Busch Newark Brewery",54913,"GEN2","Combustion Turbine","New Jersey",6.5,"Dropped - Units whose status does not meet NEEDS criteria"]
["Tacoma Landfill Gas Utilization Project",55157,"UNT1","Landfill Gas","Washington",0.8,"Dropped - Units whose status does not meet NEEDS criteria"]
["Tacoma Landfill Gas Utilization Project",55157,"UNT2","Landfill Gas","Washington",0.8,"Dropped - Units whose status does not meet NEEDS criteria"]
["KMS Macon Power",55758,"E-1","Landfill Gas","Illinois",0.8,"Dropped - Units whose status does not meet NEEDS criteria"]
["KMS Macon Power",55758,"E-2","Landfill Gas","Illinois",0.8,"Dropped - Units whose status does not meet NEEDS criteria"]
["Grayson",377,"6","Combustion Turbine","California",15,"Dropped - Units whose status does not meet NEEDS criteria"]
["Chillicothe",2122,"4A","Coal Steam","Missouri",2.5,"Dropped - Units whose status does not meet NEEDS criteria"]
["Chillicothe",2122,"5","Coal Steam","Missouri",5,"Dropped - Units whose status does not meet NEEDS criteria"]
["Chillicothe",2122,"6","Coal Steam","Missouri",6,"Dropped - Units whose status does not meet NEEDS criteria"]
["Parkdale",3455,"1","O/G Steam","Texas",87,"Dropped - Units whose status does not meet NEEDS criteria"]
["Parkdale",3455,"2","O/G Steam","Texas",115,"Dropped - Units whose status does not meet NEEDS criteria"]
["Parkdale",3455,"3","O/G Steam","Texas",125,"Dropped - Units whose status does not meet NEEDS criteria"]
["Morgan Creek",3492,"2","O/G Steam","Texas",17.5,"Dropped - Units whose status does not meet NEEDS criteria"]
["Morgan Creek",3492,"3","O/G Steam","Texas",43,"Dropped - Units whose status does not meet NEEDS criteria"]
["Morgan Creek",3492,"4","O/G Steam","Texas",70,"Dropped - Units whose status does not meet NEEDS criteria"]
["North Main",3493,"4","O/G Steam","Texas",80,"Dropped - Units whose status does not meet NEEDS criteria"]
["River Crest",3503,"1","O/G Steam","Texas",110,"Dropped - Units whose status does not meet NEEDS criteria"]
["Sierra Pacific Lincoln Facility",10144,"GEN2","Biomass","California",10,"Dropped - Units whose status does not meet NEEDS criteria"]
["Deer Island Treatment Plant",10823,"6ENT","Non-Fossil Waste","Massachusetts",6,"Dropped - Units whose status does not meet NEEDS criteria"]
["Deer Island Treatment Plant",10823,"7ENT","Non-Fossil Waste","Massachusetts",6,"Dropped - Units whose status does not meet NEEDS criteria"]
["R J Reynolds Tobaccoville Utility Plant",50221,"GEN1","Coal Steam","North Carolina",37,"Dropped - Units whose status does not meet NEEDS criteria"]
["R J Reynolds Tobaccoville Utility Plant",50221,"GEN2","Coal Steam","North Carolina",37,"Dropped - Units whose status does not meet NEEDS criteria"]
["Hoisington",1286,"1","Combustion Turbine","Kansas",0.2,"Dropped - Units whose status does not meet NEEDS criteria"]
["Sayreville",2390,"4","O/G Steam","New Jersey",114,"Dropped - Units whose status does not meet NEEDS criteria"]
["Sayreville",2390,"5","O/G Steam","New Jersey",115,"Dropped - Units whose status does not meet NEEDS criteria"]
["Plant No 2 Freeport",2679,"1","Combustion Turbine","New York",8,"Dropped - Units whose status does not meet NEEDS criteria"]
["Plant No 2 Freeport",2679,"2","Combustion Turbine","New York",8,"Dropped - Units whose status does not meet NEEDS criteria"]
["Wayne",3134,"A","Combustion Turbine","Pennsylvania",56,"Dropped - Units whose status does not meet NEEDS criteria"]
["Delaware Generating Station",3160,"7","O/G Steam","Pennsylvania",126,"Dropped - Units whose status does not meet NEEDS criteria"]
["Delaware Generating Station",3160,"8","O/G Steam","Pennsylvania",124,"Dropped - Units whose status does not meet NEEDS criteria"]
["Keahole",8083,"18","Combustion Turbine","Hawaii",2.5,"Dropped - Units whose status does not meet NEEDS criteria"]
["Keahole",8083,"19","Combustion Turbine","Hawaii",2.5,"Dropped - Units whose status does not meet NEEDS criteria"]
["Deer Park Plant",50471,"GEN1","Combined Cycle","Texas",8.6,"Dropped - Units whose status does not meet NEEDS criteria"]
["Deer Park Plant",50471,"GEN2","Combined Cycle","Texas",8.6,"Dropped - Units whose status does not meet NEEDS criteria"]
["Deer Park Plant",50471,"GEN3","Combined Cycle","Texas",8.6,"Dropped - Units whose status does not meet NEEDS criteria"]
["Deer Park Plant",50471,"GEN4","Combined Cycle","Texas",69.7,"Dropped - Units whose status does not meet NEEDS criteria"]
["Vineland Cogeneration Plant",54807,"GEN1","Combined Cycle","New Jersey",42.5,"Dropped - Units whose status does not meet NEEDS criteria"]
["Vineland Cogeneration Plant",54807,"GEN2","Combined Cycle","New Jersey",4,"Dropped - Units whose status does not meet NEEDS criteria"]
["F J Gannon",646,"1","Coal Steam","Florida",94,"Dropped - Units whose status does not meet NEEDS criteria"]
["F J Gannon",646,"2","Coal Steam","Florida",100,"Dropped - Units whose status does not meet NEEDS criteria"]
["Beacon Heating",1724,"25","O/G Steam","Michigan",18,"Dropped - Units whose status does not meet NEEDS criteria"]
["Fairfax",1972,"1","Combustion Turbine","Minnesota",0.9,"Dropped - Units whose status does not meet NEEDS criteria"]
["Fairfax",1972,"4","Combustion Turbine","Minnesota",0.6,"Dropped - Units whose status does not meet NEEDS criteria"]
["Campbell Village",2225,"1","Combustion Turbine","Nebraska",0.1,"Dropped - Units whose status does not meet NEEDS criteria"]
["Campbell Village",2225,"2","Combustion Turbine","Nebraska",0.1,"Dropped - Units whose status does not meet NEEDS criteria"]
["Campbell Village",2225,"3","Combustion Turbine","Nebraska",0.1,"Dropped - Units whose status does not meet NEEDS criteria"]
["Tulia",3619,"10","Combustion Turbine","Texas",1.5,"Dropped - Units whose status does not meet NEEDS criteria"]
["Tulia",3619,"11","Combustion Turbine","Texas",3.5,"Dropped - Units whose status does not meet NEEDS criteria"]
["Tulia",3619,"12","Combustion Turbine","Texas",2.4,"Dropped - Units whose status does not meet NEEDS criteria"]
["Tulia",3619,"2","Combustion Turbine","Texas",0.3,"Dropped - Units whose status does not meet NEEDS criteria"]
["Tulia",3619,"5","Combustion Turbine","Texas",0.9,"Dropped - Units whose status does not meet NEEDS criteria"]
["Tulia",3619,"6","Combustion Turbine","Texas",0.7,"Dropped - Units whose status does not meet NEEDS criteria"]
["Tulia",3619,"7","Combustion Turbine","Texas",0.7,"Dropped - Units whose status does not meet NEEDS criteria"]
["Tulia",3619,"8","Combustion Turbine","Texas",1.2,"Dropped - Units whose status does not meet NEEDS criteria"]
["Tulia",3619,"9","Combustion Turbine","Texas",1.2,"Dropped - Units whose status does not meet NEEDS criteria"]
["White River (WA)",3862,"1","Hydro","Washington",15,"Dropped - Units whose status does not meet NEEDS criteria"]
["White River (WA)",3862,"2","Hydro","Washington",15,"Dropped - Units whose status does not meet NEEDS criteria"]
["White River (WA)",3862,"3","Hydro","Washington",20,"Dropped - Units whose status does not meet NEEDS criteria"]
["White River (WA)",3862,"4","Hydro","Washington",20,"Dropped - Units whose status does not meet NEEDS criteria"]
["Fresno Cogen Partners",10156,"GEN1","Combined Cycle","California",21.5,"Dropped - Units whose status does not meet NEEDS criteria"]
["Clewiston Sugar House",50482,"TG1","Biomass","Florida",4.7,"Dropped - Units whose status does not meet NEEDS criteria"]
["Clewiston Sugar House",50482,"TG2","Biomass","Florida",3.3,"Dropped - Units whose status does not meet NEEDS criteria"]
["Central Power Plant",50621,"GEN1","O/G Steam","Rhode Island",0.7,"Dropped - Units whose status does not meet NEEDS criteria"]
["J D Bassett Manufacturing",50912,"1929","Biomass","Virginia",0.8,"Dropped - Units whose status does not meet NEEDS criteria"]
["J D Bassett Manufacturing",50912,"1930","Biomass","Virginia",0.8,"Dropped - Units whose status does not meet NEEDS criteria"]
["Jefferson Smurfit JSC",54288,"1","O/G Steam","Pennsylvania",5.6,"Dropped - Units whose status does not meet NEEDS criteria"]
["Jefferson Smurfit JSC",54288,"2","O/G Steam","Pennsylvania",5.6,"Dropped - Units whose status does not meet NEEDS criteria"]
["Toyon Power Station",54327,"TOY1","Landfill Gas","California",1.7,"Dropped - Units whose status does not meet NEEDS criteria"]
["Toyon Power Station",54327,"TOY2","Landfill Gas","California",1.7,"Dropped - Units whose status does not meet NEEDS criteria"]
["St Johns Riverside Hospital",54595,"COG1","Combustion Turbine","New York",0.4,"Dropped - Units whose status does not meet NEEDS criteria"]
["St Johns Riverside Hospital",54595,"COG2","Combustion Turbine","New York",0.4,"Dropped - Units whose status does not meet NEEDS criteria"]
["Lyondell Chemical Lake Charles",54632,"3","O/G Steam","Louisiana",4,"Dropped - Units whose status does not meet NEEDS criteria"]
["The American Sugar Refining Co Brooklyn",54884,"TG1","O/G Steam","New York",5,"Dropped - Units whose status does not meet NEEDS criteria"]
["The American Sugar Refining Co Brooklyn",54884,"TG2","O/G Steam","New York",1.5,"Dropped - Units whose status does not meet NEEDS criteria"]
["The American Sugar Refining Co Brooklyn",54884,"TG3","O/G Steam","New York",5,"Dropped - Units whose status does not meet NEEDS criteria"]
["Division",300,"DIGT","Combustion Turbine","California",13,"Dropped - Units whose status does not meet NEEDS criteria"]
["AES Alamitos LLC",315,"7","Combustion Turbine","California",133,"Dropped - Units whose status does not meet NEEDS criteria"]
["Etiwanda Generating Station",331,"5","Combustion Turbine","California",115,"Dropped - Units whose status does not meet NEEDS criteria"]
["Magnolia",375,"M5","Combustion Turbine","California",21.7,"Dropped - Units whose status does not meet NEEDS criteria"]
["Haynes",400,"4","O/G Steam","California",222,"Dropped - Units whose status does not meet NEEDS criteria"]
["Valley (CA)",408,"3","O/G Steam","California",163,"Dropped - Units whose status does not meet NEEDS criteria"]
["Valley (CA)",408,"4","O/G Steam","California",160,"Dropped - Units whose status does not meet NEEDS criteria"]
["F J Gannon",646,"3","Coal Steam","Florida",150,"Dropped - Units whose status does not meet NEEDS criteria"]
["F J Gannon",646,"4","Coal Steam","Florida",164,"Dropped - Units whose status does not meet NEEDS criteria"]
["Atkinson",700,"5A","Combustion Turbine","Georgia",32,"Dropped - Units whose status does not meet NEEDS criteria"]
["Atkinson",700,"5B","Combustion Turbine","Georgia",32,"Dropped - Units whose status does not meet NEEDS criteria"]
["Buford",759,"1","Hydro","Georgia",40,"Dropped - Units whose status does not meet NEEDS criteria"]
["Milford",1164,"3","Combustion Turbine","Iowa",0.3,"Dropped - Units whose status does not meet NEEDS criteria"]
["Green River",1357,"1","Coal Steam","Kentucky",22,"Dropped - Units whose status does not meet NEEDS criteria"]
["Green River",1357,"2","Coal Steam","Kentucky",22,"Dropped - Units whose status does not meet NEEDS criteria"]
["Mystic Generating Station",1588,"4","O/G Steam","Massachusetts",95.4,"Dropped - Units whose status does not meet NEEDS criteria"]
["Mystic Generating Station",1588,"5","O/G Steam","Massachusetts",91.6,"Dropped - Units whose status does not meet NEEDS criteria"]
["Mystic Generating Station",1588,"6","O/G Steam","Massachusetts",28,"Dropped - Units whose status does not meet NEEDS criteria"]
["M L Hibbard",1897,"1","O/G Steam","Minnesota",25,"Dropped - Units whose status does not meet NEEDS criteria"]
["M L Hibbard",1897,"2","O/G Steam","Minnesota",25,"Dropped - Units whose status does not meet NEEDS criteria"]
["Grand Marais",1976,"2","Combustion Turbine","Minnesota",0.6,"Dropped - Units whose status does not meet NEEDS criteria"]
["Grand Marais",1976,"4","Combustion Turbine","Minnesota",0.1,"Dropped - Units whose status does not meet NEEDS criteria"]
["Grand Marais",1976,"5","Combustion Turbine","Minnesota",1.1,"Dropped - Units whose status does not meet NEEDS criteria"]
["Grand Marais",1976,"6","Combustion Turbine","Minnesota",1.2,"Dropped - Units whose status does not meet NEEDS criteria"]
["Grand Avenue",2078,"7","O/G Steam","Missouri",0,"Dropped - Units whose status does not meet NEEDS criteria"]
["Grand Avenue",2078,"9","O/G Steam","Missouri",0,"Dropped - Units whose status does not meet NEEDS criteria"]
["Oswego Harbor Power",2594,"3","O/G Steam","New York",0,"Dropped - Units whose status does not meet NEEDS criteria"]
["FirstEnergy Toronto",2867,"5","Coal Steam","Ohio",42,"Dropped - Units whose status does not meet NEEDS criteria"]
["FirstEnergy Toronto",2867,"6","Coal Steam","Ohio",65,"Dropped - Units whose status does not meet NEEDS criteria"]
["FirstEnergy Toronto",2867,"7","Coal Steam","Ohio",65,"Dropped - Units whose status does not meet NEEDS criteria"]
["Manitowoc",4125,"2","Coal Steam","Wisconsin",5,"Dropped - Units whose status does not meet NEEDS criteria"]
["Manitowoc",4125,"3","Coal Steam","Wisconsin",10,"Dropped - Units whose status does not meet NEEDS criteria"]
["New Lisbon",4130,"1","Combustion Turbine","Wisconsin",0.1,"Dropped - Units whose status does not meet NEEDS criteria"]
["New Lisbon",4130,"3","Combustion Turbine","Wisconsin",0.2,"Dropped - Units whose status does not meet NEEDS criteria"]
["New Lisbon",4130,"4","Combustion Turbine","Wisconsin",0.3,"Dropped - Units whose status does not meet NEEDS criteria"]
["Olive",6013,"O3","Combustion Turbine","California",23.5,"Dropped - Units whose status does not meet NEEDS criteria"]
["Olive",6013,"O4","Combustion Turbine","California",32,"Dropped - Units whose status does not meet NEEDS criteria"]
["Mobile",6229,"3","Combustion Turbine","Nebraska",0.8,"Dropped - Units whose status does not meet NEEDS criteria"]
["Mountain Village",6329,"5","Combustion Turbine","Alaska",0.5,"Dropped - Units whose status does not meet NEEDS criteria"]
["Noorvik",6330,"3","Combustion Turbine","Alaska",0.3,"Dropped - Units whose status does not meet NEEDS criteria"]
["Fort Davis",7724,"1","Onshore Wind","Texas",6.6,"Dropped - Units whose status does not meet NEEDS criteria"]
["Cherry Street",9038,"9","Combustion Turbine","Massachusetts",2.3,"Dropped - Units whose status does not meet NEEDS criteria"]
["Orange County New York",10047,"1","Landfill Gas","New York",2.1,"Dropped - Units whose status does not meet NEEDS criteria"]
["Hoffmann LaRoche",10123,"TG1","Combustion Turbine","New Jersey",3,"Dropped - Units whose status does not meet NEEDS criteria"]
["Hoffmann LaRoche",10123,"TG2","Combustion Turbine","New Jersey",3,"Dropped - Units whose status does not meet NEEDS criteria"]
["Hoffmann LaRoche",10123,"TG3","Combustion Turbine","New Jersey",3,"Dropped - Units whose status does not meet NEEDS criteria"]
["Fernandina Beach Mill",10202,"GEN4","Coal Steam","Florida",7,"Dropped - Units whose status does not meet NEEDS criteria"]
["Los Angeles Cold Storage",10251,"3981","Combustion Turbine","California",0.4,"Dropped - Units whose status does not meet NEEDS criteria"]
["Los Angeles Cold Storage",10251,"3982","Combustion Turbine","California",0.4,"Dropped - Units whose status does not meet NEEDS criteria"]
["Los Angeles Cold Storage",10251,"3983","Combustion Turbine","California",0.4,"Dropped - Units whose status does not meet NEEDS criteria"]
["Klein Tools Moran",10499,"696","Combustion Turbine","Kansas",1.5,"Dropped - Units whose status does not meet NEEDS criteria"]
["Klein Tools Moran",10499,"697","Combustion Turbine","Kansas",1.5,"Dropped - Units whose status does not meet NEEDS criteria"]
["Cogent Little Falls GP",10529,"GEN1","Combined Cycle","New York",3.8,"Dropped - Units whose status does not meet NEEDS criteria"]
["Cogent Little Falls GP",10529,"GEN2","Combined Cycle","New York",0.3,"Dropped - Units whose status does not meet NEEDS criteria"]
["General Electric Erie PA Power",50358,"STM2","Coal Steam","Pennsylvania",4.7,"Dropped - Units whose status does not meet NEEDS criteria"]
["General Electric Erie PA Power",50358,"STM3","Coal Steam","Pennsylvania",13.1,"Dropped - Units whose status does not meet NEEDS criteria"]
["General Electric Erie PA Power",50358,"STM4","Coal Steam","Pennsylvania",8.4,"Dropped - Units whose status does not meet NEEDS criteria"]
["Taylor Energy Partners LP",50782,"AM4","Landfill Gas","Pennsylvania",0.4,"Dropped - Units whose status does not meet NEEDS criteria"]
["Derst Baking",50927,"GEN1","Combustion Turbine","Georgia",0.4,"Dropped - Units whose status does not meet NEEDS criteria"]
["Derst Baking",50927,"GEN2","Combustion Turbine","Georgia",0.4,"Dropped - Units whose status does not meet NEEDS criteria"]
["Derst Baking",50927,"GEN3","Combustion Turbine","Georgia",0.4,"Dropped - Units whose status does not meet NEEDS criteria"]
["Wheelabrator Martell",50950,"GEN1","Biomass","California",15,"Dropped - Units whose status does not meet NEEDS criteria"]
["Merritt Square Mall",52003,"NO1","Combustion Turbine","Florida",0.8,"Dropped - Units whose status does not meet NEEDS criteria"]
["Merritt Square Mall",52003,"NO2","Combustion Turbine","Florida",0.7,"Dropped - Units whose status does not meet NEEDS criteria"]
["Merritt Square Mall",52003,"NO3","Combustion Turbine","Florida",0.7,"Dropped - Units whose status does not meet NEEDS criteria"]
["Merritt Square Mall",52003,"NO4","Combustion Turbine","Florida",0.8,"Dropped - Units whose status does not meet NEEDS criteria"]
["Merritt Square Mall",52003,"NO5","Combustion Turbine","Florida",0.7,"Dropped - Units whose status does not meet NEEDS criteria"]
["Merritt Square Mall",52003,"NO6","Combustion Turbine","Florida",0.7,"Dropped - Units whose status does not meet NEEDS criteria"]
["Merritt Square Mall",52003,"NO7","Combustion Turbine","Florida",1,"Dropped - Units whose status does not meet NEEDS criteria"]
["Celanese Acetate LLC",52089,"DEG1","Combustion Turbine","Virginia",2,"Dropped - Units whose status does not meet NEEDS criteria"]
["Green Tree Chemical Technologies",54522,"NO.2","O/G Steam","New Jersey",1.5,"Dropped - Units whose status does not meet NEEDS criteria"]
["Green Tree Chemical Technologies",54522,"NO.4","O/G Steam","New Jersey",3,"Dropped - Units whose status does not meet NEEDS criteria"]
["Dragon Trail",54671,"ICG1","Combustion Turbine","Colorado",0.4,"Dropped - Units whose status does not meet NEEDS criteria"]
["University of Illinois Abbott Power Plt",54780,"T5","O/G Steam","Illinois",3,"Dropped - Units whose status does not meet NEEDS criteria"]
["South Bear Creek",55621,"1","Combustion Turbine","Colorado",3.3,"Dropped - Units whose status does not meet NEEDS criteria"]
["Seward (PA)",3130,"4","Coal Steam","Pennsylvania",60,"Dropped - Units whose status does not meet NEEDS criteria"]
["Seward (PA)",3130,"5","Coal Steam","Pennsylvania",136,"Dropped - Units whose status does not meet NEEDS criteria"]
["Childrens Hospital",10175,"1631","Combustion Turbine","California",0.6,"Dropped - Units whose status does not meet NEEDS criteria"]
["Geismar Plant",50168,"GT02","Combined Cycle","Louisiana",40,"Dropped - Units whose status does not meet NEEDS criteria"]
["Freeport Energy",52120,"G-45","Combined Cycle","Texas",92,"Dropped - Units whose status does not meet NEEDS criteria"]
["Alliant SBD 9403 Aegon DC",54929,"6110","Combustion Turbine","Iowa",1.6,"Dropped - Units whose status does not meet NEEDS criteria"]
["Pittsburg Power",271,"1","O/G Steam","California",150,"Dropped - Units whose status does not meet NEEDS criteria"]
["Pittsburg Power",271,"2","O/G Steam","California",150,"Dropped - Units whose status does not meet NEEDS criteria"]
["Pittsburg Power",271,"3","O/G Steam","California",150,"Dropped - Units whose status does not meet NEEDS criteria"]
["Pittsburg Power",271,"4","O/G Steam","California",145,"Dropped - Units whose status does not meet NEEDS criteria"]
["Etiwanda Generating Station",331,"1","O/G Steam","California",132,"Dropped - Units whose status does not meet NEEDS criteria"]
["Etiwanda Generating Station",331,"2","O/G Steam","California",132,"Dropped - Units whose status does not meet NEEDS criteria"]
["PSEG Hudson Generating Station",2403,"3","Combustion Turbine","New Jersey",129,"Dropped - Units whose status does not meet NEEDS criteria"]
["Mission Road",3610,"3","O/G Steam","Texas",100,"Dropped - Units whose status does not meet NEEDS criteria"]
["Naches Drop",3848,"1","Hydro","Washington",1,"Dropped - Units whose status does not meet NEEDS criteria"]
["Naches",3849,"2","Hydro","Washington",2.6,"Dropped - Units whose status does not meet NEEDS criteria"]
["Naches",3849,"4","Hydro","Washington",4,"Dropped - Units whose status does not meet NEEDS criteria"]
["South Norwalk Electric",6598,"7","Combustion Turbine","Connecticut",22,"Dropped - Units whose status does not meet NEEDS criteria"]
["Princeton Wind Farm",7501,"1","Onshore Wind","Massachusetts",0.3,"Dropped - Units whose status does not meet NEEDS criteria"]
["Village Creek Water Reclamation Facility",54520,"3","Non-Fossil Waste","Texas",1.1,"Dropped - Units whose status does not meet NEEDS criteria"]
["WestRock Demopolis Mill",54763,"ITG","Non-Fossil Waste","Alabama",9.2,"Dropped - Units whose status does not meet NEEDS criteria"]
["Rensselaer City Light Plant",1038,"7","Combustion Turbine","Indiana",2.5,"Dropped - Units whose status does not meet NEEDS criteria"]
["Algona",1120,"3","Combustion Turbine","Iowa",0.6,"Dropped - Units whose status does not meet NEEDS criteria"]
["Higley",2576,"1","Hydro","New York",2,"Dropped - Units whose status does not meet NEEDS criteria"]
["Higley",2576,"2","Hydro","New York",2,"Dropped - Units whose status does not meet NEEDS criteria"]
["Higley",2576,"3","Hydro","New York",2,"Dropped - Units whose status does not meet NEEDS criteria"]
["Seldovia",6283,"1","Combustion Turbine","Alaska",0.3,"Dropped - Units whose status does not meet NEEDS criteria"]
["Seldovia",6283,"2","Combustion Turbine","Alaska",0.6,"Dropped - Units whose status does not meet NEEDS criteria"]
["Seldovia",6283,"3","Combustion Turbine","Alaska",0.6,"Dropped - Units whose status does not meet NEEDS criteria"]
["Seldovia",6283,"4","Combustion Turbine","Alaska",0.6,"Dropped - Units whose status does not meet NEEDS criteria"]
["NSB Anaktuvuk Pass",7487,"5","Combustion Turbine","Alaska",0.1,"Dropped - Units whose status does not meet NEEDS criteria"]
["Argyle",7810,"2A","Combustion Turbine","Wisconsin",1.1,"Dropped - Units whose status does not meet NEEDS criteria"]
["Argyle",7810,"4","Combustion Turbine","Wisconsin",1.1,"Dropped - Units whose status does not meet NEEDS criteria"]
["Gallatin #2",8017,"8","Combustion Turbine","Missouri",1.6,"Dropped - Units whose status does not meet NEEDS criteria"]
["Childrens Hospital",10175,"1699","Combustion Turbine","California",0.3,"Dropped - Units whose status does not meet NEEDS criteria"]
["Ormesa I",50766,"OE1","Geothermal","California",0.7,"Dropped - Units whose status does not meet NEEDS criteria"]
["Ormesa I",50766,"OE10","Geothermal","California",0.7,"Dropped - Units whose status does not meet NEEDS criteria"]
["Ormesa I",50766,"OE11","Geothermal","California",0.5,"Dropped - Units whose status does not meet NEEDS criteria"]
["Ormesa I",50766,"OE12","Geothermal","California",0.5,"Dropped - Units whose status does not meet NEEDS criteria"]
["Ormesa I",50766,"OE13","Geothermal","California",0.7,"Dropped - Units whose status does not meet NEEDS criteria"]
["Ormesa I",50766,"OE14","Geothermal","California",0.5,"Dropped - Units whose status does not meet NEEDS criteria"]
["Ormesa I",50766,"OE15","Geothermal","California",0.5,"Dropped - Units whose status does not meet NEEDS criteria"]
["Ormesa I",50766,"OE16","Geothermal","California",0.7,"Dropped - Units whose status does not meet NEEDS criteria"]
["Ormesa I",50766,"OE2","Geothermal","California",0.7,"Dropped - Units whose status does not meet NEEDS criteria"]
["Ormesa I",50766,"OE21","Geothermal","California",0.5,"Dropped - Units whose status does not meet NEEDS criteria"]
["Ormesa I",50766,"OE22","Geothermal","California",0.5,"Dropped - Units whose status does not meet NEEDS criteria"]
["Ormesa I",50766,"OE24","Geothermal","California",0.5,"Dropped - Units whose status does not meet NEEDS criteria"]
["Ormesa I",50766,"OE25","Geothermal","California",0.5,"Dropped - Units whose status does not meet NEEDS criteria"]
["Ormesa I",50766,"OE27","Geothermal","California",0.9,"Dropped - Units whose status does not meet NEEDS criteria"]
["Ormesa I",50766,"OE28","Geothermal","California",0.9,"Dropped - Units whose status does not meet NEEDS criteria"]
["Ormesa I",50766,"OE3","Geothermal","California",0.9,"Dropped - Units whose status does not meet NEEDS criteria"]
["Ormesa I",50766,"OE4","Geothermal","California",0.7,"Dropped - Units whose status does not meet NEEDS criteria"]
["Ormesa I",50766,"OE5","Geothermal","California",1.1,"Dropped - Units whose status does not meet NEEDS criteria"]
["Ormesa I",50766,"OE6","Geothermal","California",1.1,"Dropped - Units whose status does not meet NEEDS criteria"]
["Ormesa I",50766,"OE7","Geothermal","California",0.7,"Dropped - Units whose status does not meet NEEDS criteria"]
["Ormesa I",50766,"OE8","Geothermal","California",0.7,"Dropped - Units whose status does not meet NEEDS criteria"]
["Ormesa I",50766,"OE9","Geothermal","California",0.7,"Dropped - Units whose status does not meet NEEDS criteria"]
["Central Wayne Air Quality",54804,"GEN1","Municipal Solid Waste","Michigan",20,"Dropped - Units whose status does not meet NEEDS criteria"]
["South Main Street",961,"S1","O/G Steam","Illinois",11.5,"Dropped - Units whose status does not meet NEEDS criteria"]
["Gallatin #2",8017,"7","Combustion Turbine","Missouri",1.6,"Dropped - Units whose status does not meet NEEDS criteria"]
["Emory Hillandale Hospital",56231,"03","Combustion Turbine","Georgia",1.5,"Dropped - Units whose status does not meet NEEDS criteria"]
["Mechanicville",2584,"1","Hydro","New York",0.8,"Dropped - Units whose status does not meet NEEDS criteria"]
["Mechanicville",2584,"2","Hydro","New York",0.8,"Dropped - Units whose status does not meet NEEDS criteria"]
["Mechanicville",2584,"3","Hydro","New York",0.8,"Dropped - Units whose status does not meet NEEDS criteria"]
["Mechanicville",2584,"4","Hydro","New York",0.7,"Dropped - Units whose status does not meet NEEDS criteria"]
["Mechanicville",2584,"5","Hydro","New York",0.7,"Dropped - Units whose status does not meet NEEDS criteria"]
["Mechanicville",2584,"6","Hydro","New York",0.7,"Dropped - Units whose status does not meet NEEDS criteria"]
["Mechanicville",2584,"7","Hydro","New York",0.7,"Dropped - Units whose status does not meet NEEDS criteria"]
["Kodiak Microgrid",6281,"2","Combustion Turbine","Alaska",5.2,"Dropped - Units whose status does not meet NEEDS criteria"]
["Heber City",7111,"NA1","Combustion Turbine","Utah",0.6,"Dropped - Units whose status does not meet NEEDS criteria"]
["Kannapolis Energy Partners",10626,"GEN2","Coal Steam","North Carolina",7.5,"Dropped - Units whose status does not meet NEEDS criteria"]
["Kannapolis Energy Partners",10626,"GEN3","Coal Steam","North Carolina",9,"Dropped - Units whose status does not meet NEEDS criteria"]
["Agawam Gate Station",50381,"COGN","Combustion Turbine","Massachusetts",0.4,"Dropped - Units whose status does not meet NEEDS criteria"]
["Agawam Gate Station",50381,"TURB","Combustion Turbine","Massachusetts",1.5,"Dropped - Units whose status does not meet NEEDS criteria"]
["LFG Energy",52200,"GE53","Landfill Gas","New York",0.8,"Dropped - Units whose status does not meet NEEDS criteria"]
["LFG Energy",52200,"GE54","Landfill Gas","New York",0.8,"Dropped - Units whose status does not meet NEEDS criteria"]
["LFG Energy",52200,"GE55","Landfill Gas","New York",0.8,"Dropped - Units whose status does not meet NEEDS criteria"]
["LFG Energy",52200,"GE58","Landfill Gas","New York",0.8,"Dropped - Units whose status does not meet NEEDS criteria"]
["LFG Energy",52200,"S","Landfill Gas","New York",0.8,"Dropped - Units whose status does not meet NEEDS criteria"]
["International Paper Natchez Mill",54094,"GEN1","O/G Steam","Mississippi",11,"Dropped - Units whose status does not meet NEEDS criteria"]
["International Paper Natchez Mill",54094,"GEN2","O/G Steam","Mississippi",9,"Dropped - Units whose status does not meet NEEDS criteria"]
["International Paper Natchez Mill",54094,"GEN3","O/G Steam","Mississippi",28.8,"Dropped - Units whose status does not meet NEEDS criteria"]
["Eastsound",3930,"4","Combustion Turbine","Washington",0.4,"Dropped - Units whose status does not meet NEEDS criteria"]
["Eastsound",3930,"5","Combustion Turbine","Washington",0.4,"Dropped - Units whose status does not meet NEEDS criteria"]
["Selawik",6341,"1","Combustion Turbine","Alaska",0.3,"Dropped - Units whose status does not meet NEEDS criteria"]
["Selawik",6341,"3","Combustion Turbine","Alaska",0.3,"Dropped - Units whose status does not meet NEEDS criteria"]
["Heber City",7111,"NA2","Combustion Turbine","Utah",0.6,"Dropped - Units whose status does not meet NEEDS criteria"]
["Heber City",7111,"NA4","Combustion Turbine","Utah",0.6,"Dropped - Units whose status does not meet NEEDS criteria"]
["Bonnett",7370,"CT1","Geothermal","Utah",7,"Dropped - Units whose status does not meet NEEDS criteria"]
["Bonnett",7370,"OEC1","Geothermal","Utah",0.7,"Dropped - Units whose status does not meet NEEDS criteria"]
["Bonnett",7370,"OEC2","Geothermal","Utah",0.7,"Dropped - Units whose status does not meet NEEDS criteria"]
["Bonnett",7370,"OEC3","Geothermal","Utah",0.7,"Dropped - Units whose status does not meet NEEDS criteria"]
["Bonnett",7370,"OEC4","Geothermal","Utah",0.7,"Dropped - Units whose status does not meet NEEDS criteria"]
["ExxonMobil Baytown Refinery",10436,"ST33","O/G Steam","Texas",7,"Dropped - Units whose status does not meet NEEDS criteria"]
["Cherokee Plant",52146,"001","O/G Steam","Pennsylvania",2.5,"Dropped - Units whose status does not meet NEEDS criteria"]
["PCS Nitrogen Fertilizer LP",54226,"GEN1","Combustion Turbine","Tennessee",25,"Dropped - Units whose status does not meet NEEDS criteria"]
["Junction",4133,"8","Combustion Turbine","Wisconsin",0.4,"Dropped - Units whose status does not meet NEEDS criteria"]
["Kaukauna Diesels",7793,"2","Combustion Turbine","Wisconsin",2.2,"Dropped - Units whose status does not meet NEEDS criteria"]
["Kaukauna Diesels",7793,"3","Combustion Turbine","Wisconsin",2.3,"Dropped - Units whose status does not meet NEEDS criteria"]
["Kaukauna Diesels",7793,"IC1","Combustion Turbine","Wisconsin",2.2,"Dropped - Units whose status does not meet NEEDS criteria"]
["Ford Utilities Center",50906,"2","O/G Steam","New Mexico",1.4,"Dropped - Units whose status does not meet NEEDS criteria"]
["Durgin & Crowell Lumber",54870,"0279","Combustion Turbine","New Hampshire",1.3,"Dropped - Units whose status does not meet NEEDS criteria"]
["Wheeler Landfill Gas Recovery",55073,"GEN3","Landfill Gas","Indiana",0.8,"Dropped - Units whose status does not meet NEEDS criteria"]
["Riverside Canal Power",334,"1","O/G Steam","California",30,"Dropped - Units whose status does not meet NEEDS criteria"]
["Riverside Canal Power",334,"2","O/G Steam","California",27,"Dropped - Units whose status does not meet NEEDS criteria"]
["Riverside Canal Power",334,"3","O/G Steam","California",40,"Dropped - Units whose status does not meet NEEDS criteria"]
["Riverside Canal Power",334,"4","O/G Steam","California",30,"Dropped - Units whose status does not meet NEEDS criteria"]
["Blackstone Street",1594,"1","O/G Steam","Massachusetts",12.6,"Dropped - Units whose status does not meet NEEDS criteria"]
["Harrisburg Facility",10118,"GEN1","Municipal Solid Waste","Pennsylvania",16.7,"Dropped - Units whose status does not meet NEEDS criteria"]
["Fort Bend Utilities",10136,"ENGN","Combustion Turbine","Texas",0.5,"Dropped - Units whose status does not meet NEEDS criteria"]
["Fort Bend Utilities",10136,"GEN1","O/G Steam","Texas",1.8,"Dropped - Units whose status does not meet NEEDS criteria"]
["Fort Bend Utilities",10136,"GEN2","O/G Steam","Texas",0.8,"Dropped - Units whose status does not meet NEEDS criteria"]
["Fort Bend Utilities",10136,"GEN3","O/G Steam","Texas",2.7,"Dropped - Units whose status does not meet NEEDS criteria"]
["Geismar Plant",50168,"GT01","Combined Cycle","Louisiana",40,"Dropped - Units whose status does not meet NEEDS criteria"]
["Naval Hospital Medical Center",50963,"2TG","Combustion Turbine","California",0.7,"Dropped - Units whose status does not meet NEEDS criteria"]
["Naval Hospital Medical Center",50963,"3TG","Combustion Turbine","California",0.7,"Dropped - Units whose status does not meet NEEDS criteria"]
["Blacks Fork Gas Processing Plant",55134,"GEN1","Combustion Turbine","Wyoming",0.4,"Dropped - Units whose status does not meet NEEDS criteria"]
["Gulf Clean Energy Center",641,"1","O/G Steam","Florida",24,"Dropped - Units whose status does not meet NEEDS criteria"]
["Burlington (KS)",1266,"3","Combustion Turbine","Kansas",0.8,"Dropped - Units whose status does not meet NEEDS criteria"]
["Burlington (KS)",1266,"4","Combustion Turbine","Kansas",0.2,"Dropped - Units whose status does not meet NEEDS criteria"]
["Claude Vandyke",1880,"5","Combustion Turbine","Michigan",3,"Dropped - Units whose status does not meet NEEDS criteria"]
["Galena Electric Utility",7437,"4","Combustion Turbine","Alaska",0.7,"Dropped - Units whose status does not meet NEEDS criteria"]
["Archer Daniels Midland Fredonia",10857,"GEN1","Combustion Turbine","Kansas",2.5,"Dropped - Units whose status does not meet NEEDS criteria"]
["Archer Daniels Midland Fredonia",10857,"GEN2","Combustion Turbine","Kansas",1,"Dropped - Units whose status does not meet NEEDS criteria"]
["Archer Daniels Midland Fredonia",10857,"GEN3","Combustion Turbine","Kansas",0.4,"Dropped - Units whose status does not meet NEEDS criteria"]
["Naval Hospital Medical Center",50963,"1TG","Combustion Turbine","California",0.7,"Dropped - Units whose status does not meet NEEDS criteria"]
["Buffalo Paperboard",54722,"1","O/G Steam","New York",1.4,"Dropped - Units whose status does not meet NEEDS criteria"]
["J Woodruff",690,"1","Hydro","Florida",10,"Dropped - Units whose status does not meet NEEDS criteria"]
["Auglaize Hydro",7657,"3","Hydro","Ohio",1.3,"Dropped - Units whose status does not meet NEEDS criteria"]
["Freeport Energy",52120,"G-42","Combined Cycle","Texas",46,"Dropped - Units whose status does not meet NEEDS criteria"]
["Avon Energy Partners LLC",55768,"CH3","Landfill Gas","Illinois",0.9,"Dropped - Units whose status does not meet NEEDS criteria"]
["La Junta",506,"1","Combustion Turbine","Colorado",0.5,"Dropped - Units whose status does not meet NEEDS criteria"]
["La Junta",506,"5","Combustion Turbine","Colorado",1.1,"Dropped - Units whose status does not meet NEEDS criteria"]
["Hookers Point",647,"1","O/G Steam","Florida",20,"Dropped - Units whose status does not meet NEEDS criteria"]
["Hookers Point",647,"2","O/G Steam","Florida",20,"Dropped - Units whose status does not meet NEEDS criteria"]
["Hookers Point",647,"3","O/G Steam","Florida",20,"Dropped - Units whose status does not meet NEEDS criteria"]
["Hookers Point",647,"4","O/G Steam","Florida",30,"Dropped - Units whose status does not meet NEEDS criteria"]
["Hookers Point",647,"5","O/G Steam","Florida",67,"Dropped - Units whose status does not meet NEEDS criteria"]
["Larsen Memorial",675,"6","O/G Steam","Florida",24,"Dropped - Units whose status does not meet NEEDS criteria"]
["Dinner Lake",747,"1","O/G Steam","Florida",11,"Dropped - Units whose status does not meet NEEDS criteria"]
["Bloom",865,"331","Combustion Turbine","Illinois",11.2,"Dropped - Units whose status does not meet NEEDS criteria"]
["Bloom",865,"332","Combustion Turbine","Illinois",13.5,"Dropped - Units whose status does not meet NEEDS criteria"]
["Bloom",865,"333","Combustion Turbine","Illinois",12.7,"Dropped - Units whose status does not meet NEEDS criteria"]
["Bloom",865,"334","Combustion Turbine","Illinois",11.4,"Dropped - Units whose status does not meet NEEDS criteria"]
["Bloom",865,"341","Combustion Turbine","Illinois",13.7,"Dropped - Units whose status does not meet NEEDS criteria"]
["Bloom",865,"342","Combustion Turbine","Illinois",13.7,"Dropped - Units whose status does not meet NEEDS criteria"]
["Bloom",865,"343","Combustion Turbine","Illinois",11.9,"Dropped - Units whose status does not meet NEEDS criteria"]
["Bloom",865,"344","Combustion Turbine","Illinois",12.3,"Dropped - Units whose status does not meet NEEDS criteria"]
["Breese",934,"ST2","O/G Steam","Illinois",2,"Dropped - Units whose status does not meet NEEDS criteria"]
["Anita",1123,"1","Combustion Turbine","Iowa",0.1,"Dropped - Units whose status does not meet NEEDS criteria"]
["Coggon",1132,"3","Combustion Turbine","Iowa",0.2,"Dropped - Units whose status does not meet NEEDS criteria"]
["Sanborn",1182,"1","Combustion Turbine","Iowa",0.2,"Dropped - Units whose status does not meet NEEDS criteria"]
["Sanborn",1182,"2","Combustion Turbine","Iowa",0.2,"Dropped - Units whose status does not meet NEEDS criteria"]
["Sanborn",1182,"3","Combustion Turbine","Iowa",0.5,"Dropped - Units whose status does not meet NEEDS criteria"]
["Sanborn",1182,"4","Combustion Turbine","Iowa",0.6,"Dropped - Units whose status does not meet NEEDS criteria"]
["Roseau",2010,"1","Combustion Turbine","Minnesota",1.3,"Dropped - Units whose status does not meet NEEDS criteria"]
["Roseau",2010,"2","Combustion Turbine","Minnesota",1.1,"Dropped - Units whose status does not meet NEEDS criteria"]
["Roseau",2010,"3","Combustion Turbine","Minnesota",0.5,"Dropped - Units whose status does not meet NEEDS criteria"]
["Port Washington Generating Station",4040,"4","Coal Steam","Wisconsin",80,"Dropped - Units whose status does not meet NEEDS criteria"]
["Port Washington Generating Station",4040,"6","Combustion Turbine","Wisconsin",17,"Dropped - Units whose status does not meet NEEDS criteria"]
["NSB Atqasuk Utility",7482,"PG1","Combustion Turbine","Alaska",0.2,"Dropped - Units whose status does not meet NEEDS criteria"]
["NSB Wainwright Utility",7488,"PG4","Combustion Turbine","Alaska",0.3,"Dropped - Units whose status does not meet NEEDS criteria"]
["Starwood Hotels Resorts",50238,"GEN3","Combustion Turbine","Arizona",0.3,"Dropped - Units whose status does not meet NEEDS criteria"]
["South Florida Cogen Associates",50369,"GEN1","Combined Cycle","Florida",19.9,"Dropped - Units whose status does not meet NEEDS criteria"]
["South Florida Cogen Associates",50369,"GEN2","Combined Cycle","Florida",8,"Dropped - Units whose status does not meet NEEDS criteria"]
["Freeport Energy",52120,"G-31","Combined Cycle","Texas",50,"Dropped - Units whose status does not meet NEEDS criteria"]
["U S Alliance Coosa Pines",54216,"AOW3","Coal Steam","Alabama",4.7,"Dropped - Units whose status does not meet NEEDS criteria"]
["Archer Daniels Midland Taylorville",54312,"GEN1","Combustion Turbine","Illinois",4,"Dropped - Units whose status does not meet NEEDS criteria"]
["Amalgamated Sugar LLC Nampa",54690,"500","O/G Steam","Idaho",0.5,"Dropped - Units whose status does not meet NEEDS criteria"]
["Crestwood Dothan",54985,"P83","O/G Steam","Alabama",4.2,"Dropped - Units whose status does not meet NEEDS criteria"]
["West Phoenix",117,"4","O/G Steam","Arizona",33.3,"Dropped - Units whose status does not meet NEEDS criteria"]
["West Phoenix",117,"5","O/G Steam","Arizona",12,"Dropped - Units whose status does not meet NEEDS criteria"]
["West Phoenix",117,"6","O/G Steam","Arizona",63,"Dropped - Units whose status does not meet NEEDS criteria"]
["El Segundo Power",330,"1","O/G Steam","California",145.3,"Dropped - Units whose status does not meet NEEDS criteria"]
["El Segundo Power",330,"2","O/G Steam","California",145.3,"Dropped - Units whose status does not meet NEEDS criteria"]
["Mountainview Generating Station",358,"1","O/G Steam","California",60,"Dropped - Units whose status does not meet NEEDS criteria"]
["Mountainview Generating Station",358,"2","O/G Steam","California",60,"Dropped - Units whose status does not meet NEEDS criteria"]
["Broadway (CA)",420,"B1","O/G Steam","California",45,"Dropped - Units whose status does not meet NEEDS criteria"]
["Broadway (CA)",420,"B2","O/G Steam","California",45,"Dropped - Units whose status does not meet NEEDS criteria"]
["Arapahoe",465,"1","Coal Steam","Colorado",45,"Dropped - Units whose status does not meet NEEDS criteria"]
["Arapahoe",465,"2","Coal Steam","Colorado",45,"Dropped - Units whose status does not meet NEEDS criteria"]
["Holly",502,"1","Combustion Turbine","Colorado",0.2,"Dropped - Units whose status does not meet NEEDS criteria"]
["Holly",502,"2","Combustion Turbine","Colorado",0.2,"Dropped - Units whose status does not meet NEEDS criteria"]
["Arkwright",699,"3","Coal Steam","Georgia",42,"Dropped - Units whose status does not meet NEEDS criteria"]
["Arkwright",699,"5A","Combustion Turbine","Georgia",13,"Dropped - Units whose status does not meet NEEDS criteria"]
["Arkwright",699,"5B","Combustion Turbine","Georgia",13,"Dropped - Units whose status does not meet NEEDS criteria"]
["Arkwright",699,"ST1","O/G Steam","Georgia",41,"Dropped - Units whose status does not meet NEEDS criteria"]
["Arkwright",699,"ST2","O/G Steam","Georgia",41,"Dropped - Units whose status does not meet NEEDS criteria"]
["Mitchell (GA)",727,"2","Coal Steam","Georgia",20,"Dropped - Units whose status does not meet NEEDS criteria"]
["Puueo",771,"2","Hydro","Hawaii",1.7,"Dropped - Units whose status does not meet NEEDS criteria"]
["Venice",913,"3","O/G Steam","Illinois",82,"Dropped - Units whose status does not meet NEEDS criteria"]
["Venice",913,"4","O/G Steam","Illinois",82,"Dropped - Units whose status does not meet NEEDS criteria"]
["Venice",913,"5","O/G Steam","Illinois",86,"Dropped - Units whose status does not meet NEEDS criteria"]
["Venice",913,"6","O/G Steam","Illinois",86,"Dropped - Units whose status does not meet NEEDS criteria"]
["Fort Halifax",1490,"FH1","Hydro","Maine",0.9,"Dropped - Units whose status does not meet NEEDS criteria"]
["Fort Halifax",1490,"FH2","Hydro","Maine",0.9,"Dropped - Units whose status does not meet NEEDS criteria"]
["Coldwater",1819,"1","Combustion Turbine","Michigan",0.7,"Dropped - Units whose status does not meet NEEDS criteria"]
["Bayside",1859,"1","Coal Steam","Michigan",3.1,"Dropped - Units whose status does not meet NEEDS criteria"]
["Bayside",1859,"3","Coal Steam","Michigan",9.5,"Dropped - Units whose status does not meet NEEDS criteria"]
["Bayside",1859,"4","Coal Steam","Michigan",13.7,"Dropped - Units whose status does not meet NEEDS criteria"]
["Princeton (MN)",2005,"1","Combustion Turbine","Minnesota",0.1,"Dropped - Units whose status does not meet NEEDS criteria"]
["Princeton (MN)",2005,"2","Combustion Turbine","Minnesota",0.1,"Dropped - Units whose status does not meet NEEDS criteria"]
["Springfield (MN)",2012,"4","O/G Steam","Minnesota",3.7,"Dropped - Units whose status does not meet NEEDS criteria"]
["La Plata",2140,"5","Combustion Turbine","Missouri",0.8,"Dropped - Units whose status does not meet NEEDS criteria"]
["FirstEnergy Ashtabula",2835,"6","Coal Steam","Ohio",44,"Dropped - Units whose status does not meet NEEDS criteria"]
["FirstEnergy Ashtabula",2835,"7","Coal Steam","Ohio",44,"Dropped - Units whose status does not meet NEEDS criteria"]
["FirstEnergy Ashtabula",2835,"8","Coal Steam","Ohio",44,"Dropped - Units whose status does not meet NEEDS criteria"]
["FirstEnergy Ashtabula",2835,"9","Coal Steam","Ohio",44,"Dropped - Units whose status does not meet NEEDS criteria"]
["F R Phillips",3099,"1","Coal Steam","Pennsylvania",58,"Dropped - Units whose status does not meet NEEDS criteria"]
["F R Phillips",3099,"2","Coal Steam","Pennsylvania",59,"Dropped - Units whose status does not meet NEEDS criteria"]
["F R Phillips",3099,"3","Coal Steam","Pennsylvania",59,"Dropped - Units whose status does not meet NEEDS criteria"]
["F R Phillips",3099,"4","Coal Steam","Pennsylvania",134,"Dropped - Units whose status does not meet NEEDS criteria"]
["FirstEnergy Mitchell Power Station",3181,"1","O/G Steam","Pennsylvania",82,"Dropped - Units whose status does not meet NEEDS criteria"]
["E S Joslin",3436,"1","O/G Steam","Texas",254,"Dropped - Units whose status does not meet NEEDS criteria"]
["Hydro III",3675,"IC1","Combustion Turbine","Utah",0.6,"Dropped - Units whose status does not meet NEEDS criteria"]
["Logan City",4251,"IC2","Combustion Turbine","Utah",0.1,"Dropped - Units whose status does not meet NEEDS criteria"]
["Logan City",4251,"IC3","Combustion Turbine","Utah",0.1,"Dropped - Units whose status does not meet NEEDS criteria"]
["Logan City",4251,"IC4","Combustion Turbine","Utah",0.1,"Dropped - Units whose status does not meet NEEDS criteria"]
["Logan City",4251,"IC5A","Combustion Turbine","Utah",1.1,"Dropped - Units whose status does not meet NEEDS criteria"]
["Logan City",4251,"IC5B","Combustion Turbine","Utah",1.1,"Dropped - Units whose status does not meet NEEDS criteria"]
["Logan City",4251,"IC6","Combustion Turbine","Utah",2.2,"Dropped - Units whose status does not meet NEEDS criteria"]
["Lakefield Utilities",7415,"1","Combustion Turbine","Minnesota",0.2,"Dropped - Units whose status does not meet NEEDS criteria"]
["Lakefield Utilities",7415,"2","Combustion Turbine","Minnesota",0.3,"Dropped - Units whose status does not meet NEEDS criteria"]
["Lakefield Utilities",7415,"3","Combustion Turbine","Minnesota",0.5,"Dropped - Units whose status does not meet NEEDS criteria"]
["Lakefield Utilities",7415,"4","Combustion Turbine","Minnesota",0.8,"Dropped - Units whose status does not meet NEEDS criteria"]
["Siskiyou Forest Products",10037,"GEN1","Biomass","California",6.3,"Dropped - Units whose status does not meet NEEDS criteria"]
["Lihue Plantation Ltd",10073,"GEN1","Biomass","Hawaii",20.2,"Dropped - Units whose status does not meet NEEDS criteria"]
["Lihue Plantation Ltd",10073,"GEN2","Hydro","Hawaii",0.5,"Dropped - Units whose status does not meet NEEDS criteria"]
["Lihue Plantation Ltd",10073,"GEN3","Hydro","Hawaii",0.8,"Dropped - Units whose status does not meet NEEDS criteria"]
["Total Energy Facilities",10091,"GEN2","Non-Fossil Waste","California",8,"Dropped - Units whose status does not meet NEEDS criteria"]
["Ticona Polymers Inc",10243,"GEN1","Combustion Turbine","Texas",1.4,"Dropped - Units whose status does not meet NEEDS criteria"]
["Ticona Polymers Inc",10243,"GEN2","Combustion Turbine","Texas",1.4,"Dropped - Units whose status does not meet NEEDS criteria"]
["Ticona Polymers Inc",10243,"GEN3","Combustion Turbine","Texas",1.6,"Dropped - Units whose status does not meet NEEDS criteria"]
["Ticona Polymers Inc",10243,"GEN4","Combined Cycle","Texas",5.7,"Dropped - Units whose status does not meet NEEDS criteria"]
["Red Shield Envir Old Town Facility",10700,"TG1","O/G Steam","Maine",3.3,"Dropped - Units whose status does not meet NEEDS criteria"]
["San Diego State University",50061,"GEN1","Combined Cycle","California",2.9,"Dropped - Units whose status does not meet NEEDS criteria"]
["New Hanover County WASTEC",50271,"2BP","Municipal Solid Waste","North Carolina",0.1,"Dropped - Units whose status does not meet NEEDS criteria"]
["University of Michigan",50431,"TG2","O/G Steam","Michigan",3.7,"Dropped - Units whose status does not meet NEEDS criteria"]
["Louisiana Tech University Power Plant",54240,"TG1","O/G Steam","Louisiana",2.5,"Dropped - Units whose status does not meet NEEDS criteria"]
["Bayville Central Facility",54569,"SBG1","Combustion Turbine","New Jersey",0.6,"Dropped - Units whose status does not meet NEEDS criteria"]
["Astoria Gas Turbines",55243,"9","Combustion Turbine","New York",0,"Dropped - Units whose status does not meet NEEDS criteria"]
["AES Greystone",55519,"CTG1","Combustion Turbine","Tennessee",156,"Dropped - Units whose status does not meet NEEDS criteria"]
["AES Greystone",55519,"CTG2","Combustion Turbine","Tennessee",156,"Dropped - Units whose status does not meet NEEDS criteria"]
["AES Greystone",55519,"CTG3","Combustion Turbine","Tennessee",156,"Dropped - Units whose status does not meet NEEDS criteria"]
["Naval Station",306,"NSGT","Combustion Turbine","California",20,"Dropped - Units whose status does not meet NEEDS criteria"]
["North Island",307,"NIG1","Combustion Turbine","California",17,"Dropped - Units whose status does not meet NEEDS criteria"]
["North Island",307,"NIG2","Combustion Turbine","California",17,"Dropped - Units whose status does not meet NEEDS criteria"]
["Grayson",377,"7","Combustion Turbine","California",20,"Dropped - Units whose status does not meet NEEDS criteria"]
["Burlington (KS)",1266,"1","Combustion Turbine","Kansas",0.2,"Dropped - Units whose status does not meet NEEDS criteria"]
["New Boston Generating Station",1589,"2","O/G Steam","Massachusetts",352,"Dropped - Units whose status does not meet NEEDS criteria"]
["Naval Training Center",6707,"NTCG","Combustion Turbine","California",13,"Dropped - Units whose status does not meet NEEDS criteria"]
["NSB Point Lay Utility",7486,"PG4","Combustion Turbine","Alaska",0.2,"Dropped - Units whose status does not meet NEEDS criteria"]
["CIP II/AR Bridgewater Holdings - NJCOE",10122,"01","Combustion Turbine","New Jersey",2.7,"Dropped - Units whose status does not meet NEEDS criteria"]
["California Institute of Technology",10262,"GEN1","Combined Cycle","California",1,"Dropped - Units whose status does not meet NEEDS criteria"]
["California Institute of Technology",10262,"GEN2","Combined Cycle","California",4.3,"Dropped - Units whose status does not meet NEEDS criteria"]
["Sea World of Calif 4160 V Cogen System",50165,"1","Combustion Turbine","California",0.6,"Dropped - Units whose status does not meet NEEDS criteria"]
["Sea World of Calif 4160 V Cogen System",50165,"2","Combustion Turbine","California",0.6,"Dropped - Units whose status does not meet NEEDS criteria"]
["Sea World of Calif 4160 V Cogen System",50165,"3","Combustion Turbine","California",0.6,"Dropped - Units whose status does not meet NEEDS criteria"]
["Sea World of Calif 4160 V Cogen System",50165,"4","Combustion Turbine","California",0.6,"Dropped - Units whose status does not meet NEEDS criteria"]
["ExxonMobil Garden City Gas Plant",50728,"1","O/G Steam","Louisiana",0.6,"Dropped - Units whose status does not meet NEEDS criteria"]
["ExxonMobil Garden City Gas Plant",50728,"2","O/G Steam","Louisiana",0.6,"Dropped - Units whose status does not meet NEEDS criteria"]
["ExxonMobil Garden City Gas Plant",50728,"3","O/G Steam","Louisiana",0.6,"Dropped - Units whose status does not meet NEEDS criteria"]
["ExxonMobil Garden City Gas Plant",50728,"4","Combustion Turbine","Louisiana",0.7,"Dropped - Units whose status does not meet NEEDS criteria"]
["ExxonMobil Garden City Gas Plant",50728,"5","Combustion Turbine","Louisiana",0.1,"Dropped - Units whose status does not meet NEEDS criteria"]
["Plaquemine Operations",52005,"GEN1","Combined Cycle","Louisiana",49,"Dropped - Units whose status does not meet NEEDS criteria"]
["Plaquemine Operations",52005,"GEN2","Combined Cycle","Louisiana",49,"Dropped - Units whose status does not meet NEEDS criteria"]
["AES Huntington Beach LLC",335,"5","Combustion Turbine","California",133,"Dropped - Units whose status does not meet NEEDS criteria"]
["Harbor",399,"GT6","Combustion Turbine","California",19,"Dropped - Units whose status does not meet NEEDS criteria"]
["Harbor",399,"GT7","Combustion Turbine","California",19,"Dropped - Units whose status does not meet NEEDS criteria"]
["North Ninth Street",960,"5","Combustion Turbine","Illinois",0.8,"Dropped - Units whose status does not meet NEEDS criteria"]
["FirstEnergy Edgewater",2857,"4","O/G Steam","Ohio",100,"Dropped - Units whose status does not meet NEEDS criteria"]
["International Paper Hudson River Mill",54088,"GEN1","O/G Steam","New York",25,"Dropped - Units whose status does not meet NEEDS criteria"]
["Longview Fibre",54562,"8","Combustion Turbine","Washington",60,"Dropped - Units whose status does not meet NEEDS criteria"]
["Western Sugar Bayard",54955,"1","O/G Steam","Nebraska",1.4,"Dropped - Units whose status does not meet NEEDS criteria"]
["Paragould",192,"5","Combustion Turbine","Arkansas",0.8,"Dropped - Units whose status does not meet NEEDS criteria"]
["Magnolia",375,"M2","Combined Cycle","California",10,"Dropped - Units whose status does not meet NEEDS criteria"]
["Westbrook",2021,"4","Combustion Turbine","Minnesota",0.6,"Dropped - Units whose status does not meet NEEDS criteria"]
["Arbuckle",2947,"1","O/G Steam","Oklahoma",74,"Dropped - Units whose status does not meet NEEDS criteria"]
["Warren",3132,"1","Coal Steam","Pennsylvania",41,"Dropped - Units whose status does not meet NEEDS criteria"]
["Warren",3132,"2","Coal Steam","Pennsylvania",41,"Dropped - Units whose status does not meet NEEDS criteria"]
["Newark Atlantic Paperboard",10454,"1","O/G Steam","Massachusetts",3,"Dropped - Units whose status does not meet NEEDS criteria"]
["Hawaiian Comm & Sugar Puunene Mill",10604,"PAI2","Biomass","Hawaii",4,"Dropped - Units whose status does not meet NEEDS criteria"]
["Hawaiian Comm & Sugar Puunene Mill",10604,"PAI3","Biomass","Hawaii",12,"Dropped - Units whose status does not meet NEEDS criteria"]
["Koppers Chicago Plant",10732,"GEN1","Non-Fossil Waste","Illinois",5,"Dropped - Units whose status does not meet NEEDS criteria"]
["Smurfit Stone Los Angeles Mill",54692,"1","Combustion Turbine","California",43.4,"Dropped - Units whose status does not meet NEEDS criteria"]
["Pierce Power Station",55704,"1","Combustion Turbine","Washington",18.7,"Dropped - Units whose status does not meet NEEDS criteria"]
["Pierce Power Station",55704,"2","Combustion Turbine","Washington",18.7,"Dropped - Units whose status does not meet NEEDS criteria"]
["Pierce Power Station",55704,"3","Combustion Turbine","Washington",18.7,"Dropped - Units whose status does not meet NEEDS criteria"]
["Pierce Power Station",55704,"4","Combustion Turbine","Washington",18.7,"Dropped - Units whose status does not meet NEEDS criteria"]
["Pierce Power Station",55704,"5","Combustion Turbine","Washington",18.7,"Dropped - Units whose status does not meet NEEDS criteria"]
["Pierce Power Station",55704,"6","Combustion Turbine","Washington",18.7,"Dropped - Units whose status does not meet NEEDS criteria"]
["Pierce Power Station",55704,"7","Combustion Turbine","Washington",18.7,"Dropped - Units whose status does not meet NEEDS criteria"]
["Maquoketa 1",1162,"1","Combustion Turbine","Iowa",1,"Dropped - Units whose status does not meet NEEDS criteria"]
["Frank Jenkins",1851,"3","Combustion Turbine","Michigan",0.3,"Dropped - Units whose status does not meet NEEDS criteria"]
["International Paper Savanna Mill",50398,"GEN5","Biomass","Georgia",7,"Dropped - Units whose status does not meet NEEDS criteria"]
["Growgen",50745,"GEN1","Combined Cycle","California",22,"Dropped - Units whose status does not meet NEEDS criteria"]
["Growgen",50745,"GEN2","Combined Cycle","California",6,"Dropped - Units whose status does not meet NEEDS criteria"]
["Coidgen",50746,"GEN1","Combined Cycle","California",22,"Dropped - Units whose status does not meet NEEDS criteria"]
["Coidgen",50746,"GEN2","Combined Cycle","California",6,"Dropped - Units whose status does not meet NEEDS criteria"]
["Arkwright",699,"4","Coal Steam","Georgia",44,"Dropped - Units whose status does not meet NEEDS criteria"]
["Atkinson",700,"3","O/G Steam","Georgia",65,"Dropped - Units whose status does not meet NEEDS criteria"]
["Atkinson",700,"4","O/G Steam","Georgia",62,"Dropped - Units whose status does not meet NEEDS criteria"]
["Atkinson",700,"ST2","O/G Steam","Georgia",55,"Dropped - Units whose status does not meet NEEDS criteria"]
["Mitchell (GA)",727,"1","Coal Steam","Georgia",20,"Dropped - Units whose status does not meet NEEDS criteria"]
["Floydada",3573,"2","Combustion Turbine","Texas",1,"Dropped - Units whose status does not meet NEEDS criteria"]
["Floydada",3573,"3","Combustion Turbine","Texas",1,"Dropped - Units whose status does not meet NEEDS criteria"]
["Floydada",3573,"4","Combustion Turbine","Texas",0.9,"Dropped - Units whose status does not meet NEEDS criteria"]
["Floydada",3573,"5","Combustion Turbine","Texas",0.9,"Dropped - Units whose status does not meet NEEDS criteria"]
["Floydada",3573,"6","Combustion Turbine","Texas",1.4,"Dropped - Units whose status does not meet NEEDS criteria"]
["Kraft Foods Atlantic Gelatin",50425,"GEN1","O/G Steam","Massachusetts",2.5,"Dropped - Units whose status does not meet NEEDS criteria"]
["Algona",1120,"5","Combustion Turbine","Iowa",1.1,"Dropped - Units whose status does not meet NEEDS criteria"]
["Dayton (IA)",1135,"4","Combustion Turbine","Iowa",0.1,"Dropped - Units whose status does not meet NEEDS criteria"]
["Black Dog",1904,"1","Coal Steam","Minnesota",71.7,"Dropped - Units whose status does not meet NEEDS criteria"]
["Aitkin",1957,"1","Combustion Turbine","Minnesota",0.9,"Dropped - Units whose status does not meet NEEDS criteria"]
["Aitkin",1957,"5","Combustion Turbine","Minnesota",0.7,"Dropped - Units whose status does not meet NEEDS criteria"]
["Aitkin",1957,"6","Combustion Turbine","Minnesota",1,"Dropped - Units whose status does not meet NEEDS criteria"]
["Kamin LLC Wrens Plant",54880,"TUR1","Combustion Turbine","Georgia",0.9,"Dropped - Units whose status does not meet NEEDS criteria"]
["Peru (IL)",955,"4","O/G Steam","Illinois",8.6,"Dropped - Units whose status does not meet NEEDS criteria"]
["Maquoketa 1",1162,"2","Combustion Turbine","Iowa",0.6,"Dropped - Units whose status does not meet NEEDS criteria"]
["Sutherland IC",2306,"3","Combustion Turbine","Nebraska",0.1,"Dropped - Units whose status does not meet NEEDS criteria"]
["Schweitzer Mauduit International",10044,"1","O/G Steam","New Jersey",0.8,"Dropped - Units whose status does not meet NEEDS criteria"]
["International Paper Erie Mill",10628,"GEN4","Coal Steam","Pennsylvania",3.8,"Dropped - Units whose status does not meet NEEDS criteria"]
["International Paper Erie Mill",10628,"GEN6","Coal Steam","Pennsylvania",7,"Dropped - Units whose status does not meet NEEDS criteria"]
["International Paper Erie Mill",10628,"GEN7","Coal Steam","Pennsylvania",17.8,"Dropped - Units whose status does not meet NEEDS criteria"]
["International Paper Erie Mill",10628,"GEN8","Coal Steam","Pennsylvania",13.1,"Dropped - Units whose status does not meet NEEDS criteria"]
["Nashville Thermal Transfer",50209,"GEN1","Municipal Solid Waste","Tennessee",6.7,"Dropped - Units whose status does not meet NEEDS criteria"]
["Valero Refining Texas City",52013,"GEN1","Combustion Turbine","Texas",3.6,"Dropped - Units whose status does not meet NEEDS criteria"]
["Algona",1120,"4","Combustion Turbine","Iowa",0.8,"Dropped - Units whose status does not meet NEEDS criteria"]
["Essential Power Massachusetts LLC",1642,"WS1","O/G Steam","Massachusetts",47.4,"Dropped - Units whose status does not meet NEEDS criteria"]
["Essential Power Massachusetts LLC",1642,"WS2","O/G Steam","Massachusetts",47.4,"Dropped - Units whose status does not meet NEEDS criteria"]
["Kodiak Microgrid",6281,"7","Combustion Turbine","Alaska",2,"Dropped - Units whose status does not meet NEEDS criteria"]
["Kodiak Microgrid",6281,"8","Combustion Turbine","Alaska",2,"Dropped - Units whose status does not meet NEEDS criteria"]
["Kodiak Microgrid",6281,"9","Combustion Turbine","Alaska",2,"Dropped - Units whose status does not meet NEEDS criteria"]
["Shishmaref",6345,"3","Combustion Turbine","Alaska",0.3,"Dropped - Units whose status does not meet NEEDS criteria"]
["Lake Park",1153,"1","Combustion Turbine","Iowa",0.5,"Dropped - Units whose status does not meet NEEDS criteria"]
["Lake Park",1153,"2","Combustion Turbine","Iowa",0.8,"Dropped - Units whose status does not meet NEEDS criteria"]
["Burlingame",1265,"2","Combustion Turbine","Kansas",0.4,"Dropped - Units whose status does not meet NEEDS criteria"]
["Webster IC",3348,"1","Combustion Turbine","South Dakota",0.8,"Dropped - Units whose status does not meet NEEDS criteria"]
["Possum Point",3804,"1","O/G Steam","Virginia",74,"Dropped - Units whose status does not meet NEEDS criteria"]
["Possum Point",3804,"2","O/G Steam","Virginia",69,"Dropped - Units whose status does not meet NEEDS criteria"]
["Geismar Plant",50168,"TU01","Combined Cycle","Louisiana",20,"Dropped - Units whose status does not meet NEEDS criteria"]
["International Paper Lock Haven Mill",54089,"GEN1","Coal Steam","Pennsylvania",4.7,"Dropped - Units whose status does not meet NEEDS criteria"]
["International Paper Lock Haven Mill",54089,"GEN3","Coal Steam","Pennsylvania",4.7,"Dropped - Units whose status does not meet NEEDS criteria"]
["International Paper Lock Haven Mill",54089,"GEN4","Coal Steam","Pennsylvania",23.1,"Dropped - Units whose status does not meet NEEDS criteria"]
["Kapaa Hawaii",54405,"1","Landfill Gas","Hawaii",2.2,"Dropped - Units whose status does not meet NEEDS criteria"]
["Magnolia",375,"M3","O/G Steam","California",20,"Dropped - Units whose status does not meet NEEDS criteria"]
["Magnolia",375,"M4","O/G Steam","California",30,"Dropped - Units whose status does not meet NEEDS criteria"]
["Julesburg",504,"2","Combustion Turbine","Colorado",0.7,"Dropped - Units whose status does not meet NEEDS criteria"]
["J Woodruff",690,"2","Hydro","Florida",10,"Dropped - Units whose status does not meet NEEDS criteria"]
["Red Cloud",2299,"1","Combustion Turbine","Nebraska",0.5,"Dropped - Units whose status does not meet NEEDS criteria"]
["Consumer Operations LLC",10360,"GEN1","Coal Steam","Wisconsin",1.4,"Dropped - Units whose status does not meet NEEDS criteria"]
["Consumer Operations LLC",10360,"GEN2","Coal Steam","Wisconsin",2.8,"Dropped - Units whose status does not meet NEEDS criteria"]
["Consumer Operations LLC",10360,"GEN3","Coal Steam","Wisconsin",2.8,"Dropped - Units whose status does not meet NEEDS criteria"]
["Consumer Operations LLC",10360,"GEN4","Coal Steam","Wisconsin",2.3,"Dropped - Units whose status does not meet NEEDS criteria"]
["Geneva Steel",10778,"GEN1","Coal Steam","Utah",50,"Dropped - Units whose status does not meet NEEDS criteria"]
["Paragould",192,"1","Combustion Turbine","Arkansas",0.4,"Dropped - Units whose status does not meet NEEDS criteria"]
["Paragould",192,"2","Combustion Turbine","Arkansas",1.1,"Dropped - Units whose status does not meet NEEDS criteria"]
["Paragould",192,"4","Combustion Turbine","Arkansas",0.8,"Dropped - Units whose status does not meet NEEDS criteria"]
["Paragould",192,"6","Combustion Turbine","Arkansas",1,"Dropped - Units whose status does not meet NEEDS criteria"]
["Mt Pleasant",1166,"D","Combustion Turbine","Iowa",1,"Dropped - Units whose status does not meet NEEDS criteria"]
["Villisca Municipal Power Plant",1193,"1","Combustion Turbine","Iowa",0.8,"Dropped - Units whose status does not meet NEEDS criteria"]
["Villisca Municipal Power Plant",1193,"2","Combustion Turbine","Iowa",0.3,"Dropped - Units whose status does not meet NEEDS criteria"]
["Villisca Municipal Power Plant",1193,"3","Combustion Turbine","Iowa",0.3,"Dropped - Units whose status does not meet NEEDS criteria"]
["Villisca Municipal Power Plant",1193,"4","Combustion Turbine","Iowa",0.6,"Dropped - Units whose status does not meet NEEDS criteria"]
["Pineville",1360,"3","Coal Steam","Kentucky",32,"Dropped - Units whose status does not meet NEEDS criteria"]
["George Johnson",1877,"1","Combustion Turbine","Michigan",0.7,"Dropped - Units whose status does not meet NEEDS criteria"]
["George Johnson",1877,"2","Combustion Turbine","Michigan",0.7,"Dropped - Units whose status does not meet NEEDS criteria"]
["George Johnson",1877,"3","Combustion Turbine","Michigan",1.2,"Dropped - Units whose status does not meet NEEDS criteria"]
["George Johnson",1877,"4","Combustion Turbine","Michigan",2.5,"Dropped - Units whose status does not meet NEEDS criteria"]
["George Johnson",1877,"5","Combustion Turbine","Michigan",2.5,"Dropped - Units whose status does not meet NEEDS criteria"]
["George Johnson",1877,"6","Combustion Turbine","Michigan",2.5,"Dropped - Units whose status does not meet NEEDS criteria"]
["Scottville",1879,"4","Combustion Turbine","Michigan",1.1,"Dropped - Units whose status does not meet NEEDS criteria"]
["Scottville",1879,"5","Combustion Turbine","Michigan",1.1,"Dropped - Units whose status does not meet NEEDS criteria"]
["Scottville",1879,"6","Combustion Turbine","Michigan",1.7,"Dropped - Units whose status does not meet NEEDS criteria"]
["Luverne",1990,"3","O/G Steam","Minnesota",3,"Dropped - Units whose status does not meet NEEDS criteria"]
["Luverne",1990,"4A","Combustion Turbine","Minnesota",0.3,"Dropped - Units whose status does not meet NEEDS criteria"]
["Avon Lake",2836,"6","O/G Steam","Ohio",10,"Dropped - Units whose status does not meet NEEDS criteria"]
["Lindsay",2990,"1","Combustion Turbine","Oklahoma",0.9,"Dropped - Units whose status does not meet NEEDS criteria"]
["Murray City",3683,"3","Combustion Turbine","Utah",2,"Dropped - Units whose status does not meet NEEDS criteria"]
["Murray City",3683,"4","Combustion Turbine","Utah",0.9,"Dropped - Units whose status does not meet NEEDS criteria"]
["Murray City",3683,"5","Combustion Turbine","Utah",0.9,"Dropped - Units whose status does not meet NEEDS criteria"]
["Murray City",3683,"6","Combustion Turbine","Utah",2.3,"Dropped - Units whose status does not meet NEEDS criteria"]
["Block Island",6567,"21","Combustion Turbine","Rhode Island",1.5,"Dropped - Units whose status does not meet NEEDS criteria"]
["Thibodaux",6706,"9","O/G Steam","Louisiana",19,"Dropped - Units whose status does not meet NEEDS criteria"]
["Stanberry",8110,"3","Combustion Turbine","Missouri",0.2,"Dropped - Units whose status does not meet NEEDS criteria"]
["Stanberry",8110,"4","Combustion Turbine","Missouri",0.2,"Dropped - Units whose status does not meet NEEDS criteria"]
["Georgia Pacific Fort Bragg",10607,"GEN1","Biomass","California",5,"Dropped - Units whose status does not meet NEEDS criteria"]
["Georgia Pacific Fort Bragg",10607,"GEN2","Biomass","California",5,"Dropped - Units whose status does not meet NEEDS criteria"]
["Georgia Pacific Fort Bragg",10607,"GEN3","Biomass","California",5,"Dropped - Units whose status does not meet NEEDS criteria"]
["Old Hickory Plant",10797,"G10","O/G Steam","Tennessee",2.8,"Dropped - Units whose status does not meet NEEDS criteria"]
["Domtar Paper Co LLC Plymouth NC",50189,"TG4","Coal Steam","North Carolina",7.5,"Dropped - Units whose status does not meet NEEDS criteria"]
["Modesto Energy LP",50294,"GEN1","Tires","California",12.5,"Dropped - Units whose status does not meet NEEDS criteria"]
["Oceanside Energy",50348,"GEN5","Landfill Gas","New York",0.6,"Dropped - Units whose status does not meet NEEDS criteria"]
["Oceanside Energy",50348,"GEN6","Landfill Gas","New York",0.6,"Dropped - Units whose status does not meet NEEDS criteria"]
["Cargill Salt",54965,"DCT","Coal Steam","Michigan",1.2,"Dropped - Units whose status does not meet NEEDS criteria"]
["Holsum de Puerto Rico, Inc.",61639,"EU-16","Combustion Turbine",{"$error":"#N/A"},0.8,"Dropped - Units whose status does not meet NEEDS criteria"]
["Holsum de Puerto Rico, Inc.",61639,"EU-17","Combustion Turbine",{"$error":"#N/A"},0.9,"Dropped - Units whose status does not meet NEEDS criteria"]
["Holsum de Puerto Rico, Inc.",61639,"EU-18","Combustion Turbine",{"$error":"#N/A"},0.9,"Dropped - Units whose status does not meet NEEDS criteria"]
["Costa Sur Plant",61147,"1","O/G Steam",{"$error":"#N/A"},50,"Dropped - Units whose status does not meet NEEDS criteria"]
["Costa Sur Plant",61147,"2","O/G Steam",{"$error":"#N/A"},50,"Dropped - Units whose status does not meet NEEDS criteria"]
["J K Smith",54,"GT11","Combustion Turbine","Kentucky",74,"Dropped - Units whose status does not meet NEEDS criteria"]
["J K Smith",54,"GT12","Combustion Turbine","Kentucky",74,"Dropped - Units whose status does not meet NEEDS criteria"]
["J K Smith",54,"GT8","Combustion Turbine","Kentucky",74,"Dropped - Units whose status does not meet NEEDS criteria"]
["J K Smith",54,"ST1","Coal Steam","Kentucky",278,"Dropped - Units whose status does not meet NEEDS criteria"]
["Aurora Energy LLC Chena",79,"7","Coal Steam","Alaska",2.3,"Dropped - Units whose status does not meet NEEDS criteria"]
["Seminole (FL)",136,"3","Coal Steam","Florida",750,"Dropped - Units whose status does not meet NEEDS criteria"]
["Blundell",299,"3","Geothermal","Utah",35,"Dropped - Units whose status does not meet NEEDS criteria"]
["Scattergood",404,"8","Combined Cycle","California",218,"Dropped - Units whose status does not meet NEEDS criteria"]
["Scattergood",404,"9","Combined Cycle","California",110,"Dropped - Units whose status does not meet NEEDS criteria"]
["Shepaug",552,"2","Combustion Turbine","Connecticut",39,"Dropped - Units whose status does not meet NEEDS criteria"]
["C D McIntosh Jr",676,"4","Coal Steam","Florida",288,"Dropped - Units whose status does not meet NEEDS criteria"]
["C D McIntosh Jr",676,"PV6","Solar PV","Florida",16,"Dropped - Units whose status does not meet NEEDS criteria"]
["Arvah B Hopkins",688,"5","Combined Cycle","Florida",156,"Dropped - Units whose status does not meet NEEDS criteria"]
["Arvah B Hopkins",688,"CT A","Combined Cycle","Florida",36,"Dropped - Units whose status does not meet NEEDS criteria"]
["Arvah B Hopkins",688,"GT5","Combustion Turbine","Florida",42,"Dropped - Units whose status does not meet NEEDS criteria"]
["Medicine Bow",692,"12","Onshore Wind","Wyoming",0.7,"Dropped - Units whose status does not meet NEEDS criteria"]
["Medicine Bow",692,"13","Onshore Wind","Wyoming",0.7,"Dropped - Units whose status does not meet NEEDS criteria"]
["Sullivan CR",773,"1","Hydro","Washington",4.5,"Dropped - Units whose status does not meet NEEDS criteria"]
["Sullivan CR",773,"2","Hydro","Washington",4.5,"Dropped - Units whose status does not meet NEEDS criteria"]
["Basin Mills",783,"1","Hydro","Maine",12,"Dropped - Units whose status does not meet NEEDS criteria"]
["Basin Mills",783,"2","Hydro","Maine",12,"Dropped - Units whose status does not meet NEEDS criteria"]
["Basin Mills",783,"3","Hydro","Maine",12,"Dropped - Units whose status does not meet NEEDS criteria"]
["Veazie C",784,"1","Hydro","Maine",8,"Dropped - Units whose status does not meet NEEDS criteria"]
["Orca",789,"1","Combustion Turbine","Alaska",1.5,"Dropped - Units whose status does not meet NEEDS criteria"]
["Orca",789,"2","Combustion Turbine","Alaska",1.5,"Dropped - Units whose status does not meet NEEDS criteria"]
["Colby City of",1272,"11","Combustion Turbine","Kansas",3,"Dropped - Units whose status does not meet NEEDS criteria"]
["West 14th Street",1332,"IC1","Combustion Turbine","Kansas",0,"Dropped - Units whose status does not meet NEEDS criteria"]
["Canal",1599,"UN2R","Combustion Turbine","Massachusetts",330,"Dropped - Units whose status does not meet NEEDS criteria"]
["Hadley Falls",1605,"3","Hydro","Massachusetts",3.4,"Dropped - Units whose status does not meet NEEDS criteria"]
["Riverside Holyoke",1607,"6","Hydro","Massachusetts",0.9,"Dropped - Units whose status does not meet NEEDS criteria"]
["Black Dog",1904,"6","Combined Cycle","Minnesota",360,"Dropped - Units whose status does not meet NEEDS criteria"]
["Black Dog",1904,"7","Combined Cycle","Minnesota",200,"Dropped - Units whose status does not meet NEEDS criteria"]
["Black Dog",1904,"8","Combined Cycle","Minnesota",200,"Dropped - Units whose status does not meet NEEDS criteria"]
["B L England",2378,"4","Combined Cycle","New Jersey",282,"Dropped - Units whose status does not meet NEEDS criteria"]
["Deepwater",2384,"CT1","Combustion Turbine","New Jersey",235,"Dropped - Units whose status does not meet NEEDS criteria"]
["Deepwater",2384,"ST1","O/G Steam","New Jersey",198.5,"Dropped - Units whose status does not meet NEEDS criteria"]
["Gowanus Gas Turbines Generating",2494,"SS","Combustion Turbine","New York",90,"Dropped - Units whose status does not meet NEEDS criteria"]
["Ravenswood",2500,"RWES1","Energy Storage","New York",129,"Dropped - Units whose status does not meet NEEDS criteria"]
["Ravenswood",2500,"RWES2","Energy Storage","New York",98,"Dropped - Units whose status does not meet NEEDS criteria"]
["Ravenswood",2500,"RWES3","Energy Storage","New York",89,"Dropped - Units whose status does not meet NEEDS criteria"]
["Bowline Point",2625,"BOW3","Combined Cycle","New York",750,"Dropped - Units whose status does not meet NEEDS criteria"]
["James E. Rogers Energy Complex",2721,"7","Coal Steam","North Carolina",800,"Dropped - Units whose status does not meet NEEDS criteria"]
["Eagle Mountain",3489,"CT1","Combined Cycle","Texas",224.9,"Dropped - Units whose status does not meet NEEDS criteria"]
["Eagle Mountain",3489,"CT2","Combined Cycle","Texas",224.9,"Dropped - Units whose status does not meet NEEDS criteria"]
["Eagle Mountain",3489,"ST1","Combined Cycle","Texas",344.4,"Dropped - Units whose status does not meet NEEDS criteria"]
["Morgan Creek",3492,"7","Coal Steam","Texas",800,"Dropped - Units whose status does not meet NEEDS criteria"]
["Big Brown",3497,"3","Coal Steam","Texas",800,"Dropped - Units whose status does not meet NEEDS criteria"]
["Lake Creek",3502,"CT1","Combustion Turbine","Texas",207,"Dropped - Units whose status does not meet NEEDS criteria"]
["Lake Creek",3502,"ST3","Coal Steam","Texas",800,"Dropped - Units whose status does not meet NEEDS criteria"]
["Tradinghouse",3506,"CT1","Combustion Turbine","Texas",207,"Dropped - Units whose status does not meet NEEDS criteria"]
["Tradinghouse",3506,"CT2","Combustion Turbine","Texas",207,"Dropped - Units whose status does not meet NEEDS criteria"]
["Valley (TX)",3508,"4","Coal Steam","Texas",800,"Dropped - Units whose status does not meet NEEDS criteria"]
["Pulliam",4072,"GT1","Combustion Turbine","Wisconsin",74,"Dropped - Units whose status does not meet NEEDS criteria"]
["Pulliam",4072,"GT2","Combustion Turbine","Wisconsin",74,"Dropped - Units whose status does not meet NEEDS criteria"]
["Manitowoc",4125,"8","Coal Steam","Wisconsin",60,"Dropped - Units whose status does not meet NEEDS criteria"]
["Joes Valley Dam",4264,"NA1","Hydro","Utah",0.7,"Dropped - Units whose status does not meet NEEDS criteria"]
["Joes Valley Dam",4264,"NA2","Hydro","Utah",0.7,"Dropped - Units whose status does not meet NEEDS criteria"]
["Joes Valley Dam",4264,"NA3","Hydro","Utah",1,"Dropped - Units whose status does not meet NEEDS criteria"]
["Martin",6043,"5CC","Combined Cycle","Florida",419,"Dropped - Units whose status does not meet NEEDS criteria"]
["Martin",6043,"5CW","Combined Cycle","Florida",394,"Dropped - Units whose status does not meet NEEDS criteria"]
["Martin",6043,"6CC","Combined Cycle","Florida",419,"Dropped - Units whose status does not meet NEEDS criteria"]
["Martin",6043,"6CW","Combined Cycle","Florida",394,"Dropped - Units whose status does not meet NEEDS criteria"]
["Big Cajun 2",6055,"BC24","Coal Steam","Louisiana",705,"Dropped - Units whose status does not meet NEEDS criteria"]
["Nearman Creek",6064,"2","Coal Steam","Kansas",235,"Dropped - Units whose status does not meet NEEDS criteria"]
["Nearman Creek",6064,"CT5","Combustion Turbine","Kansas",45,"Dropped - Units whose status does not meet NEEDS criteria"]
["Stony Brook",6081,"3A","Combined Cycle","Massachusetts",289,"Dropped - Units whose status does not meet NEEDS criteria"]
["Stony Brook",6081,"CT4","Combined Cycle","Massachusetts",100,"Dropped - Units whose status does not meet NEEDS criteria"]
["Sooner",6095,"RR1","Coal Steam","Oklahoma",885,"Dropped - Units whose status does not meet NEEDS criteria"]
["V C Summer",6127,"2","Nuclear","South Carolina",1100,"Dropped - Units whose status does not meet NEEDS criteria"]
["V C Summer",6127,"3","Nuclear","South Carolina",1100,"Dropped - Units whose status does not meet NEEDS criteria"]
["Martin Lake",6146,"4","Coal Steam","Texas",800,"Dropped - Units whose status does not meet NEEDS criteria"]
["Monticello",6147,"4","Coal Steam","Texas",800,"Dropped - Units whose status does not meet NEEDS criteria"]
["Oak Grove (TX)",6180,"1","Coal Steam","Texas",750,"Dropped - Units whose status does not meet NEEDS criteria"]
["Oak Grove (TX)",6180,"2","Coal Steam","Texas",750,"Dropped - Units whose status does not meet NEEDS criteria"]
["Black Canyon",6396,"3","Hydro","Idaho",12.5,"Dropped - Units whose status does not meet NEEDS criteria"]
["Berlin",6565,"6A","Combustion Turbine","Maryland",5,"Dropped - Units whose status does not meet NEEDS criteria"]
["Berlin",6565,"7A","Combustion Turbine","Maryland",7.5,"Dropped - Units whose status does not meet NEEDS criteria"]
["Pebbly Beach Generating Station Hybrid",6704,"MT12","Combustion Turbine","California",0.1,"Dropped - Units whose status does not meet NEEDS criteria"]
["Pebbly Beach Generating Station Hybrid",6704,"MT13","Combustion Turbine","California",0.1,"Dropped - Units whose status does not meet NEEDS criteria"]
["Hugo",6772,"2","Coal Steam","Oklahoma",750,"Dropped - Units whose status does not meet NEEDS criteria"]
["Major Oak Power",7030,"3","Coal Steam","Texas",600,"Dropped - Units whose status does not meet NEEDS criteria"]
["NA 1 (SC)",7106,"GT1","Combustion Turbine","South Carolina",150,"Dropped - Units whose status does not meet NEEDS criteria"]
["NA 1 (IN)",7228,"1","Combustion Turbine","Indiana",286,"Dropped - Units whose status does not meet NEEDS criteria"]
["NA 1 (IN)",7228,"10","Combustion Turbine","Indiana",191,"Dropped - Units whose status does not meet NEEDS criteria"]
["NA 1 (IN)",7228,"11","Combustion Turbine","Indiana",252.2,"Dropped - Units whose status does not meet NEEDS criteria"]
["NA 1 (IN)",7228,"12","Combustion Turbine","Indiana",214,"Dropped - Units whose status does not meet NEEDS criteria"]
["NA 1 (IN)",7228,"13","Combustion Turbine","Indiana",214,"Dropped - Units whose status does not meet NEEDS criteria"]
["NA 1 (IN)",7228,"14","Combustion Turbine","Indiana",214,"Dropped - Units whose status does not meet NEEDS criteria"]
["NA 1 (IN)",7228,"15","Combustion Turbine","Indiana",214,"Dropped - Units whose status does not meet NEEDS criteria"]
["NA 1 (IN)",7228,"16","Combustion Turbine","Indiana",214,"Dropped - Units whose status does not meet NEEDS criteria"]
["NA 1 (IN)",7228,"2","Combustion Turbine","Indiana",72.5,"Dropped - Units whose status does not meet NEEDS criteria"]
["NA 1 (IN)",7228,"3","Combustion Turbine","Indiana",72.5,"Dropped - Units whose status does not meet NEEDS criteria"]
["NA 1 (IN)",7228,"4","Combustion Turbine","Indiana",96,"Dropped - Units whose status does not meet NEEDS criteria"]
["NA 1 (IN)",7228,"5","Combustion Turbine","Indiana",156,"Dropped - Units whose status does not meet NEEDS criteria"]
["NA 1 (IN)",7228,"6","Combustion Turbine","Indiana",156,"Dropped - Units whose status does not meet NEEDS criteria"]
["NA 1 (IN)",7228,"7","Combustion Turbine","Indiana",156,"Dropped - Units whose status does not meet NEEDS criteria"]
["NA 1 (IN)",7228,"8","Combustion Turbine","Indiana",552,"Dropped - Units whose status does not meet NEEDS criteria"]
["NA 1 (IN)",7228,"9","Combustion Turbine","Indiana",191,"Dropped - Units whose status does not meet NEEDS criteria"]
["Polk",7242,"6","Combined Cycle","Florida",459,"Dropped - Units whose status does not meet NEEDS criteria"]
["Polk",7242,"7","Combustion Turbine","Florida",155,"Dropped - Units whose status does not meet NEEDS criteria"]
["Polk",7242,"8","Combustion Turbine","Florida",459,"Dropped - Units whose status does not meet NEEDS criteria"]
["Polk",7242,"9","Combined Cycle","Florida",459,"Dropped - Units whose status does not meet NEEDS criteria"]
["NA 5",7253,"NA5","Combustion Turbine","South Carolina",150,"Dropped - Units whose status does not meet NEEDS criteria"]
["NA 8",7300,"GT8","Combustion Turbine","South Carolina",150,"Dropped - Units whose status does not meet NEEDS criteria"]
["Hines Energy Complex",7302,"5","Combined Cycle","Florida",461,"Dropped - Units whose status does not meet NEEDS criteria"]
["Hines Energy Complex",7302,"6","Combined Cycle","Florida",461,"Dropped - Units whose status does not meet NEEDS criteria"]
["Midulla Generating Station",7380,"1","Combined Cycle","Florida",260,"Dropped - Units whose status does not meet NEEDS criteria"]
["Midulla Generating Station",7380,"2","Combined Cycle","Florida",153,"Dropped - Units whose status does not meet NEEDS criteria"]
["Midulla Generating Station",7380,"PW9","Combined Cycle","Florida",54,"Dropped - Units whose status does not meet NEEDS criteria"]
["Rowesville Rd Plant",7480,"3","Combustion Turbine","South Carolina",4.2,"Dropped - Units whose status does not meet NEEDS criteria"]
["Rowesville Rd Plant",7480,"4","Combustion Turbine","South Carolina",4.2,"Dropped - Units whose status does not meet NEEDS criteria"]
["NA 1 (NC)",7539,"10","Combined Cycle","North Carolina",160,"Dropped - Units whose status does not meet NEEDS criteria"]
["NA 1 (NC)",7539,"11","Combined Cycle","North Carolina",167,"Dropped - Units whose status does not meet NEEDS criteria"]
["NA 1 (NC)",7539,"12","Combined Cycle","North Carolina",183,"Dropped - Units whose status does not meet NEEDS criteria"]
["NA 1 (NC)",7539,"4","Combined Cycle","North Carolina",167,"Dropped - Units whose status does not meet NEEDS criteria"]
["NA 1 (NC)",7539,"5","Combined Cycle","North Carolina",162,"Dropped - Units whose status does not meet NEEDS criteria"]
["NA 1 (NC)",7539,"6","Combined Cycle","North Carolina",167,"Dropped - Units whose status does not meet NEEDS criteria"]
["NA 1 (NC)",7539,"7","Combined Cycle","North Carolina",483,"Dropped - Units whose status does not meet NEEDS criteria"]
["NA 1 (NC)",7539,"9","Combined Cycle","North Carolina",155,"Dropped - Units whose status does not meet NEEDS criteria"]
["NA 1 (NC)",7539,"CCE1","Combined Cycle","North Carolina",474,"Dropped - Units whose status does not meet NEEDS criteria"]
["NA 1 (NC)",7539,"CCW1","Combined Cycle","North Carolina",237,"Dropped - Units whose status does not meet NEEDS criteria"]
["NA 1 (NC)",7539,"CT1","Combustion Turbine","North Carolina",153,"Dropped - Units whose status does not meet NEEDS criteria"]
["NA 1 (NC)",7539,"CT2","Combustion Turbine","North Carolina",153,"Dropped - Units whose status does not meet NEEDS criteria"]
["APC1",7708,"2","Combined Cycle","Alabama",270,"Dropped - Units whose status does not meet NEEDS criteria"]
["H Allen Franklin Combined Cycle",7710,"CT4A","Combined Cycle","Alabama",203.1,"Dropped - Units whose status does not meet NEEDS criteria"]
["H Allen Franklin Combined Cycle",7710,"CT4B","Combined Cycle","Alabama",203.1,"Dropped - Units whose status does not meet NEEDS criteria"]
["H Allen Franklin Combined Cycle",7710,"ST4","Combined Cycle","Alabama",282,"Dropped - Units whose status does not meet NEEDS criteria"]
["GPC3",7711,"1","Combined Cycle","Georgia",660,"Dropped - Units whose status does not meet NEEDS criteria"]
["GPC4",7712,"1","Combustion Turbine","Georgia",570,"Dropped - Units whose status does not meet NEEDS criteria"]
["GPC5",7713,"1","Combustion Turbine","Georgia",930,"Dropped - Units whose status does not meet NEEDS criteria"]
["GPC6",7714,"1","Combined Cycle","Georgia",570,"Dropped - Units whose status does not meet NEEDS criteria"]
["Future Gen Plant 1",7727,"1","Combined Cycle","North Carolina",162,"Dropped - Units whose status does not meet NEEDS criteria"]
["Future Gen Plant 2",7728,"1","Combined Cycle","North Carolina",480,"Dropped - Units whose status does not meet NEEDS criteria"]
["Turbine",7732,"1","Combustion Turbine","Texas",121,"Dropped - Units whose status does not meet NEEDS criteria"]
["Unknown",7738,"1","Combustion Turbine","Florida",300,"Dropped - Units whose status does not meet NEEDS criteria"]
["Unknown",7738,"GT1","Combustion Turbine","Florida",153,"Dropped - Units whose status does not meet NEEDS criteria"]
["Unknown",7738,"GT2","Combustion Turbine","Florida",153,"Dropped - Units whose status does not meet NEEDS criteria"]
["Unknown",7738,"GT3","Combustion Turbine","Florida",153,"Dropped - Units whose status does not meet NEEDS criteria"]
["Unknown",7738,"GT4","Combustion Turbine","Florida",153,"Dropped - Units whose status does not meet NEEDS criteria"]
["Unknown",7738,"GT5","Combustion Turbine","Florida",153,"Dropped - Units whose status does not meet NEEDS criteria"]
["Unknown",7738,"GT6","Combustion Turbine","Florida",153,"Dropped - Units whose status does not meet NEEDS criteria"]
["Unknown",7738,"GT7","Combustion Turbine","Florida",153,"Dropped - Units whose status does not meet NEEDS criteria"]
["Unsited",7744,"1","Combined Cycle","Florida",448,"Dropped - Units whose status does not meet NEEDS criteria"]
["Unsited",7744,"2","Combined Cycle","Florida",448,"Dropped - Units whose status does not meet NEEDS criteria"]
["Essex",7749,"2","Combustion Turbine","Missouri",104,"Dropped - Units whose status does not meet NEEDS criteria"]
["Bonanza",7790,"2","Coal Steam","Utah",86,"Dropped - Units whose status does not meet NEEDS criteria"]
["Dominion/Lo Mar",7797,"DOM3","Combustion Turbine","Virginia",1.6,"Dropped - Units whose status does not meet NEEDS criteria"]
["Dominion/Lo Mar",7797,"DOM4","Combustion Turbine","Virginia",1.6,"Dropped - Units whose status does not meet NEEDS criteria"]
["Dominion/Lo Mar",7797,"LOM4","Combustion Turbine","Virginia",1.6,"Dropped - Units whose status does not meet NEEDS criteria"]
["Roosevelt Biogas 1",7832,"6","Landfill Gas","Washington",0,"Dropped - Units whose status does not meet NEEDS criteria"]
["John S Rainey",7834,"CT4B","Combustion Turbine","South Carolina",146,"Dropped - Units whose status does not meet NEEDS criteria"]
["John S Rainey",7834,"CT5B","Combined Cycle","South Carolina",146,"Dropped - Units whose status does not meet NEEDS criteria"]
["John S Rainey",7834,"ST5S","Combined Cycle","South Carolina",160,"Dropped - Units whose status does not meet NEEDS criteria"]
["Essential Power Rock Springs LLC",7835,"5","Combustion Turbine","Maryland",160,"Dropped - Units whose status does not meet NEEDS criteria"]
["Essential Power Rock Springs LLC",7835,"6","Combustion Turbine","Maryland",160,"Dropped - Units whose status does not meet NEEDS criteria"]
["Marsh Run Generation Facility",7836,"4","Combustion Turbine","Virginia",195.5,"Dropped - Units whose status does not meet NEEDS criteria"]
["Elk Mound",7863,"3","Combustion Turbine","Wisconsin",35.5,"Dropped - Units whose status does not meet NEEDS criteria"]
["Elk Mound",7863,"4","Combustion Turbine","Wisconsin",35.5,"Dropped - Units whose status does not meet NEEDS criteria"]
["H L Culbreath Bayside Power Station",7873,"3A","Combustion Turbine","Florida",160,"Dropped - Units whose status does not meet NEEDS criteria"]
["H L Culbreath Bayside Power Station",7873,"3B","Combustion Turbine","Florida",160,"Dropped - Units whose status does not meet NEEDS criteria"]
["H L Culbreath Bayside Power Station",7873,"7","Combustion Turbine","Florida",56,"Dropped - Units whose status does not meet NEEDS criteria"]
["H L Culbreath Bayside Power Station",7873,"8","Combustion Turbine","Florida",56,"Dropped - Units whose status does not meet NEEDS criteria"]
["MPC1",7875,"1","Combustion Turbine","Mississippi",360,"Dropped - Units whose status does not meet NEEDS criteria"]
["APC2",7876,"1","Combined Cycle","Alabama",300,"Dropped - Units whose status does not meet NEEDS criteria"]
["APC3",7877,"1","Combined Cycle","Alabama",200,"Dropped - Units whose status does not meet NEEDS criteria"]
["MEAG1",7879,"1","Combined Cycle","Georgia",162,"Dropped - Units whose status does not meet NEEDS criteria"]
["MEAG2",7880,"1","Combined Cycle","Georgia",162,"Dropped - Units whose status does not meet NEEDS criteria"]
["MEAG3",7881,"1","Combined Cycle","Georgia",162,"Dropped - Units whose status does not meet NEEDS criteria"]
["NA 1",7889,"1","Combustion Turbine","Florida",150,"Dropped - Units whose status does not meet NEEDS criteria"]
["Unnamed",7890,"CC1","Combined Cycle","Florida",153,"Dropped - Units whose status does not meet NEEDS criteria"]
["Unnamed",7890,"CC2","Combined Cycle","Florida",153,"Dropped - Units whose status does not meet NEEDS criteria"]
["Unnamed",7890,"GT1","Combustion Turbine","Florida",153,"Dropped - Units whose status does not meet NEEDS criteria"]
["Unnamed",7890,"GT2","Combustion Turbine","Florida",153,"Dropped - Units whose status does not meet NEEDS criteria"]
["Unnamed",7890,"GT3","Combustion Turbine","Florida",153,"Dropped - Units whose status does not meet NEEDS criteria"]
["Midway",7893,"1","Combined Cycle","Florida",324,"Dropped - Units whose status does not meet NEEDS criteria"]
["Midway",7893,"2","Combined Cycle","Florida",324,"Dropped - Units whose status does not meet NEEDS criteria"]
["Midway",7893,"3","Combined Cycle","Florida",394,"Dropped - Units whose status does not meet NEEDS criteria"]
["Unknown",7894,"1","Combustion Turbine","Kentucky",148,"Dropped - Units whose status does not meet NEEDS criteria"]
["Unknown",7894,"2","Combustion Turbine","Kentucky",148,"Dropped - Units whose status does not meet NEEDS criteria"]
["Unknown",7894,"3","Combustion Turbine","Kentucky",148,"Dropped - Units whose status does not meet NEEDS criteria"]
["Unknown",7894,"4","Combustion Turbine","Kentucky",160,"Dropped - Units whose status does not meet NEEDS criteria"]
["Unknown",7894,"5","Combustion Turbine","Kentucky",160,"Dropped - Units whose status does not meet NEEDS criteria"]
["Unknown",7894,"6","Combustion Turbine","Kentucky",150,"Dropped - Units whose status does not meet NEEDS criteria"]
["Unknown",7894,"7","Combustion Turbine","Kentucky",150,"Dropped - Units whose status does not meet NEEDS criteria"]
["Unknown",7894,"8","Combustion Turbine","Kentucky",160,"Dropped - Units whose status does not meet NEEDS criteria"]
["E B Harris Electric Generating Plant",7897,"3","Combined Cycle","Alabama",615,"Dropped - Units whose status does not meet NEEDS criteria"]
["E B Harris Electric Generating Plant",7897,"4","Combined Cycle","Alabama",615,"Dropped - Units whose status does not meet NEEDS criteria"]
["Osawatomie",7928,"2","Combustion Turbine","Kansas",69.6,"Dropped - Units whose status does not meet NEEDS criteria"]
["Osawatomie",7928,"3","Combustion Turbine","Kansas",69.6,"Dropped - Units whose status does not meet NEEDS criteria"]
["Osawatomie",7928,"4","Combustion Turbine","Kansas",69.6,"Dropped - Units whose status does not meet NEEDS criteria"]
["Osawatomie",7928,"5","Combustion Turbine","Kansas",69.6,"Dropped - Units whose status does not meet NEEDS criteria"]
["Osawatomie",7928,"6","Combustion Turbine","Kansas",69.6,"Dropped - Units whose status does not meet NEEDS criteria"]
["Osawatomie",7928,"7","Combustion Turbine","Kansas",69.6,"Dropped - Units whose status does not meet NEEDS criteria"]
["Osawatomie",7928,"8","Combustion Turbine","Kansas",69.6,"Dropped - Units whose status does not meet NEEDS criteria"]
["Franklin (TN)",7950,"1","Combined Cycle","Tennessee",170,"Dropped - Units whose status does not meet NEEDS criteria"]
["Franklin (TN)",7950,"2","Combined Cycle","Tennessee",170,"Dropped - Units whose status does not meet NEEDS criteria"]
["Franklin (TN)",7950,"3","Combined Cycle","Tennessee",170,"Dropped - Units whose status does not meet NEEDS criteria"]
["Future CT",7956,"1","Combustion Turbine","South Dakota",24,"Dropped - Units whose status does not meet NEEDS criteria"]
["Future CT",7956,"2","Combustion Turbine","South Dakota",24,"Dropped - Units whose status does not meet NEEDS criteria"]
["Sediver",7957,"CT2A","Combined Cycle","South Carolina",146,"Dropped - Units whose status does not meet NEEDS criteria"]
["Sediver",7957,"CT2B","Combined Cycle","South Carolina",146,"Dropped - Units whose status does not meet NEEDS criteria"]
["Sediver",7957,"ST1S","Combined Cycle","South Carolina",160,"Dropped - Units whose status does not meet NEEDS criteria"]
["Horry Land Fill Gas Site",7958,"1","Combustion Turbine","South Carolina",5.2,"Dropped - Units whose status does not meet NEEDS criteria"]
["Horry Land Fill Gas Site",7958,"2","Combustion Turbine","South Carolina",5.2,"Dropped - Units whose status does not meet NEEDS criteria"]
["Horry Land Fill Gas Site",7958,"3","Combustion Turbine","South Carolina",5.2,"Dropped - Units whose status does not meet NEEDS criteria"]
["Horry Land Fill Gas Site",7958,"4","Combustion Turbine","South Carolina",5.2,"Dropped - Units whose status does not meet NEEDS criteria"]
["Horry Land Fill Gas Site",7958,"HG4","Landfill Gas","South Carolina",1.1,"Dropped - Units whose status does not meet NEEDS criteria"]
["W R Clayton Plant",7968,"1","Combustion Turbine","Georgia",155,"Dropped - Units whose status does not meet NEEDS criteria"]
["W R Clayton Plant",7968,"2","Combustion Turbine","Georgia",155,"Dropped - Units whose status does not meet NEEDS criteria"]
["W R Clayton Plant",7968,"3","Combustion Turbine","Georgia",155,"Dropped - Units whose status does not meet NEEDS criteria"]
["Prairie Energy",8003,"1","Coal Steam","Illinois",82,"Dropped - Units whose status does not meet NEEDS criteria"]
["Co Rd 33",8014,"7","Combustion Turbine","Minnesota",2.5,"Dropped - Units whose status does not meet NEEDS criteria"]
["Co Rd 33",8014,"8","Combustion Turbine","Minnesota",2.5,"Dropped - Units whose status does not meet NEEDS criteria"]
["Superior Generation Energy Center",8057,"GEN1","Combustion Turbine","Wisconsin",145,"Dropped - Units whose status does not meet NEEDS criteria"]
["DeCordova Steam Electric Station",8063,"CT5","Combustion Turbine","Texas",207,"Dropped - Units whose status does not meet NEEDS criteria"]
["DeCordova Steam Electric Station",8063,"CT6","Combustion Turbine","Texas",207,"Dropped - Units whose status does not meet NEEDS criteria"]
["Tipton",8106,"5A","Combustion Turbine","Iowa",1.1,"Dropped - Units whose status does not meet NEEDS criteria"]
["Springerville",8223,"5","Coal Steam","Arizona",375,"Dropped - Units whose status does not meet NEEDS criteria"]
["Tehachapi Wind Resource I",10191,"PLAN","Onshore Wind","California",0.6,"Dropped - Units whose status does not meet NEEDS criteria"]
["California Institute of Technology",10262,"GEN3","Combined Cycle","California",2.5,"Dropped - Units whose status does not meet NEEDS criteria"]
["California Institute of Technology",10262,"GEN4","Combined Cycle","California",2.5,"Dropped - Units whose status does not meet NEEDS criteria"]
["California Institute of Technology",10262,"GEN5","Combined Cycle","California",1,"Dropped - Units whose status does not meet NEEDS criteria"]
["California Institute of Technology",10262,"GEN8","Combined Cycle","California",9,"Dropped - Units whose status does not meet NEEDS criteria"]
["Dixie Valley Power Partnership",10681,"GEN1","Geothermal","Nevada",25,"Dropped - Units whose status does not meet NEEDS criteria"]
["Vicinity Energy Trenton, L.P.",50094,"1","Combustion Turbine","New Jersey",0,"Dropped - Units whose status does not meet NEEDS criteria"]
["Vicinity Energy Trenton, L.P.",50094,"2","Combustion Turbine","New Jersey",1.1,"Dropped - Units whose status does not meet NEEDS criteria"]
["Watson Cogeneration",50216,"GN97","Combined Cycle","California",79.6,"Dropped - Units whose status does not meet NEEDS criteria"]
["Texas Petrochemicals",50229,"GT1","Combined Cycle","Texas",105,"Dropped - Units whose status does not meet NEEDS criteria"]
["Texas Petrochemicals",50229,"GT2","Combined Cycle","Texas",35,"Dropped - Units whose status does not meet NEEDS criteria"]
["Texas Petrochemicals",50229,"ST#1","Combined Cycle","Texas",420,"Dropped - Units whose status does not meet NEEDS criteria"]
["Tres Vaqueros Wind Farms LLC",50826,"1","Onshore Wind","California",28.3,"Dropped - Units whose status does not meet NEEDS criteria"]
["TES Filer City Station",50835,"GEN2","Combined Cycle","Michigan",228,"Dropped - Units whose status does not meet NEEDS criteria"]
["Winnebago County Landfill Gas",50936,"EG6","Landfill Gas","Wisconsin",1.4,"Dropped - Units whose status does not meet NEEDS criteria"]
["Richmond Cogen",52109,"GEN3","Combined Cycle","California",43,"Dropped - Units whose status does not meet NEEDS criteria"]
["Elkton",52148,"GEN9","Solar PV","Virginia",2.5,"Dropped - Units whose status does not meet NEEDS criteria"]
["Tesoro Kenai Cogeneration Plant",52184,"GEN3","Combustion Turbine","Alaska",6.3,"Dropped - Units whose status does not meet NEEDS criteria"]
["Ponca City Refinery",52188,"G1A","Fossil Waste","Oklahoma",3,"Dropped - Units whose status does not meet NEEDS criteria"]
["Kennedy International Airport Cogen",54114,"CT-3","Combustion Turbine","New York",47,"Dropped - Units whose status does not meet NEEDS criteria"]
["Alvarado Hydro Facility",54242,"SD28H","Hydro","California",1.4,"Dropped - Units whose status does not meet NEEDS criteria"]
["Westwind Trust",54258,"WTGS","Onshore Wind","California",15.6,"Dropped - Units whose status does not meet NEEDS criteria"]
["Univ of NC Chapel Hill Cogen Facility",54276,"TG4","Coal Steam","North Carolina",20,"Dropped - Units whose status does not meet NEEDS criteria"]
["Four Mile Hydropower Project",54341,"5","Hydro","Michigan",0.1,"Dropped - Units whose status does not meet NEEDS criteria"]
["Ninth Street Hydropower Project",54342,"4","Hydro","Michigan",0.4,"Dropped - Units whose status does not meet NEEDS criteria"]
["UW Madison Charter Street Plant",54408,"2","Biomass","Wisconsin",12,"Dropped - Units whose status does not meet NEEDS criteria"]
["Metro Methane Recovery Facility",54700,"GEN9","Landfill Gas","Iowa",1.6,"Dropped - Units whose status does not meet NEEDS criteria"]
["Seneca Energy",54782,"GE19","Landfill Gas","New York",1.6,"Dropped - Units whose status does not meet NEEDS criteria"]
["Seneca Energy",54782,"GE20","Landfill Gas","New York",1.6,"Dropped - Units whose status does not meet NEEDS criteria"]
["Seneca Energy",54782,"GE21","Landfill Gas","New York",1.6,"Dropped - Units whose status does not meet NEEDS criteria"]
["Seneca Energy",54782,"GE22","Landfill Gas","New York",1.6,"Dropped - Units whose status does not meet NEEDS criteria"]
["Tiverton Power Plant",55048,"UNT3","Combined Cycle","Rhode Island",159.4,"Dropped - Units whose status does not meet NEEDS criteria"]
["Tiverton Power Plant",55048,"UNT4","Combined Cycle","Rhode Island",90.6,"Dropped - Units whose status does not meet NEEDS criteria"]
["Batesville Generation Facility",55063,"CTG4","Combined Cycle","Mississippi",292,"Dropped - Units whose status does not meet NEEDS criteria"]
["Afton Generating Station",55210,"0003","Combined Cycle","New Mexico",141,"Dropped - Units whose status does not meet NEEDS criteria"]
["Hardinsburg Electric Generating Station",55227,"GT1","Combustion Turbine","Kentucky",45,"Dropped - Units whose status does not meet NEEDS criteria"]
["Hardinsburg Electric Generating Station",55227,"GT2","Combustion Turbine","Kentucky",45,"Dropped - Units whose status does not meet NEEDS criteria"]
["Hardinsburg Electric Generating Station",55227,"GT3","Combustion Turbine","Kentucky",45,"Dropped - Units whose status does not meet NEEDS criteria"]
["Hardinsburg Electric Generating Station",55227,"GT4","Combustion Turbine","Kentucky",45,"Dropped - Units whose status does not meet NEEDS criteria"]
["Hardinsburg Electric Generating Station",55227,"GT5","Combustion Turbine","Kentucky",45,"Dropped - Units whose status does not meet NEEDS criteria"]
["Hardinsburg Electric Generating Station",55227,"GT6","Combustion Turbine","Kentucky",45,"Dropped - Units whose status does not meet NEEDS criteria"]
["Hardinsburg Electric Generating Station",55227,"GT7","Combustion Turbine","Kentucky",45,"Dropped - Units whose status does not meet NEEDS criteria"]
["Hardinsburg Electric Generating Station",55227,"GT8","Combustion Turbine","Kentucky",45,"Dropped - Units whose status does not meet NEEDS criteria"]
["Montpelier Electric Generating Station",55229,"GT5","Combustion Turbine","Indiana",45,"Dropped - Units whose status does not meet NEEDS criteria"]
["Montpelier Electric Generating Station",55229,"GT6","Combustion Turbine","Indiana",45,"Dropped - Units whose status does not meet NEEDS criteria"]
["Montpelier Electric Generating Station",55229,"GT7","Combustion Turbine","Indiana",45,"Dropped - Units whose status does not meet NEEDS criteria"]
["Montpelier Electric Generating Station",55229,"GT8","Combustion Turbine","Indiana",45,"Dropped - Units whose status does not meet NEEDS criteria"]
["Astoria Gas Turbines",55243,"CTG01","Combustion Turbine","New York",431,"Dropped - Units whose status does not meet NEEDS criteria"]
["Eddy County Generating Station",55252,"0001","Combustion Turbine","New Mexico",37,"Dropped - Units whose status does not meet NEEDS criteria"]
["Alta Mesa Project Phase IV",55352,"GEN1","Onshore Wind","California",40,"Dropped - Units whose status does not meet NEEDS criteria"]
["Jack Fusco Energy Center",55357,"CTG3","Combined Cycle","Texas",166,"Dropped - Units whose status does not meet NEEDS criteria"]
["Jack Fusco Energy Center",55357,"CTG4","Combined Cycle","Texas",166,"Dropped - Units whose status does not meet NEEDS criteria"]
["Two Elk Generating Station",55360,"GEN1","Coal Steam","Wyoming",275,"Dropped - Units whose status does not meet NEEDS criteria"]
["Sugar Creek Power",55364,"CT21","Combined Cycle","Indiana",159,"Dropped - Units whose status does not meet NEEDS criteria"]
["Sugar Creek Power",55364,"CT22","Combined Cycle","Indiana",154.3,"Dropped - Units whose status does not meet NEEDS criteria"]
["Sugar Creek Power",55364,"ST2","Combined Cycle","Indiana",195.4,"Dropped - Units whose status does not meet NEEDS criteria"]
["Harrod Electric Generating Station",55384,"GT1","Combustion Turbine","Ohio",76,"Dropped - Units whose status does not meet NEEDS criteria"]
["Harrod Electric Generating Station",55384,"GT2","Combustion Turbine","Ohio",76,"Dropped - Units whose status does not meet NEEDS criteria"]
["Harrod Electric Generating Station",55384,"GT3","Combustion Turbine","Ohio",76,"Dropped - Units whose status does not meet NEEDS criteria"]
["Harrod Electric Generating Station",55384,"GT4","Combustion Turbine","Ohio",76,"Dropped - Units whose status does not meet NEEDS criteria"]
["Harrod Electric Generating Station",55384,"GT5","Combustion Turbine","Ohio",76,"Dropped - Units whose status does not meet NEEDS criteria"]
["Harrod Electric Generating Station",55384,"GT6","Combustion Turbine","Ohio",76,"Dropped - Units whose status does not meet NEEDS criteria"]
["Fairmount Electric Generating",55385,"GT1","Combustion Turbine","Indiana",58.9,"Dropped - Units whose status does not meet NEEDS criteria"]
["Fairmount Electric Generating",55385,"GT2","Combustion Turbine","Indiana",58.9,"Dropped - Units whose status does not meet NEEDS criteria"]
["Fairmount Electric Generating",55385,"GT3","Combustion Turbine","Indiana",58.9,"Dropped - Units whose status does not meet NEEDS criteria"]
["Fairmount Electric Generating",55385,"GT4","Combustion Turbine","Indiana",58.9,"Dropped - Units whose status does not meet NEEDS criteria"]
["Fairmount Electric Generating",55385,"GT5","Combustion Turbine","Indiana",58.9,"Dropped - Units whose status does not meet NEEDS criteria"]
["Fairmount Electric Generating",55385,"GT6","Combustion Turbine","Indiana",58.9,"Dropped - Units whose status does not meet NEEDS criteria"]
["Fairmount Electric Generating",55385,"GT7","Combustion Turbine","Indiana",58.9,"Dropped - Units whose status does not meet NEEDS criteria"]
["Fairmount Electric Generating",55385,"GT8","Combustion Turbine","Indiana",58.9,"Dropped - Units whose status does not meet NEEDS criteria"]
["Zion Energy Center",55392,"CTG4","Combustion Turbine","Illinois",152,"Dropped - Units whose status does not meet NEEDS criteria"]
["Zion Energy Center",55392,"CTG5","Combustion Turbine","Illinois",152,"Dropped - Units whose status does not meet NEEDS criteria"]
["Shady Hills Generating Station",55414,"G401","Combustion Turbine","Florida",200,"Dropped - Units whose status does not meet NEEDS criteria"]
["Shady Hills Generating Station",55414,"G501","Combustion Turbine","Florida",200,"Dropped - Units whose status does not meet NEEDS criteria"]
["Hot Spring Generating Facility",55418,"CT3","Combined Cycle","Arkansas",173.8,"Dropped - Units whose status does not meet NEEDS criteria"]
["Hot Spring Generating Facility",55418,"CT4","Combined Cycle","Arkansas",173.8,"Dropped - Units whose status does not meet NEEDS criteria"]
["Hot Spring Generating Facility",55418,"ST2","Combined Cycle","Arkansas",304.4,"Dropped - Units whose status does not meet NEEDS criteria"]
["Amelia Energy Center",55465,"CTG1","Combined Cycle","Texas",180,"Dropped - Units whose status does not meet NEEDS criteria"]
["Amelia Energy Center",55465,"CTG2","Combined Cycle","Texas",180,"Dropped - Units whose status does not meet NEEDS criteria"]
["Amelia Energy Center",55465,"CTG3","Combined Cycle","Texas",180,"Dropped - Units whose status does not meet NEEDS criteria"]
["Amelia Energy Center",55465,"STG1","Combined Cycle","Texas",360,"Dropped - Units whose status does not meet NEEDS criteria"]
["Washington Parish Energy Center",55486,"CTG1","Combustion Turbine","Louisiana",172,"Dropped - Units whose status does not meet NEEDS criteria"]
["Washington Parish Energy Center",55486,"CTG2","Combustion Turbine","Louisiana",172,"Dropped - Units whose status does not meet NEEDS criteria"]
["Washington Parish Energy Center",55486,"ST1","Combined Cycle","Louisiana",215,"Dropped - Units whose status does not meet NEEDS criteria"]
["Sundance",55522,"CT11","Combustion Turbine","Arizona",38,"Dropped - Units whose status does not meet NEEDS criteria"]
["Sundance",55522,"CT12","Combustion Turbine","Arizona",38,"Dropped - Units whose status does not meet NEEDS criteria"]
["York Energy Center",55524,"CTG7","Combined Cycle","Pennsylvania",120,"Dropped - Units whose status does not meet NEEDS criteria"]
["Baytown",55551,"UN5","Landfill Gas","Texas",1,"Dropped - Units whose status does not meet NEEDS criteria"]
["Moapa Paiute Energy Center",55642,"CTG1","Combined Cycle","Nevada",185,"Dropped - Units whose status does not meet NEEDS criteria"]
["Moapa Paiute Energy Center",55642,"CTG2","Combined Cycle","Nevada",185,"Dropped - Units whose status does not meet NEEDS criteria"]
["Moapa Paiute Energy Center",55642,"CTG3","Combined Cycle","Nevada",185,"Dropped - Units whose status does not meet NEEDS criteria"]
["Moapa Paiute Energy Center",55642,"STG1","Combined Cycle","Nevada",492,"Dropped - Units whose status does not meet NEEDS criteria"]
["Nacogdoches Power",55708,"CTG1","Combined Cycle","Texas",185,"Dropped - Units whose status does not meet NEEDS criteria"]
["Nacogdoches Power",55708,"CTG2","Combined Cycle","Texas",95,"Dropped - Units whose status does not meet NEEDS criteria"]
["Nacogdoches Power",55708,"CTG3","Combined Cycle","Texas",95,"Dropped - Units whose status does not meet NEEDS criteria"]
["Nacogdoches Power",55708,"STG1","Combined Cycle","Texas",86,"Dropped - Units whose status does not meet NEEDS criteria"]
["Nacogdoches Power",55708,"STG2","Combined Cycle","Texas",100,"Dropped - Units whose status does not meet NEEDS criteria"]
["Nacogdoches Power",55708,"STG3","Combined Cycle","Texas",68,"Dropped - Units whose status does not meet NEEDS criteria"]
["FirstEnergy",55711,"CTG1","Combined Cycle","Arizona",180,"Dropped - Units whose status does not meet NEEDS criteria"]
["FirstEnergy",55711,"CTG2","Combined Cycle","Arizona",180,"Dropped - Units whose status does not meet NEEDS criteria"]
["FirstEnergy",55711,"CTG3","Combined Cycle","Arizona",180,"Dropped - Units whose status does not meet NEEDS criteria"]
["FirstEnergy",55711,"CTG4","Combined Cycle","Arizona",180,"Dropped - Units whose status does not meet NEEDS criteria"]
["FirstEnergy",55711,"STG1","Combined Cycle","Arizona",180,"Dropped - Units whose status does not meet NEEDS criteria"]
["FirstEnergy",55711,"STG2","Combined Cycle","Arizona",180,"Dropped - Units whose status does not meet NEEDS criteria"]
["Bennett Mountain",55733,"FT01","Combustion Turbine","Idaho",142,"Dropped - Units whose status does not meet NEEDS criteria"]
["Bennett Mountain",55733,"FT03","Combustion Turbine","Idaho",50,"Dropped - Units whose status does not meet NEEDS criteria"]
["Brookhaven Facility",55778,"BH5","Landfill Gas","New York",0.5,"Dropped - Units whose status does not meet NEEDS criteria"]
["Brookhaven Facility",55778,"BH6","Landfill Gas","New York",0.5,"Dropped - Units whose status does not meet NEEDS criteria"]
["Bowie Power Station LLC",55780,"CT1","Combined Cycle","Arizona",172,"Dropped - Units whose status does not meet NEEDS criteria"]
["Bowie Power Station LLC",55780,"CT2","Combined Cycle","Arizona",172,"Dropped - Units whose status does not meet NEEDS criteria"]
["Bowie Power Station LLC",55780,"CT3","Combined Cycle","Arizona",172,"Dropped - Units whose status does not meet NEEDS criteria"]
["Bowie Power Station LLC",55780,"CT4","Combined Cycle","Arizona",172,"Dropped - Units whose status does not meet NEEDS criteria"]
["Bowie Power Station LLC",55780,"ST1","Combined Cycle","Arizona",181,"Dropped - Units whose status does not meet NEEDS criteria"]
["Bowie Power Station LLC",55780,"ST2","Combined Cycle","Arizona",181,"Dropped - Units whose status does not meet NEEDS criteria"]
["Valencia Energy Facility",55802,"CTG2","Combustion Turbine","New Mexico",159.5,"Dropped - Units whose status does not meet NEEDS criteria"]
["Valencia Energy Facility",55802,"CTG3","Combustion Turbine","New Mexico",84.5,"Dropped - Units whose status does not meet NEEDS criteria"]
["Valencia Energy Facility",55802,"CTG4","Combustion Turbine","New Mexico",84.2,"Dropped - Units whose status does not meet NEEDS criteria"]
["Valencia Energy Facility",55802,"CTG5","Combined Cycle","New Mexico",84.2,"Dropped - Units whose status does not meet NEEDS criteria"]
["Valencia Energy Facility",55802,"CTG6","Combined Cycle","New Mexico",84.2,"Dropped - Units whose status does not meet NEEDS criteria"]
["RCWMD Badlands Landfill Gas Project",55820,"GEN2","Landfill Gas","California",1,"Dropped - Units whose status does not meet NEEDS criteria"]
["Curtis H Stanton Energy Center",55821,"BCT","IGCC","Florida",197,"Dropped - Units whose status does not meet NEEDS criteria"]
["Curtis H Stanton Energy Center",55821,"BST","IGCC","Florida",132,"Dropped - Units whose status does not meet NEEDS criteria"]
["Sherry Energy Center",55834,"CT01","Combustion Turbine","Wisconsin",176,"Dropped - Units whose status does not meet NEEDS criteria"]
["Sherry Energy Center",55834,"CT02","Combustion Turbine","Wisconsin",176,"Dropped - Units whose status does not meet NEEDS criteria"]
["Sherry Energy Center",55834,"CT03","Combustion Turbine","Wisconsin",176,"Dropped - Units whose status does not meet NEEDS criteria"]
["Sherry Energy Center",55834,"CT04","Combustion Turbine","Wisconsin",176,"Dropped - Units whose status does not meet NEEDS criteria"]
["Sherry Energy Center",55834,"CTG1","Combined Cycle","Wisconsin",176,"Dropped - Units whose status does not meet NEEDS criteria"]
["Sherry Energy Center",55834,"CTG2","Combined Cycle","Wisconsin",176,"Dropped - Units whose status does not meet NEEDS criteria"]
["Sherry Energy Center",55834,"STG1","Combined Cycle","Wisconsin",180,"Dropped - Units whose status does not meet NEEDS criteria"]
["Four Mile Hill",55845,"1","Geothermal","California",42,"Dropped - Units whose status does not meet NEEDS criteria"]
["Telephone Flat",55846,"1","Geothermal","California",42,"Dropped - Units whose status does not meet NEEDS criteria"]
["Valero Refinery Cogeneration Unit 2",55852,"GT 2","Fossil Waste","California",43.4,"Dropped - Units whose status does not meet NEEDS criteria"]
["Genova Arkansas I LLC",55869,"CTG1","Combined Cycle","Arkansas",160,"Dropped - Units whose status does not meet NEEDS criteria"]
["Genova Arkansas I LLC",55869,"CTG2","Combined Cycle","Arkansas",160,"Dropped - Units whose status does not meet NEEDS criteria"]
["Genova Arkansas I LLC",55869,"ST1","Combined Cycle","Arkansas",225,"Dropped - Units whose status does not meet NEEDS criteria"]
["Montgomery County Oaks LFGE Plant",55885,"N01","Landfill Gas","Maryland",2.3,"Dropped - Units whose status does not meet NEEDS criteria"]
["Montgomery County Oaks LFGE Plant",55885,"N02","Landfill Gas","Maryland",2.3,"Dropped - Units whose status does not meet NEEDS criteria"]
["TESLA Power Project",55937,"GTG1","Combined Cycle","California",162,"Dropped - Units whose status does not meet NEEDS criteria"]
["TESLA Power Project",55937,"GTG2","Combined Cycle","California",162,"Dropped - Units whose status does not meet NEEDS criteria"]
["TESLA Power Project",55937,"GTG3","Combined Cycle","California",162,"Dropped - Units whose status does not meet NEEDS criteria"]
["TESLA Power Project",55937,"GTG4","Combined Cycle","California",162,"Dropped - Units whose status does not meet NEEDS criteria"]
["TESLA Power Project",55937,"STG1","Combined Cycle","California",246,"Dropped - Units whose status does not meet NEEDS criteria"]
["TESLA Power Project",55937,"STG2","Combined Cycle","California",246,"Dropped - Units whose status does not meet NEEDS criteria"]
["NAEA Ocean Peaking Power LLC",55938,"OPP5","Combustion Turbine","New Jersey",149.2,"Dropped - Units whose status does not meet NEEDS criteria"]
["Klamath",56019,"CT-1","Combined Cycle","Oregon",162,"Dropped - Units whose status does not meet NEEDS criteria"]
["Klamath",56019,"CT-2","Combined Cycle","Oregon",162,"Dropped - Units whose status does not meet NEEDS criteria"]
["Klamath",56019,"ST-1","Combined Cycle","Oregon",220,"Dropped - Units whose status does not meet NEEDS criteria"]
["Loring Power Plant",56105,"GTG1","Combined Cycle","Maine",37,"Dropped - Units whose status does not meet NEEDS criteria"]
["Loring Power Plant",56105,"STG1","Combined Cycle","Maine",18,"Dropped - Units whose status does not meet NEEDS criteria"]
["Cash Creek",56107,"CT1","Combined Cycle","Kentucky",350.3,"Dropped - Units whose status does not meet NEEDS criteria"]
["Cash Creek",56107,"CT2","Combined Cycle","Kentucky",350.3,"Dropped - Units whose status does not meet NEEDS criteria"]
["Cash Creek",56107,"ST","Combined Cycle","Kentucky",123.6,"Dropped - Units whose status does not meet NEEDS criteria"]
["Seven Mile Creek LFG",56149,"5","Landfill Gas","Wisconsin",0.7,"Dropped - Units whose status does not meet NEEDS criteria"]
["Freeport Energy Center",56152,"CTG2","Combined Cycle","Texas",180,"Dropped - Units whose status does not meet NEEDS criteria"]
["Kennecott Power Plant",56163,"5CTG","Combined Cycle","Utah",176.9,"Dropped - Units whose status does not meet NEEDS criteria"]
["Kennecott Power Plant",56163,"MCHP","Combustion Turbine","Utah",5.9,"Dropped - Units whose status does not meet NEEDS criteria"]
["TS Power Plant",56224,"002","Combustion Turbine","Nevada",26,"Dropped - Units whose status does not meet NEEDS criteria"]
["TS Power Plant",56224,"003","Combustion Turbine","Nevada",26,"Dropped - Units whose status does not meet NEEDS criteria"]
["TS Power Plant",56224,"004","Combustion Turbine","Nevada",26,"Dropped - Units whose status does not meet NEEDS criteria"]
["TS Power Plant",56224,"005","Combustion Turbine","Nevada",26,"Dropped - Units whose status does not meet NEEDS criteria"]
["Prescott Airport",56228,"PV2","Solar PV","Arizona",7,"Dropped - Units whose status does not meet NEEDS criteria"]
["Green Valley LFGTE",56278,"4","Landfill Gas","Kentucky",0.8,"Dropped - Units whose status does not meet NEEDS criteria"]
["SPI - Everett",56281,"GEN1","Biomass","Washington",17,"Dropped - Units whose status does not meet NEEDS criteria"]
["San Francisco Electric Reliability Proj",56305,"1","Combustion Turbine","California",48.3,"Dropped - Units whose status does not meet NEEDS criteria"]
["San Francisco Electric Reliability Proj",56305,"2","Combustion Turbine","California",48.3,"Dropped - Units whose status does not meet NEEDS criteria"]
["San Francisco Electric Reliability Proj",56305,"3","Combustion Turbine","California",48.3,"Dropped - Units whose status does not meet NEEDS criteria"]
["San Francisco Intl Airport Ct Project",56306,"1","Combustion Turbine","California",48,"Dropped - Units whose status does not meet NEEDS criteria"]
["Raft River Geothermal Power Plant",56317,"2","Geothermal","Idaho",10,"Dropped - Units whose status does not meet NEEDS criteria"]
["Modern Innovative Energy LLC",56323,"GEN5","Landfill Gas","New York",1.6,"Dropped - Units whose status does not meet NEEDS criteria"]
["Modern Innovative Energy LLC",56323,"GEN6","Landfill Gas","New York",1.6,"Dropped - Units whose status does not meet NEEDS criteria"]
["Modern Innovative Energy LLC",56323,"GEN7","Landfill Gas","New York",1.6,"Dropped - Units whose status does not meet NEEDS criteria"]
["Modern Innovative Energy LLC",56323,"GEN8","Landfill Gas","New York",1.6,"Dropped - Units whose status does not meet NEEDS criteria"]
["Tampa Electric Co NA 2",56352,"1","Combustion Turbine","Florida",204,"Dropped - Units whose status does not meet NEEDS criteria"]
["Tampa Electric Co NA 2",56352,"2","Combustion Turbine","Florida",204,"Dropped - Units whose status does not meet NEEDS criteria"]
["Tampa Electric Co NA 2",56352,"3","Combustion Turbine","Florida",56,"Dropped - Units whose status does not meet NEEDS criteria"]
["Tampa Electric Co NA 2",56352,"4","Combustion Turbine","Florida",56,"Dropped - Units whose status does not meet NEEDS criteria"]
["Tampa Electric Co NA 2",56352,"5","Combustion Turbine","Florida",149,"Dropped - Units whose status does not meet NEEDS criteria"]
["Tampa Electric Co NA 2",56352,"6","Combustion Turbine","Florida",149,"Dropped - Units whose status does not meet NEEDS criteria"]
["Tampa Electric Co NA 2",56352,"7","Combustion Turbine","Florida",56,"Dropped - Units whose status does not meet NEEDS criteria"]
["Tampa Electric Co NA 3",56353,"3","Combustion Turbine","Florida",43,"Dropped - Units whose status does not meet NEEDS criteria"]
["Tampa Electric Co NA 3",56353,"4","Combustion Turbine","Florida",54,"Dropped - Units whose status does not meet NEEDS criteria"]
["Tampa Electric Co NA 4",56354,"5","Combustion Turbine","Florida",88,"Dropped - Units whose status does not meet NEEDS criteria"]
["Tampa Electric Co NA 4",56354,"6","Combustion Turbine","Florida",88,"Dropped - Units whose status does not meet NEEDS criteria"]
["Lake Area Landfill Gas Recovery",56366,"1","Landfill Gas","Wisconsin",1,"Dropped - Units whose status does not meet NEEDS criteria"]
["Lake Area Landfill Gas Recovery",56366,"2","Landfill Gas","Wisconsin",1,"Dropped - Units whose status does not meet NEEDS criteria"]
["Lake Area Landfill Gas Recovery",56366,"3","Landfill Gas","Wisconsin",1,"Dropped - Units whose status does not meet NEEDS criteria"]
["Lake Area Landfill Gas Recovery",56366,"4","Landfill Gas","Wisconsin",0.7,"Dropped - Units whose status does not meet NEEDS criteria"]
["Ecogen Wind",56370,"1","Onshore Wind","New York",272,"Dropped - Units whose status does not meet NEEDS criteria"]
["Jordanville Wind Farm",56398,"1","Onshore Wind","New York",80,"Dropped - Units whose status does not meet NEEDS criteria"]
["UTSA TEP II",56401,"GEN2","Combustion Turbine","Texas",1.5,"Dropped - Units whose status does not meet NEEDS criteria"]
["UTSA TEP II",56401,"GEN3","Combustion Turbine","Texas",1.5,"Dropped - Units whose status does not meet NEEDS criteria"]
["Lava Beds Wind Park LLC",56436,"LBWP","Onshore Wind","Idaho",18,"Dropped - Units whose status does not meet NEEDS criteria"]
["Notch Butte Wind Park",56438,"NBWP","Onshore Wind","Idaho",18,"Dropped - Units whose status does not meet NEEDS criteria"]
["Medicine Bow Fuel & Power LLC",56452,"1","Coal Steam","Wyoming",350,"Dropped - Units whose status does not meet NEEDS criteria"]
["Robinson Power Company LLC",56453,"CTG1","Combined Cycle","Pennsylvania",950,"Dropped - Units whose status does not meet NEEDS criteria"]
["Taylorville Energy Center",56454,"1","IGCC","Illinois",533,"Dropped - Units whose status does not meet NEEDS criteria"]
["WMPI Pty LLC",56455,"1","IGCC","Pennsylvania",41,"Dropped - Units whose status does not meet NEEDS criteria"]
["Castle Creek Hydroplant",56566,"1","Hydro","Colorado",1.2,"Dropped - Units whose status does not meet NEEDS criteria"]
["Robbins Community Power LLC",56576,"1","Biomass","Illinois",27.5,"Dropped - Units whose status does not meet NEEDS criteria"]
["Robbins Community Power LLC",56576,"2","Biomass","Illinois",27.5,"Dropped - Units whose status does not meet NEEDS criteria"]
["Ely Energy Center",56642,"1","Coal Steam","Nevada",750,"Dropped - Units whose status does not meet NEEDS criteria"]
["Ely Energy Center",56642,"2","Coal Steam","Nevada",750,"Dropped - Units whose status does not meet NEEDS criteria"]
["Crescent Ridge II Wind Energy Project",56653,"1","Onshore Wind","Illinois",57.8,"Dropped - Units whose status does not meet NEEDS criteria"]
["Seldom Seen Wind LLC",56655,"1","Onshore Wind","Pennsylvania",41,"Dropped - Units whose status does not meet NEEDS criteria"]
["Aragonne Mesa Phase II",56656,"1","Onshore Wind","New Mexico",105,"Dropped - Units whose status does not meet NEEDS criteria"]
["Lancaster Wind Farm Project",56657,"1","Onshore Wind","Illinois",70,"Dropped - Units whose status does not meet NEEDS criteria"]
["Majestic 2 Wind Farm",56658,"1","Onshore Wind","Texas",79.2,"Dropped - Units whose status does not meet NEEDS criteria"]
["Texas Gulf Wind 2",56662,"1","Onshore Wind","Texas",187.2,"Dropped - Units whose status does not meet NEEDS criteria"]
["El Paso Wind Project",56663,"1","Onshore Wind","Illinois",80,"Dropped - Units whose status does not meet NEEDS criteria"]
["Dempsey Ridge Wind Farm",56665,"DR2","Onshore Wind","Oklahoma",92,"Dropped - Units whose status does not meet NEEDS criteria"]
["Plant Washington",56675,"MAIN","Coal Steam","Georgia",850,"Dropped - Units whose status does not meet NEEDS criteria"]
["Margarita Energy Center",56676,"CTG1","Combustion Turbine","California",46.5,"Dropped - Units whose status does not meet NEEDS criteria"]
["Greenland Energy Center",56799,"3","Combined Cycle","Florida",166.6,"Dropped - Units whose status does not meet NEEDS criteria"]
["FibroCoast",56816,"FC1","Biomass","North Carolina",55,"Dropped - Units whose status does not meet NEEDS criteria"]
["FibroHills",56817,"1","Biomass","North Carolina",55,"Dropped - Units whose status does not meet NEEDS criteria"]
["Britton Powerhouse",56820,"1","Hydro","California",2.8,"Dropped - Units whose status does not meet NEEDS criteria"]
["Chalk Mountain Powerhouse",56821,"1","Hydro","California",2.2,"Dropped - Units whose status does not meet NEEDS criteria"]
["Rock Creek Dam",56822,"01","Hydro","California",3.6,"Dropped - Units whose status does not meet NEEDS criteria"]
["Woodfin",56849,"1","Combustion Turbine","North Carolina",40,"Dropped - Units whose status does not meet NEEDS criteria"]
["Maidencreek Biomass Plant",56885,"GEN 1","Biomass","Pennsylvania",5.2,"Dropped - Units whose status does not meet NEEDS criteria"]
["Jersey Shore Steel Co",56886,"GEN 1","Landfill Gas","Pennsylvania",1.6,"Dropped - Units whose status does not meet NEEDS criteria"]
["Warren County Solar",56888,"GEN 5","Solar PV","New Jersey",0.5,"Dropped - Units whose status does not meet NEEDS criteria"]
["Warren County Solar",56888,"GEN 6","Solar PV","New Jersey",0.5,"Dropped - Units whose status does not meet NEEDS criteria"]
["Warren County Solar",56888,"GEN 7","Solar PV","New Jersey",0.5,"Dropped - Units whose status does not meet NEEDS criteria"]
["Warren County Solar",56888,"GEN 8","Solar PV","New Jersey",0.5,"Dropped - Units whose status does not meet NEEDS criteria"]
["Warren County Solar",56888,"GEN 9","Solar PV","New Jersey",0.5,"Dropped - Units whose status does not meet NEEDS criteria"]
["Warren County Solar",56888,"GEN10","Solar PV","New Jersey",0.5,"Dropped - Units whose status does not meet NEEDS criteria"]
["Noble Bellmont Windpark LLC",56903,"1","Onshore Wind","New York",21,"Dropped - Units whose status does not meet NEEDS criteria"]
["Reedsport OPT Wave Park",56906,"1","Hydro","Oregon",1.5,"Dropped - Units whose status does not meet NEEDS criteria"]
["Western GeoPower Unit 1",56907,"TBD","Geothermal","California",22.5,"Dropped - Units whose status does not meet NEEDS criteria"]
["Imperial Valley Solar, LLC",56917,"2","Solar PV","California",400,"Dropped - Units whose status does not meet NEEDS criteria"]
["Painted Hills IV Wind",56926,"1","Onshore Wind","California",19.5,"Dropped - Units whose status does not meet NEEDS criteria"]
["Helms Energy Center",56955,"1","Combustion Turbine","California",49,"Dropped - Units whose status does not meet NEEDS criteria"]
["Pioneer Crossing Energy, LLC",56957,"LFG6","Landfill Gas","Pennsylvania",1.6,"Dropped - Units whose status does not meet NEEDS criteria"]
["Pioneer Crossing Energy, LLC",56957,"LFG7","Landfill Gas","Pennsylvania",1.6,"Dropped - Units whose status does not meet NEEDS criteria"]
["Hyland LFGTE Facility",56987,"GEN4","Landfill Gas","New York",1.6,"Dropped - Units whose status does not meet NEEDS criteria"]
["Pueblo Airport Generating Station",56998,"GT3","Combustion Turbine","Colorado",90,"Dropped - Units whose status does not meet NEEDS criteria"]
["CPV Vaca Station LLC",56999,"CTG1","Combined Cycle","California",189,"Dropped - Units whose status does not meet NEEDS criteria"]
["CPV Vaca Station LLC",56999,"CTG2","Combined Cycle","California",189,"Dropped - Units whose status does not meet NEEDS criteria"]
["CPV Vaca Station LLC",56999,"STG","Combined Cycle","California",198,"Dropped - Units whose status does not meet NEEDS criteria"]
["DeKalb County Green Energy Facility",57013,"3","Landfill Gas","Georgia",1.6,"Dropped - Units whose status does not meet NEEDS criteria"]
["Cleveland Cnty Generating Facility",57029,"5","Combustion Turbine","North Carolina",180.8,"Dropped - Units whose status does not meet NEEDS criteria"]
["Cleveland Cnty Generating Facility",57029,"6","Combustion Turbine","North Carolina",180.8,"Dropped - Units whose status does not meet NEEDS criteria"]
["Cleveland Cnty Generating Facility",57029,"7","Combustion Turbine","North Carolina",180.8,"Dropped - Units whose status does not meet NEEDS criteria"]
["Cleveland Cnty Generating Facility",57029,"8","Combustion Turbine","North Carolina",180.8,"Dropped - Units whose status does not meet NEEDS criteria"]
["Alakanuk",57053,"G309","Combustion Turbine","Alaska",0.5,"Dropped - Units whose status does not meet NEEDS criteria"]
["Quinhagak",57057,"1A","Combustion Turbine","Alaska",0.5,"Dropped - Units whose status does not meet NEEDS criteria"]
["Bowers Wind Project",57088,"1","Onshore Wind","Maine",48,"Dropped - Units whose status does not meet NEEDS criteria"]
["Simpson Ridge Wind Farm LLC",57117,"GEN 1","Onshore Wind","Wyoming",50,"Dropped - Units whose status does not meet NEEDS criteria"]
["Solar Photovoltaic Project #24",57127,"SO24A","Solar PV","California",0.5,"Dropped - Units whose status does not meet NEEDS criteria"]
["Solar Photovoltaic Project #24",57127,"SO24B","Solar PV","California",0.5,"Dropped - Units whose status does not meet NEEDS criteria"]
["Solar Photovoltaic Project #24",57127,"SO24C","Solar PV","California",0.5,"Dropped - Units whose status does not meet NEEDS criteria"]
["Solar Photovoltaic Project #24",57127,"SO24D","Solar PV","California",0.5,"Dropped - Units whose status does not meet NEEDS criteria"]
["Solar Photovoltaic Project #24",57127,"SO24E","Solar PV","California",0.5,"Dropped - Units whose status does not meet NEEDS criteria"]
["Solar Photovoltaic Project #24",57127,"SO24F","Solar PV","California",0.5,"Dropped - Units whose status does not meet NEEDS criteria"]
["Solar Photovoltaic Project #24",57127,"SO24G","Solar PV","California",0.5,"Dropped - Units whose status does not meet NEEDS criteria"]
["Solar Photovoltaic Project #24",57127,"SO24H","Solar PV","California",0.5,"Dropped - Units whose status does not meet NEEDS criteria"]
["Chapin Mountain",57142,"CM","Onshore Wind","Idaho",19.5,"Dropped - Units whose status does not meet NEEDS criteria"]
["Jack Ranch 200",57143,"JR200","Onshore Wind","Idaho",200,"Dropped - Units whose status does not meet NEEDS criteria"]
["Cottonwood Wind Park",57144,"JR20","Onshore Wind","Idaho",20,"Dropped - Units whose status does not meet NEEDS criteria"]
["Rogerson Flats",57145,"RF","Onshore Wind","Idaho",20,"Dropped - Units whose status does not meet NEEDS criteria"]
["Deep Creek Wind Park",57146,"JR1","Onshore Wind","Idaho",20,"Dropped - Units whose status does not meet NEEDS criteria"]
["Conner Ridge",57147,"CR","Onshore Wind","Idaho",19.5,"Dropped - Units whose status does not meet NEEDS criteria"]
["Badger Peak",57148,"BP","Onshore Wind","Idaho",20,"Dropped - Units whose status does not meet NEEDS criteria"]
["Bonanza Bar",57149,"BBAR","Onshore Wind","Idaho",20,"Dropped - Units whose status does not meet NEEDS criteria"]
["Salmon Creek",57150,"SC","Onshore Wind","Idaho",20,"Dropped - Units whose status does not meet NEEDS criteria"]
["Waste Management Tri-Cities LFGTE",57164,"GEN1","Landfill Gas","California",1.6,"Dropped - Units whose status does not meet NEEDS criteria"]
["Waste Management Tri-Cities LFGTE",57164,"GEN2","Landfill Gas","California",1.6,"Dropped - Units whose status does not meet NEEDS criteria"]
["Waste Management Tri-Cities LFGTE",57164,"GEN3","Landfill Gas","California",1.6,"Dropped - Units whose status does not meet NEEDS criteria"]
["Colorado Highlands Wind",57174,"CHW3","Onshore Wind","Colorado",19.7,"Dropped - Units whose status does not meet NEEDS criteria"]
["Baca Renewable Energy LLC",57175,"BACA1","Onshore Wind","Colorado",75,"Dropped - Units whose status does not meet NEEDS criteria"]
["Buckeye Geothermal Power Plant",57180,"1","Geothermal","California",49.9,"Dropped - Units whose status does not meet NEEDS criteria"]
["Wild Horse Power Plant",57181,"1","Geothermal","California",40,"Dropped - Units whose status does not meet NEEDS criteria"]
["PPL Glendon LFGTE Plant",57183,"3","Landfill Gas","Pennsylvania",1.6,"Dropped - Units whose status does not meet NEEDS criteria"]
["Ripley Westfield Wind LLC",57193,"WTG","Onshore Wind","New York",75,"Dropped - Units whose status does not meet NEEDS criteria"]
["Soldotna",57206,"2","Combustion Turbine","Alaska",44,"Dropped - Units whose status does not meet NEEDS criteria"]
["Rumble Road Energy Center",57209,"3","Combined Cycle","Georgia",200,"Dropped - Units whose status does not meet NEEDS criteria"]
["Rumble Road Energy Center",57209,"3A","Combined Cycle","Georgia",200,"Dropped - Units whose status does not meet NEEDS criteria"]
["Rumble Road Energy Center",57209,"3B","Combined Cycle","Georgia",200,"Dropped - Units whose status does not meet NEEDS criteria"]
["Orange County Biomass LLC",57215,"G-01","Biomass","South Carolina",35,"Dropped - Units whose status does not meet NEEDS criteria"]
["Solar Photovoltaic Project #04",57218,"S004A","Solar PV","California",0.5,"Dropped - Units whose status does not meet NEEDS criteria"]
["Solar Photovoltaic Project #04",57218,"S004B","Solar PV","California",0.5,"Dropped - Units whose status does not meet NEEDS criteria"]
["Solar Photovoltaic Project #04",57218,"S004C","Solar PV","California",0.5,"Dropped - Units whose status does not meet NEEDS criteria"]
["Solar Photovoltaic Project #08",57222,"S008E","Solar PV","California",0.5,"Dropped - Units whose status does not meet NEEDS criteria"]
["Solar Photovoltaic Project #09",57223,"S009C","Solar PV","California",0.5,"Dropped - Units whose status does not meet NEEDS criteria"]
["Solar Photovoltaic Project #10",57224,"S010D","Solar PV","California",0.5,"Dropped - Units whose status does not meet NEEDS criteria"]
["Solar Photovoltaic Project #12",57226,"S012B","Solar PV","California",0.5,"Dropped - Units whose status does not meet NEEDS criteria"]
["Solar Photovoltaic Project #14",57228,"S014A","Solar PV","California",0.5,"Dropped - Units whose status does not meet NEEDS criteria"]
["Solar Photovoltaic Project #14",57228,"S014B","Solar PV","California",0.5,"Dropped - Units whose status does not meet NEEDS criteria"]
["Solar Photovoltaic Project #14",57228,"S014C","Solar PV","California",0.5,"Dropped - Units whose status does not meet NEEDS criteria"]
["Solar Photovoltaic Project #17",57231,"S017H","Solar PV","California",0.5,"Dropped - Units whose status does not meet NEEDS criteria"]
["Solar Photovoltaic Project #18",57232,"S018D","Solar PV","California",0.5,"Dropped - Units whose status does not meet NEEDS criteria"]
["Solar Photovoltaic Project #19",57233,"S019A","Solar PV","California",0.5,"Dropped - Units whose status does not meet NEEDS criteria"]
["Solar Photovoltaic Project #19",57233,"S019B","Solar PV","California",0.5,"Dropped - Units whose status does not meet NEEDS criteria"]
["Solar Photovoltaic Project #19",57233,"S019C","Solar PV","California",0.5,"Dropped - Units whose status does not meet NEEDS criteria"]
["Solar Photovoltaic Project #19",57233,"S019D","Solar PV","California",0.5,"Dropped - Units whose status does not meet NEEDS criteria"]
["Solar Photovoltaic Project #19",57233,"S019E","Solar PV","California",0.5,"Dropped - Units whose status does not meet NEEDS criteria"]
["Solar Photovoltaic Project #19",57233,"S019F","Solar PV","California",0.5,"Dropped - Units whose status does not meet NEEDS criteria"]
["Solar Photovoltaic Project #19",57233,"S019G","Solar PV","California",0.5,"Dropped - Units whose status does not meet NEEDS criteria"]
["Solar Photovoltaic Project #19",57233,"S019H","Solar PV","California",0.5,"Dropped - Units whose status does not meet NEEDS criteria"]
["Solar Photovoltaic Project #19",57233,"S019I","Solar PV","California",0.5,"Dropped - Units whose status does not meet NEEDS criteria"]
["Solar Photovoltaic Project #20",57234,"S020A","Solar PV","California",0.5,"Dropped - Units whose status does not meet NEEDS criteria"]
["Solar Photovoltaic Project #20",57234,"S020B","Solar PV","California",0.5,"Dropped - Units whose status does not meet NEEDS criteria"]
["Solar Photovoltaic Project #20",57234,"S020C","Solar PV","California",0.5,"Dropped - Units whose status does not meet NEEDS criteria"]
["Solar Photovoltaic Project #20",57234,"S020D","Solar PV","California",0.5,"Dropped - Units whose status does not meet NEEDS criteria"]
["Solar Photovoltaic Project #20",57234,"S020E","Solar PV","California",0.5,"Dropped - Units whose status does not meet NEEDS criteria"]
["Solar Photovoltaic Project #20",57234,"S020F","Solar PV","California",0.5,"Dropped - Units whose status does not meet NEEDS criteria"]
["Solar Photovoltaic Project #20",57234,"S020G","Solar PV","California",0.5,"Dropped - Units whose status does not meet NEEDS criteria"]
["Solar Photovoltaic Project #21",57235,"S021A","Solar PV","California",0.5,"Dropped - Units whose status does not meet NEEDS criteria"]
["Solar Photovoltaic Project #21",57235,"S021B","Solar PV","California",0.5,"Dropped - Units whose status does not meet NEEDS criteria"]
["Solar Photovoltaic Project #21",57235,"S021C","Solar PV","California",0.5,"Dropped - Units whose status does not meet NEEDS criteria"]
["Solar Photovoltaic Project #21",57235,"S021D","Solar PV","California",0.5,"Dropped - Units whose status does not meet NEEDS criteria"]
["Solar Photovoltaic Project #21",57235,"S021E","Solar PV","California",0.5,"Dropped - Units whose status does not meet NEEDS criteria"]
["Solar Photovoltaic Project #23",57236,"S023F","Solar PV","California",0.5,"Dropped - Units whose status does not meet NEEDS criteria"]
["Solar Photovoltaic Project #27",57246,"S027E","Solar PV","California",0.5,"Dropped - Units whose status does not meet NEEDS criteria"]
["Solar Photovoltaic Project #27",57246,"S027F","Solar PV","California",0.5,"Dropped - Units whose status does not meet NEEDS criteria"]
["Solar Photovoltaic Project #28",57247,"S028H","Solar PV","California",0.5,"Dropped - Units whose status does not meet NEEDS criteria"]
["Trishe Wind Minnesota",57255,"1","Onshore Wind","Minnesota",40,"Dropped - Units whose status does not meet NEEDS criteria"]
["Trishe Wind Minnesota",57255,"2","Onshore Wind","Minnesota",300,"Dropped - Units whose status does not meet NEEDS criteria"]
["PA Solar Park",57256,"2","Solar PV","Pennsylvania",3.8,"Dropped - Units whose status does not meet NEEDS criteria"]
["Blythe Solar Power Project",57273,"1","Solar Thermal","California",0,"Dropped - Units whose status does not meet NEEDS criteria"]
["Blythe Solar Power Project",57273,"2","Solar Thermal","California",0,"Dropped - Units whose status does not meet NEEDS criteria"]
["Blythe Solar Power Project",57273,"3","Solar Thermal","California",232,"Dropped - Units whose status does not meet NEEDS criteria"]
["Blythe Solar Power Project",57273,"4","Solar Thermal","California",232,"Dropped - Units whose status does not meet NEEDS criteria"]
["Rice Solar Energy",57276,"RSE1","Solar Thermal","California",150,"Dropped - Units whose status does not meet NEEDS criteria"]
["Flat Water Wind Farm LLC",57283,"WTG2","Onshore Wind","Nebraska",6.9,"Dropped - Units whose status does not meet NEEDS criteria"]
["Alpine Solar",57295,"2","Solar PV","California",66,"Dropped - Units whose status does not meet NEEDS criteria"]
["Southern Owens Valley Solar Ranch",57304,"1","Solar PV","California",200,"Dropped - Units whose status does not meet NEEDS criteria"]
["Van Norman Bypass Solar Project",57307,"1","Solar PV","California",2,"Dropped - Units whose status does not meet NEEDS criteria"]
["LATTC South Campus Solar",57312,"1","Solar PV","California",1.1,"Dropped - Units whose status does not meet NEEDS criteria"]
["MP Wilson LLC",57370,"1","Landfill Gas","North Carolina",1.1,"Dropped - Units whose status does not meet NEEDS criteria"]
["MP Wilson LLC",57370,"2","Landfill Gas","North Carolina",1.1,"Dropped - Units whose status does not meet NEEDS criteria"]
["Turning Point Solar",57371,"TPS50","Solar PV","Ohio",44,"Dropped - Units whose status does not meet NEEDS criteria"]
["Turning Point Solar",57371,"TPS51","Solar PV","Ohio",0,"Dropped - Units whose status does not meet NEEDS criteria"]
["Turning Point Solar",57371,"TPS52","Solar PV","Ohio",0,"Dropped - Units whose status does not meet NEEDS criteria"]
["Agua Caliente Solar Project",57373,"AGU01","Solar PV","Arizona",290,"Dropped - Units whose status does not meet NEEDS criteria"]
["TAA Solar Facility",57391,"TAA1","Solar PV","Arizona",2.8,"Dropped - Units whose status does not meet NEEDS criteria"]
["Lakeview Cogeneration LLC",57398,"1","Biomass","Oregon",24,"Dropped - Units whose status does not meet NEEDS criteria"]
["Mahoning",57411,"GEN6","Landfill Gas","Ohio",0.8,"Dropped - Units whose status does not meet NEEDS criteria"]
["K Road Calico Solar",57416,"01","Solar PV","California",0,"Dropped - Units whose status does not meet NEEDS criteria"]
["K Road Calico Solar",57416,"02","Solar PV","California",0,"Dropped - Units whose status does not meet NEEDS criteria"]
["Black Rock I",57477,"G3201","Geothermal","California",60,"Dropped - Units whose status does not meet NEEDS criteria"]
["Black Rock II",57478,"G3202","Geothermal","California",60,"Dropped - Units whose status does not meet NEEDS criteria"]
["Black Rock III",57479,"G303","Geothermal","California",60,"Dropped - Units whose status does not meet NEEDS criteria"]
["Sampson County Disposal",57492,"GEN7","Landfill Gas","North Carolina",1.6,"Dropped - Units whose status does not meet NEEDS criteria"]
["Sampson County Disposal",57492,"GEN8","Landfill Gas","North Carolina",1.6,"Dropped - Units whose status does not meet NEEDS criteria"]
["Perdido",57502,"3","Landfill Gas","Florida",1.5,"Dropped - Units whose status does not meet NEEDS criteria"]
["Oneida Energy",57503,"CE1","Combustion Turbine","Wisconsin",1.5,"Dropped - Units whose status does not meet NEEDS criteria"]
["Oneida Energy",57503,"CE2","Combustion Turbine","Wisconsin",1.5,"Dropped - Units whose status does not meet NEEDS criteria"]
["Oneida Energy",57503,"CE3","Combustion Turbine","Wisconsin",1.5,"Dropped - Units whose status does not meet NEEDS criteria"]
["Purdue Energy Park",57518,"1","Onshore Wind","Indiana",20,"Dropped - Units whose status does not meet NEEDS criteria"]
["Purdue Energy Park",57518,"2","Onshore Wind","Indiana",19.2,"Dropped - Units whose status does not meet NEEDS criteria"]
["Giffen",57521,"2","Solar PV","California",10,"Dropped - Units whose status does not meet NEEDS criteria"]
["Painted Hills",57527,"1","Onshore Wind","California",17.5,"Dropped - Units whose status does not meet NEEDS criteria"]
["Solar Photovoltaic Project #25",57528,"S25A","Solar PV","California",0.5,"Dropped - Units whose status does not meet NEEDS criteria"]
["Solar Photovoltaic Project #25",57528,"S25B","Solar PV","California",0.5,"Dropped - Units whose status does not meet NEEDS criteria"]
["Solar Photovoltaic Project #25",57528,"S25C","Solar PV","California",0.5,"Dropped - Units whose status does not meet NEEDS criteria"]
["Solar Photovoltaic Project #25",57528,"S25D","Solar PV","California",0.5,"Dropped - Units whose status does not meet NEEDS criteria"]
["Solar Photovoltaic Project #25",57528,"S25E","Solar PV","California",0.5,"Dropped - Units whose status does not meet NEEDS criteria"]
["Solar Photovoltaic Project #25",57528,"S25F","Solar PV","California",0.5,"Dropped - Units whose status does not meet NEEDS criteria"]
["Solar Photovoltaic Project #25",57528,"S25G","Solar PV","California",0.5,"Dropped - Units whose status does not meet NEEDS criteria"]
["Solar Photovoltaic Project #25",57528,"S25H","Solar PV","California",0.5,"Dropped - Units whose status does not meet NEEDS criteria"]
["Solar Photovoltaic Project #25",57528,"S25I","Solar PV","California",0.5,"Dropped - Units whose status does not meet NEEDS criteria"]
["Solar Photovoltaic Project #30",57532,"S30A","Solar PV","California",0.5,"Dropped - Units whose status does not meet NEEDS criteria"]
["Solar Photovoltaic Project #30",57532,"S30B","Solar PV","California",0.5,"Dropped - Units whose status does not meet NEEDS criteria"]
["Solar Photovoltaic Project #30",57532,"S30C","Solar PV","California",0.5,"Dropped - Units whose status does not meet NEEDS criteria"]
["Solar Photovoltaic Project #31",57533,"S31A","Solar PV","California",0.5,"Dropped - Units whose status does not meet NEEDS criteria"]
["Solar Photovoltaic Project #31",57533,"S31B","Solar PV","California",0.5,"Dropped - Units whose status does not meet NEEDS criteria"]
["Solar Photovoltaic Project #35",57537,"35H","Solar PV","California",0.5,"Dropped - Units whose status does not meet NEEDS criteria"]
["Solar Photovoltaic Project #35",57537,"35I","Solar PV","California",0.5,"Dropped - Units whose status does not meet NEEDS criteria"]
["Solar Photovoltaic Project #35",57537,"35J","Solar PV","California",0.5,"Dropped - Units whose status does not meet NEEDS criteria"]
["Solar Photovoltaic Project #35",57537,"35K","Solar PV","California",0.5,"Dropped - Units whose status does not meet NEEDS criteria"]
["Solar Photovoltaic Project #35",57537,"35L","Solar PV","California",0.5,"Dropped - Units whose status does not meet NEEDS criteria"]
["Solar Photovoltaic Project #35",57537,"35M","Solar PV","California",0.5,"Dropped - Units whose status does not meet NEEDS criteria"]
["Solar Photovoltaic Project #35",57537,"35N","Solar PV","California",0.5,"Dropped - Units whose status does not meet NEEDS criteria"]
["Solar Photovoltaic Project #35",57537,"S35A","Solar PV","California",0.5,"Dropped - Units whose status does not meet NEEDS criteria"]
["Solar Photovoltaic Project #35",57537,"S35B","Solar PV","California",0.5,"Dropped - Units whose status does not meet NEEDS criteria"]
["Solar Photovoltaic Project #35",57537,"S35C","Solar PV","California",0.5,"Dropped - Units whose status does not meet NEEDS criteria"]
["Solar Photovoltaic Project #35",57537,"S35D","Solar PV","California",0.5,"Dropped - Units whose status does not meet NEEDS criteria"]
["Solar Photovoltaic Project #35",57537,"S35E","Solar PV","California",0.5,"Dropped - Units whose status does not meet NEEDS criteria"]
["Solar Photovoltaic Project #35",57537,"S35F","Solar PV","California",0.5,"Dropped - Units whose status does not meet NEEDS criteria"]
["Solar Photovoltaic Project #35",57537,"S35G","Solar PV","California",0.5,"Dropped - Units whose status does not meet NEEDS criteria"]
["Solar Photovoltaic Project #40",57538,"S40A","Solar PV","California",0.5,"Dropped - Units whose status does not meet NEEDS criteria"]
["Solar Photovoltaic Project #40",57538,"S40B","Solar PV","California",0.5,"Dropped - Units whose status does not meet NEEDS criteria"]
["Solar Photovoltaic Project #40",57538,"S40C","Solar PV","California",0.5,"Dropped - Units whose status does not meet NEEDS criteria"]
["Solar Photovoltaic Project #40",57538,"S40D","Solar PV","California",0.5,"Dropped - Units whose status does not meet NEEDS criteria"]
["Solar Photovoltaic Project #40",57538,"S40E","Solar PV","California",0.5,"Dropped - Units whose status does not meet NEEDS criteria"]
["Solar Photovoltaic Project #40",57538,"S40F","Solar PV","California",0.5,"Dropped - Units whose status does not meet NEEDS criteria"]
["Solar Photovoltaic Project #40",57538,"S40G","Solar PV","California",0.5,"Dropped - Units whose status does not meet NEEDS criteria"]
["Solar Photovoltaic Project #40",57538,"S40H","Solar PV","California",0.5,"Dropped - Units whose status does not meet NEEDS criteria"]
["Solar Photovoltaic Project #40",57538,"S40I","Solar PV","California",0.5,"Dropped - Units whose status does not meet NEEDS criteria"]
["Solar Photovoltaic Project #40",57538,"S40J","Solar PV","California",0.5,"Dropped - Units whose status does not meet NEEDS criteria"]
["Solar Photovoltaic Project #40",57538,"S40K","Solar PV","California",0.5,"Dropped - Units whose status does not meet NEEDS criteria"]
["Solar Photovoltaic Project #40",57538,"S40L","Solar PV","California",0.5,"Dropped - Units whose status does not meet NEEDS criteria"]
["Solar Photovoltaic Project #40",57538,"S40M","Solar PV","California",0.5,"Dropped - Units whose status does not meet NEEDS criteria"]
["Solar Photovoltaic Project #40",57538,"S40N","Solar PV","California",0.5,"Dropped - Units whose status does not meet NEEDS criteria"]
["Solar Photovoltaic Project #40",57538,"S40O","Solar PV","California",0.5,"Dropped - Units whose status does not meet NEEDS criteria"]
["Solar Photovoltaic Project #40",57538,"S40P","Solar PV","California",0.5,"Dropped - Units whose status does not meet NEEDS criteria"]
["Solar Photovoltaic Project #40",57538,"S40Q","Solar PV","California",0.5,"Dropped - Units whose status does not meet NEEDS criteria"]
["Solar Photovoltaic Project #40",57538,"S40R","Solar PV","California",0.5,"Dropped - Units whose status does not meet NEEDS criteria"]
["Solar Photovoltaic Project #40",57538,"S40S","Solar PV","California",0.5,"Dropped - Units whose status does not meet NEEDS criteria"]
["Solar Photovoltaic Project #40",57538,"S40T","Solar PV","California",0.5,"Dropped - Units whose status does not meet NEEDS criteria"]
["Solar Photovoltaic Project #41",57539,"S41A","Solar PV","California",0.5,"Dropped - Units whose status does not meet NEEDS criteria"]
["Solar Photovoltaic Project #41",57539,"S41B","Solar PV","California",0.5,"Dropped - Units whose status does not meet NEEDS criteria"]
["Solar Photovoltaic Project #41",57539,"S41C","Solar PV","California",0.5,"Dropped - Units whose status does not meet NEEDS criteria"]
["Solar Photovoltaic Project #41",57539,"S41D","Solar PV","California",0.5,"Dropped - Units whose status does not meet NEEDS criteria"]
["Solar Photovoltaic Project #41",57539,"S41E","Solar PV","California",0.5,"Dropped - Units whose status does not meet NEEDS criteria"]
["Solar Photovoltaic Project #41",57539,"S41F","Solar PV","California",0.5,"Dropped - Units whose status does not meet NEEDS criteria"]
["Solar Photovoltaic Project #41",57539,"S41G","Solar PV","California",0.5,"Dropped - Units whose status does not meet NEEDS criteria"]
["Solar Photovoltaic Project #41",57539,"S41H","Solar PV","California",0.5,"Dropped - Units whose status does not meet NEEDS criteria"]
["Solar Photovoltaic Project #41",57539,"S41I","Solar PV","California",0.5,"Dropped - Units whose status does not meet NEEDS criteria"]
["Solar Photovoltaic Project #41",57539,"S41J","Solar PV","California",0.5,"Dropped - Units whose status does not meet NEEDS criteria"]
["Solar Photovoltaic Project #41",57539,"S41K","Solar PV","California",0.5,"Dropped - Units whose status does not meet NEEDS criteria"]
["Solar Photovoltaic Project #41",57539,"S41L","Solar PV","California",0.5,"Dropped - Units whose status does not meet NEEDS criteria"]
["Solar Photovoltaic Project #41",57539,"S41M","Solar PV","California",0.5,"Dropped - Units whose status does not meet NEEDS criteria"]
["Solar Photovoltaic Project #41",57539,"S41N","Solar PV","California",0.5,"Dropped - Units whose status does not meet NEEDS criteria"]
["Solar Photovoltaic Project #41",57539,"S41O","Solar PV","California",0.5,"Dropped - Units whose status does not meet NEEDS criteria"]
["Solar Photovoltaic Project #41",57539,"S41P","Solar PV","California",0.5,"Dropped - Units whose status does not meet NEEDS criteria"]
["Solar Photovoltaic Project #41",57539,"S41Q","Solar PV","California",0.5,"Dropped - Units whose status does not meet NEEDS criteria"]
["Solar Photovoltaic Project #41",57539,"S41R","Solar PV","California",0.5,"Dropped - Units whose status does not meet NEEDS criteria"]
["Solar Photovoltaic Project #41",57539,"S41S","Solar PV","California",0.5,"Dropped - Units whose status does not meet NEEDS criteria"]
["Solar Photovoltaic Project #41",57539,"S41T","Solar PV","California",0.5,"Dropped - Units whose status does not meet NEEDS criteria"]
["Solar Photovoltaic Project #45",57541,"S45A","Solar PV","California",0.5,"Dropped - Units whose status does not meet NEEDS criteria"]
["Solar Photovoltaic Project #45",57541,"S45B","Solar PV","California",0.5,"Dropped - Units whose status does not meet NEEDS criteria"]
["Solar Photovoltaic Project #45",57541,"S45C","Solar PV","California",0.5,"Dropped - Units whose status does not meet NEEDS criteria"]
["Solar Photovoltaic Project #45",57541,"S45D","Solar PV","California",0.5,"Dropped - Units whose status does not meet NEEDS criteria"]
["Solar Photovoltaic Project #45",57541,"S45E","Solar PV","California",0.5,"Dropped - Units whose status does not meet NEEDS criteria"]
["Solar Photovoltaic Project #45",57541,"S45F","Solar PV","California",0.5,"Dropped - Units whose status does not meet NEEDS criteria"]
["Solar Photovoltaic Project #45",57541,"S45G","Solar PV","California",0.5,"Dropped - Units whose status does not meet NEEDS criteria"]
["Solar Photovoltaic Project #45",57541,"S45H","Solar PV","California",0.5,"Dropped - Units whose status does not meet NEEDS criteria"]
["Solar Photovoltaic Project #45",57541,"S45I","Solar PV","California",0.5,"Dropped - Units whose status does not meet NEEDS criteria"]
["Solar Photovoltaic Project #45",57541,"S45J","Solar PV","California",0.5,"Dropped - Units whose status does not meet NEEDS criteria"]
["Solar Photovoltaic Project #45",57541,"S45K","Solar PV","California",0.5,"Dropped - Units whose status does not meet NEEDS criteria"]
["Solar Photovoltaic Project #45",57541,"S45L","Solar PV","California",0.5,"Dropped - Units whose status does not meet NEEDS criteria"]
["Solar Photovoltaic Project #47",57543,"S47A","Solar PV","California",0.5,"Dropped - Units whose status does not meet NEEDS criteria"]
["Solar Photovoltaic Project #47",57543,"S47B","Solar PV","California",0.5,"Dropped - Units whose status does not meet NEEDS criteria"]
["Solar Photovoltaic Project #46",57545,"S46A","Solar PV","California",0.5,"Dropped - Units whose status does not meet NEEDS criteria"]
["Solar Photovoltaic Project #46",57545,"S46B","Solar PV","California",0.5,"Dropped - Units whose status does not meet NEEDS criteria"]
["Solar Photovoltaic Project #46",57545,"S46C","Solar PV","California",0.5,"Dropped - Units whose status does not meet NEEDS criteria"]
["Solar Photovoltaic Project #46",57545,"S46D","Solar PV","California",0.5,"Dropped - Units whose status does not meet NEEDS criteria"]
["Solar Photovoltaic Project #46",57545,"S46E","Solar PV","California",0.5,"Dropped - Units whose status does not meet NEEDS criteria"]
["Solar Photovoltaic Project #46",57545,"S46F","Solar PV","California",0.5,"Dropped - Units whose status does not meet NEEDS criteria"]
["Solar Photovoltaic Project #46",57545,"S46G","Solar PV","California",0.5,"Dropped - Units whose status does not meet NEEDS criteria"]
["Milford Wind Corridor Phase III",57546,"1","Onshore Wind","Utah",100,"Dropped - Units whose status does not meet NEEDS criteria"]
["Oakley Generating Station",57552,"CT1","Combined Cycle","California",197.3,"Dropped - Units whose status does not meet NEEDS criteria"]
["Oakley Generating Station",57552,"CT2","Combined Cycle","California",197.3,"Dropped - Units whose status does not meet NEEDS criteria"]
["Oakley Generating Station",57552,"ST","Combined Cycle","California",191.3,"Dropped - Units whose status does not meet NEEDS criteria"]
["Kalaeloa Solar One",57569,"KS1-A","Solar PV","Hawaii",3,"Dropped - Units whose status does not meet NEEDS criteria"]
["Kalaeloa Solar One",57569,"KS1-B","Solar PV","Hawaii",3,"Dropped - Units whose status does not meet NEEDS criteria"]
["FibroMont",57596,"G1","Biomass","North Carolina",55,"Dropped - Units whose status does not meet NEEDS criteria"]
["Paulding Wind Farm LLC",57611,"GEN1","Onshore Wind","Ohio",49,"Dropped - Units whose status does not meet NEEDS criteria"]
["Number Nine Wind Farm",57612,"GEN1","Onshore Wind","Maine",250,"Dropped - Units whose status does not meet NEEDS criteria"]
["Antelope Ridge Wind Power",57615,"GEN1","Onshore Wind","Oregon",300,"Dropped - Units whose status does not meet NEEDS criteria"]
["Blackstone Wind Farm III",57618,"GEN1","Onshore Wind","Illinois",200,"Dropped - Units whose status does not meet NEEDS criteria"]
["Blackstone Wind Farm IV",57619,"GEN1","Onshore Wind","Illinois",100,"Dropped - Units whose status does not meet NEEDS criteria"]
["Beaver Wood Energy Fair Haven, LLC",57634,"GEN1","Biomass","Vermont",29.5,"Dropped - Units whose status does not meet NEEDS criteria"]
["Antelope Solar Farm",57641,"FRV2","Solar PV","California",20,"Dropped - Units whose status does not meet NEEDS criteria"]
["Vestas Towers America, Inc.",57643,"V112","Onshore Wind","Colorado",3,"Dropped - Units whose status does not meet NEEDS criteria"]
["Sorrento",57686,"1","Solar PV","Florida",40,"Dropped - Units whose status does not meet NEEDS criteria"]
["Cheyenne Prairie Generating Station",57703,"02B","Combustion Turbine","Wyoming",40,"Dropped - Units whose status does not meet NEEDS criteria"]
["Cheyenne Prairie Generating Station",57703,"03A","Combustion Turbine","Wyoming",40,"Dropped - Units whose status does not meet NEEDS criteria"]
["West Butte Wind Power Project",57704,"WB-1","Onshore Wind","Oregon",104.5,"Dropped - Units whose status does not meet NEEDS criteria"]
["Gibson County Generation Station",57709,"1","Combined Cycle","Tennessee",371,"Dropped - Units whose status does not meet NEEDS criteria"]
["Suzlon Project VIII LLC",57741,"S128","Onshore Wind","Texas",2.6,"Dropped - Units whose status does not meet NEEDS criteria"]
["St Joseph Energy Center",57794,"1","Combined Cycle","Indiana",642,"Dropped - Units whose status does not meet NEEDS criteria"]
["St Joseph Energy Center",57794,"CT3","Combined Cycle","Indiana",237,"Dropped - Units whose status does not meet NEEDS criteria"]
["St Joseph Energy Center",57794,"CT4","Combined Cycle","Indiana",237,"Dropped - Units whose status does not meet NEEDS criteria"]
["St Joseph Energy Center",57794,"ST2","Combined Cycle","Indiana",232,"Dropped - Units whose status does not meet NEEDS criteria"]
["Levy Nuclear Plant",57894,"LNP1","Nuclear","Florida",1092,"Dropped - Units whose status does not meet NEEDS criteria"]
["Levy Nuclear Plant",57894,"LNP2","Nuclear","Florida",1092,"Dropped - Units whose status does not meet NEEDS criteria"]
["Hidden Hills Solar Plant 1",57905,"1","Solar Thermal","California",250,"Dropped - Units whose status does not meet NEEDS criteria"]
["Hidden Hills Solar Plant 2",57906,"1","Solar Thermal","California",250,"Dropped - Units whose status does not meet NEEDS criteria"]
["Dolan Springs",57920,"1","Onshore Wind","Arizona",300,"Dropped - Units whose status does not meet NEEDS criteria"]
["Kettleman Solar",57921,"1","Solar PV","California",22,"Dropped - Units whose status does not meet NEEDS criteria"]
["Dry Lake Solar",57922,"1","Solar PV","Arizona",50,"Dropped - Units whose status does not meet NEEDS criteria"]
["Tierra Bonita Solar",57923,"1","Solar PV","California",22,"Dropped - Units whose status does not meet NEEDS criteria"]
["Klamath Solar",57924,"1","Solar PV","Oregon",5,"Dropped - Units whose status does not meet NEEDS criteria"]
["LanEast Solar Farm LLC",57957,"1","Solar PV","California",20,"Dropped - Units whose status does not meet NEEDS criteria"]
["LanWest Solar Farm LLC",57958,"1","Solar PV","California",5,"Dropped - Units whose status does not meet NEEDS criteria"]
["Tierra Del Sol Solar Farm LLC",57961,"1","Solar PV","California",45,"Dropped - Units whose status does not meet NEEDS criteria"]
["Pea Patch Wind Farm",58087,"PEAP","Onshore Wind","Maryland",50,"Dropped - Units whose status does not meet NEEDS criteria"]
["Williams College - Campus CHP",58160,"GEN3","Combustion Turbine","Massachusetts",1.2,"Dropped - Units whose status does not meet NEEDS criteria"]
["Williams College - Campus CHP",58160,"GEN6","Combustion Turbine","Massachusetts",2,"Dropped - Units whose status does not meet NEEDS criteria"]
["Rio Mesa Solar Facility 1",58188,"1","Solar Thermal","California",250,"Dropped - Units whose status does not meet NEEDS criteria"]
["Rio Mesa SEGF 2",58189,"1","Solar Thermal","California",250,"Dropped - Units whose status does not meet NEEDS criteria"]
["US Magnesium",58191,"GT4","Combustion Turbine","Utah",24,"Dropped - Units whose status does not meet NEEDS criteria"]
["Hudson Ranch Power II LLC",58211,"HR2","Geothermal","California",49,"Dropped - Units whose status does not meet NEEDS criteria"]
["Los Alamos PV Site",58256,"4","Solar PV","New Mexico",1,"Dropped - Units whose status does not meet NEEDS criteria"]
["La Luz Energy Center",58284,"0002","Combustion Turbine","New Mexico",40.2,"Dropped - Units whose status does not meet NEEDS criteria"]
["Zuni Solar 1",58285,"ZNPV","Solar PV","California",1.5,"Dropped - Units whose status does not meet NEEDS criteria"]
["Zuni Solar 2",58286,"ZSPV","Solar PV","California",1.5,"Dropped - Units whose status does not meet NEEDS criteria"]
["Helen Solar 1",58287,"GWPV","Solar PV","California",1.5,"Dropped - Units whose status does not meet NEEDS criteria"]
["Helen Solar 2",58288,"GEPV","Solar PV","California",1.5,"Dropped - Units whose status does not meet NEEDS criteria"]
["Tehachapi Spindle",58291,"TS1","Energy Storage","California",20,"Dropped - Units whose status does not meet NEEDS criteria"]
["Troutdale Energy Center",58396,"PLGEN","Combined Cycle","Oregon",652,"Dropped - Units whose status does not meet NEEDS criteria"]
["Good Spring NGCC Facility",58409,"GT1","Combined Cycle","Pennsylvania",232,"Dropped - Units whose status does not meet NEEDS criteria"]
["Good Spring NGCC Facility",58409,"ST1","Combined Cycle","Pennsylvania",108,"Dropped - Units whose status does not meet NEEDS criteria"]
["Copper Crossing Energy and Research Center",58413,"CCGS1","Combustion Turbine","Arizona",98,"Dropped - Units whose status does not meet NEEDS criteria"]
["Copper Crossing Energy and Research Center",58413,"CCGS2","Combustion Turbine","Arizona",98,"Dropped - Units whose status does not meet NEEDS criteria"]
["Copper Crossing Energy and Research Center",58413,"CCGS3","Combustion Turbine","Arizona",226,"Dropped - Units whose status does not meet NEEDS criteria"]
["Copper Crossing Energy and Research Center",58413,"CCGS4","Combustion Turbine","Arizona",226,"Dropped - Units whose status does not meet NEEDS criteria"]
["Copper Crossing Energy and Research Center",58413,"CCGS5","Combustion Turbine","Arizona",226,"Dropped - Units whose status does not meet NEEDS criteria"]
["Copper Crossing Energy and Research Center",58413,"CCGS6","Combustion Turbine","Arizona",226,"Dropped - Units whose status does not meet NEEDS criteria"]
["Copper Crossing Energy and Research Center",58413,"CCGS7","Combustion Turbine","Arizona",226,"Dropped - Units whose status does not meet NEEDS criteria"]
["Copper Crossing Energy and Research Center",58413,"CCGS8","Combustion Turbine","Arizona",226,"Dropped - Units whose status does not meet NEEDS criteria"]
["Copper Crossing Energy and Research Center",58413,"CCGS9","Combustion Turbine","Arizona",91,"Dropped - Units whose status does not meet NEEDS criteria"]
["Hardee County Solar Farms 1 LLC",58637,"HCSF1","Solar PV","Florida",20,"Dropped - Units whose status does not meet NEEDS criteria"]
["Paynesville Wind Farm",58693,"1","Onshore Wind","Minnesota",95,"Dropped - Units whose status does not meet NEEDS criteria"]
["EKS Solar Farm",58705,"PV1","Solar PV","Hawaii",5,"Dropped - Units whose status does not meet NEEDS criteria"]
["Oxbow Creek",58714,"1","Combustion Turbine","Pennsylvania",6.8,"Dropped - Units whose status does not meet NEEDS criteria"]
["Oxbow Creek",58714,"2","Combustion Turbine","Pennsylvania",6.8,"Dropped - Units whose status does not meet NEEDS criteria"]
["Oxbow Creek",58714,"3","Combustion Turbine","Pennsylvania",6.8,"Dropped - Units whose status does not meet NEEDS criteria"]
["Colin Solar",58723,"PV1","Solar PV","North Carolina",4,"Dropped - Units whose status does not meet NEEDS criteria"]
["Duck Solar",58724,"PV1","Solar PV","North Carolina",5,"Dropped - Units whose status does not meet NEEDS criteria"]
["Hawkins Solar",58727,"PV1","Solar PV","North Carolina",5,"Dropped - Units whose status does not meet NEEDS criteria"]
["Katherine Solar",58728,"PV1","Solar PV","North Carolina",5,"Dropped - Units whose status does not meet NEEDS criteria"]
["Lotus Solar",58729,"PV1","Solar PV","North Carolina",4,"Dropped - Units whose status does not meet NEEDS criteria"]
["Austin Solar",58733,"PV1","Solar PV","North Carolina",2,"Dropped - Units whose status does not meet NEEDS criteria"]
["Beth Solar",58734,"PV1","Solar PV","North Carolina",5,"Dropped - Units whose status does not meet NEEDS criteria"]
["Big Boy Solar",58736,"PV1","Solar PV","North Carolina",3,"Dropped - Units whose status does not meet NEEDS criteria"]
["Binks Solar",58737,"PV1","Solar PV","North Carolina",4,"Dropped - Units whose status does not meet NEEDS criteria"]
["Charlie Solar",58738,"PV1","Solar PV","North Carolina",4.5,"Dropped - Units whose status does not meet NEEDS criteria"]
["RJ Solar",58743,"PV1","Solar PV","North Carolina",5,"Dropped - Units whose status does not meet NEEDS criteria"]
["Shadow Solar",58744,"PV1","Solar PV","North Carolina",3,"Dropped - Units whose status does not meet NEEDS criteria"]
["Blue Mountain Wind Farm",58764,"BM1","Onshore Wind","Utah",80,"Dropped - Units whose status does not meet NEEDS criteria"]
["Wake Wind Energy Center",58766,"2","Onshore Wind","Texas",125,"Dropped - Units whose status does not meet NEEDS criteria"]
["Wake Wind Energy Center",58766,"3","Onshore Wind","Texas",61.1,"Dropped - Units whose status does not meet NEEDS criteria"]
["Buckeye Wind Energy Center",58767,"2","Onshore Wind","Kansas",70.3,"Dropped - Units whose status does not meet NEEDS criteria"]
["Buckeye Wind Energy Center",58767,"3","Onshore Wind","Kansas",105.5,"Dropped - Units whose status does not meet NEEDS criteria"]
["Buckeye Wind Farm",58776,"1","Onshore Wind","Ohio",99,"Dropped - Units whose status does not meet NEEDS criteria"]
["Coyote Crest Wind Farm",58778,"1","Onshore Wind","Washington",127.5,"Dropped - Units whose status does not meet NEEDS criteria"]
["Allegany Wind Farm",58779,"1","Onshore Wind","New York",72.5,"Dropped - Units whose status does not meet NEEDS criteria"]
["Longhorn Holdings",58781,"PV1","Solar PV","North Carolina",5,"Dropped - Units whose status does not meet NEEDS criteria"]
["Hop Bottom",58800,"1","Combustion Turbine","Pennsylvania",6.8,"Dropped - Units whose status does not meet NEEDS criteria"]
["Hop Bottom",58800,"2","Combustion Turbine","Pennsylvania",6.8,"Dropped - Units whose status does not meet NEEDS criteria"]
["Hop Bottom",58800,"3","Combustion Turbine","Pennsylvania",6.8,"Dropped - Units whose status does not meet NEEDS criteria"]
["Hop Bottom",58800,"GEN1","Combustion Turbine","Pennsylvania",4.2,"Dropped - Units whose status does not meet NEEDS criteria"]
["Hop Bottom",58800,"GEN2","Combustion Turbine","Pennsylvania",4.2,"Dropped - Units whose status does not meet NEEDS criteria"]
["Hop Bottom",58800,"GEN3","Combustion Turbine","Pennsylvania",4.2,"Dropped - Units whose status does not meet NEEDS criteria"]
["Hop Bottom",58800,"GEN4","Combustion Turbine","Pennsylvania",4.2,"Dropped - Units whose status does not meet NEEDS criteria"]
["Hop Bottom",58800,"GEN5","Combustion Turbine","Pennsylvania",4.2,"Dropped - Units whose status does not meet NEEDS criteria"]
["McCaskey Solar Farm, LLC",58804,"INV1","Solar PV","North Carolina",0.3,"Dropped - Units whose status does not meet NEEDS criteria"]
["McCaskey Solar Farm, LLC",58804,"INV2","Solar PV","North Carolina",0.3,"Dropped - Units whose status does not meet NEEDS criteria"]
["McCaskey Solar Farm, LLC",58804,"INV3","Solar PV","North Carolina",0.3,"Dropped - Units whose status does not meet NEEDS criteria"]
["McCaskey Solar Farm, LLC",58804,"INV4","Solar PV","North Carolina",0.3,"Dropped - Units whose status does not meet NEEDS criteria"]
["McCaskey Solar Farm, LLC",58804,"INV5","Solar PV","North Carolina",0.3,"Dropped - Units whose status does not meet NEEDS criteria"]
["McCaskey Solar Farm, LLC",58804,"INV6","Solar PV","North Carolina",0.3,"Dropped - Units whose status does not meet NEEDS criteria"]
["McCaskey Solar Farm, LLC",58804,"INV7","Solar PV","North Carolina",0.3,"Dropped - Units whose status does not meet NEEDS criteria"]
["McCaskey Solar Farm, LLC",58804,"INV8","Solar PV","North Carolina",0.3,"Dropped - Units whose status does not meet NEEDS criteria"]
["Alpaca",58813,"GEN1","Combustion Turbine","Pennsylvania",4.2,"Dropped - Units whose status does not meet NEEDS criteria"]
["Alpaca",58813,"GEN2","Combustion Turbine","Pennsylvania",4.2,"Dropped - Units whose status does not meet NEEDS criteria"]
["Alpaca",58813,"GEN3","Combustion Turbine","Pennsylvania",4.2,"Dropped - Units whose status does not meet NEEDS criteria"]
["Alpaca",58813,"GEN4","Combustion Turbine","Pennsylvania",4.2,"Dropped - Units whose status does not meet NEEDS criteria"]
["Alpaca",58813,"GEN5","Combustion Turbine","Pennsylvania",4.2,"Dropped - Units whose status does not meet NEEDS criteria"]
["Bayles",58816,"1","Combustion Turbine","Pennsylvania",6.8,"Dropped - Units whose status does not meet NEEDS criteria"]
["Bayles",58816,"2","Combustion Turbine","Pennsylvania",6.8,"Dropped - Units whose status does not meet NEEDS criteria"]
["Bayles",58816,"3","Combustion Turbine","Pennsylvania",6.8,"Dropped - Units whose status does not meet NEEDS criteria"]
["Bayles",58816,"GEN1","Combustion Turbine","Pennsylvania",4.2,"Dropped - Units whose status does not meet NEEDS criteria"]
["Bayles",58816,"GEN2","Combustion Turbine","Pennsylvania",4.2,"Dropped - Units whose status does not meet NEEDS criteria"]
["Bayles",58816,"GEN3","Combustion Turbine","Pennsylvania",4.2,"Dropped - Units whose status does not meet NEEDS criteria"]
["Bayles",58816,"GEN4","Combustion Turbine","Pennsylvania",4.2,"Dropped - Units whose status does not meet NEEDS criteria"]
["Bayles",58816,"GEN5","Combustion Turbine","Pennsylvania",4.2,"Dropped - Units whose status does not meet NEEDS criteria"]
["Kelly",58817,"GEN1","Combustion Turbine","Pennsylvania",3,"Dropped - Units whose status does not meet NEEDS criteria"]
["Kelly",58817,"GEN2","Combustion Turbine","Pennsylvania",3,"Dropped - Units whose status does not meet NEEDS criteria"]
["Milan",58818,"GEN1","Combustion Turbine","Pennsylvania",4.2,"Dropped - Units whose status does not meet NEEDS criteria"]
["Milan",58818,"GEN2","Combustion Turbine","Pennsylvania",4.2,"Dropped - Units whose status does not meet NEEDS criteria"]
["Milan",58818,"GEN3","Combustion Turbine","Pennsylvania",4.2,"Dropped - Units whose status does not meet NEEDS criteria"]
["Milan",58818,"GEN4","Combustion Turbine","Pennsylvania",4.2,"Dropped - Units whose status does not meet NEEDS criteria"]
["Milan",58818,"GEN5","Combustion Turbine","Pennsylvania",4.2,"Dropped - Units whose status does not meet NEEDS criteria"]
["Red Glen",58819,"GEN1","Combustion Turbine","Pennsylvania",4.2,"Dropped - Units whose status does not meet NEEDS criteria"]
["Red Glen",58819,"GEN2","Combustion Turbine","Pennsylvania",4.2,"Dropped - Units whose status does not meet NEEDS criteria"]
["Red Glen",58819,"GEN3","Combustion Turbine","Pennsylvania",4.2,"Dropped - Units whose status does not meet NEEDS criteria"]
["Red Glen",58819,"GEN4","Combustion Turbine","Pennsylvania",4.2,"Dropped - Units whose status does not meet NEEDS criteria"]
["Red Glen",58819,"GEN5","Combustion Turbine","Pennsylvania",4.2,"Dropped - Units whose status does not meet NEEDS criteria"]
["Shippenville",58820,"GEN1","Combustion Turbine","Pennsylvania",4.2,"Dropped - Units whose status does not meet NEEDS criteria"]
["Shippenville",58820,"GEN2","Combustion Turbine","Pennsylvania",4.2,"Dropped - Units whose status does not meet NEEDS criteria"]
["Shippenville",58820,"GEN3","Combustion Turbine","Pennsylvania",4.2,"Dropped - Units whose status does not meet NEEDS criteria"]
["Shippenville",58820,"GEN4","Combustion Turbine","Pennsylvania",4.4,"Dropped - Units whose status does not meet NEEDS criteria"]
["Shippenville",58820,"GEN5","Combustion Turbine","Pennsylvania",4.2,"Dropped - Units whose status does not meet NEEDS criteria"]
["Florey Knobb",58821,"1","Combustion Turbine","Pennsylvania",6.8,"Dropped - Units whose status does not meet NEEDS criteria"]
["Florey Knobb",58821,"2","Combustion Turbine","Pennsylvania",6.8,"Dropped - Units whose status does not meet NEEDS criteria"]
["Florey Knobb",58821,"3","Combustion Turbine","Pennsylvania",6.8,"Dropped - Units whose status does not meet NEEDS criteria"]
["Florey Knobb",58821,"GEN1","Combustion Turbine","Pennsylvania",4.2,"Dropped - Units whose status does not meet NEEDS criteria"]
["Florey Knobb",58821,"GEN2","Combustion Turbine","Pennsylvania",4.2,"Dropped - Units whose status does not meet NEEDS criteria"]
["Florey Knobb",58821,"GEN3","Combustion Turbine","Pennsylvania",4.2,"Dropped - Units whose status does not meet NEEDS criteria"]
["Florey Knobb",58821,"GEN4","Combustion Turbine","Pennsylvania",4.2,"Dropped - Units whose status does not meet NEEDS criteria"]
["Florey Knobb",58821,"GEN5","Combustion Turbine","Pennsylvania",4.2,"Dropped - Units whose status does not meet NEEDS criteria"]
["Flannagan Hydroelectric Project",58827,"LEFT","Hydro","Virginia",0.4,"Dropped - Units whose status does not meet NEEDS criteria"]
["Flannagan Hydroelectric Project",58827,"LEFT1","Hydro","Virginia",0.4,"Dropped - Units whose status does not meet NEEDS criteria"]
["Flannagan Hydroelectric Project",58827,"LEFT2","Hydro","Virginia",0.4,"Dropped - Units whose status does not meet NEEDS criteria"]
["Flannagan Hydroelectric Project",58827,"RGHT","Hydro","Virginia",0.4,"Dropped - Units whose status does not meet NEEDS criteria"]
["South Dunes Power Plant",58841,"CT-1","Combined Cycle","Oregon",47.2,"Dropped - Units whose status does not meet NEEDS criteria"]
["South Dunes Power Plant",58841,"CT-2","Combined Cycle","Oregon",47.2,"Dropped - Units whose status does not meet NEEDS criteria"]
["South Dunes Power Plant",58841,"CT-3","Combined Cycle","Oregon",47.2,"Dropped - Units whose status does not meet NEEDS criteria"]
["South Dunes Power Plant",58841,"CT-4","Combined Cycle","Oregon",47.2,"Dropped - Units whose status does not meet NEEDS criteria"]
["South Dunes Power Plant",58841,"CT-5","Combined Cycle","Oregon",47.2,"Dropped - Units whose status does not meet NEEDS criteria"]
["South Dunes Power Plant",58841,"CT-6","Combined Cycle","Oregon",47.2,"Dropped - Units whose status does not meet NEEDS criteria"]
["South Dunes Power Plant",58841,"ST-1","Combined Cycle","Oregon",50,"Dropped - Units whose status does not meet NEEDS criteria"]
["South Dunes Power Plant",58841,"ST-2","Combined Cycle","Oregon",50,"Dropped - Units whose status does not meet NEEDS criteria"]
["Greenville Farm 2",58850,"1","Solar PV","North Carolina",3,"Dropped - Units whose status does not meet NEEDS criteria"]
["Mayodan Farm",58852,"1","Solar PV","North Carolina",5,"Dropped - Units whose status does not meet NEEDS criteria"]
["Ostrich Farm",58857,"1","Solar PV","North Carolina",5,"Dropped - Units whose status does not meet NEEDS criteria"]
["Peanut Farm",58858,"1","Solar PV","North Carolina",1.8,"Dropped - Units whose status does not meet NEEDS criteria"]
["Enfield Farm",58860,"1","Solar PV","North Carolina",5,"Dropped - Units whose status does not meet NEEDS criteria"]
["Chatham Park Solar Farm",58869,"1","Solar PV","North Carolina",20,"Dropped - Units whose status does not meet NEEDS criteria"]
["Frederick-Carroll County Renewable Waste",58875,"GEN1","Municipal Solid Waste","Maryland",47,"Dropped - Units whose status does not meet NEEDS criteria"]
["CPV Smyth Generation Company LLC",58878,"1","Combined Cycle","Virginia",989,"Dropped - Units whose status does not meet NEEDS criteria"]
["White Camp Solar",58888,"WCAMP","Solar PV","Texas",100,"Dropped - Units whose status does not meet NEEDS criteria"]
["Summit Ridge I Wind Farm",58894,"SRWF","Onshore Wind","Oregon",192,"Dropped - Units whose status does not meet NEEDS criteria"]
["Stargate Point Comfort",58895,"STAR1","Combustion Turbine","Texas",232,"Dropped - Units whose status does not meet NEEDS criteria"]
["CPV Pondera King Energy Center",58910,"CC","Combined Cycle","Texas",836,"Dropped - Units whose status does not meet NEEDS criteria"]
["4001 and 2510 ClearVista Solar and Wind",58922,"CVPV","Solar PV","California",5,"Dropped - Units whose status does not meet NEEDS criteria"]
["4001 and 2510 ClearVista Solar and Wind",58922,"CVWT","Onshore Wind","California",19.5,"Dropped - Units whose status does not meet NEEDS criteria"]
["Sangamon Wind Two LLC",58926,"SAN2","Onshore Wind","Illinois",100,"Dropped - Units whose status does not meet NEEDS criteria"]
["Trishe Wind Colorado",58928,"1","Onshore Wind","Colorado",30,"Dropped - Units whose status does not meet NEEDS criteria"]
["Sibley Wind",58950,"SW-1","Onshore Wind","Minnesota",19.5,"Dropped - Units whose status does not meet NEEDS criteria"]
["Sunwind Doyle Wind",58976,"SNWND","Onshore Wind","Kansas",200,"Dropped - Units whose status does not meet NEEDS criteria"]
["Searchlight Wind",58988,"1","Onshore Wind","Nevada",200,"Dropped - Units whose status does not meet NEEDS criteria"]
["Mustang Run Wind Project LLC",59000,"MRWP","Onshore Wind","Oklahoma",136,"Dropped - Units whose status does not meet NEEDS criteria"]
["Carlsbad Energy Center",59002,"CEC11","Combustion Turbine","California",105.5,"Dropped - Units whose status does not meet NEEDS criteria"]
["Mariah East",59006,"MARN","Onshore Wind","Texas",152.5,"Dropped - Units whose status does not meet NEEDS criteria"]
["Mariah South",59007,"MAR S","Onshore Wind","Texas",210.4,"Dropped - Units whose status does not meet NEEDS criteria"]
["Southbridge Landfill Gas-to-Energy",59011,"CAT2","Landfill Gas","Massachusetts",1.5,"Dropped - Units whose status does not meet NEEDS criteria"]
["Maverick Solar",59016,"GEN 1","Solar PV","North Carolina",3,"Dropped - Units whose status does not meet NEEDS criteria"]
["Onslow Energy",59036,"GEN 1","Solar PV","North Carolina",1.5,"Dropped - Units whose status does not meet NEEDS criteria"]
["Watkins Glen Wind Energy Center",59041,"WGWEC","Onshore Wind","New York",80,"Dropped - Units whose status does not meet NEEDS criteria"]
["Vici Wind Farm",59062,"VICI","Onshore Wind","Oklahoma",180,"Dropped - Units whose status does not meet NEEDS criteria"]
["Stella Wind Farm II",59064,"WT1","Onshore Wind","Texas",200,"Dropped - Units whose status does not meet NEEDS criteria"]
["Grandview Wind Farm III LLC",59067,"GVIII","Onshore Wind","Texas",188,"Dropped - Units whose status does not meet NEEDS criteria"]
["Wildcat Wind Farm II LLC`",59069,"WCII","Onshore Wind","Indiana",210,"Dropped - Units whose status does not meet NEEDS criteria"]
["Dobbins Mill Farm",59101,"1","Solar PV","North Carolina",5,"Dropped - Units whose status does not meet NEEDS criteria"]
["Gantt Farm",59104,"1","Solar PV","North Carolina",74.8,"Dropped - Units whose status does not meet NEEDS criteria"]
["Roady Lane Farm LLC",59108,"1","Solar PV","North Carolina",74.8,"Dropped - Units whose status does not meet NEEDS criteria"]
["Front Range Project",59143,"FR-2","Landfill Gas","Colorado",1.5,"Dropped - Units whose status does not meet NEEDS criteria"]
["Tower Solar Center LLC",59159,"TSC 1","Solar PV","North Carolina",5,"Dropped - Units whose status does not meet NEEDS criteria"]
["Pinewood Solar Center LLC",59160,"PSC 1","Solar PV","North Carolina",5,"Dropped - Units whose status does not meet NEEDS criteria"]
["Lake Solar Center LLC",59161,"LSC 1","Solar PV","North Carolina",5,"Dropped - Units whose status does not meet NEEDS criteria"]
["Mason Solar Center LLC",59165,"MSC 1","Solar PV","North Carolina",15.3,"Dropped - Units whose status does not meet NEEDS criteria"]
["Sonoran West Solar EGS",59202,"1","Solar PV","California",540,"Dropped - Units whose status does not meet NEEDS criteria"]
["Faison Farm",59208,"PV1","Solar PV","North Carolina",5,"Dropped - Units whose status does not meet NEEDS criteria"]
["Garland Farm",59209,"PV1","Solar PV","North Carolina",5,"Dropped - Units whose status does not meet NEEDS criteria"]
["Jackson Solar Farm",59210,"PV1","Solar PV","North Carolina",5,"Dropped - Units whose status does not meet NEEDS criteria"]
["Angus Holdings",59211,"PV1","Solar PV","North Carolina",5,"Dropped - Units whose status does not meet NEEDS criteria"]
["Calypso Farm",59212,"PV1","Solar PV","North Carolina",5,"Dropped - Units whose status does not meet NEEDS criteria"]
["Guernsey Holdings",59214,"PV1","Solar PV","North Carolina",5,"Dropped - Units whose status does not meet NEEDS criteria"]
["Hereford Holdings`",59215,"PV1","Solar PV","North Carolina",5,"Dropped - Units whose status does not meet NEEDS criteria"]
["Rhubarb One",59216,"PV1","Solar PV","North Carolina",5,"Dropped - Units whose status does not meet NEEDS criteria"]
["Holger Holdings",59218,"PV1","Solar PV","North Carolina",5,"Dropped - Units whose status does not meet NEEDS criteria"]
["Leonardo Wind 3 LLC",59229,"WT1","Onshore Wind","Iowa",3,"Dropped - Units whose status does not meet NEEDS criteria"]
["Hale Community Wind Farm",59247,"HALE2","Onshore Wind","Texas",240,"Dropped - Units whose status does not meet NEEDS criteria"]
["Aragonne Solar LLC",59252,"PV1","Solar PV","New Mexico",38.4,"Dropped - Units whose status does not meet NEEDS criteria"]
["Westside Solar Farm",59258,"WEST1","Solar PV","North Carolina",4,"Dropped - Units whose status does not meet NEEDS criteria"]
["Con Dios Solar 3",59263,"COND3","Solar PV","California",1.5,"Dropped - Units whose status does not meet NEEDS criteria"]
["Con Dios Solar 11",59264,"CON11","Solar PV","California",1.5,"Dropped - Units whose status does not meet NEEDS criteria"]
["Northwest Ohio Wind",59296,"NWOH2","Onshore Wind","Ohio",100,"Dropped - Units whose status does not meet NEEDS criteria"]
["Pecan Creek Energy Center",59298,"PCEC1","Combustion Turbine","Texas",133,"Dropped - Units whose status does not meet NEEDS criteria"]
["Pecan Creek Energy Center",59298,"PCEC2","Combustion Turbine","Texas",133,"Dropped - Units whose status does not meet NEEDS criteria"]
["Crawford Renewable Energy - Meadville Po",59307,"MPS","Tires","Pennsylvania",93.5,"Dropped - Units whose status does not meet NEEDS criteria"]
["Palmer Renewable Energy",59336,"PRE","Biomass","Massachusetts",42,"Dropped - Units whose status does not meet NEEDS criteria"]
["Hydrogen Energy California LLC",59372,"HECA1","IGCC","California",413,"Dropped - Units whose status does not meet NEEDS criteria"]
["Great Bay Wind Energy Center",59385,"GEN1","Onshore Wind","Maryland",150,"Dropped - Units whose status does not meet NEEDS criteria"]
["Amity Energy LLC",59418,"1","Combustion Turbine","Pennsylvania",6.8,"Dropped - Units whose status does not meet NEEDS criteria"]
["Amity Energy LLC",59418,"2","Combustion Turbine","Pennsylvania",6.8,"Dropped - Units whose status does not meet NEEDS criteria"]
["Amity Energy LLC",59418,"3","Combustion Turbine","Pennsylvania",6.8,"Dropped - Units whose status does not meet NEEDS criteria"]
["Amity Energy LLC",59418,"GEN1","Combustion Turbine","Pennsylvania",4.2,"Dropped - Units whose status does not meet NEEDS criteria"]
["Amity Energy LLC",59418,"GEN2","Combustion Turbine","Pennsylvania",4.2,"Dropped - Units whose status does not meet NEEDS criteria"]
["Amity Energy LLC",59418,"GEN3","Combustion Turbine","Pennsylvania",4.2,"Dropped - Units whose status does not meet NEEDS criteria"]
["Amity Energy LLC",59418,"GEN4","Combustion Turbine","Pennsylvania",4.2,"Dropped - Units whose status does not meet NEEDS criteria"]
["Amity Energy LLC",59418,"GEN5","Combustion Turbine","Pennsylvania",4.2,"Dropped - Units whose status does not meet NEEDS criteria"]
["Purdys Run Energy, LLC",59419,"GEN1","Combustion Turbine","West Virginia",4.2,"Dropped - Units whose status does not meet NEEDS criteria"]
["Purdys Run Energy, LLC",59419,"GEN2","Combustion Turbine","West Virginia",4.2,"Dropped - Units whose status does not meet NEEDS criteria"]
["Purdys Run Energy, LLC",59419,"GEN3","Combustion Turbine","West Virginia",4.2,"Dropped - Units whose status does not meet NEEDS criteria"]
["Purdys Run Energy, LLC",59419,"GEN4","Combustion Turbine","West Virginia",4.2,"Dropped - Units whose status does not meet NEEDS criteria"]
["Purdys Run Energy, LLC",59419,"GEN5","Combustion Turbine","West Virginia",4.2,"Dropped - Units whose status does not meet NEEDS criteria"]
["Basswood Energy, LLC",59420,"GEN1","Combustion Turbine","Pennsylvania",4.2,"Dropped - Units whose status does not meet NEEDS criteria"]
["Basswood Energy, LLC",59420,"GEN2","Combustion Turbine","Pennsylvania",4.2,"Dropped - Units whose status does not meet NEEDS criteria"]
["Basswood Energy, LLC",59420,"GEN3","Combustion Turbine","Pennsylvania",4.2,"Dropped - Units whose status does not meet NEEDS criteria"]
["Basswood Energy, LLC",59420,"GEN4","Combustion Turbine","Pennsylvania",4.2,"Dropped - Units whose status does not meet NEEDS criteria"]
["Basswood Energy, LLC",59420,"GEN5","Combustion Turbine","Pennsylvania",4.2,"Dropped - Units whose status does not meet NEEDS criteria"]
["Buckeye Generation Center, LLC",59471,"CTG01","Combustion Turbine","Arizona",104,"Dropped - Units whose status does not meet NEEDS criteria"]
["Buckeye Generation Center, LLC",59471,"CTG02","Combustion Turbine","Arizona",104,"Dropped - Units whose status does not meet NEEDS criteria"]
["Buckeye Generation Center, LLC",59471,"CTG03","Combustion Turbine","Arizona",104,"Dropped - Units whose status does not meet NEEDS criteria"]
["Buckeye Generation Center, LLC",59471,"CTG04","Combustion Turbine","Arizona",104,"Dropped - Units whose status does not meet NEEDS criteria"]
["Buckeye Generation Center, LLC",59471,"CTG05","Combustion Turbine","Arizona",104,"Dropped - Units whose status does not meet NEEDS criteria"]
["Buckeye Generation Center, LLC",59471,"CTG06","Combustion Turbine","Arizona",104,"Dropped - Units whose status does not meet NEEDS criteria"]
["Gateway Energy Center, LLC",59538,"CT001","Combined Cycle","New Jersey",442.8,"Dropped - Units whose status does not meet NEEDS criteria"]
["Bradley Farm",59568,"PV1","Solar PV","North Carolina",5,"Dropped - Units whose status does not meet NEEDS criteria"]
["Soy Solar",59571,"PV1","Solar PV","North Carolina",5,"Dropped - Units whose status does not meet NEEDS criteria"]
["North Siler Farm",59580,"PV1","Solar PV","North Carolina",5,"Dropped - Units whose status does not meet NEEDS criteria"]
["Tarboro Farm",59582,"PV1","Solar PV","North Carolina",5,"Dropped - Units whose status does not meet NEEDS criteria"]
["Wommack Farm",59585,"PV1","Solar PV","North Carolina",5,"Dropped - Units whose status does not meet NEEDS criteria"]
["Pit 64",59588,"PV1","Solar PV","North Carolina",5,"Dropped - Units whose status does not meet NEEDS criteria"]
["Sandy Ridge Solar Farm",59590,"PV1","Solar PV","North Carolina",5,"Dropped - Units whose status does not meet NEEDS criteria"]
["Spring Valley Farm",59594,"PV1","Solar PV","North Carolina",5,"Dropped - Units whose status does not meet NEEDS criteria"]
["Maricopa West Solar 2",59608,"MWS2","Solar PV","California",20,"Dropped - Units whose status does not meet NEEDS criteria"]
["Maricopa East Solar",59609,"MES","Solar PV","California",18,"Dropped - Units whose status does not meet NEEDS criteria"]
["LKL Kingfisher, LLC",59612,"LKLKF","Solar PV","Florida",6,"Dropped - Units whose status does not meet NEEDS criteria"]
["Clear Springs Energy Center",59615,"CTG-1","Combustion Turbine","Texas",178,"Dropped - Units whose status does not meet NEEDS criteria"]
["Clear Springs Energy Center",59615,"CTG-2","Combustion Turbine","Texas",177,"Dropped - Units whose status does not meet NEEDS criteria"]
["Clear Springs Energy Center",59615,"CTG-3","Combustion Turbine","Texas",177,"Dropped - Units whose status does not meet NEEDS criteria"]
["Union Valley Energy Center",59616,"CTG-1","Combustion Turbine","Texas",178,"Dropped - Units whose status does not meet NEEDS criteria"]
["Union Valley Energy Center",59616,"CTG-2","Combustion Turbine","Texas",178,"Dropped - Units whose status does not meet NEEDS criteria"]
["Union Valley Energy Center",59616,"CTG-3","Combustion Turbine","Texas",178,"Dropped - Units whose status does not meet NEEDS criteria"]
["Van Alstyne Energy Center",59617,"CTG-1","Combustion Turbine","Texas",177,"Dropped - Units whose status does not meet NEEDS criteria"]
["Van Alstyne Energy Center",59617,"CTG-2","Combustion Turbine","Texas",177,"Dropped - Units whose status does not meet NEEDS criteria"]
["Van Alstyne Energy Center",59617,"CTG-3","Combustion Turbine","Texas",177,"Dropped - Units whose status does not meet NEEDS criteria"]
["Jamesville Solar",59640,"5MWPV","Solar PV","North Carolina",5,"Dropped - Units whose status does not meet NEEDS criteria"]
["Weldon Solar",59644,"5MWPV","Solar PV","North Carolina",5,"Dropped - Units whose status does not meet NEEDS criteria"]
["Mattawoman Energy Center",59662,"CGT11","Combined Cycle","Maryland",286,"Dropped - Units whose status does not meet NEEDS criteria"]
["Mattawoman Energy Center",59662,"CGT12","Combined Cycle","Maryland",286,"Dropped - Units whose status does not meet NEEDS criteria"]
["Mattawoman Energy Center",59662,"STG11","Combined Cycle","Maryland",436,"Dropped - Units whose status does not meet NEEDS criteria"]
["Innovative Solar 53",59668,"IS053","Solar PV","North Carolina",40,"Dropped - Units whose status does not meet NEEDS criteria"]
["Innovative Solar 33",59672,"IS033","Solar PV","North Carolina",30.5,"Dropped - Units whose status does not meet NEEDS criteria"]
["Innovative Solar 38",59674,"IS038","Solar PV","North Carolina",34,"Dropped - Units whose status does not meet NEEDS criteria"]
["Innovative Solar 68",59679,"IS068","Solar PV","North Carolina",48.3,"Dropped - Units whose status does not meet NEEDS criteria"]
["Innovative Solar 71",59680,"IS071","Solar PV","North Carolina",5,"Dropped - Units whose status does not meet NEEDS criteria"]
["Innovative Solar 72",59681,"IS072","Solar PV","North Carolina",33.5,"Dropped - Units whose status does not meet NEEDS criteria"]
["Pocatello Solar",59696,"PAPV1","Solar PV","Idaho",20,"Dropped - Units whose status does not meet NEEDS criteria"]
["Clark 1 Solar",59697,"CSPV1","Solar PV","Idaho",71,"Dropped - Units whose status does not meet NEEDS criteria"]
["Clark 2 Solar",59698,"CSPV2","Solar PV","Idaho",20,"Dropped - Units whose status does not meet NEEDS criteria"]
["Clark 3 Solar",59699,"CSPV3","Solar PV","Idaho",30,"Dropped - Units whose status does not meet NEEDS criteria"]
["Clark 4 Solar",59700,"CSPV4","Solar PV","Idaho",20,"Dropped - Units whose status does not meet NEEDS criteria"]
["Subase Microgrid Project",59701,"SMP1","Combustion Turbine","Connecticut",3.7,"Dropped - Units whose status does not meet NEEDS criteria"]
["Subase Microgrid Project",59701,"SMP2","Combustion Turbine","Connecticut",3.7,"Dropped - Units whose status does not meet NEEDS criteria"]
["Subase Microgrid Project",59701,"SMP3","Combustion Turbine","Connecticut",3.7,"Dropped - Units whose status does not meet NEEDS criteria"]
["Subase Microgrid Project",59701,"SMP4","Combustion Turbine","Connecticut",2,"Dropped - Units whose status does not meet NEEDS criteria"]
["Aulander Solar",59707,"5MWPV","Solar PV","North Carolina",5,"Dropped - Units whose status does not meet NEEDS criteria"]
["Neches Station, LLC",59716,"CTG1","Combustion Turbine","Texas",223,"Dropped - Units whose status does not meet NEEDS criteria"]
["Neches Station, LLC",59716,"CTG2","Combustion Turbine","Texas",223,"Dropped - Units whose status does not meet NEEDS criteria"]
["Moundsville Power",59720,"MPCA1","Combined Cycle","West Virginia",319,"Dropped - Units whose status does not meet NEEDS criteria"]
["Moundsville Power",59720,"MPCT1","Combined Cycle","West Virginia",177.3,"Dropped - Units whose status does not meet NEEDS criteria"]
["Moundsville Power",59720,"MPCT2","Combined Cycle","West Virginia",177.3,"Dropped - Units whose status does not meet NEEDS criteria"]
["Perennial Wind Chaser Station",59721,"GT1","Combustion Turbine","Oregon",98.7,"Dropped - Units whose status does not meet NEEDS criteria"]
["Perennial Wind Chaser Station",59721,"GT2","Combustion Turbine","Oregon",98.7,"Dropped - Units whose status does not meet NEEDS criteria"]
["Perennial Wind Chaser Station",59721,"GT3","Combustion Turbine","Oregon",98.7,"Dropped - Units whose status does not meet NEEDS criteria"]
["Perennial Wind Chaser Station",59721,"GT4","Combustion Turbine","Oregon",98.7,"Dropped - Units whose status does not meet NEEDS criteria"]
["BlueWave Capital-Mattapoisett (SREC II)",59753,"1","Solar PV","Massachusetts",4.5,"Dropped - Units whose status does not meet NEEDS criteria"]
["Mud Springs Wind Project, LLC",59756,"1","Onshore Wind","Montana",80,"Dropped - Units whose status does not meet NEEDS criteria"]
["Horse Thief Wind Project, LLC",59758,"1","Onshore Wind","Montana",80,"Dropped - Units whose status does not meet NEEDS criteria"]
["Cabin Creek Renewable Energy Station",59791,"1","Landfill Gas","Indiana",1.9,"Dropped - Units whose status does not meet NEEDS criteria"]
["Cabin Creek Renewable Energy Station",59791,"2","Landfill Gas","Indiana",1.9,"Dropped - Units whose status does not meet NEEDS criteria"]
["Foothill Solar Project",59799,"W4528","Solar PV","California",1.1,"Dropped - Units whose status does not meet NEEDS criteria"]
["Black Oak Wind Farm",59813,"NA","Onshore Wind","New York",16.1,"Dropped - Units whose status does not meet NEEDS criteria"]
["Caprock Solar 2 LLC",59846,"PV1","Solar PV","New Mexico",30,"Dropped - Units whose status does not meet NEEDS criteria"]
["Texas Clean Energy Project",59859,"TCE1A","Fossil Waste","Texas",274,"Dropped - Units whose status does not meet NEEDS criteria"]
["Texas Clean Energy Project",59859,"TCE1B","Fossil Waste","Texas",126,"Dropped - Units whose status does not meet NEEDS criteria"]
["Kings Bay Solar Facility",59864,"BESS","Energy Storage","Georgia",1.5,"Dropped - Units whose status does not meet NEEDS criteria"]
["Thermo Solar PV-01",59883,"SOLAR","Solar PV","Utah",2.9,"Dropped - Units whose status does not meet NEEDS criteria"]
["Little Bear Solar 2, LLC",59885,"GEN01","Solar PV","California",20,"Dropped - Units whose status does not meet NEEDS criteria"]
["Poplars Ranch Solar LLC",59890,"GEN","Solar PV","Oregon",16,"Dropped - Units whose status does not meet NEEDS criteria"]
["Hopeful Solar LLC",59892,"GEN","Solar PV","Georgia",20.7,"Dropped - Units whose status does not meet NEEDS criteria"]
["Louisburg Solar",59895,"5MWPV","Solar PV","North Carolina",5,"Dropped - Units whose status does not meet NEEDS criteria"]
["Black Fork Wind Energy Project",59907,"GEN","Onshore Wind","Ohio",200,"Dropped - Units whose status does not meet NEEDS criteria"]
["Middlesex Energy Center LLC",59909,"CT001","Combined Cycle","New Jersey",570,"Dropped - Units whose status does not meet NEEDS criteria"]
["Rockwood Energy Center LLC",59918,"ROCKW","Combined Cycle","Texas",1068,"Dropped - Units whose status does not meet NEEDS criteria"]
["Smithfield Solar LLC",59920,"5MWPV","Solar PV","North Carolina",5,"Dropped - Units whose status does not meet NEEDS criteria"]
["Pinecrest Energy Center",59923,"CTG-1","Combined Cycle","Texas",229,"Dropped - Units whose status does not meet NEEDS criteria"]
["Pinecrest Energy Center",59923,"CTG-2","Combined Cycle","Texas",229,"Dropped - Units whose status does not meet NEEDS criteria"]
["Pinecrest Energy Center",59923,"STG","Combined Cycle","Texas",289,"Dropped - Units whose status does not meet NEEDS criteria"]
["La Paloma Energy Center",59924,"CTG-1","Combined Cycle","Texas",211.5,"Dropped - Units whose status does not meet NEEDS criteria"]
["La Paloma Energy Center",59924,"CTG-2","Combined Cycle","Texas",211.5,"Dropped - Units whose status does not meet NEEDS criteria"]
["La Paloma Energy Center",59924,"STG-1","Combined Cycle","Texas",300,"Dropped - Units whose status does not meet NEEDS criteria"]
["Sonoran Energy Project",59925,"GEN1","Combined Cycle","California",510.7,"Dropped - Units whose status does not meet NEEDS criteria"]
["Snow Mountain Solar, LLC",59935,"GEN01","Solar PV","Nevada",101,"Dropped - Units whose status does not meet NEEDS criteria"]
["Bloomsbury Solar, LLC",59970,"BLOOM","Solar PV","North Carolina",5,"Dropped - Units whose status does not meet NEEDS criteria"]
["Bearkat",59972,"BRKA2","Onshore Wind","Texas",103.4,"Dropped - Units whose status does not meet NEEDS criteria"]
["Lebanon Solar 1",59991,"LEB1","Solar PV","Connecticut",2,"Dropped - Units whose status does not meet NEEDS criteria"]
["Lebanon Solar 2",59992,"LEB2","Solar PV","Connecticut",2,"Dropped - Units whose status does not meet NEEDS criteria"]
["Round Hill PV1",59998,"RNDHL","Solar PV","North Carolina",5,"Dropped - Units whose status does not meet NEEDS criteria"]
["SunE Redlands",60031,"RDNDS","Solar PV","California",1.5,"Dropped - Units whose status does not meet NEEDS criteria"]
["Garrison Butte Wind, LLC",60066,"GEN","Onshore Wind","North Dakota",150,"Dropped - Units whose status does not meet NEEDS criteria"]
["Wallace Solar 2",60090,"2MWPV","Solar PV","North Carolina",1.9,"Dropped - Units whose status does not meet NEEDS criteria"]
["Alexis Solar",60139,"PV1","Solar PV","North Carolina",5,"Dropped - Units whose status does not meet NEEDS criteria"]
["Brooke Solar",60140,"PV1","Solar PV","North Carolina",4.5,"Dropped - Units whose status does not meet NEEDS criteria"]
["Izia Solar",60141,"PV1","Solar PV","North Carolina",5,"Dropped - Units whose status does not meet NEEDS criteria"]
["McDougald Solar, LLC",60148,"FLS1","Solar PV","North Carolina",4.9,"Dropped - Units whose status does not meet NEEDS criteria"]
["Signature Solar",60155,"PV1","Solar PV","North Carolina",5,"Dropped - Units whose status does not meet NEEDS criteria"]
["June Solar",60158,"PV1","Solar PV","North Carolina",4,"Dropped - Units whose status does not meet NEEDS criteria"]
["Roman Solar",60159,"PV1","Solar PV","North Carolina",5,"Dropped - Units whose status does not meet NEEDS criteria"]
["Wilfork Solar",60162,"PV1","Solar PV","North Carolina",5,"Dropped - Units whose status does not meet NEEDS criteria"]
["Hawk Solar",60163,"PV1","Solar PV","North Carolina",5,"Dropped - Units whose status does not meet NEEDS criteria"]
["Jordan Solar",60164,"PV1","Solar PV","North Carolina",5,"Dropped - Units whose status does not meet NEEDS criteria"]
["Higgins Solar",60166,"PV1","Solar PV","North Carolina",5,"Dropped - Units whose status does not meet NEEDS criteria"]
["Carter Solar",60167,"PV1","Solar PV","North Carolina",5,"Dropped - Units whose status does not meet NEEDS criteria"]
["Sadie Solar",60168,"PV1","Solar PV","North Carolina",5,"Dropped - Units whose status does not meet NEEDS criteria"]
["Icarus Solar",60169,"PV1","Solar PV","North Carolina",3,"Dropped - Units whose status does not meet NEEDS criteria"]
["Iga Solar",60170,"PV1","Solar PV","North Carolina",5,"Dropped - Units whose status does not meet NEEDS criteria"]
["Clayton Solar",60171,"PV1","Solar PV","North Carolina",5,"Dropped - Units whose status does not meet NEEDS criteria"]
["Christina Solar",60172,"PV1","Solar PV","North Carolina",3,"Dropped - Units whose status does not meet NEEDS criteria"]
["Longleaf Solar",60173,"PV1","Solar PV","North Carolina",5,"Dropped - Units whose status does not meet NEEDS criteria"]
["Cardinal Solar",60174,"PV1","Solar PV","North Carolina",5,"Dropped - Units whose status does not meet NEEDS criteria"]
["Bonnie Solar",60175,"PV1","Solar PV","North Carolina",5,"Dropped - Units whose status does not meet NEEDS criteria"]
["Anna Solar",60176,"PV1","Solar PV","North Carolina",5,"Dropped - Units whose status does not meet NEEDS criteria"]
["Blue Bird Solar",60177,"PV1","Solar PV","North Carolina",4,"Dropped - Units whose status does not meet NEEDS criteria"]
["Hill County Generation Facility",60194,"CT1","Combustion Turbine","Texas",205,"Dropped - Units whose status does not meet NEEDS criteria"]
["Hill County Generation Facility",60194,"CT2","Combustion Turbine","Texas",205,"Dropped - Units whose status does not meet NEEDS criteria"]
["Hill County Generation Facility",60194,"CT3","Combustion Turbine","Texas",205,"Dropped - Units whose status does not meet NEEDS criteria"]
["Hill County Generation Facility",60194,"CT4","Combustion Turbine","Texas",205,"Dropped - Units whose status does not meet NEEDS criteria"]
["ESC Brooke County Power I",60202,"BCCA1","Combined Cycle","West Virginia",261.2,"Dropped - Units whose status does not meet NEEDS criteria"]
["ESC Brooke County Power I",60202,"BCCT1","Combined Cycle","West Virginia",252.3,"Dropped - Units whose status does not meet NEEDS criteria"]
["ESC Brooke County Power I",60202,"BCCT2","Combined Cycle","West Virginia",252.3,"Dropped - Units whose status does not meet NEEDS criteria"]
["Wheaton Solar",60203,"1","Solar PV","Wisconsin",3.5,"Dropped - Units whose status does not meet NEEDS criteria"]
["ESC Tioga County Power",60205,"TCCA1","Combined Cycle","Pennsylvania",302,"Dropped - Units whose status does not meet NEEDS criteria"]
["ESC Tioga County Power",60205,"TCCT1","Combined Cycle","Pennsylvania",253.1,"Dropped - Units whose status does not meet NEEDS criteria"]
["ESC Tioga County Power",60205,"TCCT2","Combined Cycle","Pennsylvania",253.1,"Dropped - Units whose status does not meet NEEDS criteria"]
["Terrapin Hills Wind Farm",60211,"1","Onshore Wind","Maryland",50,"Dropped - Units whose status does not meet NEEDS criteria"]
["Mason Dixon Wind Farm",60212,"1","Onshore Wind","Pennsylvania",79.9,"Dropped - Units whose status does not meet NEEDS criteria"]
["ESS Wesel",60214,"ESSWL","Energy Storage","Maryland",6,"Dropped - Units whose status does not meet NEEDS criteria"]
["ESS Fairgrounds",60215,"ESSFG","Energy Storage","Maryland",4,"Dropped - Units whose status does not meet NEEDS criteria"]
["ESS Lewes",60216,"ESSLS","Energy Storage","Delaware",8,"Dropped - Units whose status does not meet NEEDS criteria"]
["Halyard Wharton Energy Center",60221,"TBN1","Combustion Turbine","Texas",162,"Dropped - Units whose status does not meet NEEDS criteria"]
["Halyard Wharton Energy Center",60221,"TBN2","Combustion Turbine","Texas",162,"Dropped - Units whose status does not meet NEEDS criteria"]
["Michigan Wind 3",60246,"1","Onshore Wind","Michigan",152.8,"Dropped - Units whose status does not meet NEEDS criteria"]
["Halyard Henderson Energy Center",60268,"TBN1","Combustion Turbine","Texas",210,"Dropped - Units whose status does not meet NEEDS criteria"]
["Halyard Henderson Energy Center",60268,"TBN2","Combustion Turbine","Texas",210,"Dropped - Units whose status does not meet NEEDS criteria"]
["Tex-Mex Renewable Energy Project, LLC",60269,"WT1","Onshore Wind","Texas",80,"Dropped - Units whose status does not meet NEEDS criteria"]
["Climax Solar",60286,"PV1","Solar PV","North Carolina",4.9,"Dropped - Units whose status does not meet NEEDS criteria"]
["Whiteville Solar 2",60292,"PV1","Solar PV","North Carolina",4.9,"Dropped - Units whose status does not meet NEEDS criteria"]
["Crawford Solar",60294,"PV1","Solar PV","North Carolina",4.9,"Dropped - Units whose status does not meet NEEDS criteria"]
["Crimson Solar",60295,"PV1","Solar PV","North Carolina",4.9,"Dropped - Units whose status does not meet NEEDS criteria"]
["High Pockets Solar",60305,"PV1","Solar PV","North Carolina",1.9,"Dropped - Units whose status does not meet NEEDS criteria"]
["O'Brien Wind",60326,"OBWF4","Onshore Wind","Iowa",72.5,"Dropped - Units whose status does not meet NEEDS criteria"]
["O'Brien Wind",60326,"OBWF5","Onshore Wind","Iowa",72.5,"Dropped - Units whose status does not meet NEEDS criteria"]
["O'Brien Wind",60326,"OBWF6","Onshore Wind","Iowa",72.5,"Dropped - Units whose status does not meet NEEDS criteria"]
["Ida Grove Wind",60342,"IGWF5","Onshore Wind","Iowa",96.6,"Dropped - Units whose status does not meet NEEDS criteria"]
["Ida Grove Wind",60342,"IGWF6","Onshore Wind","Iowa",98.9,"Dropped - Units whose status does not meet NEEDS criteria"]
["Hilly Branch",60358,"28941","Solar PV","North Carolina",2,"Dropped - Units whose status does not meet NEEDS criteria"]
["Pike Road Solar",60360,"51116","Solar PV","North Carolina",5,"Dropped - Units whose status does not meet NEEDS criteria"]
["Raymond, LLC",60362,"MVIII","Onshore Wind","Texas",200,"Dropped - Units whose status does not meet NEEDS criteria"]
["Lamesa Solar",60372,"LSPV2","Solar PV","Texas",100,"Dropped - Units whose status does not meet NEEDS criteria"]
["SunCoke Energy South Shore Facility",60373,"SSST6","Coal Steam","Kentucky",60,"Dropped - Units whose status does not meet NEEDS criteria"]
["Concord Blue Eagar, LLC",60374,"CB001","Non-Fossil Waste","Arizona",0.6,"Dropped - Units whose status does not meet NEEDS criteria"]
["Concord Blue Eagar, LLC",60374,"CB002","Non-Fossil Waste","Arizona",0.6,"Dropped - Units whose status does not meet NEEDS criteria"]
["Duroc Holdings",60379,"PV1","Solar PV","North Carolina",5,"Dropped - Units whose status does not meet NEEDS criteria"]
["Cabaniss Solar",60430,"PV1","Solar PV","North Carolina",4.2,"Dropped - Units whose status does not meet NEEDS criteria"]
["Clark Canyon Hydro-Electric Facility",60483,"FRNS1","Hydro","Montana",2.4,"Dropped - Units whose status does not meet NEEDS criteria"]
["Clark Canyon Hydro-Electric Facility",60483,"FRNS2","Hydro","Montana",2.4,"Dropped - Units whose status does not meet NEEDS criteria"]
["Peanut Solar",60557,"PV1","Solar PV","North Carolina",5,"Dropped - Units whose status does not meet NEEDS criteria"]
["Sand Creek Wind Farm",60595,"WT1","Onshore Wind","Montana",75,"Dropped - Units whose status does not meet NEEDS criteria"]
["CMEEC - Hollyhock Solar",60606,"PV1","Solar PV","Connecticut",6,"Dropped - Units whose status does not meet NEEDS criteria"]
["BRE NC Solar 2",60626,"BEAM2","Solar PV","North Carolina",5,"Dropped - Units whose status does not meet NEEDS criteria"]
["BRE NC Solar 4",60628,"BEAM4","Solar PV","North Carolina",5,"Dropped - Units whose status does not meet NEEDS criteria"]
["Howardtown Farm",60630,"PV1","Solar PV","North Carolina",10,"Dropped - Units whose status does not meet NEEDS criteria"]
["Energy Nuevo Storage Farm",60646,"NUEVO","Energy Storage","California",20,"Dropped - Units whose status does not meet NEEDS criteria"]
["Mission Rock Energy Center Hybrid",60650,"BA1","Energy Storage","California",25,"Dropped - Units whose status does not meet NEEDS criteria"]
["Mission Rock Energy Center Hybrid",60650,"GT1","Combustion Turbine","California",275,"Dropped - Units whose status does not meet NEEDS criteria"]
["Tisch Mills Wind",60674,"TISCH","Onshore Wind","Wisconsin",150,"Dropped - Units whose status does not meet NEEDS criteria"]
["FDS Co-Generation Facility",60693,"1","Fossil Waste","Ohio",110,"Dropped - Units whose status does not meet NEEDS criteria"]
["Gaines County",60697,"GC-1","Combustion Turbine","Texas",186,"Dropped - Units whose status does not meet NEEDS criteria"]
["New Colony Wind Project",60718,"WT1","Onshore Wind","Montana",23.1,"Dropped - Units whose status does not meet NEEDS criteria"]
["Rowan Solar NC LLC",60780,"PV1","Solar PV","North Carolina",2,"Dropped - Units whose status does not meet NEEDS criteria"]
["Salt Springs Wind Farm",60807,"WT","Onshore Wind","Kansas",200,"Dropped - Units whose status does not meet NEEDS criteria"]
["7-Mile Ridge Wind Project",60814,"WT1","Onshore Wind","Alaska",1.8,"Dropped - Units whose status does not meet NEEDS criteria"]
["Neenach Solar Center",60826,"ECA03","Solar PV","California",1.5,"Dropped - Units whose status does not meet NEEDS criteria"]
["Osceola Solar, LLC",60828,"PV1","Solar PV","North Carolina",5,"Dropped - Units whose status does not meet NEEDS criteria"]
["Eastway Solar, LLC",60829,"PV1","Solar PV","North Carolina",4.9,"Dropped - Units whose status does not meet NEEDS criteria"]
["Williams Solar, LLC",60859,"PV1","Solar PV","Texas",20,"Dropped - Units whose status does not meet NEEDS criteria"]
["Homestead Wind LLC",60871,"HOMES","Onshore Wind","Illinois",50,"Dropped - Units whose status does not meet NEEDS criteria"]
["Wildomar Solar",60872,"WILD1","Solar PV","California",1.2,"Dropped - Units whose status does not meet NEEDS criteria"]
["Halifax Solar LLC",60884,"HALFX","Solar PV","North Carolina",5,"Dropped - Units whose status does not meet NEEDS criteria"]
["Carter Solar One, LLC",60896,"CRTON","Solar PV","Idaho",20,"Dropped - Units whose status does not meet NEEDS criteria"]
["Jackpot Solar North, LLC",60897,"JPTNO","Solar PV","Idaho",20,"Dropped - Units whose status does not meet NEEDS criteria"]
["Jackpot Solar South, LLC",60898,"JPTSO","Solar PV","Idaho",20,"Dropped - Units whose status does not meet NEEDS criteria"]
["Jackpot Solar East, LLC",60899,"JPTEA","Solar PV","Idaho",20,"Dropped - Units whose status does not meet NEEDS criteria"]
["Jackpot Solar West, LLC",60900,"JPTWE","Solar PV","Idaho",20,"Dropped - Units whose status does not meet NEEDS criteria"]
["Big Blue River Wind Farm",60907,"WT1","Onshore Wind","Indiana",200,"Dropped - Units whose status does not meet NEEDS criteria"]
["Goodhue Solar",60934,"PV1","Solar PV","Minnesota",1,"Dropped - Units whose status does not meet NEEDS criteria"]
["Goodhue Solar",60934,"PV2","Solar PV","Minnesota",1,"Dropped - Units whose status does not meet NEEDS criteria"]
["Santa Paula Energy Storage",60946,"SPES1","Energy Storage","California",5,"Dropped - Units whose status does not meet NEEDS criteria"]
["Adams Solar",60949,"PV1","Solar PV","North Carolina",2,"Dropped - Units whose status does not meet NEEDS criteria"]
["Mountain Lion Solar",60950,"PV1","Solar PV","North Carolina",1.7,"Dropped - Units whose status does not meet NEEDS criteria"]
["Eisenhower Solar",60963,"PV1","Solar PV","North Carolina",5,"Dropped - Units whose status does not meet NEEDS criteria"]
["River Otter Solar",60969,"PV1","Solar PV","North Carolina",5,"Dropped - Units whose status does not meet NEEDS criteria"]
["Tyler Solar",60970,"PV1","Solar PV","North Carolina",5,"Dropped - Units whose status does not meet NEEDS criteria"]
["San Jacinto Solar",60972,"SJAC","Solar PV","California",1.5,"Dropped - Units whose status does not meet NEEDS criteria"]
["Lake Perris Solar",60973,"LKPR","Solar PV","California",1.5,"Dropped - Units whose status does not meet NEEDS criteria"]
["Dakota Solar",60977,"PV1","Solar PV","Minnesota",1,"Dropped - Units whose status does not meet NEEDS criteria"]
["Dakota Solar",60977,"PV2","Solar PV","Minnesota",1,"Dropped - Units whose status does not meet NEEDS criteria"]
["Dakota Solar",60977,"PV3","Solar PV","Minnesota",1,"Dropped - Units whose status does not meet NEEDS criteria"]
["Monument Road",61033,"MR001","Onshore Wind","Nebraska",66,"Dropped - Units whose status does not meet NEEDS criteria"]
["Weybridge 1 Solar",61038,"WEY1","Solar PV","Vermont",3,"Dropped - Units whose status does not meet NEEDS criteria"]
["Lund Hill",61045,"WT1","Onshore Wind","Washington",60,"Dropped - Units whose status does not meet NEEDS criteria"]
["Morada del Sol, LLC",61049,"PV1","Solar PV","Texas",239.3,"Dropped - Units whose status does not meet NEEDS criteria"]
["West Liberty Wind Farm",61057,"T1","Onshore Wind","Iowa",2.5,"Dropped - Units whose status does not meet NEEDS criteria"]
["West Liberty Wind Farm",61057,"T2","Onshore Wind","Iowa",2.5,"Dropped - Units whose status does not meet NEEDS criteria"]
["Fresno Dam Site Water Power Project",61061,"1","Hydro","Montana",0.5,"Dropped - Units whose status does not meet NEEDS criteria"]
["Fresno Dam Site Water Power Project",61061,"2","Hydro","Montana",0.5,"Dropped - Units whose status does not meet NEEDS criteria"]
["Fresno Dam Site Water Power Project",61061,"3","Hydro","Montana",0.5,"Dropped - Units whose status does not meet NEEDS criteria"]
["Washburn Wind Farm",61071,"WASH","Onshore Wind","Iowa",70,"Dropped - Units whose status does not meet NEEDS criteria"]
["UAMPS Carbon Free Power Plant",61075,"NPM10","Nuclear","Idaho",47.5,"Dropped - Units whose status does not meet NEEDS criteria"]
["UAMPS Carbon Free Power Plant",61075,"NPM11","Nuclear","Idaho",47.5,"Dropped - Units whose status does not meet NEEDS criteria"]
["UAMPS Carbon Free Power Plant",61075,"NPM12","Nuclear","Idaho",47.5,"Dropped - Units whose status does not meet NEEDS criteria"]
["UAMPS Carbon Free Power Plant",61075,"NPM7","Nuclear","Idaho",47.5,"Dropped - Units whose status does not meet NEEDS criteria"]
["UAMPS Carbon Free Power Plant",61075,"NPM8","Nuclear","Idaho",47.5,"Dropped - Units whose status does not meet NEEDS criteria"]
["UAMPS Carbon Free Power Plant",61075,"NPM9","Nuclear","Idaho",47.5,"Dropped - Units whose status does not meet NEEDS criteria"]
["Plum Creek Wind",61078,"1","Onshore Wind","Iowa",500,"Dropped - Units whose status does not meet NEEDS criteria"]
["Hamilton College",61103,"PV1","Solar PV","New York",2,"Dropped - Units whose status does not meet NEEDS criteria"]
["SCWA R5 Pond Solar",61123,"SKYR5","Solar PV","California",2,"Dropped - Units whose status does not meet NEEDS criteria"]
["Bear Poplar Solar",61130,"12344","Solar PV","North Carolina",5,"Dropped - Units whose status does not meet NEEDS criteria"]
["Winton Solar 2",61188,"PV1","Solar PV","North Carolina",1,"Dropped - Units whose status does not meet NEEDS criteria"]
["West Fork Wind",61214,"WT1","Onshore Wind","Indiana",150,"Dropped - Units whose status does not meet NEEDS criteria"]
["Crazy Horse Solar Project",61285,"PV1","Solar PV","California",2,"Dropped - Units whose status does not meet NEEDS criteria"]
["Niles Valley Energy LLC",61286,"GEN1","Combustion Turbine","Pennsylvania",4.2,"Dropped - Units whose status does not meet NEEDS criteria"]
["Niles Valley Energy LLC",61286,"GEN2","Combustion Turbine","Pennsylvania",4.2,"Dropped - Units whose status does not meet NEEDS criteria"]
["Niles Valley Energy LLC",61286,"GEN3","Combustion Turbine","Pennsylvania",4.2,"Dropped - Units whose status does not meet NEEDS criteria"]
["Niles Valley Energy LLC",61286,"GEN4","Combustion Turbine","Pennsylvania",4.2,"Dropped - Units whose status does not meet NEEDS criteria"]
["Niles Valley Energy LLC",61286,"GEN5","Combustion Turbine","Pennsylvania",4.2,"Dropped - Units whose status does not meet NEEDS criteria"]
["Mineral Point Energy",61300,"GEN1","Combustion Turbine","Pennsylvania",4.4,"Dropped - Units whose status does not meet NEEDS criteria"]
["Mineral Point Energy",61300,"GEN2","Combustion Turbine","Pennsylvania",4.4,"Dropped - Units whose status does not meet NEEDS criteria"]
["Mineral Point Energy",61300,"GEN3","Combustion Turbine","Pennsylvania",4.4,"Dropped - Units whose status does not meet NEEDS criteria"]
["Mineral Point Energy",61300,"GEN4","Combustion Turbine","Pennsylvania",4.4,"Dropped - Units whose status does not meet NEEDS criteria"]
["Mineral Point Energy",61300,"GEN5","Combustion Turbine","Pennsylvania",4.4,"Dropped - Units whose status does not meet NEEDS criteria"]
["Stourbridge Energy",61301,"GEN1","Combustion Turbine","Pennsylvania",4.4,"Dropped - Units whose status does not meet NEEDS criteria"]
["Stourbridge Energy",61301,"GEN2","Combustion Turbine","Pennsylvania",4.4,"Dropped - Units whose status does not meet NEEDS criteria"]
["Stourbridge Energy",61301,"GEN3","Combustion Turbine","Pennsylvania",4.4,"Dropped - Units whose status does not meet NEEDS criteria"]
["Stourbridge Energy",61301,"GEN4","Combustion Turbine","Pennsylvania",4.4,"Dropped - Units whose status does not meet NEEDS criteria"]
["Stourbridge Energy",61301,"GEN5","Combustion Turbine","Pennsylvania",4.4,"Dropped - Units whose status does not meet NEEDS criteria"]
["Wrighter Energy",61302,"GEN1","Combustion Turbine","Pennsylvania",4.2,"Dropped - Units whose status does not meet NEEDS criteria"]
["Wrighter Energy",61302,"GEN2","Combustion Turbine","Pennsylvania",4.2,"Dropped - Units whose status does not meet NEEDS criteria"]
["Wrighter Energy",61302,"GEN3","Combustion Turbine","Pennsylvania",4.2,"Dropped - Units whose status does not meet NEEDS criteria"]
["Wrighter Energy",61302,"GEN4","Combustion Turbine","Pennsylvania",4.2,"Dropped - Units whose status does not meet NEEDS criteria"]
["Wrighter Energy",61302,"GEN5","Combustion Turbine","Pennsylvania",4.2,"Dropped - Units whose status does not meet NEEDS criteria"]
["Anchor Energy",61304,"GEN1","Combustion Turbine","Pennsylvania",4.2,"Dropped - Units whose status does not meet NEEDS criteria"]
["Anchor Energy",61304,"GEN2","Combustion Turbine","Pennsylvania",4.2,"Dropped - Units whose status does not meet NEEDS criteria"]
["Anchor Energy",61304,"GEN3","Combustion Turbine","Pennsylvania",4.2,"Dropped - Units whose status does not meet NEEDS criteria"]
["Anchor Energy",61304,"GEN4","Combustion Turbine","Pennsylvania",4.2,"Dropped - Units whose status does not meet NEEDS criteria"]
["Anchor Energy",61304,"GEN5","Combustion Turbine","Pennsylvania",4.2,"Dropped - Units whose status does not meet NEEDS criteria"]
["Holdridge Energy",61305,"GEN1","Combustion Turbine","Pennsylvania",4.4,"Dropped - Units whose status does not meet NEEDS criteria"]
["Holdridge Energy",61305,"GEN2","Combustion Turbine","Pennsylvania",4.4,"Dropped - Units whose status does not meet NEEDS criteria"]
["Holdridge Energy",61305,"GEN3","Combustion Turbine","Pennsylvania",4.4,"Dropped - Units whose status does not meet NEEDS criteria"]
["Holdridge Energy",61305,"GEN4","Combustion Turbine","Pennsylvania",4.4,"Dropped - Units whose status does not meet NEEDS criteria"]
["Holdridge Energy",61305,"GEN5","Combustion Turbine","Pennsylvania",4.4,"Dropped - Units whose status does not meet NEEDS criteria"]
["Red Glen Energy",61306,"GEN1","Combustion Turbine","Pennsylvania",4.4,"Dropped - Units whose status does not meet NEEDS criteria"]
["Red Glen Energy",61306,"GEN2","Combustion Turbine","Pennsylvania",4.4,"Dropped - Units whose status does not meet NEEDS criteria"]
["Red Glen Energy",61306,"GEN3","Combustion Turbine","Pennsylvania",4.4,"Dropped - Units whose status does not meet NEEDS criteria"]
["Red Glen Energy",61306,"GEN4","Combustion Turbine","Pennsylvania",4.4,"Dropped - Units whose status does not meet NEEDS criteria"]
["Red Glen Energy",61306,"GEN5","Combustion Turbine","Pennsylvania",4.4,"Dropped - Units whose status does not meet NEEDS criteria"]
["Farmingdale Fuel Cell",61317,"MB-21","Fuel Cell","New York",1.4,"Dropped - Units whose status does not meet NEEDS criteria"]
["Casper Solar Center",61320,"CSPSC","Solar PV","Maryland",36.7,"Dropped - Units whose status does not meet NEEDS criteria"]
["NISA Electric Generation Project",61331,"GEN1","Combined Cycle","New York",59.7,"Dropped - Units whose status does not meet NEEDS criteria"]
["NISA Electric Generation Project",61331,"STG1","Combined Cycle","New York",20.2,"Dropped - Units whose status does not meet NEEDS criteria"]
["RE Maplewood",61346,"PV3","Solar PV","Texas",100,"Dropped - Units whose status does not meet NEEDS criteria"]
["RE Maplewood",61346,"PV4","Solar PV","Texas",100,"Dropped - Units whose status does not meet NEEDS criteria"]
["RE Maplewood",61346,"PV5","Solar PV","Texas",100,"Dropped - Units whose status does not meet NEEDS criteria"]
["Utica Aero Solar Max PV",61361,"UASM","Solar PV","Ohio",12,"Dropped - Units whose status does not meet NEEDS criteria"]
["Ord Mountain Solar",61372,"ORDMT","Solar PV","California",60,"Dropped - Units whose status does not meet NEEDS criteria"]
["Pomerado Energy Storage, LLC",61390,"PMRDO","Energy Storage","California",6,"Dropped - Units whose status does not meet NEEDS criteria"]
["Boswell Wind I",61393,"BOSW1","Onshore Wind","Wyoming",80,"Dropped - Units whose status does not meet NEEDS criteria"]
["Boswell Wind II",61394,"BOSW2","Onshore Wind","Wyoming",80,"Dropped - Units whose status does not meet NEEDS criteria"]
["Boswell Wind III",61395,"BOSW3","Onshore Wind","Wyoming",80,"Dropped - Units whose status does not meet NEEDS criteria"]
["Boswell Wind IV",61396,"BOSW4","Onshore Wind","Wyoming",80,"Dropped - Units whose status does not meet NEEDS criteria"]
["Bluegrove Wind",61400,"BLUGR","Onshore Wind","Texas",100,"Dropped - Units whose status does not meet NEEDS criteria"]
["Byers Wind",61401,"BYERS","Onshore Wind","Texas",200,"Dropped - Units whose status does not meet NEEDS criteria"]
["Candlewood Solar",61517,"CANDL","Solar PV","Connecticut",25,"Dropped - Units whose status does not meet NEEDS criteria"]
["Island Grove Solar",61531,"GEN1","Solar PV","North Carolina",2,"Dropped - Units whose status does not meet NEEDS criteria"]
["West Moore Solar",61624,"GEN1","Solar PV","Texas",5,"Dropped - Units whose status does not meet NEEDS criteria"]
["Hydra Community Solar",61714,"HYDR","Solar PV","Minnesota",1,"Dropped - Units whose status does not meet NEEDS criteria"]
["Tom Bevill Lock and Dam Hydroelectric",61749,"GEN1","Hydro","Alabama",4,"Dropped - Units whose status does not meet NEEDS criteria"]
["Tom Bevill Lock and Dam Hydroelectric",61749,"GEN2","Hydro","Alabama",4,"Dropped - Units whose status does not meet NEEDS criteria"]
["Tom Bevill Lock and Dam Hydroelectric",61749,"GEN3","Hydro","Alabama",4,"Dropped - Units whose status does not meet NEEDS criteria"]
["C4GT",61760,"C4GT","Combined Cycle","Virginia",1060,"Dropped - Units whose status does not meet NEEDS criteria"]
["New Mexico Community Solar Facility",61783,"NMCSF","Solar PV","New Mexico",2,"Dropped - Units whose status does not meet NEEDS criteria"]
["Mason Dixon Solar Center",61797,"PV","Solar PV","Maryland",20,"Dropped - Units whose status does not meet NEEDS criteria"]
["Kingston Energy Storage, LLC",61802,"10001","Energy Storage","California",50,"Dropped - Units whose status does not meet NEEDS criteria"]
["Summit Lake Wind Energy Project",61812,"1","Onshore Wind","Michigan",0,"Dropped - Units whose status does not meet NEEDS criteria"]
["Harvest Wind Energy Project",61823,"1","Onshore Wind","Indiana",0,"Dropped - Units whose status does not meet NEEDS criteria"]
["Minco Wind V, LLC",61837,"MV","Onshore Wind","Oklahoma",220,"Dropped - Units whose status does not meet NEEDS criteria"]
["Scituate RI Solar, LLC",61841,"SCITU","Solar PV","Rhode Island",10,"Dropped - Units whose status does not meet NEEDS criteria"]
["Bolthouse Farms Fuel Cell",61845,"MM28","Fuel Cell","California",2.5,"Dropped - Units whose status does not meet NEEDS criteria"]
["Bolthouse Farms Fuel Cell",61845,"MM29","Fuel Cell","California",2.5,"Dropped - Units whose status does not meet NEEDS criteria"]
["Crazy Mountain Wind LLC",61859,"WT","Onshore Wind","Montana",80,"Dropped - Units whose status does not meet NEEDS criteria"]
["Typha Solar Project",62068,"TYPHA","Solar PV","Washington",5,"Dropped - Units whose status does not meet NEEDS criteria"]
["Fumaria Solar Project",62070,"FUMAR","Solar PV","Washington",5,"Dropped - Units whose status does not meet NEEDS criteria"]
["Cadiz Power Plant",62153,"GEN 1","Combined Cycle","Ohio",550,"Dropped - Units whose status does not meet NEEDS criteria"]
["Cadiz Power Plant",62153,"GEN 2","Combined Cycle","Ohio",550,"Dropped - Units whose status does not meet NEEDS criteria"]
["Atlantic Solar",62180,"22","Solar PV","South Carolina",1,"Dropped - Units whose status does not meet NEEDS criteria"]
["Bell Solar",62183,"25","Solar PV","South Carolina",6.1,"Dropped - Units whose status does not meet NEEDS criteria"]
["Fairfield Solar",62212,"36","Solar PV","South Carolina",10,"Dropped - Units whose status does not meet NEEDS criteria"]
["Flip Solar",62214,"38","Solar PV","South Carolina",15.8,"Dropped - Units whose status does not meet NEEDS criteria"]
["Dadswell Solar",62222,"34","Solar PV","South Carolina",1,"Dropped - Units whose status does not meet NEEDS criteria"]
["Indigo Solar",62230,"44","Solar PV","South Carolina",2,"Dropped - Units whose status does not meet NEEDS criteria"]
["Ion Solar",62231,"45","Solar PV","South Carolina",5,"Dropped - Units whose status does not meet NEEDS criteria"]
["Madison Solar",62237,"51","Solar PV","South Carolina",10.9,"Dropped - Units whose status does not meet NEEDS criteria"]
["Alabama Ledge Wind Farm LLC",62261,"GEN1","Onshore Wind","New York",79.8,"Dropped - Units whose status does not meet NEEDS criteria"]
["Martin East Solar",62276,"54","Solar PV","South Carolina",2,"Dropped - Units whose status does not meet NEEDS criteria"]
["Martin West Solar",62277,"55","Solar PV","South Carolina",2,"Dropped - Units whose status does not meet NEEDS criteria"]
["McCormick Solar",62279,"57","Solar PV","South Carolina",2,"Dropped - Units whose status does not meet NEEDS criteria"]
["Middleton Solar",62281,"59","Solar PV","South Carolina",2,"Dropped - Units whose status does not meet NEEDS criteria"]
["Pee Dee Solar I",62282,"60","Solar PV","South Carolina",2,"Dropped - Units whose status does not meet NEEDS criteria"]
["Pee Dee Solar II",62283,"61","Solar PV","South Carolina",2,"Dropped - Units whose status does not meet NEEDS criteria"]
["Martin Central Solar",62285,"53","Solar PV","South Carolina",2,"Dropped - Units whose status does not meet NEEDS criteria"]
["Pruger Solar I",62292,"63","Solar PV","South Carolina",2,"Dropped - Units whose status does not meet NEEDS criteria"]
["Pruger Solar III",62294,"65","Solar PV","South Carolina",2,"Dropped - Units whose status does not meet NEEDS criteria"]
["Rutledge Solar",62297,"69","Solar PV","South Carolina",2,"Dropped - Units whose status does not meet NEEDS criteria"]
["Sandifer Solar",62298,"70","Solar PV","South Carolina",2,"Dropped - Units whose status does not meet NEEDS criteria"]
["Shem Solar",62308,"72","Solar PV","South Carolina",2,"Dropped - Units whose status does not meet NEEDS criteria"]
["Snoopy Solar",62311,"75","Solar PV","South Carolina",2,"Dropped - Units whose status does not meet NEEDS criteria"]
["Tarpon Solar I",62314,"78","Solar PV","South Carolina",2,"Dropped - Units whose status does not meet NEEDS criteria"]
["Turkey Hill Solar I",62341,"84","Solar PV","South Carolina",2,"Dropped - Units whose status does not meet NEEDS criteria"]
["Ulmer Solar",62343,"85","Solar PV","South Carolina",22,"Dropped - Units whose status does not meet NEEDS criteria"]
["Webster Solar",62348,"91","Solar PV","South Carolina",5.4,"Dropped - Units whose status does not meet NEEDS criteria"]
["York Solar",62354,"94","Solar PV","South Carolina",2,"Dropped - Units whose status does not meet NEEDS criteria"]
["Montgomery L&D Hydroelectric Project",62400,"NA4","Hydro","Pennsylvania",5.5,"Dropped - Units whose status does not meet NEEDS criteria"]
["Old Jackson Solar LLC",62501,"1","Solar PV","Texas",127.5,"Dropped - Units whose status does not meet NEEDS criteria"]
["Hybrid Holdings 1 Capistrano",62515,"HH4MW","Energy Storage","California",4,"Dropped - Units whose status does not meet NEEDS criteria"]
["Solemio LLC",62522,"1","Solar PV","Texas",79.8,"Dropped - Units whose status does not meet NEEDS criteria"]
["Bradley Farm (Dudley)",62593,"PV1","Solar PV","North Carolina",5,"Dropped - Units whose status does not meet NEEDS criteria"]
["Martha's Vineyard Community Battery",62605,"MVESS","Energy Storage","Massachusetts",4.9,"Dropped - Units whose status does not meet NEEDS criteria"]
["Grizzly Wind LLC",62802,"GW","Onshore Wind","Montana",80,"Dropped - Units whose status does not meet NEEDS criteria"]
["Buenos Aires Phase 1",62803,"BAW1","Onshore Wind","Texas",200,"Dropped - Units whose status does not meet NEEDS criteria"]
["Black Bear Wind (MT)",62808,"BBW","Onshore Wind","Montana",80,"Dropped - Units whose status does not meet NEEDS criteria"]
["Blue Marmot VIII",62863,"PRMLE","Solar PV","Oregon",9.8,"Dropped - Units whose status does not meet NEEDS criteria"]
["Blue Marmot VII",62864,"RSHEI","Solar PV","Oregon",9.8,"Dropped - Units whose status does not meet NEEDS criteria"]
["Blue Marmot VI",62865,"DNZW","Solar PV","Oregon",9.8,"Dropped - Units whose status does not meet NEEDS criteria"]
["Blue Marmot V",62866,"DNZE","Solar PV","Oregon",9.8,"Dropped - Units whose status does not meet NEEDS criteria"]
["Blue Marmot IX",62867,"DVRO","Solar PV","Oregon",9.8,"Dropped - Units whose status does not meet NEEDS criteria"]
["Don Lee BESS 1 LLC",62872,"DONL1","Energy Storage","California",6.5,"Dropped - Units whose status does not meet NEEDS criteria"]
["Novel Holmquist Solar CSG",63006,"HOLM","Solar PV","Minnesota",1,"Dropped - Units whose status does not meet NEEDS criteria"]
["Shakespeare Solar",63014,"PGR12","Solar PV","North Carolina",5,"Dropped - Units whose status does not meet NEEDS criteria"]
["Green City Renewable Energy Center Hybrid",63065,"GBESS","Energy Storage","Missouri",2.5,"Dropped - Units whose status does not meet NEEDS criteria"]
["Green City Renewable Energy Center Hybrid",63065,"GCREC","Solar PV","Missouri",10,"Dropped - Units whose status does not meet NEEDS criteria"]
["Richwoods Renewable Energy Center Hybrid",63066,"RBESS","Energy Storage","Missouri",4,"Dropped - Units whose status does not meet NEEDS criteria"]
["Richwoods Renewable Energy Center Hybrid",63066,"RREC","Solar PV","Missouri",10,"Dropped - Units whose status does not meet NEEDS criteria"]
["Utica Renewable Energy Center Hybrid",63067,"UBESS","Energy Storage","Missouri",2,"Dropped - Units whose status does not meet NEEDS criteria"]
["Utica Renewable Energy Center Hybrid",63067,"UREC","Solar PV","Missouri",10,"Dropped - Units whose status does not meet NEEDS criteria"]
["John Paul Jones",63095,"JPJDX","Combustion Turbine","Texas",18.7,"Dropped - Units whose status does not meet NEEDS criteria"]
["Cabin Point Solar Center",63134,"CBNPT","Solar PV","Virginia",75,"Dropped - Units whose status does not meet NEEDS criteria"]
["AC Power 2",63196,"ACP2","Solar PV","New Jersey",3.8,"Dropped - Units whose status does not meet NEEDS criteria"]
["Pettinos Solar",63197,"ACP4","Solar PV","New Jersey",1.2,"Dropped - Units whose status does not meet NEEDS criteria"]
["Broad Mountain Wind Project",63210,"BROAD","Onshore Wind","Pennsylvania",80,"Dropped - Units whose status does not meet NEEDS criteria"]
["USS Zanzibar Solar LLC CSG",63217,"ZNZBR","Solar PV","Minnesota",1,"Dropped - Units whose status does not meet NEEDS criteria"]
["Deiter-STEU",63226,"2078","Solar PV","New York",2.2,"Dropped - Units whose status does not meet NEEDS criteria"]
["Gibson-STEU",63227,"8675","Solar PV","New York",11.5,"Dropped - Units whose status does not meet NEEDS criteria"]
["Hallmark",63234,"UNIT1","Solar PV","Texas",42,"Dropped - Units whose status does not meet NEEDS criteria"]
["Novel Loren Solar LLC CSG",63248,"LOREN","Solar PV","Minnesota",1,"Dropped - Units whose status does not meet NEEDS criteria"]
["Elk Creek Solar",63250,"ELKCR","Solar PV","Minnesota",80,"Dropped - Units whose status does not meet NEEDS criteria"]
["Pinon Energy Center",63281,"GT1","Combustion Turbine","New Mexico",42.3,"Dropped - Units whose status does not meet NEEDS criteria"]
["Pinon Energy Center",63281,"GT2","Combustion Turbine","New Mexico",42.3,"Dropped - Units whose status does not meet NEEDS criteria"]
["Pinon Energy Center",63281,"GT3","Combustion Turbine","New Mexico",42.3,"Dropped - Units whose status does not meet NEEDS criteria"]
["Pinon Energy Center",63281,"GT4","Combustion Turbine","New Mexico",42.3,"Dropped - Units whose status does not meet NEEDS criteria"]
["Pinon Energy Center",63281,"GT5","Combustion Turbine","New Mexico",42.3,"Dropped - Units whose status does not meet NEEDS criteria"]
["Pinon Energy Center",63281,"GT6","Combustion Turbine","New Mexico",42.3,"Dropped - Units whose status does not meet NEEDS criteria"]
["Pinon Energy Center",63281,"GT7","Combustion Turbine","New Mexico",42.3,"Dropped - Units whose status does not meet NEEDS criteria"]
["Snowdrop Solar, LLC",63310,"SNOWD","Solar PV","Minnesota",1,"Dropped - Units whose status does not meet NEEDS criteria"]
["Gladiolus Solar, LLC",63316,"GLADI","Solar PV","Minnesota",1,"Dropped - Units whose status does not meet NEEDS criteria"]
["Renz Energy Storage",63529,"LLAGS","Energy Storage","California",20,"Dropped - Units whose status does not meet NEEDS criteria"]
["Chevron - Lost Hills Hybrid",63545,"BESS1","Energy Storage","California",10,"Dropped - Units whose status does not meet NEEDS criteria"]
["USS Grandpa Solar",63619,"USGPA","Solar PV","Illinois",1,"Dropped - Units whose status does not meet NEEDS criteria"]
["NJ TRANSITGRID",63631,"CTG-1","Combustion Turbine","New Jersey",20,"Dropped - Units whose status does not meet NEEDS criteria"]
["NJ TRANSITGRID",63631,"CTG-2","Combustion Turbine","New Jersey",20,"Dropped - Units whose status does not meet NEEDS criteria"]
["NJ TRANSITGRID",63631,"CTG-3","Combustion Turbine","New Jersey",20,"Dropped - Units whose status does not meet NEEDS criteria"]
["NJ TRANSITGRID",63631,"CTG-4","Combined Cycle","New Jersey",20,"Dropped - Units whose status does not meet NEEDS criteria"]
["NJ TRANSITGRID",63631,"CTG-5","Combined Cycle","New Jersey",20,"Dropped - Units whose status does not meet NEEDS criteria"]
["NJ TRANSITGRID",63631,"PV1","Solar PV","New Jersey",0.5,"Dropped - Units whose status does not meet NEEDS criteria"]
["NJ TRANSITGRID",63631,"STG-1","Combined Cycle","New Jersey",14.4,"Dropped - Units whose status does not meet NEEDS criteria"]
["NJ TRANSITGRID",63631,"STOR1","Energy Storage","New Jersey",8.1,"Dropped - Units whose status does not meet NEEDS criteria"]
["Goleta Grid Resiliency",63736,"BESS1","Energy Storage","California",10,"Dropped - Units whose status does not meet NEEDS criteria"]
["Amazon - Moreno Valley",63740,"ONT6","Solar PV","California",2.2,"Dropped - Units whose status does not meet NEEDS criteria"]
["Kupehau",63799,"KUP01","Solar PV","Hawaii",60,"Dropped - Units whose status does not meet NEEDS criteria"]
["Kupehau",63799,"KUPB1","Energy Storage","Hawaii",60,"Dropped - Units whose status does not meet NEEDS criteria"]
["Kruger Energy Mantura Solar, LLC",63822,"KEMS","Solar PV","Virginia",60,"Dropped - Units whose status does not meet NEEDS criteria"]
["Mule Creek State Prison",63876,"MLCRK","Solar PV","California",2.1,"Dropped - Units whose status does not meet NEEDS criteria"]
["Haymaker Hybrid",63878,"HBESS","Energy Storage","Montana",0,"Dropped - Units whose status does not meet NEEDS criteria"]
["TX18 Cottage Meadow Storage",63879,"TX18","Energy Storage","Texas",100,"Dropped - Units whose status does not meet NEEDS criteria"]
["TX17 Nickel Prairie Storage",63880,"TX17","Energy Storage","Texas",100,"Dropped - Units whose status does not meet NEEDS criteria"]
["Chickahominy Power LLC",63886,"CP001","Combined Cycle","Virginia",557.3,"Dropped - Units whose status does not meet NEEDS criteria"]
["Chickahominy Power LLC",63886,"CP002","Combined Cycle","Virginia",557.3,"Dropped - Units whose status does not meet NEEDS criteria"]
["Chickahominy Power LLC",63886,"CP003","Combined Cycle","Virginia",557.3,"Dropped - Units whose status does not meet NEEDS criteria"]
["Tono Solar",63902,"TSPV1","Solar PV","Washington",80,"Dropped - Units whose status does not meet NEEDS criteria"]
["Homestead Fuel Cell",63980,"MM50","Fuel Cell","Connecticut",2.8,"Dropped - Units whose status does not meet NEEDS criteria"]
["Homestead Fuel Cell",63980,"MM51","Fuel Cell","Connecticut",2.8,"Dropped - Units whose status does not meet NEEDS criteria"]
["Homestead Fuel Cell",63980,"MM52","Fuel Cell","Connecticut",2.8,"Dropped - Units whose status does not meet NEEDS criteria"]
["Caden Energix New Kent, LLC",64036,"ENX08","Solar PV","Virginia",20,"Dropped - Units whose status does not meet NEEDS criteria"]
["Tesla Reno GigaFactory",64098,"RD","Solar PV","Nevada",2.4,"Dropped - Units whose status does not meet NEEDS criteria"]
["Tesla Reno GigaFactory",64098,"RDP","Solar PV","Nevada",2.8,"Dropped - Units whose status does not meet NEEDS criteria"]
["Tesla Reno GigaFactory",64098,"RE","Solar PV","Nevada",2.4,"Dropped - Units whose status does not meet NEEDS criteria"]
["Tesla Reno GigaFactory",64098,"REP","Solar PV","Nevada",2.8,"Dropped - Units whose status does not meet NEEDS criteria"]
["Davis Road Solar",64156,"2002","Solar PV","South Carolina",2,"Dropped - Units whose status does not meet NEEDS criteria"]
["Cabin Creek Solar",64199,"CBCK1","Solar PV","Montana",75,"Dropped - Units whose status does not meet NEEDS criteria"]
["Cabin Creek Solar II",64203,"CBCK2","Solar PV","Montana",75,"Dropped - Units whose status does not meet NEEDS criteria"]
["Fairview Solar",64205,"2003","Solar PV","South Carolina",2,"Dropped - Units whose status does not meet NEEDS criteria"]
["Highway 9 Solar",64206,"2004","Solar PV","South Carolina",2,"Dropped - Units whose status does not meet NEEDS criteria"]
["Pike Solar Hybrid",64212,"PSBES","Energy Storage","Colorado",25,"Dropped - Units whose status does not meet NEEDS criteria"]
["Holley Road Solar",64240,"0879","Solar PV","New York",20,"Dropped - Units whose status does not meet NEEDS criteria"]
["Happy Hollow Solar Center",64348,"8888","Solar PV","Georgia",75,"Dropped - Units whose status does not meet NEEDS criteria"]
["Armadillo Solar Center",64349,"6666","Solar PV","Texas",175,"Dropped - Units whose status does not meet NEEDS criteria"]
["E Nash PV3",64369,"ENSH3","Solar PV","North Carolina",26,"Dropped - Units whose status does not meet NEEDS criteria"]
["Claremont Solar",64474,"1","Solar PV","New Hampshire",20,"Dropped - Units whose status does not meet NEEDS criteria"]
["Alfred Solar",64501,"1","Solar PV","Maine",50,"Dropped - Units whose status does not meet NEEDS criteria"]
["Woodriver Solar",64576,"1","Solar PV","Rhode Island",4.5,"Dropped - Units whose status does not meet NEEDS criteria"]
["Big Rock Solar Farm",64636,"92JT8","Solar PV","California",200,"Dropped - Units whose status does not meet NEEDS criteria"]
["Gorham ME 1",64703,"GOR1","Solar PV","Maine",4.8,"Dropped - Units whose status does not meet NEEDS criteria"]
["Lincoln ME 1",64704,"LIN1","Solar PV","Maine",4.9,"Dropped - Units whose status does not meet NEEDS criteria"]
["Ft. Sill Energy Center",64855,"1","Combustion Turbine","Oklahoma",9,"Dropped - Units whose status does not meet NEEDS criteria"]
["Ft. Sill Energy Center",64855,"2","Combustion Turbine","Oklahoma",9,"Dropped - Units whose status does not meet NEEDS criteria"]
["Ft. Sill Energy Center",64855,"3","Combustion Turbine","Oklahoma",9,"Dropped - Units whose status does not meet NEEDS criteria"]
["Ft. Sill Energy Center",64855,"4","Combustion Turbine","Oklahoma",9,"Dropped - Units whose status does not meet NEEDS criteria"]
["WAL4279",64941,"GEN1","Combustion Turbine","Texas",0.4,"Dropped - Units whose status does not meet NEEDS criteria"]
["WAL4279",64941,"GEN2","Combustion Turbine","Texas",0.4,"Dropped - Units whose status does not meet NEEDS criteria"]
["WAL4279",64941,"GEN3","Combustion Turbine","Texas",0.4,"Dropped - Units whose status does not meet NEEDS criteria"]
["TC Solar RCE",65065,"CGS","Solar PV","Minnesota",1,"Dropped - Units whose status does not meet NEEDS criteria"]
["Riverside BESS",65126,"ES1","Energy Storage","North Carolina",5,"Dropped - Units whose status does not meet NEEDS criteria"]
["Madison Solar 1 LLC",65226,"468","Solar PV","District of Columbia",1.2,"Dropped - Units whose status does not meet NEEDS criteria"]
["Iron Point Solar (Hybrid)",65377,"IPB","Energy Storage","Nevada",200,"Dropped - Units whose status does not meet NEEDS criteria"]
["Iron Point Solar (Hybrid)",65377,"IPS","Solar PV","Nevada",250,"Dropped - Units whose status does not meet NEEDS criteria"]
["Santa Ana Storage 3",65789,"SAP3","Energy Storage","California",40,"Dropped - Units whose status does not meet NEEDS criteria"]
["West Point (PA)",52149,"GN12","Combustion Turbine","Pennsylvania",2,"Dropped - Plant is identified as onsite because it is a net buyer of electricity in 2021"]
["West Point (PA)",52149,"GN13","Combustion Turbine","Pennsylvania",2,"Dropped - Plant is identified as onsite because it is a net buyer of electricity in 2021"]