## Summary
Count of Unique Landfills in this File | Count of Unique Operational Projects in this File
488 | 542
The LMOP Database contains key information about MSW landfills and LFG energy projects in the United States. Information in the LMOP Database is compiled from a variety of sources. Data received for inclusion in the LMOP Database are reviewed for reasonableness and are corroborated via other data sources when possible. Not all data are updated each year. While the Program strives to keep the information as updated and accurate as possible, the database is not exhaustive. The LMOP Database does not include data for every MSW landfill in the United States.
Descriptions for the Options in the "Current Project Status" Field
Operational: Project or expansion is online
Shutdown: Project or expansion has ceased operations
Construction: Construction is underway on project or expansion
Planned: Planning is underway on project or expansion (between Candidate and Construction)
Future Potential: Landfill is open but does not meet the technical criteria for Candidate status yet; or landfill already has an Operational project but there is opportunity for additional energy recovery.

## LMOP Database
GHGRP ID | Landfill ID | Landfill Name | State | County | Landfill Owner Organization(s) | Parent Project ID | Current Project Status | Initial Project Start Date | Project Type Category | LFG Energy Project Type | RNG Delivery Method | Total Actual MW Generation | Total Rated MW Capacity | Total LFG Flow to Project (mmscfd) | End User(s) | Project Developer(s) | Project Owner(s) | Product Supplier(s) | Current Year Emission Reductions (MMTCO2e/yr) - Direct | Current Year Emission Reductions (MMTCO2e/yr) - Avoided
1007341 | 1994 | Anchorage Regional Landfill | AK | Anchorage | Municipality of Anchorage, AK | 167079 | Operational | 2012-07-31 | Electricity | Reciprocating Engine |  | 4.78 | 7 | 2.156 | Joint Base Elmendorf Richardson (JBER) | Doyon Utilities, LLC | Doyon Utilities, LLC | GE Energy - Jenbacher Gas Engines; Western Energy Systems | 0.2419 | 0.023
1001633 | 23 | Cedar Hill Landfill | AL | St. Clair | WM | 78 | Operational | 2020-01-01 | Direct | Leachate Evaporation |  |  | 0 | 0.574 | WM | Advanced Disposal Services; WM | WM | Fluid Components International (FCI) | 0.0563 | 0.005
1010661 | 2 | City of Decatur-Morgan County Regional MSW Landfill | AL | Morgan | City of Decatur, AL; Morgan County, AL | 181062 | Operational | 2010-08-02 | Electricity | Reciprocating Engine; Cogeneration |  | 1.37 | 1.8 | 0.74 | Tennessee Valley Authority (TVA) | Granger Energy; City of Decatur, AL | EDL Energy; City of Decatur, AL | Caterpillar, Inc.; GraniteFuel | 0.0693 | 0.0066
1006304 | 2410 | Sand Valley Landfill | AL | DeKalb | Republic Services, Inc. | 180771 | Operational | 2013-11-26 | Electricity | Reciprocating Engine |  | 3.72 | 4.8 | 2.27 | Tennessee Valley Authority (TVA) | EDL Energy | EDL Energy | Caterpillar, Inc. | 0.1882 | 0.018
1007796 | 2204 | Three Corners Landfill | AL | Cherokee | WM | 180288 | Operational | 2020-01-01 | Direct | Leachate Evaporation |  |  | 0 | 0.61 | WM | WM | WM |  | 0.0598 | 0.0053
1006026 | 2052 | City of Fort Smith Landfill | AR | Sebastian | City of Fort Smith Department of Sanitation, AR | 180840 | Operational | 2006-05-01 | Renewable Natural Gas | Vehicle Fuel | Pipeline Injection |  | 0 | 2.184 | Anew Climate, LLC; Summit Utilities, Inc. | Cambrian Energy; Morrow Renewables, LLC | Cambrian Energy; Morrow Renewables, LLC |  | 0.2141 | 0.0172
1003406 | 2282 | Eco-Vista Landfill | AR | Washington | WM | 201449 | Operational | 2023-05-24 | Renewable Natural Gas | Vehicle Fuel | Pipeline Injection |  | 0 |  | Enable Midstream Partners, LP; WM |  |  | Adsorption Research, Inc. | 0 | 0
1007896 | 2043 | Two Pine Landfill | AR | Pulaski | WM | 167128 | Operational | 2006-10-01 | Electricity | Reciprocating Engine |  | 2.89 | 4.8 | 1.46 | North Little Rock Electric Department | WM Renewable Energy, LLC |  | Caterpillar, Inc. | 0.1462 | 0.0139
1000031 | 1786 | Northwest Regional MSW Landfill | AZ | Maricopa | WM | 101839 | Operational | 2012-08-01 | Electricity | Reciprocating Engine |  | 2.24 | 3.2 | 1.1 | Arizona Public Service (APS) | WM Renewable Energy, LLC | WM Renewable Energy, LLC | Caterpillar, Inc. | 0.1133 | 0.0108
| 36 | Acme LF | CA | Contra Costa | Acme Fill Corporation | 91 | Operational | 1982-01-01 | Direct | Boiler |  |  |  | 1.5 | Central Contra Costa Sanitary District | Acme Fill Corporation |  |  | 0.1471 | 0.013
| 36 | Acme LF | CA | Contra Costa | Acme Fill Corporation | 180209 | Operational | 1999-01-01 | Electricity | Cogeneration |  | 1.9 |  |  | Central Contra Costa Sanitary District | Acme Fill Corporation |  |  | 0.0961 | 0.0092
| 36 | Acme LF | CA | Contra Costa | Acme Fill Corporation | 180234 | Operational | 2003-08-01 | Electricity | Microturbine |  | 0.28 | 0.28 | 0.216 |  | Bulldog Power |  |  | 0.0142 | 0.0014
1004335 | 349 | All Purpose Landfill | CA | Santa Clara | City of Santa Clara, CA | 180957 | Operational | 2009-12-18 | Electricity | Microturbine |  | 0.4 | 0.75 | 0.197 | Silicon Valley Power, City of Santa Clara, CA | Ameresco, Inc. | Ameresco, Inc. |  | 0.0202 | 0.0019
1007699 | 39 | Altamont Landfill & Resource Recovery Facility | CA | Alameda | WM | 95 | Operational | 1989-01-01 | Electricity | Gas Turbine |  | 4.64 | 6.2 | 3.46 | California ISO (CAISO) | Bio Energy Partners | WM Renewable Energy, LLC | Solar Turbines Incorporated | 0.2348 | 0.0224
1007699 | 39 | Altamont Landfill & Resource Recovery Facility | CA | Alameda | WM | 180977 | Operational | 2009-09-01 | Renewable Natural Gas | Vehicle Fuel | Local Use |  | 0 | 1 | WM | High Mountain Fuels |  | Guild Associates, Inc. | 0.098 | 0.0079
1011449 | 72 | BKK Landfill-Phases I & II | CA | Los Angeles | BKK Corporation | 128 | Operational | 1992-01-01 | Electricity | Steam Turbine |  | 6 | 6.8 |  | Anaheim Public Utilities |  | Fortistar Methane Group |  | 0.3036 | 0.029
1011449 | 72 | BKK Landfill-Phases I & II | CA | Los Angeles | BKK Corporation | 180224 | Operational | 1985-01-01 | Electricity | Gas Turbine |  | 4.9 | 4.9 |  | Pasadena Water and Power |  | Fortistar Methane Group | Solar Turbines Incorporated | 0.2479 | 0.0236
1006221 | 83 | Buena Vista Drive SLF | CA | Santa Cruz | Santa Cruz County, CA | 166996 | Operational | 2006-02-02 | Electricity | Reciprocating Engine |  | 1.99 | 3.18 | 1.37 | Alameda Municipal Power; City of Palo Alto, CA | Ameresco, Inc. |  | GE Energy - Jenbacher Gas Engines | 0.1007 | 0.0096
1007600 | 84 | Burbank LF Site No. 3 | CA | Los Angeles | City of Burbank, CA | 180858 | Operational | 2005-04-01 | Electricity | Microturbine |  | 0.55 | 0.55 |  | Burbank Water & Power | Burbank Water & Power |  | Capstone Turbine Corporation | 0.0278 | 0.0027
1003599 | 87 | Calabasas SLF | CA | Los Angeles | Sanitation Districts of Los Angeles County, CA | 180901 | Operational | 2010-07-12 | Electricity | Gas Turbine |  | 5.32 | 13.8 | 4.659 | Sanitation Districts of Los Angeles County, CA | Sanitation Districts of Los Angeles County, CA | Sanitation Districts of Los Angeles County, CA | Solar Turbines Incorporated | 0.2692 | 0.0257
1002992 | 105 | Chiquita Canyon SLF | CA | Los Angeles | Waste Connections, Inc. | 161 | Operational | 2010-11-23 | Electricity | Gas Turbine |  | 5.96 | 9.2 | 3.866 | Southern California Public Power Authority (SCPPA) | Ameresco, Inc. |  | Solar Turbines Incorporated | 0.3016 | 0.0288
1000339 | 271 | City of Santa Cruz SLF | CA | Santa Cruz | City of Santa Cruz, CA | 181024 | Operational | 2009-11-23 | Electricity | Reciprocating Engine |  | 1.6 | 1.6 |  | Sacramento Municipal Utility District (SMUD) | Fortistar Methane Group |  | Caterpillar, Inc. | 0.081 | 0.0077
1013696 | 11160 | Clover Flat Landfill | CA | Napa | Clover Flat Resource Recovery Park | 180958 | Operational | 2014-12-31 | Electricity | Reciprocating Engine |  | 0.75 | 0 | 0.293 | Pacific Gas and Electric Company (PG&E) | WSP USA | Vista Corporation | GE Energy - Jenbacher Gas Engines | 0.038 | 0.0036
1006322 | 122 | Cold Canyon LF Solid Waste Disposal Site | CA | San Luis Obispo | Corral de Piedra Land Company | 178 | Operational | 1999-01-01 | Direct | Boiler |  |  | 0 | 0.688 | Sentinel Peak Resources |  |  |  | 0.0675 | 0.0059
1006322 | 122 | Cold Canyon LF Solid Waste Disposal Site | CA | San Luis Obispo | Corral de Piedra Land Company | 200730 | Operational | 2013-07-31 | Electricity | Reciprocating Engine |  | 1.31 | 1.6 | 0.75 | Pacific Gas and Electric Company (PG&E) | Toro Energy, Inc. | Toro Energy, Inc. | Caterpillar, Inc. | 0.0663 | 0.0063
1000369 | 342 | Corona Disposal Site | CA | Riverside | Riverside County, CA | 402 | Operational | 1986-03-04 | Electricity | Reciprocating Engine |  | 0.6 |  |  | Southern California Edison (SCE) Company | City of Corona, CA |  |  | 0.0304 | 0.0029
1007198 | 153 | Foothill Sanitary Landfill, Inc. | CA | San Joaquin | San Joaquin County, CA | 210 | Operational | 2014-04-24 | Electricity | Reciprocating Engine |  | 3.36 | 4.3 | 1.58 | Silicon Valley Power, City of Santa Clara, CA | Ameresco, Inc. |  | GE Energy - Jenbacher Gas Engines | 0.17 | 0.0162
1004010 | 11120 | Forward Landfill | CA | San Joaquin | Republic Services, Inc. | 180955 | Operational | 2014-10-22 | Electricity | Reciprocating Engine |  | 3.54 | 4.2 | 1.84 | Silicon Valley Power, City of Santa Clara, CA | Ameresco, Inc. |  | GE Energy - Jenbacher Gas Engines | 0.1791 | 0.0171
1002107 | 62 | Frank R. Bowerman SLF | CA | Orange | County of Orange - OC Waste & Recycling, CA | 181105 | Operational | 2016-03-29 | Electricity | Reciprocating Engine |  | 18.74 | 23.1 | 8.589 | Anaheim Public Utilities | Montauk Renewables | Bowerman Power LFG LLC; Montauk Renewables | Caterpillar, Inc.; Perennial Energy, Inc. | 0.9483 | 0.0904
1007128 | 182 | Johnson Canyon SLF | CA | Monterey | Salinas Valley Solid Waste Authority, CA | 239 | Operational | 2013-05-12 | Electricity | Reciprocating Engine |  | 1.24 | 1.4 | 0.729 | City of Palo Alto, CA | Ameresco, Inc. | Ameresco, Inc. | GE Energy - Jenbacher Gas Engines | 0.0627 | 0.006
1004011 | 184 | Keller Canyon LF | CA | Contra Costa | Republic Services, Inc. | 241 | Operational | 2009-08-01 | Electricity | Reciprocating Engine |  | 2.84 | 3.8 | 1.45 | Alameda Municipal Power; City of Palo Alto, CA | Ameresco, Inc. |  | GE Energy - Jenbacher Gas Engines | 0.1437 | 0.0137
1004037 | 265 | Kiefer LF | CA | Sacramento | Sacramento County, CA | 324 | Operational | 1999-12-01 | Electricity | Reciprocating Engine |  | 13.03 | 15.25 | 7.24 | Sacramento Municipal Utility District (SMUD) | Aria Energy, LLC; DTE Vantage | Sacramento County, CA; DTE Vantage; Energy Power Partners | Caterpillar, Inc. | 0.6594 | 0.0629
1006107 | 201 | Lopez Canyon SLF | CA | Los Angeles | City of Los Angeles, Bureau of Sanitation, CA | 258 | Operational | 1999-01-05 | Electricity | Reciprocating Engine |  | 2.49 | 3 | 1.15 | Target Corporation | Cambrian Energy | Fortistar Methane Group | Caterpillar, Inc. | 0.126 | 0.012
| 337 | Mission Hills | CA | Los Angeles | American Golf Corp.; Barclay Hollander | 166991 | Operational | 1984-01-01 | Electricity | Combined Cycle |  | 7.5 | 29 | 2.88 | UCLA Facilities Management | GSF Energy, LLC | SCS Engineers |  | 0.3795 | 0.0362
1004550 | 217 | Monterey Peninsula SLF | CA | Monterey | Monterey Regional Waste Management District, CA | 274 | Operational | 1983-01-01 | Electricity | Reciprocating Engine; Cogeneration |  | 5.044 |  | 2 | Monterey Regional Waste Management District, CA | Biogas Energy Solutions, LLC |  | GE Energy - Jenbacher Gas Engines; Caterpillar, Inc. | 0.2552 | 0.0244
1004550 | 217 | Monterey Peninsula SLF | CA | Monterey | Monterey Regional Waste Management District, CA | 201366 | Operational | 2020-12-31 | Renewable Natural Gas | Vehicle Fuel | Local Use |  | 0 | [5 empty] | 0 | 0
1004052 | 220 | Neal Road Recycling and Waste Facility | CA | Butte | Butte County, CA | 277 | Operational | 2013-02-13 | Electricity | Reciprocating Engine |  | 1.69 | 2.3 | 1.057 | Alameda Municipal Power | Ameresco, Inc. | Ameresco, Inc. | GE Energy - Jenbacher Gas Engines | 0.0855 | 0.0082
1002320 | 232 | Olinda Alpha SLF | CA | Orange | County of Orange - OC Waste & Recycling, CA | 181049 | Operational | 2012-06-28 | Electricity | Combined Cycle |  | 28.08 | 32.5 | 12.36 | Anaheim Public Utilities | Broadrock Renewables LLC | Broadrock Renewables LLC | Air/Tak Inc.; Cameron Compression Systems; Perennial Energy, Inc.; Relevant Solutions; Solar Turbines Incorporated; Tuthill Vacuum & Blower Systems; Vilter Manufacturing LLC | 1.4209 | 0.1355
| 2162 | Operating Industries, Inc. LF (OII) | CA | Los Angeles | Operating Industries, Inc. | 180235 | Operational | 2002-08-12 | Electricity | Microturbine |  | 0.42 | 0.42 | 0.36 | Operating Industries, Inc. LF (OII) | New Cure, Inc. |  |  | 0.0213 | 0.002
| 233 | Orange Avenue Disposal Inc. | CA | Fresno | Caglia Environmental | 291 | Operational | 2015-11-30 | Electricity | Reciprocating Engine |  | 0.22 | 0.22 |  | Cedar Avenue Recycling and Transfer Station (CARTS) | Caglia Environmental |  | 2G Energy, Inc. | 0.0111 | 0.0011
1007112 | 238 | Ox Mountain SLF | CA | San Mateo | Republic Services, Inc. | 296 | Operational | 2009-04-01 | Electricity | Reciprocating Engine |  | 10.58 | 11.4 | 4.768 | Alameda Municipal Power; City of Palo Alto, CA | Ameresco, Inc. |  | GE Energy - Jenbacher Gas Engines; Western Energy Systems | 0.5354 | 0.0511
1007345 | 250 | Potrero Hills SLF | CA | Solano | Waste Connections, Inc. | 309 | Operational | 2016-04-30 | Electricity | Reciprocating Engine |  | 6.72 | 8 | 3.23 | Pacific Gas and Electric Company (PG&E) | DTE Vantage | DTE Vantage | Caterpillar, Inc. | 0.34 | 0.0324
1003199 | 352 | Puente Hills LF | CA | Los Angeles | Sanitation Districts of Los Angeles County, CA | 414 | Operational | 1986-08-08 | Electricity | Steam Turbine |  | 22 | 50 | 19.42 | Southern California Edison (SCE) Company | Sanitation Districts of Los Angeles County, CA | Sanitation Districts of Los Angeles County, CA |  | 1.1132 | 0.1062
1005042 | 54 | Recology Hay Road LF | CA | Solano | Recology | 110 | Operational | 2013-07-02 | Electricity | Reciprocating Engine |  | 1.48 | 1.6 | 0.726 | Marin Clean Energy (MCE) | G2 Energy, LLC | G2 Energy, LLC | Caterpillar, Inc.; Perennial Energy, Inc. | 0.0749 | 0.0071
1004745 | 1976 | Recology Ostrom Road LF | CA | Yuba | Recology | 167060 | Operational | 2009-01-09 | Electricity | Reciprocating Engine |  | 3.37 | 3.55 | 1.548 | Silicon Valley Power, City of Santa Clara, CA; Marin Clean Energy (MCE) | G2 Energy, LLC | G2 Energy, LLC | Caterpillar, Inc. | 0.1705 | 0.0162
1007668 | 258 | Redwood SLF | CA | Marin | WM | 181063 | Operational | 2017-09-20 | Electricity | Reciprocating Engine |  | 2.54 | 3.9 | 1.35 | Marin Clean Energy (MCE) | WM Renewable Energy, LLC |  | Caterpillar, Inc. | 0.1285 | 0.0123
1006215 | 268 | San Marcos LF | CA | San Diego | County of San Diego, CA | 327 | Operational | 1989-05-01 | Electricity | Reciprocating Engine |  | 2 | 1.6 | 1.12 |  | Fortistar Methane Group | Fortistar Methane Group | Caterpillar, Inc. | 0.1012 | 0.0097
1004882 | 113 | Santa Maria Regional Landfill | CA | Santa Barbara | City of Santa Maria, CA | 169 | Operational | 2007-08-15 | Electricity | Cogeneration; Reciprocating Engine |  | 1.16 | 2.5 | 0.647 | Marian Medical Center; Pacific Gas and Electric Company (PG&E) | Janechek & Associates |  | GE Energy - Jenbacher Gas Engines; Houston Service Industries | 0.0587 | 0.0056
1005782 | 116 | Savage Canyon LF | CA | Los Angeles | City of Whittier, CA | 172 | Operational | 2006-08-01 | Electricity | Cogeneration |  | 1.26 | 2.2 | 0.699 | PIH Health Hospital - Whittier | J&A Whittier, LLC |  | GE Energy - Jenbacher Gas Engines | 0.0638 | 0.0061
1004123 | 1929 | Sonoma County Central Disposal Site | CA | Sonoma | Sonoma County, CA | 166999 | Operational | 1994-03-01 | Electricity | Reciprocating Engine |  | 2.16 | 8 | 1.376 | Sonoma County Water Agency | Aria Energy, LLC | Sonoma County, CA | Caterpillar, Inc. | 0.1093 | 0.0104
1003386 | 114 | Sunnyvale LF | CA | Santa Clara | City of Sunnyvale, CA | 170 | Operational | 1998-01-01 | Electricity | Reciprocating Engine |  | 0.44 | 1.6 | 0.33 | City of Sunnyvale WWTP | City of Sunnyvale, CA |  | Caterpillar, Inc. | 0.0223 | 0.0021
1003679 | 286 | Sunshine Canyon Landfill | CA | Los Angeles | Republic Services, Inc. | 166995 | Operational | 2014-09-01 | Electricity | Gas Turbine |  | 18.83 | 23 | 11.474 | Pacific Gas and Electric Company (PG&E) | Aria Energy, LLC; DTE Vantage | Archaea Energy, LLC | Solar Turbines Incorporated | 0.9528 | 0.0909
1002634 | 289 | Tajiguas SLF | CA | Santa Barbara | Santa Barbara County, CA | 201712 | Operational | 2021-07-16 | Electricity | Cogeneration |  |  | 2.86 |  | ReSource Center | Mustang Renewable Power Ventures |  | GE Energy - Jenbacher Gas Engines; Willexa Energy, LLC | 0 | 0
1006089 | 343 | Toyon Canyon Landfill | CA | Los Angeles | City of Los Angeles, Bureau of Sanitation, CA | 200901 | Operational | 2022-07-08 | Electricity | Reciprocating Engine |  | 0.13 | 1.062 | 0.058 | Los Angeles Department of Water & Power (LADWP) | Green Gen LA, LLC | Green Gen LA, LLC | GE Energy - Jenbacher Gas Engines | 0.0066 | 0.0006
| 302 | Union Mine Disposal Site | CA | El Dorado | El Dorado County, CA | 362 | Operational | 2004-01-01 | Electricity | Microturbine |  | 0.21 | 0.21 | 0.115 | El Dorado County, CA | El Dorado County, CA |  |  | 0.0106 | 0.001
| 303 | University of California at Davis SLF | CA | Yolo | University of California at Davis | 363 | Operational | 2014-04-22 | Electricity | Cogeneration |  | 0.14 | 0.6 |  | University of California at Davis | CleanWorld; University of California at Davis |  |  | 0.0071 | 0.0007
1007040 | 309 | Vasco Road SLF | CA | Alameda | Republic Services, Inc. | 369 | Operational | 2014-02-22 | Electricity | Reciprocating Engine |  | 3.87 | 0 | 2.01 | Silicon Valley Power, City of Santa Clara, CA | Ameresco, Inc. |  | GE Energy - Jenbacher Gas Engines | 0.1958 | 0.0187
1005195 | 320 | West Contra Costa SLF | CA | Contra Costa | Republic Services, Inc. | 380 | Operational | 1985-01-01 | Electricity | Reciprocating Engine |  | 2.15 | 0 |  | Alameda Municipal Power | West County Energy Recovery Corp. | Republic Services, Inc. | General Electric - Distributed Power | 0.1088 | 0.0104
1005061 | 214 | West Miramar SLF | CA | San Diego | United States Navy | 166990 | Operational | 1999-03-01 | Electricity | Reciprocating Engine |  | 3.3 | 3.8 |  | City of San Diego North City Water Reclamation Plant | Minnesota Methane LLC | Fortistar Methane Group | Caterpillar, Inc. | 0.167 | 0.0159
1005061; 1007558 | 214; 20794 | West Miramar SLF; North Miramar SLF | CA | San Diego | United States Navy; City of San Diego, CA | 271 | Operational | 1997-06-30 | Electricity | Cogeneration; Reciprocating Engine |  | 9.6 | 9.6 | 6.14 | City of San Diego Metro Biosolids Center; San Diego Gas & Electric Company; Marine Corp Air Station Miramar (MCASM) | Minnesota Methane LLC; Fortistar Methane Group | Fortistar Methane Group | Caterpillar, Inc. | 0.4857 | 0.0463
1006501 | 247 | Western Regional SLF | CA | Placer | Western Placer Waste Management Authority, CA | 306 | Operational | 2004-07-01 | Electricity | Reciprocating Engine |  | 3.12 | 4.8 | 1.8 | Marin Clean Energy (MCE) | APTIM; Energy 2001, Inc. | Energy 2001, Inc. | Caterpillar, Inc. | 0.1578 | 0.015
1011371 | 327 | Yolo County Central LF | CA | Yolo | Yolo County, CA | 387 | Operational | 1997-03-01 | Electricity | Reciprocating Engine |  | 2.2 | 2.4 | 1.361 | Sacramento Municipal Utility District (SMUD) | NEO Corporation | Yolo County, CA | Caterpillar, Inc. | 0.1113 | 0.0106
1007709 | 1718 | Denver Arapahoe Disposal Site (DADS) | CO | Arapahoe | City and County of Denver, CO | 6397 | Operational | 2008-09-01 | Electricity | Reciprocating Engine |  | 2.51 | 3.2 | 1.55 | Xcel Energy - Denver District Cooling | WM Renewable Energy, LLC |  | Caterpillar, Inc. | 0.127 | 0.0121
1007700; 1003911; 1005633 | 1739; 2277; 1737 | Denver Regional Landfill (North); Front Range Landfill; Denver Regional Landfill (South) | CO | Weld | Republic Services, Inc.; Waste Connections Inc. - Central Region | 6416 | Operational | 2011-10-01 | Electricity | Reciprocating Engine |  | 1.62 | 3.2 | 1.27 | United Power Cooperative | Aria Energy, LLC; Timberline Energy, LLC | Archaea Energy, LLC; Timberline Energy, LLC | Caterpillar, Inc.; Houston Service Industries | 0.082 | 0.0078
| 363 | East Windsor LF | CT | Hartford | Manchester Methane | 427 | Operational | 2007-05-01 | Electricity | Reciprocating Engine |  | 3.2 | 3.2 |  | Eversource | Manchester Methane |  | Caterpillar, Inc. | 0.1619 | 0.0154
1008010 | 362 | New Milford LF | CT | Litchfield | WM | 180914 | Operational | 2008-05-15 | Electricity | Reciprocating Engine |  | 0.69 | 1.6 | 0.39 | Eversource | WM Renewable Energy, LLC |  | Caterpillar, Inc. | 0.0349 | 0.0033
1002010 | 1829 | Cherry Island Landfill | DE | New Castle | Delaware Solid Waste Authority | 181101 | Operational | 2013-08-01 | Electricity | Cogeneration |  | 2.35 | 4.2 | 0.408 | Croda Atlas Point | Cummins Power Generation | Cummins Power Generation | Cummins Power Generation | 0.1189 | 0.0113
1002010 | 1829 | Cherry Island Landfill | DE | New Castle | Delaware Solid Waste Authority | 200448 | Operational | 2016-07-31 | Electricity | Cogeneration |  | 2.5 | 4 | 1.15 | City of Wilmington WWTP | Cummins Power Generation | Cummins Power Generation | Cummins Power Generation | 0.1265 | 0.0121
1002183 | 1832 | Jones Crossroads Landfill | DE | Sussex | Delaware Solid Waste Authority | 166404 | Operational | 2006-10-24 | Electricity | Reciprocating Engine |  | 3.19 | 5.3 | 1.7 | Constellation | Ameresco, Inc. |  | GE Energy - Jenbacher Gas Engines; Northeast Energy Systems | 0.1614 | 0.0154
1002182 | 1831 | Sandtown Landfill | DE | Kent | Delaware Solid Waste Authority | 166403 | Operational | 2007-01-01 | Electricity | Reciprocating Engine |  | 3.57 | 5.18 | 1.894 | Constellation; Delaware Electric Cooperative | Ameresco, Inc. |  | GE Energy - Jenbacher Gas Engines; Northeast Energy Systems | 0.1806 | 0.0173
1006881 | 415 | Baseline Landfill | FL | Marion | Marion County, FL | 480 | Operational | 2009-01-26 | Electricity | Reciprocating Engine |  | 1.47 | 2.4 | 0.765 | Gainesville Regional Utilities (GRU) | G2 Energy, LLC | G2 Energy, LLC | Caterpillar, Inc. | 0.0744 | 0.0071
1005023 | 380 | Brevard County Central Disposal Facility | FL | Brevard | Brevard County, FL | 444 | Operational | 2008-05-01 | Electricity | Reciprocating Engine |  | 3.38 | 6.4 | 1.353 | Seminole Electric Cooperative, Inc. | Aria Energy, LLC | Energy Power Partners | Caterpillar, Inc. | 0.171 | 0.0163
1002899 | 2304 | Central County Solid Waste Disposal Complex | FL | Sarasota | Sarasota County, FL | 180397 | Operational | 2015-02-12 | Electricity | Reciprocating Engine |  | 3.79 | 6.4 | 1.964 | JEA; City of Jacksonville, FL | Aria Energy, LLC; Innovative Energy Systems, LLC | Archaea Energy, LLC | Caterpillar, Inc. | 0.1918 | 0.0183
1007855 | 401 | Collier County Landfill | FL | Collier | Collier County, FL | 466 | Operational | 2011-05-06 | Electricity | Reciprocating Engine |  | 3.02 | 4 | 1.75 | Orlando Utilities Commission (OUC) | WM Renewable Energy, LLC |  | Caterpillar, Inc. | 0.1528 | 0.0146
1002008 | 2156 | Hernando County Northwest Landfill | FL | Hernando | Hernando County, FL | 180227 | Operational | 2008-10-07 | Electricity | Reciprocating Engine |  | 1.43 | 1.6 | 0.729 | Seminole Electric Cooperative, Inc. | Timberline Energy, LLC | Archaea Energy, LLC | Caterpillar, Inc. | 0.0724 | 0.0069
| 2385 | Highlands County Solid Waste Management Center | FL | Highlands | Highlands County, FL | 180469 | Operational | 2009-01-17 | Direct | Direct Thermal |  |  |  | 0.5 | Highlands County, FL |  |  |  | 0.049 | 0.0043
1002588 | 408 | Indian River County LF Class I | FL | Indian River | Indian River County Solid Waste Disposal District, FL | 201706 | Operational | 2023-03-31 | Direct | Leachate Evaporation |  |  | 0 |  |  |  |  | Heartland Water Technology, Inc | 0 | 0
1004752 | 11621 | J.E.D. Solid Waste Management Facility | FL | Osceola | Waste Connections, Inc. | 181032 | Operational | 2017-03-01 | Electricity | Reciprocating Engine |  | 4.6 | 9.6 | 3.65 | Orlando Utilities Commission (OUC) | APTIM | LMS Energy | Caterpillar, Inc. | 0.2328 | 0.0222
1004752 | 11621 | J.E.D. Solid Waste Management Facility | FL | Osceola | Waste Connections, Inc. | 201744 | Operational | 2020-01-01 | Direct | Leachate Evaporation |  |  | 0 | 0.129 | Waste Connections, Inc. |  |  |  | 0.0126 | 0.0011
1004913 | 414 | Lena Road Class I Landfill | FL | Manatee | Manatee County, FL | 180948 | Operational | 2008-07-31 | Direct | Direct Thermal |  |  | 0 | 0.467 | Manatee County Southeast Water Reclamation Facility |  |  |  | 0.0458 | 0.004
1007856 | 397 | Monarch Hill Landfill | FL | Broward | WM | 462 | Operational | 1989-05-01 | Electricity | Gas Turbine |  | 6.93 | 9.3 | 5.88 | Orlando Utilities Commission (OUC) | Bio Energy Partners | WM Renewable Energy, LLC | Solar Turbines Incorporated | 0.3507 | 0.0334
1005630 | 433 | New River Regional LF | FL | Union | New River Solid Waste Association, FL | 498 | Operational | 2023-01-05 | Renewable Natural Gas | Vehicle Fuel | Pipeline Injection |  | 0 |  | OPAL Fuels Inc. | Fortistar Methane Group |  | Air Liquide Biogas; Vilter Manufacturing LLC | 0 | 0
1008215 | 420 | Orange County SLF | FL | Orange | Orange County Utilities, Solid Waste Division, FL | 485 | Operational | 1998-04-01 | Electricity | Steam Turbine |  | 8 | 0 | 3.96 | Orlando Utilities Commission (OUC) | Orange County Utilities, Solid Waste Division, FL; Orlando Utilities Commission (OUC) | Orlando Utilities Commission (OUC) |  | 0.4048 | 0.0386
1000349 | 431 | Osceola Landfill | FL | Seminole | Seminole County Board of Commissioners, FL | 496 | Operational | 2007-12-30 | Electricity | Reciprocating Engine |  | 2.43 | 4.8 | 1.197 | Seminole Electric Cooperative, Inc. | Aria Energy, LLC | Energy Power Partners | Caterpillar, Inc. | 0.123 | 0.0117
1007820 | 2053 | PBCSWA RRF Site #7 | FL | Palm Beach | Solid Waste Authority of Palm Beach County, FL | 180984 | Operational | 2009-08-01 | Direct | Direct Thermal |  |  | 0 | 1.32 | Solid Waste Authority of Palm Beach County, FL | Solid Waste Authority of Palm Beach County, FL |  |  | 0.1294 | 0.0114
1005656 | 406 | Perdido LF | FL | Escambia | Escambia County, FL | 180873 | Operational | 2010-10-07 | Electricity | Reciprocating Engine |  | 2.69 | 3.2 | 1.29 | Gulf Power Company | Gulf Power Company | Gulf Power Company | Caterpillar, Inc. | 0.1361 | 0.013
1003560 | 2135 | Southeast Hillsborough County LF | FL | Hillsborough | Hillsborough County Public Utilities/Solid Waste Management Dept., FL | 180200 | Operational | 2022-02-28 | Direct | Leachate Evaporation |  |  | 0 |  | Hillsborough County Public Utilities/Solid Waste Management Dept., FL |  |  |  | 0 | 0
1007898 | 409 | Springhill Regional Landfill | FL | Jackson | WM | 474 | Operational | 2006-03-30 | Electricity | Reciprocating Engine |  | 3.8 | 4.8 | 2.23 | PowerSouth Energy Cooperative | WM Renewable Energy, LLC |  | Caterpillar, Inc. | 0.1923 | 0.0183
1007898 | 409 | Springhill Regional Landfill | FL | Jackson | WM | 201559 | Operational | 2022-06-30 | Direct | Leachate Evaporation |  |  | 0 | 0.34 |  | WM | WM |  | 0.0333 | 0.0029
1007219 | 428 | St. Lucie County Baling and Recycling Facility | FL | St. Lucie | St. Lucie County, FL | 493 | Operational | 2005-08-22 | Direct | Boiler |  |  |  | 0.22 | Tropicana | CPL Systems, Inc.; Tropicana |  |  | 0.0216 | 0.0019
1007219 | 428 | St. Lucie County Baling and Recycling Facility | FL | St. Lucie | St. Lucie County, FL | 181096 | Operational | 2013-05-01 | Electricity | Cogeneration |  | 1 | 1.6 | 0.59 | Tropicana |  |  | Caterpillar, Inc. | 0.0506 | 0.0048
1007897 | 405 | Trail Ridge Landfill Inc. | FL | Duval | City of Jacksonville, FL | 470 | Operational | 2008-12-18 | Electricity | Reciprocating Engine |  | 3.84 | 9.6 | 1.985 | JEA | Aria Energy, LLC | Energy Power Partners | Caterpillar, Inc. | 0.1943 | 0.0185
1007897 | 405 | Trail Ridge Landfill Inc. | FL | Duval | City of Jacksonville, FL | 201756 | Operational | 2022-12-31 | Direct | Leachate Evaporation |  |  | 0 | 0.069 | WM |  |  |  | 0.0068 | 0.0006
1001909 | 398 | Zemel Road Landfill | FL | Charlotte | Charlotte County Solid Waste, FL | 463 | Operational | 2011-10-14 | Electricity | Reciprocating Engine |  | 0.35 | 3 | 0.186 | Orlando Utilities Commission (OUC) | Lime Energy Asset Development | Fortistar Methane Group | GE Energy - Jenbacher Gas Engines | 0.0177 | 0.0017
1006056 | 445 | Athens-Clarke County Landfill | GA | Clarke | Unified Government of Athens-Clarke County (ACCUG) | 510 | Operational | 2013-10-04 | Electricity | Reciprocating Engine |  | 0.61 | 1.6 | 0.328 | Georgia Energy Cooperative | C2i Methane Partners | Archaea Energy, LLC | Caterpillar, Inc. | 0.0309 | 0.0029
1007502 | 2419 | Catoosa County MSW LF | GA | Catoosa | Catoosa County, GA | 180787 | Operational | 2011-12-05 | Electricity | Reciprocating Engine |  | 0.36 | 0.633 |  | Tennessee Valley Authority (TVA) |  |  | GE Energy - Jenbacher Gas Engines | 0.0182 | 0.0017
1003854 | 446 | Clayton County SR 3 Lovejoy Landfill | GA | Clayton | Clayton County, GA | 511 | Operational | 2012-09-24 | Electricity | Reciprocating Engine |  | 0.4 | 2 | 0.23 | Clayton County, GA |  |  | Siemens | 0.0202 | 0.0019
1003887 | 450 | Dougherty County Fleming/Gaissert Road LF | GA | Dougherty | Dougherty County Solid Waste Department, GA | 515 | Operational | 2011-09-23 | Electricity | Cogeneration |  | 0.59 | 1.9 | 0.334 | Marine Corps Logistics Base (MCLB) | Chevron Energy Solutions | Marine Corps Logistics Base (MCLB) | GE Energy - Jenbacher Gas Engines | 0.0299 | 0.0028
1001636 | 458 | Evergreen Landfill, Inc. | GA | Lowndes | WM | 523 | Operational | 2013-12-31 | Electricity | Reciprocating Engine |  | 3.66 | 4.8 | 2.18 | Green Power EMC | Energy Systems Group, LLC | EDL Energy |  | 0.1852 | 0.0177
1004559 | 449 | Hickory Ridge Landfill | GA | DeKalb | Republic Services, Inc. | 514 | Operational | 2012-03-31 | Electricity | Cogeneration |  | 3.7 | 0 | 0.303 | Coca-Cola Refreshments | Mas Energy, LLC | I Squared Capital | ABUTEC LLC; GE Energy - Jenbacher Gas Engines; Unison Solutions, Inc. | 0.1872 | 0.0179
1006229 | 467 | Live Oak LF | GA | DeKalb | WM | 532 | Operational | 2009-03-01 | Renewable Natural Gas | Vehicle Fuel | Pipeline Injection |  | 0 | 1.89 | Southern Company Gas | Jacoby Energy Development, Inc. | Air Liquide Biogas | Air Liquide Biogas | 0.1853 | 0.0149
1011793 | 464 | Macon Bibb Walker Road MSWL | GA | Bibb | Macon-Bibb, GA | 529 | Operational | 1986-01-01 | Direct | Direct Thermal |  |  | 0 | 0.74 | Cherokee Brick & Tile | Cherokee Brick & Tile |  |  | 0.0726 | 0.0064
1002477 | 2268 | Oak Grove Landfill | GA | Barrow | Republic Services, Inc. | 200830 | Operational | 2016-07-22 | Electricity | Reciprocating Engine |  | 3.77 | 6.5 | 2.07 | Georgia Power Company | Mas Energy, LLC | I Squared Capital | GE Energy - Jenbacher Gas Engines; Nixon Energy Solutions | 0.1908 | 0.0182
1002863 | 462 | Old Dixie Highway MSW Landfill | GA | Whitfield | Dalton-Whitfield Regional Solid Waste Management Authority (DWRSWMA), GA | 527 | Operational | 2008-06-12 | Direct | Boiler |  |  | 0 | 0.58 | Trinseo, LLC | Dalton-Whitfield Regional Solid Waste Management Authority (DWRSWMA), GA | Dalton-Whitfield Regional Solid Waste Management Authority (DWRSWMA), GA | Perennial Energy, Inc. | 0.0569 | 0.005
1002478 | 2266 | Pine Ridge Landfill | GA | Butts | Republic Services, Inc. | 180356 | Operational | 2016-07-22 | Electricity | Reciprocating Engine |  | 4.05 | 6.5 | 1.968 | Georgia Power Company | Mas Energy, LLC | I Squared Capital | GE Energy - Jenbacher Gas Engines; Nixon Energy Solutions | 0.2049 | 0.0195
1004487 | 454 | Richland Creek Road Landfill | GA | Gwinnett | Republic Services, Inc. | 519 | Operational | 2016-07-22 | Electricity | Reciprocating Engine |  | 6.09 | 10.88 | 3.4 | Georgia Power Company | Mas Energy, LLC | I Squared Capital | GE Energy - Jenbacher Gas Engines; Nixon Energy Solutions | 0.3082 | 0.0294
1005638 | 448 | Seminole Road MSW Landfill | GA | DeKalb | DeKalb County Sanitation, GA | 513 | Operational | 2006-10-12 | Electricity | Reciprocating Engine |  | 2.06 | 3.2 | 1.147 | Georgia Power Company | DeKalb County Sanitation, GA |  | Caterpillar, Inc. | 0.1042 | 0.0099
1003983 | 457 | SR247 MSW Landfill | GA | Houston | Houston County Board of Commissioners, GA | 522 | Operational | 2011-01-11 | Electricity | Reciprocating Engine |  | 1.72 | 3.2 | 0.953 | Flint Energies | PowerSecure |  | Caterpillar, Inc.; PowerSecure Inc. | 0.087 | 0.0083
1003569 | 444 | Superior Landfill & Recycling Center | GA | Chatham | WM | 509 | Operational | 2009-12-31 | Electricity | Reciprocating Engine |  | 5.52 | 6.4 | 3.06 | Georgia Power Company | WM Renewable Energy, LLC |  | Caterpillar, Inc. | 0.2793 | 0.0266
1007124 | 461 | WI Taylor County Disposal, LLC | GA | Taylor | GFL Environmental USA Inc. | 526 | Operational | 2003-10-01 | Electricity | Reciprocating Engine |  | 3.49 | 8 | 2.11 | Green Power EMC | EDL Energy |  | GE Energy - Jenbacher Gas Engines; Parker Hannifin Filtration and Separation Division | 0.1766 | 0.0168
1003711 | 10404 | Wolf Creek Landfill, LLC | GA | Twiggs | WM | 180882 | Operational | 2011-12-12 | Electricity | Reciprocating Engine |  | 2.18 | 0 | 1.16 | Green Power EMC | Sustainable Energy Solutions LLC | WM Renewable Energy, LLC | GE Energy - Jenbacher Gas Engines | 0.1103 | 0.0105
1000287 | 614 | Black Hawk County SLF (Area E) | IA | Black Hawk | Black Hawk County SWM Commission, IA | 684 | Operational | 2024-08-29 | Renewable Natural Gas | Other | Pipeline Injection |  | 0 | 1.728 |  | Pine Creek RNG |  | Guild Associates, Inc. | 0.1694 | 0.0149
1001949 | 631 | Cedar Rapids Linn County Solid Waste Landfill #2 | IA | Linn | Cedar Rapids-Linn County Solid Waste Agency | 701 | Operational | 2013-05-31 | Electricity | Cogeneration |  | 1.6 | 1.6 |  | Central Iowa Power Cooperative (CIPCO) |  |  | Blackhawk Technology Company; Caterpillar, Inc. | 0.081 | 0.0077
1007673 | 623 | Central Disposal Landfill | IA | Winnebago | WM | 693 | Operational | 2006-03-18 | Electricity | Reciprocating Engine |  | 1.56 | 4 | 0.875 | Dairyland Power Cooperative | WM Renewable Energy, LLC |  | Caterpillar, Inc. | 0.0789 | 0.0075
1002610 | 617 | Des Moines County Regional Sanitary Landfill | IA | Des Moines | Des Moines County Regional Solid Waste Commission, IA | 687 | Operational | 2013-05-31 | Direct | Leachate Evaporation |  |  |  | 0.144 | Des Moines County Regional Solid Waste Commission, IA |  |  |  | 0.0141 | 0.0012
1000473 | 619 | Dubuque Metropolitan SLF | IA | Dubuque | Dubuque Metropolitan Area Solid Waste Agency, IA | 689 | Operational | 2021-10-15 | Renewable Natural Gas | Vehicle Fuel | Pipeline Injection |  | 0 | 0.385 | American Natural Gas; Black Hills Corporation; Constellation | Enerdyne Power Systems, Inc. | Black Hills Corporation |  | 0.0377 | 0.003
1003990 | 11781 | Loess Hills Regional SLF | IA | Mills | Waste Connections Inc. - Central Region | 181045 | Operational | 2023-09-29 | Renewable Natural Gas | Other | Pipeline Injection |  | 0 | 2.16 | BP Products North America | ENERGYneering Solutions, Inc (ESI) |  |  | 0.2118 | 0.0187
1007727 | 624 | Metro Park East Landfill | IA | Polk | Metro Waste Authority, IA | 694 | Operational | 1993-01-01 | Electricity | Reciprocating Engine |  | 9.89 | 11.2 | 4.75 | Berkshire Hathaway Energy Company; Municipal Energy Agency of Nebraska (MEAN) | Bio Energy Partners; WM Renewable Energy, LLC | WM Renewable Energy, LLC | Caterpillar, Inc. | 0.5005 | 0.0478
1003446 | 2165 | Ada County Landfill | ID | Ada | Ada County, ID | 180242 | Operational | 2006-07-31 | Electricity | Reciprocating Engine |  | 2.4 | 3.2 | 1.43 | Idaho Power Company | G2 Energy, LLC | Biogas Development | Caterpillar, Inc. | 0.1214 | 0.0116
1006763 | 2067 | Fighting Creek Farm Landfill | ID | Kootenai | County of Kootenai | 181103 | Operational | 2012-03-01 | Electricity | Reciprocating Engine |  | 1.45 | 3.2 | 0.76 | Avista Utilities | Kootenai Electric Cooperative |  | Caterpillar, Inc. | 0.0734 | 0.007
1002699 | 1988 | Fort Hall Mine Landfill | ID | Bannock | Bannock County, ID | 167073 | Operational | 2014-04-14 | Electricity | Reciprocating Engine |  | 1.22 | 3.2 | 0.52 | Idaho Power Company |  |  | Caterpillar, Inc. | 0.0617 | 0.0059
1004840 | 2191 | Milner Butte Landfill | ID | Cassia | Southern Idaho Regional Solid Waste District, ID | 180268 | Operational | 2018-06-27 | Electricity | Reciprocating Engine |  | 2.09 | 3.9 | 0.969 | Idaho Power Company |  |  | Industrial-Irrigation Services; Siemens | 0.1058 | 0.0101
1002094 | 500 | ADS/McLean County LF #2 | IL | McLean | Republic Services, Inc. | 565 | Operational | 2020-01-01 | Direct | Boiler |  |  | 0 | 0.791 |  |  |  |  | 0.0776 | 0.0068
1003744 | 521 | Beecher Landfill | IL | Will | WM | 586 | Operational | 2006-06-01 | Electricity | Reciprocating Engine |  | 0.56 | 3.18 | 0.207 | Commonwealth Edison Company (ComEd) | Will County Energy | Will County Energy | GE Energy - Jenbacher Gas Engines | 0.0283 | 0.0027
1004026 | 1864 | Brickyard Disposal & Recycling Inc. | IL | Vermilion | Republic Services, Inc. | 201466 | Operational | 2024-06-01 | Renewable Natural Gas | Vehicle Fuel | Pipeline Injection |  | 0 |  |  | Ameresco, Inc. |  |  | 0 | 0
| 522 | CDT LF | IL | Will | CDT Landfill Corporation | 587 | Operational | 1997-01-01 | Electricity | Reciprocating Engine |  | 1.6 |  |  | Commonwealth Edison Company (ComEd) | KMS Power Income Trust Fund |  |  | 0.081 | 0.0077
1008012 | 474 | CID Recycling and Disposal Facility | IL | Cook | WM | 539 | Operational | 1988-01-01 | Electricity | Gas Turbine |  | 2.45 | 3.1 | 1.98 | Commonwealth Edison Company (ComEd) | Bio Energy Partners | WM Illinois Renewable Energy, LLC | Solar Turbines Incorporated | 0.124 | 0.0118
1007467 | 481 | Clinton Landfill Inc. | IL | De Witt | GFL Environmental USA Inc. | 546 | Operational | 2007-01-01 | Electricity | Reciprocating Engine |  | 2.56 | 3.2 | 1.36 | Ameren Energy Marketing | Greenfield Energy, LLC; Palmer Capital Corporation | Wabash Valley Power Alliance | Caterpillar, Inc. | 0.1295 | 0.0124
1006251 | 471 | Five Oaks RDF | IL | Christian | WM | 536 | Operational | 2008-02-01 | Electricity | Cogeneration |  | 2.37 | 3.2 | 1.23 | Ameren Energy Marketing; Buckley Growers Illinois | WM Renewable Energy, LLC |  | Caterpillar, Inc. | 0.1199 | 0.0114
1006207 | 483 | Greene Valley RDF | IL | DuPage | Forest Preserve District of DuPage County, IL | 548 | Operational | 1996-05-01 | Electricity | Gas Turbine |  | 3.86 | 9.9 | 3.1 | Commonwealth Edison Company (ComEd) | Bio Energy Partners | WM Renewable Energy, LLC | Caterpillar, Inc.; Solar Turbines Incorporated | 0.1953 | 0.0186
1003588 | 475 | Lake LF | IL | Cook | WM | 540 | Operational | 1988-01-01 | Electricity | Gas Turbine |  | 1.78 | 9.3 | 1.32 | Commonwealth Edison Company (ComEd) | Bio Energy Partners | WM Illinois Renewable Energy, LLC | Blackhawk Technology Company; Solar Turbines Incorporated | 0.0901 | 0.0086
1006349 | 2322 | Land & Lakes/Willow Ranch Landfill | IL | Will | Land and Lakes Company | 180419 | Operational | 1998-01-01 | Electricity | Reciprocating Engine |  | 0.4 | 0.987 |  | Commonwealth Edison Company (ComEd) | Biogas Energy Solutions, LLC |  | GE Energy - Jenbacher Gas Engines | 0.0202 | 0.0019
1002249 | 497 | Livingston LF | IL | Livingston | Republic Services, Inc. | 562 | Operational | 2001-01-01 | Electricity | Gas Turbine |  | 9.17 | 15 | 6.86 | PJM Interconnection, LLC | Hoosier Energy Rural Electric Cooperative, Inc. | Hoosier Energy Rural Electric Cooperative, Inc. | Solar Turbines Incorporated | 0.464 | 0.0443
1008269 | 516 | Milam Recycling and Disposal Facility | IL | St. Clair | WM | 200546 | Operational | 2015-03-01 | Renewable Natural Gas | Vehicle Fuel | Pipeline Injection |  | 0 | 4.47 | Ameren Corp. | WM Renewable Energy, LLC |  | Adsorption Research, Inc.; Air Liquide Biogas | 0.4383 | 0.0353
1006176 | 2315 | Prairie View RDF | IL | Will | Will County, IL | 200974 | Operational | 2022-12-02 | Renewable Natural Gas | Vehicle Fuel | Pipeline Injection |  | 0 | 0.44 | U.S. Venture | Will County, IL | Will County, IL |  | 0.0431 | 0.0035
1004936 | 507 | Rochelle Municipal #2 | IL | Ogle | Waste Connections, Inc. | 572 | Operational | 2011-12-05 | Electricity | Reciprocating Engine |  | 2.52 | 4.8 | 1.301 | Rochelle Municipal Utilities | William Charles Energy, LLC | Archaea Energy, LLC | Cameron Compression Systems; Caterpillar, Inc.; Patten Power Systems; Perennial Energy, Inc. | 0.1275 | 0.0122
1002493 | 491 | Settler's Hill Recycling & Disposal Facility | IL | Kane | Kane County Department of Environmental Management | 556 | Operational | 1988-01-01 | Electricity | Gas Turbine |  | 3.44 | 6.2 | 2.69 | City of Geneva Municipal Utility | Bio Energy Partners | WM Illinois Renewable Energy, LLC | Solar Turbines Incorporated | 0.1741 | 0.0166
1007702 | 529 | South Barrington Landfill | IL | Cook | Republic Services, Inc. | 596 | Operational | 1997-01-01 | Electricity | Reciprocating Engine |  | 1.6 |  | 0.6 | Commonwealth Edison Company (ComEd) |  | Fortistar Methane Group |  | 0.081 | 0.0077
1006204 | 518 | Tazewell RDF | IL | Tazewell | WM | 583 | Operational | 1989-01-01 | Electricity | Reciprocating Engine |  | 1.83 | 2.2 | 0.975 | Ameren Energy Marketing | Bio Energy Partners | WM Illinois Renewable Energy, LLC | Caterpillar, Inc. | 0.0926 | 0.0088
1006335 | 492 | Woodland RDF | IL | Kane | WM | 557 | Operational | 1992-01-01 | Electricity | Reciprocating Engine |  | 2.25 | 3.2 | 1.15 | Commonwealth Edison Company (ComEd) | WM Illinois Renewable Energy, LLC | WM Illinois Renewable Energy, LLC | Caterpillar, Inc. | 0.1139 | 0.0109
1001639 | 532 | Blackfoot Landfill | IN | Pike | WM | 599 | Operational | 2009-01-01 | Electricity | Reciprocating Engine |  | 1.12 | 3.2 | 0.5 | CenterPoint Energy | Energy Systems Group, LLC | CenterPoint Energy | Caterpillar, Inc. | 0.0567 | 0.0054
1007024 | 536 | County Line LF | IN | Fulton | Republic Services, Inc. | 603 | Operational | 2014-12-10 | Electricity | Reciprocating Engine |  | 6.04 | 7.498 | 3.024 | Northern Indiana Public Service Company (NIPSCO); Wabash Valley Power Alliance | Aria Energy, LLC; Republic Services, Inc. | Archaea Energy, LLC; Zimmerman Energy, LLC | Caterpillar, Inc.; Fluid Components International (FCI) | 0.3057 | 0.0291
1004600 | 550 | Deercroft RDF | IN | LaPorte | WM | 617 | Operational | 1997-01-01 | Electricity | Reciprocating Engine |  | 1.94 | 4 | 0.871 | Wabash Valley Power Alliance | Wabash Valley Power Alliance |  | Caterpillar, Inc. | 0.0982 | 0.0094
1007588 | 540 | Earthmovers LF | IN | Elkhart | WM | 181039 | Operational | 2010-10-26 | Electricity | Reciprocating Engine |  | 2.72 | 4.8 | 1.222 | Wabash Valley Power Alliance | Wabash Valley Power Alliance |  | Caterpillar, Inc. | 0.1376 | 0.0131
1007332 | 542 | Elkhart County Landfill | IN | Elkhart | Elkhart County, IN | 609 | Operational | 2007-06-01 | Direct | Boiler |  |  | 0 | 0.135 | Elkhart County Correctional Complex | City of Elkhart, IN |  |  | 0.0132 | 0.0012
1007671 | 547 | Jay County LF | IN | Jay | WM | 614 | Operational | 2005-04-05 | Electricity | Reciprocating Engine |  | 1.9 | 3.2 | 0.852 | Wabash Valley Power Alliance | Wabash Valley Power Alliance |  | Caterpillar, Inc. | 0.0961 | 0.0092
1003626 | 1943 | Laubscher Meadows LF | IN | Vanderburgh | Republic Services, Inc. | 180863 | Operational | 2009-05-29 | Direct | Boiler |  |  | 0 | 1.54 | Mead Johnson Nutritionals/Bristol-Myers Squibb | Ameresco, Inc. |  |  | 0.151 | 0.0133
1007812 | 1938 | Liberty Landfill | IN | White | WM | 180757 | Operational | 2005-08-01 | Electricity | Reciprocating Engine |  | 10.3 | 12.8 | 5.416 | Wabash Valley Power Alliance | Wabash Valley Power Alliance |  | Caterpillar, Inc. | 0.5212 | 0.0497
1007812 | 1938 | Liberty Landfill | IN | White | WM | 201548 | Operational | 2023-10-03 | Renewable Natural Gas | Vehicle Fuel | Pipeline Injection |  | 0 |  |  | Kinetrex Energy |  |  | 0 | 0
1003240 | 562 | Medora SLF | IN | Jackson | Rumpke of Indiana, LLC | 631 | Operational | 2023-11-01 | Renewable Natural Gas | Other | Pipeline Injection |  | 0 |  |  | Archaea Energy, LLC | Archaea Energy, LLC | Gulf Coast Environmental Systems | 0 | 0
1004021 | 553 | Munster LF | IN | Lake | Town of Munster, IN | 181090 | Operational | 2012-12-16 | Electricity | Reciprocating Engine |  | 0.43 | 0 | 0.35 | Northern Indiana Public Service Company (NIPSCO) | Energy Systems Group, LLC |  | GE Energy - Jenbacher Gas Engines | 0.0218 | 0.0021
1007520 | 554 | National Serv-All LF | IN | Allen | Republic Services, Inc. | 180202 | Operational | 2002-05-01 | Direct | Boiler |  |  | 0 | 2.52 | General Motors Company | Toro Energy, Inc. | Toro Energy, Inc. |  | 0.2471 | 0.0218
1007520 | 554 | National Serv-All LF | IN | Allen | Republic Services, Inc. | 200548 | Operational | 2014-05-29 | Electricity | Reciprocating Engine |  | 6.4 | 6.4 |  | General Motors Company |  |  | Caterpillar, Inc. | 0.3238 | 0.0309
1003691 | 2421 | Newton County Landfill | IN | Newton | Republic Services, Inc. | 180789 | Operational | 2010-01-01 | Direct | Direct Thermal |  |  | 0 | 1.49 | Urban Forest Recyclers | Republic Services, Inc. |  | Fluid Components International (FCI) | 0.1461 | 0.0129
1007581 | 556 | Oak Ridge RDF | IN | Cass | WM | 625 | Operational | 2003-12-01 | Electricity | Reciprocating Engine |  | 2.75 | 3.2 | 1.54 | Wabash Valley Power Alliance | Wabash Valley Power Alliance |  | Caterpillar, Inc. | 0.1392 | 0.0133
1007833 | 559 | Prairie View RDF | IN | St. Joseph | WM | 628 | Operational | 1994-09-01 | Electricity | Reciprocating Engine |  | 4.48 | 6.4 | 2.464 | Wabash Valley Power Alliance | Wabash Valley Power Alliance |  | Caterpillar, Inc. | 0.2267 | 0.0216
1005697 | 560 | Randolph Farms LF | IN | Randolph | 600 Land, Inc. | 200848 | Operational | 2018-07-01 | Renewable Natural Gas | Vehicle Fuel | Local Use |  | 0 | 0.288 | Best Way Disposal | Randolph Farms, Inc. | Randolph Farms, Inc. | Air Liquide Biogas; Tetra Tech SWE; Unison Solutions, Inc. | 0.0282 | 0.0023
1002683 | 1939 | South Side Landfill Inc. | IN | Marion | 600 Land, Inc. | 167020 | Operational | 1989-01-01 | Direct | Greenhouse |  |  |  | 0.3 | Crossroads Greenhouse | Granger Energy |  |  | 0.0294 | 0.0026
1002683 | 1939 | South Side Landfill Inc. | IN | Marion | 600 Land, Inc. | 180981 | Operational | 2009-06-30 | Direct | Boiler |  |  |  | 0.72 | Vertellus | Granger Energy |  |  | 0.0706 | 0.0062
1002683 | 1939 | South Side Landfill Inc. | IN | Marion | 600 Land, Inc. | 201008 | Operational | 2020-03-20 | Renewable Natural Gas | Vehicle Fuel | Local Use |  | 0 | 2.98 | Kinetrex Energy; United Parcel Service (UPS) | EDL Energy | Indy High Btu LLC | Air Liquide Biogas; Guild Associates, Inc. | 0.2922 | 0.0235
1004476 | 2281 | Sycamore Ridge Landfill & Victory Landfill | IN | Vigo | Republic Services, Inc. | 180371 | Operational | 2008-05-19 | Direct | Direct Thermal |  |  | 0 | 0.327 | Meridian Brick LLC | Meridian Brick LLC |  |  | 0.0321 | 0.0028
1007638 | 567 | Twin Bridges RDF | IN | Hendricks | WM | 637 | Operational | 1994-09-01 | Electricity | Reciprocating Engine |  | 6.72 | 12.8 | 3.012 | Wabash Valley Power Alliance | Wabash Valley Power Alliance; WM Renewable Energy, LLC |  | Caterpillar, Inc. | 0.34 | 0.0324
1007638 | 567 | Twin Bridges RDF | IN | Hendricks | WM | 201547 | Operational | 2023-06-30 | Renewable Natural Gas | Vehicle Fuel | Pipeline Injection |  | 0 |  |  | Kinetrex Energy |  |  | 0 | 0
1007192 | 645 | Allen County LF | KS | Allen | Allen County, KS | 715 | Operational | 2007-01-01 | Direct | Direct Thermal |  |  |  | 0.05 | Allen County LF |  |  |  | 0.0049 | 0.0004
1005117 | 664 | Hamm SLF | KS | Jefferson | Hamm, Inc. | 734 | Operational | 2017-07-31 | Renewable Natural Gas | Vehicle Fuel | Pipeline Injection |  | 0 | 3.047 | BP Products North America | Renewable Power Producers | LS Power | Loci Controls, Inc.; Vilter Manufacturing LLC; Xebec Adsorption Inc. | 0.2987 | 0.024
1004065 | 640 | Johnson County LF | KS | Johnson | WM | 710 | Operational | 2001-09-01 | Renewable Natural Gas | Vehicle Fuel | Pipeline Injection |  | 0 |  |  | Archaea Energy, LLC | Archaea Energy, LLC |  | 0 | 0
1007990 | 668 | Oak Grove Landfill | KS | Crawford | GFL Environmental USA Inc. | 738 | Operational | 2010-02-08 | Electricity | Reciprocating Engine |  | 1.82 | 3.553 | 0.959 | Kansas City Board of Public Utilities | Enerdyne Power Systems, Inc. |  | Caterpillar, Inc. | 0.0921 | 0.0088
1006796 | 11320 | Plumb Thicket Landfill | KS | Harper | Waste Connections Inc. - Central Region | 180989 | Operational | 2022-01-01 | Renewable Natural Gas | Other | Pipeline Injection |  | 0 | 0.772 |  | Waste Connections, Inc. |  |  | 0.0757 | 0.0067
1007832 | 667 | Rolling Meadows LF | KS | Shawnee | WM | 737 | Operational | 2010-01-15 | Electricity | Reciprocating Engine |  | 5.48 | 5.6 | 2.78 | Westar Energy | WM Renewable Energy, LLC |  | Caterpillar, Inc. | 0.2773 | 0.0264
1011499 | 660 | Seward County Landfill | KS | Seward | Seward County, KS | 730 | Operational | 2007-06-01 | Direct | Boiler |  |  |  | 0.1 | National Beef | Seward County Landfill |  |  | 0.0098 | 0.0009
1005950 | 669 | Bavarian Trucking Company LF | KY | Boone | Bavarian Waste Services, Inc. | 739 | Operational | 2003-09-22 | Electricity | Reciprocating Engine |  | 3.72 | 4.8 | 2.24 | East Kentucky Power Cooperative (EKPC) | East Kentucky Power Cooperative (EKPC) | East Kentucky Power Cooperative (EKPC) | Caterpillar, Inc. | 0.1882 | 0.0179
1003413 | 675 | Benson Valley LF | KY | Franklin | Republic Services, Inc. | 745 | Operational | 2023-08-31 | Renewable Natural Gas | Other | Pipeline Injection |  | 0 |  |  | Ameresco, Inc. | Ameresco, Inc. | Fluid Components International (FCI) | 0 | 0
1004082 | 674 | Blue Ridge RDF | KY | Estill | WM | 744 | Operational | 2013-11-01 | Electricity | Reciprocating Engine |  | 0.56 | 1.6 | 0.291 | Jackson Energy Cooperative | North American Natural Resources, Inc. (NANR) |  | Caterpillar, Inc.; Fluid Components International (FCI); Houston Service Industries | 0.0283 | 0.0027
1007094 | 11460 | Boyd County Sanitary Landfill | KY | Boyd | Rumpke | 181005 | Operational | 2021-05-13 | Renewable Natural Gas | Other | Pipeline Injection |  | 0 | 1.68 |  | Big Run Power Producers, LLC | Archaea Energy, LLC | DMT Clear Gas Solutions LLC | 0.1647 | 0.0145
1008022 | 11480 | Central Kentucky Landfill | KY | Scott | Waste Services of the Bluegrass | 181006 | Operational | 2015-11-23 | Electricity | Reciprocating Engine |  | 0.11 | 1 | 0.084 | Toyota |  |  |  | 0.0056 | 0.0005
1005973 | 680 | Glasgow Regional Landfill | KY | Barren | City of Glasgow, KY | 750 | Operational | 2016-01-01 | Electricity | Reciprocating Engine |  | 0.47 | 1 | 0.26 | Farmers Rural Electric Cooperative (FRECC) | East Kentucky Power Cooperative (EKPC) | East Kentucky Power Cooperative (EKPC) | Caterpillar, Inc. | 0.0238 | 0.0023
1004483 | 672 | Green Valley Landfill | KY | Greenup | Republic Services, Inc. | 742 | Operational | 2003-09-09 | Electricity | Reciprocating Engine |  | 1.92 | 2.4 | 0.97 | East Kentucky Power Cooperative (EKPC) | East Kentucky Power Cooperative (EKPC) | East Kentucky Power Cooperative (EKPC) | Caterpillar, Inc. | 0.0972 | 0.0093
1007240 | 695 | Hardin County Landfill | KY | Hardin | Hardin County Fiscal Court, KY | 765 | Operational | 2006-01-31 | Electricity | Reciprocating Engine |  | 1.33 | 2.4 | 0.644 | East Kentucky Power Cooperative (EKPC) | East Kentucky Power Cooperative (EKPC) | East Kentucky Power Cooperative (EKPC) | Caterpillar, Inc.; Perennial Energy, Inc. | 0.0673 | 0.0064
1001642 | 685 | Morehead Landfill Inc. | KY | Rowan | WM | 755 | Operational | 2019-10-09 | Electricity | Reciprocating Engine |  | 0.94 | 1.4 | 0.47 | Fleming-Mason Energy | North American Bio Fuels | North American Bio Fuels | Fluid Components International (FCI); Houston Service Industries | 0.0476 | 0.0045
1007901 | 681 | Outer Loop RDF | KY | Jefferson | WM | 200966 | Operational | 2018-06-05 | Renewable Natural Gas | Vehicle Fuel | Pipeline Injection |  | 0 | 5.72 | Texas Gas Transmission LLC; WM | WM Renewable Energy, LLC | WM Renewable Energy, LLC |  | 0.5608 | 0.0451
1005271 | 682 | Rumpke/Pendleton County LF | KY | Pendleton | Rumpke | 752 | Operational | 2007-02-01 | Electricity | Reciprocating Engine |  | 2.35 | 3.2 | 1.23 | East Kentucky Power Cooperative (EKPC) | East Kentucky Power Cooperative (EKPC) | East Kentucky Power Cooperative (EKPC) | Caterpillar, Inc. | 0.1189 | 0.0113
1005493 | 730 | EBR Parish North Landfill | LA | East Baton Rouge | City of Baton Rouge, LA; East Baton Rouge Parish, LA | 800 | Operational | 2010-07-10 | Direct | Boiler |  |  | 0 | 1.16 | ExxonMobil Baton Rouge Polyolefins | Siemens Building Technologies, Inc.; Sustainable Energy Solutions LLC |  | Siemens | 0.1137 | 0.01
1002476 | 712 | Jefferson Davis Parish Landfill | LA | Jefferson Davis | Jefferson Davis Parish Sanitary Landfill Commission, LA | 782 | Operational | 2008-04-01 | Renewable Natural Gas | Vehicle Fuel | Pipeline Injection |  | 0 | 1.96 | Anew Climate, LLC; Gulf South Pipeline | Morrow Renewables, LLC | Morrow Energy |  | 0.1922 | 0.0155
1002587; 1005717 | 725; 2289 | Jefferson Parish SLF; River Birch Landfill | LA | Jefferson | Jefferson Parish Department of Environmental Affairs, LA; River Birch, Inc. | 180379 | Operational | 2010-06-01 | Renewable Natural Gas | Vehicle Fuel | Pipeline Injection |  | 0 | 8.09 | Atmos Energy Corporation | River Birch, Inc. | Renewable Energy of Jefferson, LLC | Air Liquide Biogas | 0.7932 | 0.0638
1006238 | 714 | St. Landry Parish LF | LA | St. Landry | St. Landry Parish Solid Waste Disposal District, LA | 784 | Operational | 2012-04-13 | Renewable Natural Gas | Vehicle Fuel | Local Use |  |  | 0.27 | St. Landry Parish Solid Waste Disposal District, LA; Waste Connections, Inc. | St. Landry Parish Solid Waste Disposal District, LA |  | Tetra Tech SWE; Unison Solutions, Inc.; SulfaTreat | 0.0265 | 0.0022
1006064 | 12041 | Timberlane Landfill | LA | Allen | Waste Connections, Inc. | 181087 | Operational | 2019-04-30 | Renewable Natural Gas | Vehicle Fuel | Pipeline Injection |  | 0 | 0.928 | Tennessee Gas Pipeline Company, L.L.C. | Air Liquide Biogas | Air Liquide Biogas | Air Liquide Biogas | 0.091 | 0.0073
1003284 | 706 | White Oaks Landfill | LA | Ouachita | Waste Connections Inc. - Central Region | 776 | Operational | 2016-01-01 | Direct | Leachate Evaporation |  |  | 0 | 0.003 | Waste Connections, Inc. |  |  |  | 0.0003 | 0
1002511 | 700 | Woolworth Road Landfill | LA | Caddo | City of Shreveport, LA | 200852 | Operational | 2018-10-01 | Renewable Natural Gas | Vehicle Fuel | Pipeline Injection |  | 0 | 1.48 | University of California | Mas Energy, LLC; University of California | University of California | SulfaTreat | 0.1451 | 0.0117
1007669 | 775 | Chicopee Landfill (WMI) | MA | Hampden | WM | 845 | Operational | 2004-02-21 | Electricity | Reciprocating Engine |  | 2.45 | 5.7 | 1.218 | Chicopee Electric Light | Ameresco, Inc. |  | GE Energy - Jenbacher Gas Engines | 0.124 | 0.0118
1005039 | 788 | Crapo Hill LF | MA | Bristol | Greater New Bedford Regional Refuse Management District | 858 | Operational | 2005-11-01 | Electricity | Reciprocating Engine |  | 2.5 | 3.3 | 1.6 | Eversource | CommonWealth Resource Management Corporation | CommonWealth New Bedford Energy LLC | Caterpillar, Inc. | 0.1265 | 0.0121
1007753 | 787 | Fitchburg-Westminster LF | MA | Worcester | City of Fitchburg, MA; WM | 180847 | Operational | 2007-08-01 | Electricity | Reciprocating Engine |  | 4.2 | 4.8 | 2.16 | New England Power Pool (NEPOOL) | WM Renewable Energy, LLC |  | Caterpillar, Inc. | 0.2125 | 0.0203
1007685 | 779 | Granby SLF | MA | Hampshire | WM | 849 | Operational | 2001-10-15 | Electricity | Reciprocating Engine |  | 0.42 | 3.2 | 0.42 | Constellation | Industrial Power Services Corporation |  | Caterpillar, Inc. | 0.0213 | 0.002
1004557 | 785 | Plainville LF | MA | Norfolk | Republic Services, Inc. | 180226 | Operational | 2003-03-01 | Electricity | Reciprocating Engine |  | 0.92 | 5.6 | 0.528 | Plainville Generating Company | DTE Vantage | Lorusso Corporation | Caterpillar, Inc. | 0.0466 | 0.0044
| 10641 | Quarry Hills Soils LF | MA | Norfolk | Quarry Hills Associates Inc. | 180921 | Operational | 2009-03-30 | Electricity | Reciprocating Engine |  | 0.3 |  |  | Harvard University | Quarry Energy Corp. |  | Grupo Guascor International, Inc. | 0.0152 | 0.0014
1005254 | 10100 | Southbridge Recycling & Disposal Park | MA | Worcester | Town of Southbridge, MA | 180834 | Operational | 2012-01-03 | Electricity | Reciprocating Engine |  | 1.41 | 1.6 | 0.705 | Nextera Energy | Casella Waste Systems, Inc. | Casella Waste Systems, Inc. | Caterpillar, Inc. | 0.0713 | 0.0068
1003532 | 786 | Taunton SLF | MA | Bristol | WM | 856 | Operational | 1997-09-01 | Electricity | Reciprocating Engine |  | 1.4 | 3.8 | 0.8 | Taunton Municipal Lighting Plant | NEO Corporation | Fortistar Methane Group | Caterpillar, Inc. | 0.0708 | 0.0068
1007291 | 734 | Alpha Ridge SLF | MD | Howard | Howard County, MD | 804 | Operational | 2012-09-21 | Electricity | Reciprocating Engine |  | 0.19 | 1.059 | 0.087 | Howard County, MD; PJM Interconnection, LLC | Pepco Energy Services, Inc. |  | GE Energy - Jenbacher Gas Engines | 0.0096 | 0.0009
1004330 | 745 | Eastern Sanitary Landfill Solid Waste Management Facility (ESL) | MD | Baltimore | Baltimore County, MD | 815 | Operational | 2006-09-01 | Electricity | Reciprocating Engine |  | 2.71 | 4 | 1.42 | Baltimore County, MD | Energy Power Partners | Energy Power Partners | General Electric - Distributed Power | 0.1371 | 0.0131
1005718 | 753 | Midshore I - Regional Solid Waste Facility | MD | Talbot | Maryland Environmental Service | 823 | Operational | 2022-09-16 | Electricity | Stirling Cycle Engine |  | 0.006 | 0.006 | 0.001 | Maryland Environmental Service |  |  | Qnergy | 0.0003 | 0
1002002 | 754 | Millersville SLF | MD | Anne Arundel | Anne Arundel County Dept. of Public Works, Bureau of Waste Mmgt. Services, MD | 824 | Operational | 2012-06-27 | Electricity | Reciprocating Engine |  | 2.67 | 3.2 | 1.59 | PJM Interconnection, LLC | Northeast Maryland Waste Disposal Authority, MD | Anne Arundel County Dept. of Public Works, Bureau of Waste Mmgt. Services, MD | Caterpillar, Inc. | 0.1351 | 0.0129
1007029 | 756 | Newland Park SLF | MD | Wicomico | Wicomico County, MD | 826 | Operational | 2007-04-23 | Electricity | Reciprocating Engine |  | 1.83 | 3.15 | 0.938 | PJM Interconnection, LLC | INGENCO | Archaea Energy, LLC |  | 0.0926 | 0.0088
1001568 | 763 | Quarantine Road SLF | MD | Baltimore city | City of Baltimore, MD | 833 | Operational | 2009-04-22 | Electricity | Cogeneration |  | 0.7 | 4 | 0.398 | U.S. Coast Guard - Curtis Bay Shipyard | Ameresco Federal Solutions |  | GE Energy - Jenbacher Gas Engines | 0.0354 | 0.0034
1007573 | 768 | Sandy Hill SLF | MD | Prince George's | Prince George's County, MD | 838 | Operational | 2003-01-15 | Direct | Boiler |  |  | 0 | 0.817 | NASA Goddard Space Flight Center | Toro Energy, Inc. | Toro Energy, Inc. |  | 0.0801 | 0.0071
1007646 | 2250 | Crossroads LF | ME | Somerset | WM | 180338 | Operational | 2009-03-06 | Electricity | Reciprocating Engine |  | 2.72 | 3.2 | 1.33 | New England Power Pool (NEPOOL) | WM Renewable Energy, LLC |  | Caterpillar, Inc. | 0.1376 | 0.0131
| 2254 | Hatch Hill LF | ME | Kennebec | City of Augusta, ME | 180342 | Operational | 2019-01-01 | Electricity | Cogeneration |  | 0.55 | 0 |  | Central Maine Power (CMP) | City of Augusta, ME | City of Augusta, ME | Parker Hannifin Filtration and Separation Division | 0.0278 | 0.0027
1005253 | 11240 | Juniper Ridge Landfill | ME | Penobscot | State of Maine | 180985 | Operational | 2024-06-09 | Renewable Natural Gas | Vehicle Fuel | Pipeline Injection |  | 0 | 4.3 |  | Archaea Energy, LLC | Archaea Energy, LLC |  | 0.4216 | 0.0339
1001991 | 1902 | Adrian Landfill | MI | Lenawee | Republic Services, Inc. | 166952 | Operational | 1994-12-01 | Electricity | Reciprocating Engine |  | 1.22 | 2.4 | 0.811 | Consumers Energy | Adrian Energy Associates; Aria Energy, LLC; DTE Vantage | Adrian Energy Associates; Energy Power Partners | Caterpillar, Inc. | 0.0617 | 0.0059
1006178 | 1878 | Ann Arbor SLF Phase I & II | MI | Washtenaw | City of Ann Arbor, MI | 166926 | Operational | 1998-04-22 | Electricity | Reciprocating Engine |  | 0.4 | 0.8 | 0.28 | DTE Energy | DTE Vantage | Energy Power Partners | Caterpillar, Inc. | 0.0202 | 0.0019
1008034 | 1879 | Arbor Hills Landfill | MI | Washtenaw | GFL Environmental USA Inc. | 166927 | Operational | 1996-01-01 | Electricity | Combined Cycle; Gas Turbine |  | 13.49 | 27.8 | 9.71 | DTE Energy | Fortistar Methane Group | Fortistar Methane Group | Siemens; Solar Turbines Incorporated | 0.6827 | 0.0651
1008034 | 1879 | Arbor Hills Landfill | MI | Washtenaw | GFL Environmental USA Inc. | 201535 | Operational | 2023-08-31 | Renewable Natural Gas | Vehicle Fuel | Pipeline Injection |  | 0 |  |  | Fortistar Methane Group |  |  | 0 | 0
1006132 | 2068 | Autumn Hills Recycling & Disposal Facility | MI | Ottawa | WM | 180117 | Operational | 2005-01-01 | Direct | Boiler |  |  | 0 | 0.5 | Zeeland Farm Services | North American Natural Resources, Inc. (NANR) |  |  | 0.049 | 0.0043
1006132 | 2068 | Autumn Hills Recycling & Disposal Facility | MI | Ottawa | WM | 181048 | Operational | 2009-08-26 | Electricity | Reciprocating Engine |  | 1.8 | 3.2 |  | City of Zeeland Board of Public Works | North American Natural Resources, Inc. (NANR) |  | Caterpillar, Inc. | 0.0911 | 0.0087
1006132 | 2068 | Autumn Hills Recycling & Disposal Facility | MI | Ottawa | WM | 201441 | Operational | 2006-01-01 | Electricity | Cogeneration |  | 3 | 3.2 | 1.67 | Zeeland Farm Services | North American Natural Resources, Inc. (NANR) |  | Caterpillar, Inc. | 0.1518 | 0.0145
1002489 | 1891 | Brent Run Landfill | MI | Genesee | GFL Environmental USA Inc. | 166941 | Operational | 1998-10-01 | Electricity | Reciprocating Engine |  | 5.4 | 7 | 3.204 | Michigan Public Power Agency (MPPA) | Granger Energy |  | Caterpillar, Inc. | 0.2732 | 0.0261
1003620 | 1900 | C&C Landfill | MI | Calhoun | Republic Services, Inc. | 166950 | Operational | 1995-01-01 | Electricity | Reciprocating Engine; Gas Turbine |  | 3.02 | 5.7 | 2.353 | Consumers Energy | Gas Recovery Systems, LLC | Fortistar Methane Group | General Electric - Distributed Power; Solar Turbines Incorporated | 0.1528 | 0.0146
1007521 | 1892 | Carleton Farms Landfill | MI | Wayne | Republic Services, Inc. | 166942 | Operational | 1998-07-01 | Electricity | Reciprocating Engine |  | 8.6 | 11.2 | 5.62 | DTE Energy | Aria Energy, LLC; Sumpter Energy Associates | Energy Power Partners; Sumpter Energy Associates | Caterpillar, Inc. | 0.4351 | 0.0415
1006990 | 2232 | Central Sanitary Landfill, Inc. | MI | Montcalm | Republic Services, Inc. | 180320 | Operational | 2018-01-01 | Electricity | Reciprocating Engine |  | 2.2 | 4 | 1.41 | Consumers Energy | North American Natural Resources, Inc. (NANR) |  | Caterpillar, Inc.; Fluid Components International (FCI) | 0.1113 | 0.0106
1004976 | 1880 | Citizens Disposal Landfill | MI | Genesee | Republic Services, Inc. | 166928 | Operational | 1994-07-01 | Electricity | Cogeneration |  | 6 | 7.2 | 3.45 | Consumers Energy; Michigan Public Power Agency (MPPA) | Granger Energy |  | Caterpillar, Inc. | 0.3036 | 0.0291
1003865 | 2242 | City of Midland Sanitary LF | MI | Midland | City of Midland Utilities Dept., MI | 180330 | Operational | 2011-03-31 | Electricity | Cogeneration |  | 0.945 | 1.6 | 0.525 | City of Midland Utilities Dept., MI |  |  | Caterpillar, Inc. | 0.0478 | 0.0046
1003259 | 1936 | Eagle Valley RDF | MI | Oakland | WM | 181067 | Operational | 2011-09-22 | Electricity | Reciprocating Engine |  | 2.58 | 3.2 | 1.24 | DTE Energy | WM Renewable Energy, LLC | WM Renewable Energy, LLC | Caterpillar, Inc. | 0.1306 | 0.0125
1003259 | 1936 | Eagle Valley RDF | MI | Oakland | WM | 200547 | Operational | 2014-05-01 | Electricity | Reciprocating Engine |  | 5.67 | 8 | 3.15 | General Motors Company | General Motors Company |  | Caterpillar, Inc. | 0.2869 | 0.0274
1003259; 1003686 | 1936; 1894 | Eagle Valley RDF; Oakland Heights Development Landfill | MI | Oakland | WM; Republic Services, Inc. | 167010 | Operational | 1999-01-01 | Direct | Boiler |  |  | 0 | 1.68 | General Motors Company | Toro Energy, Inc. | WM Renewable Energy, LLC | Fluid Components International (FCI) | 0.1647 | 0.0145
1003257 | 2235 | Glen's Sanitary Landfill Inc. | MI | Leelanau | WM | 180323 | Operational | 2009-01-01 | Direct | Leachate Evaporation |  |  | 0 | 0.434 | Glen's Sanitary Landfill Inc. | WM |  | APTIM | 0.0426 | 0.0038
1002720 | 1947 | Granger Grand River LF | MI | Clinton | Granger Waste Management Corp. | 167029 | Operational | 1991-04-10 | Electricity | Reciprocating Engine |  | 0.86 | 3.2 | 0.488 | Lansing Board of Water & Light | Granger Energy |  | Caterpillar, Inc. | 0.0436 | 0.0042
1006737 | 1890 | Granger Wood Street Landfill | MI | Clinton | Granger Waste Management Corp. | 201546 | Operational | 2021-12-31 | Renewable Natural Gas | Vehicle Fuel | Pipeline Injection |  | 0 | 0.435 | BP Products North America; Consumers Energy | EDL Energy | EDL Energy |  | 0.0427 | 0.0034
1007721 | 12182 | Hastings Sanitary Landfill | MI | Barry | WM | 181121 | Operational | 2013-01-01 | Direct | Direct Thermal |  |  | 0 | 0.012 |  |  |  |  | 0.0012 | 0.0001
1003464 | 2237 | Kent County - South Kent LF | MI | Kent | Kent County Department of Public Works, MI | 180325 | Operational | 2009-03-23 | Electricity | Reciprocating Engine |  | 2.73 | 3.2 | 1.24 | Consumers Energy | Granger Energy | EDL Energy | Caterpillar, Inc.; Loci Controls, Inc. | 0.1381 | 0.0132
1007751 | 1990 | Muskegon County SWF | MI | Muskegon | Muskegon County, MI | 167075 | Operational | 2007-01-01 | Direct | Direct Thermal |  |  | 0 | 0.31 | Eagle Alloy Inc. | Eagle Alloy Inc.; Muskegon County, MI |  |  | 0.0304 | 0.0027
1007751 | 1990 | Muskegon County SWF | MI | Muskegon | Muskegon County, MI | 181030 | Operational | 2008-11-01 | Direct | Boiler |  |  | 0 | 0.11 | Sun Chemical Company | Muskegon County, MI |  |  | 0.0108 | 0.001
1007729 | 2240 | Northern Oaks Recycling & Disposal Facility | MI | Clare | WM | 180328 | Operational | 2008-01-01 | Direct | Leachate Evaporation |  |  | 0 | 0.513 | Northern Oaks Recycling & Disposal Facility | WM | WM |  | 0.0503 | 0.0044
1007729 | 2240 | Northern Oaks Recycling & Disposal Facility | MI | Clare | WM | 181047 | Operational | 2010-12-01 | Electricity | Reciprocating Engine |  | 0.81 | 1.6 | 0.374 | Consumers Energy | WM Renewable Energy, LLC |  | Caterpillar, Inc. | 0.041 | 0.0039
1002684 | 2241 | Orchard Hill SLF | MI | Berrien | Landfill Management Co. | 200449 | Operational | 2013-02-01 | Electricity | Reciprocating Engine |  | 3.21 | 4 | 1.622 | Michigan Public Power Agency (MPPA) | Granger Energy | EDL Energy | Caterpillar, Inc. | 0.1624 | 0.0155
1007027 | 1883 | Ottawa County Farms Landfill | MI | Ottawa | Republic Services, Inc. | 166932 | Operational | 1994-06-21 | Electricity | Reciprocating Engine |  | 5.17 | 5.6 | 2.86 | Consumers Energy | Granger Energy |  | Caterpillar, Inc. | 0.2616 | 0.0249
1003133 | 1884; 1887 | People's Landfill, Inc.; Tay Mouth Landfill | MI | Saginaw | WM; Republic Services, Inc. | 166933 | Operational | 1995-01-01 | Electricity | Reciprocating Engine |  | 2.93 | 4 |  | Consumers Energy | North American Natural Resources, Inc. (NANR) | North American Power Systems | Caterpillar, Inc. | 0.1483 | 0.014
1007745 | 1893 | Pine Tree Acres LF Inc. | MI | Macomb | WM | 166943 | Operational | 2001-07-24 | Electricity | Reciprocating Engine |  | 14.79 | 21.6 | 8.339 | DTE Energy; Consumers Energy | Aria Energy, LLC; WM Renewable Energy, LLC | Energy Power Partners | Caterpillar, Inc. | 0.7484 | 0.0715
1003592 | 12143 | Richfield Landfill | MI | Genesee | Richfield Landfill, Inc. | 181114 | Operational | 2006-11-01 | Renewable Natural Gas | Vehicle Fuel | Pipeline Injection |  | 0 | 2.03 | Apple | Blue Skies Energy, LLC | Blue Skies Energy, LLC |  | 0.199 | 0.016
1003601 | 1885 | Riverview Land Preserve | MI | Wayne | City of Riverview, MI | 200447 | Operational | 2013-04-01 | Renewable Natural Gas | Vehicle Fuel | Local Use |  | 0 | 0.14 | Riverview Land Preserve | Riverview Land Preserve | Riverview Land Preserve | ANGI Energy Systems; Tetra Tech SWE; Unison Solutions, Inc. | 0.0137 | 0.0011
1003601 | 1885 | Riverview Land Preserve | MI | Wayne | City of Riverview, MI | 201009 | Operational | 2024-03-25 | Renewable Natural Gas | Vehicle Fuel | Pipeline Injection |  | 0 |  |  | DTE Vantage; Energy Power Partners |  |  | 0 | 0
1003687 | 1855 | Sauk Trail Hills Landfill | MI | Wayne | Republic Services, Inc. | 181068 | Operational | 2013-08-20 | Renewable Natural Gas | Vehicle Fuel | Pipeline Injection |  | 0 | 1.83 | DTE Energy | Clean Energy Renewables | Archaea Energy, LLC | Greenlane Biogas | 0.1794 | 0.0144
1004497 | 2195 | Smiths Creek Landfill | MI | St. Clair | St. Clair County, MI | 180274 | Operational | 2011-12-08 | Electricity | Reciprocating Engine |  | 2.81 | 3.2 | 1.37 | DTE Energy | DTE Vantage |  | Caterpillar, Inc. | 0.1422 | 0.0136
1004025 | 1992 | Southeast Berrien County Landfill | MI | Berrien | SE Berrien County Landfill Authority | 167077 | Operational | 2009-06-01 | Electricity | Reciprocating Engine |  | 4.32 | 4.8 | 2.09 | Holland Board of Public Works | North American Natural Resources, Inc. (NANR) | North American Natural Resources, Inc. (NANR) | Caterpillar, Inc. | 0.2186 | 0.0209
1007703 | 1888 | Venice Park Recycling & Disposal Facility | MI | Shiawassee | WM | 166937 | Operational | 1992-03-01 | Electricity | Reciprocating Engine |  | 4.86 | 8 |  | Consumers Energy | Bio Energy Partners; North American Natural Resources, Inc. (NANR) | WM Renewable Energy, LLC; Kinder Morgan | Caterpillar, Inc. | 0.2459 | 0.0234
1007720 | 2233 | Waters Landfill | MI | Crawford | WM | 180321 | Operational | 2006-01-01 | Direct | Leachate Evaporation |  |  | 0 | 0.325 | City Env. Services, Inc. of Waters | WM | WM |  | 0.0319 | 0.0028
1005269 | 1889 | Wayne Disposal LF | MI | Wayne | US Ecology, Inc. | 180380 | Operational | 2002-01-01 | Electricity | Stirling Cycle Engine |  | 0.05 | 0.05 |  | DTE Energy | EQ Energy Recovery, Inc. |  | Stirling Power | 0.0025 | 0.0002
1007831 | 1940 | Westside Recycling and Disposal Facility | MI | St. Joseph | WM | 167016 | Operational | 1999-01-01 | Renewable Natural Gas | Vehicle Fuel | Pipeline Injection |  | 0 | 1.684 | DTE Energy; Los Angeles Department of Water & Power (LADWP); Shell Energy North America | Biogas Energy, LP | DTE Vantage | Loci Controls, Inc. | 0.1651 | 0.0133
1001993 | 1896 | Whitefeather Landfill | MI | Bay | Republic Services, Inc. | 166946 | Operational | 2009-07-01 | Electricity | Reciprocating Engine |  | 1.79 | 3.2 | 0.911 | Consumers Energy | Granger Energy |  | Caterpillar, Inc.; Fluid Components International (FCI) | 0.0906 | 0.0086
1003582 | 1912 | Woodland Meadows Landfill | MI | Wayne | WM | 181076 | Operational | 2018-04-23 | Renewable Natural Gas | Vehicle Fuel | Pipeline Injection |  | 0 | 7.76 | DTE Energy | Ameresco, Inc. | Ameresco, Inc. | Guild Associates, Inc. | 0.7608 | 0.0612
| 813 | Clay County SLF | MN | Clay | Clay County, MN | 883 | Operational | 2022-01-01 | Direct | Boiler |  |  | 0 |  | Clay County, MN | Clay County, MN | Clay County, MN |  | 0 | 0
1004863 | 814 | Crow Wing County SLF | MN | Crow Wing | Crow Wing County, MN | 884 | Operational | 2009-10-01 | Direct | Boiler |  |  |  | 0.04 | Crow Wing County SLF (new) | Crow Wing County, MN |  |  | 0.0039 | 0.0003
1005860 | 815 | East Central SLF (ECSWC) | MN | Kanabec | East Central Solid Waste Comm. | 885 | Operational | 2012-04-02 | Electricity | Reciprocating Engine |  | 0.87 | 1.6 | 0.46 | Southern Minnesota Municipal Power Agency (SMMPA) | Southern Minnesota Municipal Power Agency (SMMPA) |  | Caterpillar, Inc. | 0.044 | 0.0042
1002059 | 820 | Pine Bend Landfill | MN | Dakota | Republic Services, Inc. | 201433 | Operational | 2022-10-25 | Renewable Natural Gas | Vehicle Fuel | Pipeline Injection |  | 0 | 1.32 | OPAL Fuels Inc. | Fortistar Methane Group |  |  | 0.1294 | 0.0104
1007742 | 1993 | Spruce Ridge Landfill | MN | McLeod | WM | 167078 | Operational | 2008-04-11 | Electricity | Reciprocating Engine |  | 2.265 | 3.2 | 1.167 | Glencoe Municipal Electric Utility | WM Renewable Energy, LLC |  | Caterpillar, Inc. | 0.1146 | 0.0109
1005518 | 827 | Black Oak Landfill | MO | Wright | GFL Environmental USA Inc. | 897 | Operational | 2014-10-31 | Electricity | Reciprocating Engine |  | 1.92 | 3.9 | 1.26 | Missouri Public Utility Alliance | Enerdyne Power Systems, Inc.; WCA Waste Corporation |  | Caterpillar, Inc. | 0.0972 | 0.0093
1008252 | 832 | Champ Landfill | MO | St. Louis | Waste Connections Inc. - Central Region | 902 | Operational | 1997-01-01 | Direct | Boiler |  |  | 0 | 0.3 | Pattonville High School, MO |  |  |  | 0.0294 | 0.0026
1008252 | 832 | Champ Landfill | MO | St. Louis | Waste Connections Inc. - Central Region | 166964 | Operational | 1983-01-01 | Direct | Direct Thermal |  |  | 0 |  | Breckenridge Ready-Mix |  |  |  | 0.001 | 0.0001
1008252 | 832 | Champ Landfill | MO | St. Louis | Waste Connections Inc. - Central Region | 180973 | Operational | 2012-06-12 | Electricity | Gas Turbine |  | 8.16 | 13.8 | 5.38 | Ameren Missouri | Ameren Missouri | Ameren Missouri | Parker Hannifin Filtration and Separation Division; Solar Turbines Incorporated; SulfaTreat; Vilter Manufacturing LLC | 0.4129 | 0.0394
1003969 | 830 | Columbia SLF | MO | Boone | City of Columbia, MO | 900 | Operational | 2008-06-16 | Electricity | Reciprocating Engine; Cogeneration |  | 1.73 | 3 | 1.031 | City of Columbia, MO | City of Columbia, MO; Sexton Energy LLC; Burns & McDonnell | City of Columbia, MO | GE Energy - Jenbacher Gas Engines; Perennial Energy, Inc. | 0.0875 | 0.0083
1007631 | 2290 | Courtney Ridge Landfill, LLC | MO | Jackson | Republic Services, Inc. | 180382 | Operational | 2009-05-01 | Direct | Direct Thermal |  |  |  | 2.55 | Central Plains Cement (Eagle Materials) | Lafarge North America Inc. |  |  | 0.2501 | 0.022
1005795 | 890 | Eagle Ridge Sanitary Landfill | MO | Pike | Meridian Waste | 960 | Operational | 2023-08-10 | Renewable Natural Gas | Vehicle Fuel | Pipeline Injection |  | 0 |  |  | Vision RNG |  |  | 0 | 0
| 863 | Fulton SLF | MO | Callaway | City of Fulton, MO | 933 | Operational | 2011-08-31 | Electricity | Reciprocating Engine |  | 0.225 |  |  | Callaway Electric Cooperative |  |  | Grupo Guascor International, Inc. | 0.0114 | 0.0011
1003624 | 835 | Jefferson City Sanitary Landfill | MO | Cole | Republic Services, Inc. | 905 | Operational | 2009-03-31 | Electricity | Cogeneration |  | 2.87 | 3.2 | 1.61 | Columbia Water and Light; Jefferson City and Algoa Correctional Centers | Ameresco, Inc. |  | GE Energy - Jenbacher Gas Engines; Northeast Energy Systems | 0.1452 | 0.0139
1007632 | 2425; 834 | Lamar Landfill; Prairie View Regional Waste Facility | MO | Barton | City of Lamar, MO; Republic Services, Inc. | 904 | Operational | 2010-06-30 | Electricity | Reciprocating Engine |  | 2.8 | 3.2 | 1.57 | Missouri Public Utility Alliance |  |  | Caterpillar, Inc. | 0.1417 | 0.0135
1003871 | 929 | Rumble Landfill #2 | MO | Jackson | WM | 999 | Operational | 1998-01-01 | Direct | Greenhouse |  |  | 0 | 0.009 | Fort Osage School District's Career and Technology Center | WM |  |  | 0.0009 | 0.0001
1003871 | 929 | Rumble Landfill #2 | MO | Jackson | WM | 180438 | Operational | 2005-09-01 | Direct | Direct Thermal |  |  | 0 | 0.491 | Central Plains Cement (Eagle Materials) | Lafarge North America Inc.; WM | WM |  | 0.0481 | 0.0042
1002906 | 846 | Springfield Sanitary Landfill | MO | Greene | City of Springfield, MO | 916 | Operational | 2006-05-10 | Electricity | Reciprocating Engine |  | 0.41 | 3.2 | 0.173 | City Utilities of Springfield, MO | Aria Energy, LLC | City of Springfield, MO | Caterpillar, Inc.; Perennial Energy, Inc. | 0.0207 | 0.002
1001925 | 847 | St. Joseph City SLF | MO | Buchanan | City of St. Joseph, MO | 917 | Operational | 2012-03-30 | Electricity | Reciprocating Engine |  | 1.18 | 1.6 | 0.66 | Kansas City Power & Light | Kansas City Power & Light | City of St. Joseph, MO; Kansas City Power & Light | Caterpillar, Inc.; Perennial Energy, Inc. | 0.0597 | 0.0057
1005964 | 1958 | Golden Triangle Regional Landfill | MS | Oktibbeha | Golden Triangle Regional Solid Waste Management Authority (GTR Solid Waste), MS | 167040 | Operational | 2011-09-30 | Electricity | Reciprocating Engine |  | 0.67 | 0.999 | 0.37 | Tennessee Valley Authority (TVA) | Golden Triangle Regional Solid Waste Management Authority (GTR Solid Waste), MS | Golden Triangle Regional Solid Waste Management Authority (GTR Solid Waste), MS | GE Energy - Jenbacher Gas Engines; GraniteFuel; Nixon Energy Solutions | 0.0339 | 0.0032
1005282 | 1973 | Northeast Mississippi Regional Landfill | MS | Tippah | Northeast Mississippi Solid Waste Management Authority | 167055 | Operational | 2018-04-19 | Renewable Natural Gas | Vehicle Fuel | Pipeline Injection |  | 0 | 1.55 | Kinder Morgan | Air Liquide Biogas |  | Air Liquide Biogas; Vilter Manufacturing LLC | 0.152 | 0.0122
1007890 | 1963 | Pecan Grove Sanitary Landfill | MS | Harrison | WM | 167045 | Operational | 2005-07-12 | Direct | Boiler |  |  | 0 | 1.55 | EI DuPont de Nemours & Company | Toro Energy, Inc. |  |  | 0.152 | 0.0134
1007891 | 1967 | Prairie Bluff Sanitary Landfill | MS | Chickasaw | WM | 167049 | Operational | 2009-07-01 | Direct | Leachate Evaporation |  |  | 0 | 0.325 | Prairie Bluff Sanitary Landfill | WM | WM | Evaporative Systems, Inc. | 0.0319 | 0.0028
1007891 | 1967 | Prairie Bluff Sanitary Landfill | MS | Chickasaw | WM | 181081 | Operational | 2012-10-24 | Electricity | Reciprocating Engine |  | 1.1 | 1.6 | 0.476 | Tennessee Valley Authority (TVA) | WM Renewable Energy, LLC | WM Renewable Energy, LLC | Caterpillar, Inc. | 0.0557 | 0.0053
1002547 | 1968 | Three Rivers Regional Landfill | MS | Pontotoc | Three Rivers Regional Solid Waste Management Authority, MS | 167050 | Operational | 2012-02-07 | Electricity | Reciprocating Engine; Cogeneration |  | 0.999 | 1.2 |  | Tennessee Valley Authority (TVA); Three Rivers Regional Solid Waste Management Authority, MS | Three Rivers Regional Solid Waste Management Authority, MS |  | 2G Energy, Inc.; MWM of America; Heartland Water Technology, Inc | 0.0506 | 0.0048
1000477 | 2141 | Billings City Landfill | MT | Yellowstone | City of Billings, MT | 180208 | Operational | 2010-12-07 | Renewable Natural Gas | Vehicle Fuel | Pipeline Injection |  |  | 0.895 | Montana-Dakota Utilities Co. | LFG Technologies, Inc.; Montana-Dakota Utilities Co. |  | Guild Associates, Inc. | 0.0878 | 0.0071
1007460 | 2287 | Flathead County Landfill | MT | Flathead | Flathead County Solid Waste District, MT | 180949 | Operational | 2009-06-26 | Electricity | Reciprocating Engine |  | 1.34 | 3.2 | 0.66 | Flathead Electric Cooperative, Inc. | Flathead Electric Cooperative, Inc. | Flathead Electric Cooperative, Inc. | Caterpillar, Inc. | 0.0678 | 0.0065
1001775 | 2142 | Buncombe County New Landfill | NC | Buncombe | Buncombe County Department of Solid Waste, NC | 180210 | Operational | 2011-11-21 | Electricity | Reciprocating Engine |  | 1.17 | 1.3 | 0.344 | Duke Energy Progress | Buncombe County Department of Solid Waste, NC | Buncombe County Department of Solid Waste, NC | GE Energy - Jenbacher Gas Engines | 0.0592 | 0.0056
1003099 | 1071 | Charlotte Motor Speedway Landfill V | NC | Cabarrus | Republic Services, Inc. | 1144 | Operational | 1999-12-15 | Electricity | Gas Turbine |  | 9.08 | 16.8 | 5.351 | Duke Energy | Fortistar Methane Group | Fortistar Methane Group | Solar Turbines Incorporated | 0.4595 | 0.0438
1007078 | 1063 | City of Durham SLF | NC | Durham | City of Durham, NC | 1136 | Operational | 2009-12-15 | Electricity | Reciprocating Engine |  | 1.8 | 0 | 0.82 | Duke Energy | Methane Power, LLC | Biogas Energy Solutions, LLC | GE Energy - Jenbacher Gas Engines; Nixon Energy Solutions; Unison Solutions, Inc. | 0.0911 | 0.0087
1006978 | 1064 | City of Greensboro White Street Landfill | NC | Guilford | City of Greensboro, NC | 200964 | Operational | 2019-06-30 | Electricity | Reciprocating Engine |  | 1.19 | 1.6 | 0.66 | Duke Energy | ReNew Petra | ReNew Petra | Piedmont Automation | 0.0602 | 0.0057
| 1072 | Columbus County, ARS | NC | Columbus | Columbus County, NC | 1145 | Operational | 2013-12-01 | Direct | Greenhouse |  |  |  | 0.03 | Southeastern Community College | Appalachian State University Energy Center; Cape Fear Resource Conservation and Development; Carlson Environmental Consultants, PC; Columbus County, NC | Columbus County, NC |  | 0.0029 | 0.0003
| 1072 | Columbus County, ARS | NC | Columbus | Columbus County, NC | 200413 | Operational | 2013-02-11 | Electricity | Reciprocating Engine |  | 0.21 | 0.255 | 0.08 | Brunswick Electric Membership Corporation | Appalachian State University Energy Center; Cape Fear Resource Conservation and Development; Carlson Environmental Consultants, PC; Columbus County, NC | Columbus County, NC | Bucks Engines; KSD Enterprises; PowerSecure Inc. | 0.0106 | 0.001
1001627 | 1075 | Cumberland County Ann Street Landfill | NC | Cumberland | Cumberland County, NC | 1148 | Operational | 1997-12-01 | Direct | Boiler |  |  | 0 | 0.606 | Cargill | DTE Vantage | Cumberland County, NC |  | 0.0594 | 0.0052
1004204 | 1077 | Davidson County LF | NC | Davidson | Davidson County, NC | 1150 | Operational | 2010-12-01 | Electricity | Reciprocating Engine |  | 1.4 | 1.6 | 0.67 | Duke Energy | DTE Vantage | DTE Vantage | Caterpillar, Inc. | 0.0708 | 0.0068
1000554 | 1082 | Edgecombe County LF | NC | Edgecombe | Edgecombe County, NC | 1155 | Operational | 2014-04-01 | Electricity | Reciprocating Engine |  | 0.74 | 0.74 | 0.36 | Edgecombe-Martin County Electric Membership Corporation | Edgecombe County, NC; S&ME, Inc. |  | 2G Energy, Inc.; Product Recovery Management | 0.0374 | 0.0036
1007044 | 2200 | Foothills Environmental Landfill | NC | Caldwell | Republic Services, Inc. | 180283 | Operational | 2023-09-12 | Renewable Natural Gas | Vehicle Fuel | Pipeline Injection |  | 0 | 3.96 |  | Environmental Energy Solutions, LLC (Evensol) | Duke Energy; Environmental Energy Solutions, LLC (Evensol); Pacolet Milliken | Air Liquide Biogas; Guild Associates, Inc.; Perennial Energy, Inc.; Vilter Manufacturing LLC | 0.3883 | 0.0312
1005137 | 1084 | Gaston County LF | NC | Gaston | Gaston County, NC | 1157 | Operational | 2011-08-31 | Electricity | Reciprocating Engine |  | 2.61 | 4.2 | 1.21 | Duke Energy | Gaston County, NC | Gaston County, NC | GE Energy - Jenbacher Gas Engines | 0.132 | 0.0126
1003137 | 1067 | Hanes Mill Road Landfill | NC | Forsyth | City of Winston-Salem, NC | 1140 | Operational | 1996-07-01 | Electricity | Gas Turbine |  | 3.81 | 4.5 | 2.24 | Duke Energy | Aria Energy, LLC; DTE Vantage | DTE Vantage; Energy Power Partners | Solar Turbines Incorporated | 0.1928 | 0.0184
1006514 | 1098 | Iredell County LF | NC | Iredell | Iredell County, NC | 1172 | Operational | 2008-08-15 | Electricity | Reciprocating Engine |  | 2.87 | 3.2 | 1.37 | EnergyUnited Electric Cooperative | DTE Vantage | DTE Vantage | Caterpillar, Inc. | 0.1452 | 0.0139
| 1099 | Jackson County Landfill | NC | Jackson | Jackson County, NC | 1173 | Operational | 2006-10-06 | Direct | Direct Thermal |  |  | 0 | 0.036 | Jackson County Green Energy Park, NC | Jackson County Green Energy Park, NC | Jackson County, NC |  | 0.0035 | 0.0003
1004252 | 1100 | Johnston County MSW LF | NC | Johnston | Johnston County, NC | 1174 | Operational | 2013-06-19 | Electricity | Reciprocating Engine |  | 1.02 | 1.6 | 0.484 | Duke Energy Progress | C2i Methane Partners | Archaea Energy, LLC | Caterpillar, Inc.; Gregory Poole Power Systems | 0.0516 | 0.0049
1005786 | 1837 | North Wake County Landfill | NC | Wake | Wake County, NC | 166410 | Operational | 1997-11-01 | Direct | Boiler |  |  | 0 | 0.75 | Mallinckrodt Pharmaceuticals (SpecGx LLC) | DTE Vantage | DTE Vantage | Houston Service Industries | 0.0735 | 0.0065
1001953 | 10781 | Onslow County LF | NC | Onslow | Onslow County Solid Waste Department, NC | 180931 | Operational | 2013-11-20 | Electricity | Reciprocating Engine |  | 1.22 | 1.953 | 0.65 | Duke Energy Progress | Enerdyne Power Systems, Inc. |  | Caterpillar, Inc. | 0.0617 | 0.0059
1007456 | 1121 | Piedmont SLF | NC | Forsyth | WM | 1195 | Operational | 2011-03-01 | Electricity | Reciprocating Engine |  | 3.09 | 4.8 | 0.74 | Duke Energy | WM Renewable Energy, LLC | WM Renewable Energy, LLC | Caterpillar, Inc. | 0.1564 | 0.0149
1003481 | 1127 | Robeson County LF | NC | Robeson | Robeson County, NC | 1201 | Operational | 2012-01-13 | Electricity | Reciprocating Engine |  | 1.06 | 1.06 | 0.482 | North Carolina Electric Membership Corporation |  | Robeson County, NC | GE Energy - Jenbacher Gas Engines | 0.0536 | 0.0051
1004255 | 1132 | Sampson County LF | NC | Sampson | Sampson County, NC | 181053 | Operational | 2012-09-15 | Direct | Leachate Evaporation |  |  | 0 | 0.225 | Sampson County LF | APTIM | APTIM |  | 0.0221 | 0.0019
1005535 | 2292 | Surry County LF 1 & LF 3 | NC | Surry | Surry County, NC | 1211 | Operational | 2013-06-01 | Electricity | Reciprocating Engine |  | 0.73 | 1.6 | 0.309 | Duke Energy | Barnabas Investment Group, LLC | ReNew Petra | Caterpillar, Inc. | 0.0369 | 0.0035
1003035 | 1074 | Tuscarora Long-Term Regional Landfill | NC | Craven | Coastal Environmental Partnership, NC | 1147 | Operational | 2007-07-16 | Electricity | Reciprocating Engine |  | 2.69 | 5.4 | 1.418 | Duke Energy | INGENCO | Archaea Energy, LLC |  | 0.1361 | 0.013
1007984 | 2199 | Upper Piedmont Regional Landfill | NC | Person | Republic Services, Inc. | 180282 | Operational | 2023-09-12 | Renewable Natural Gas | Vehicle Fuel | Pipeline Injection |  | 0 |  |  | Environmental Energy Solutions, LLC (Evensol) | Duke Energy; Environmental Energy Solutions, LLC (Evensol); Pacolet Milliken | Air Liquide Biogas; Guild Associates, Inc.; Perennial Energy, Inc.; Vilter Manufacturing LLC | 0 | 0
1004831 | 1110; 21129 | Uwharrie Environmental Regional LF; Montgomery County Landfill | NC | Montgomery | Republic Services, Inc. | 1184 | Operational | 2014-07-28 | Electricity | Reciprocating Engine |  | 4.01 | 9.6 | 2.1 | Duke Energy Progress | DTE Vantage | DTE Vantage | Caterpillar, Inc. | 0.2029 | 0.0194
1005274 | 1150 | Wayne County LF | NC | Wayne | Wayne County, NC | 1224 | Operational | 2010-12-31 | Electricity | Reciprocating Engine |  | 1.08 | 2.2 | 0.499 | Duke Energy Progress | Methane Power, LLC | Biogas Energy Solutions, LLC | GE Energy - Jenbacher Gas Engines | 0.0546 | 0.0052
1001614 | 2153 | City of Fargo Landfill | ND | Cass | City of Fargo, ND | 180222 | Operational | 2002-05-15 | Direct | Boiler |  |  | 0 | 0.745 | Cargill |  |  |  | 0.073 | 0.0064
1001614 | 2153 | City of Fargo Landfill | ND | Cass | City of Fargo, ND | 180979 | Operational | 2007-01-01 | Electricity | Cogeneration |  | 0.8 | 0.925 | 0.116 | City of Fargo Landfill; Minnkota Power Cooperative |  |  | Caterpillar, Inc. | 0.0405 | 0.0039
1002158 | 1754 | Bluff Road Landfill | NE | Lancaster | City of Lincoln, NE | 6433 | Operational | 2013-10-14 | Electricity | Reciprocating Engine |  | 3.6 | 4.8 | 1.6 | Lincoln Electric System |  |  |  | 0.1822 | 0.0174
1000191 | 1745 | Butler County Landfill Inc. | NE | Butler | Waste Connections Inc. - Central Region | 200976 | Operational | 2019-07-26 | Renewable Natural Gas | Vehicle Fuel | Pipeline Injection |  | 0 | 1.15 | Black Hills Corporation; Constellation | Aria Energy, LLC | Archaea Energy, LLC | AirScience; DMT Clear Gas Solutions LLC | 0.1128 | 0.0091
1000522 | 20181 | Douglas County Landfill | NE | Douglas | Douglas County, NE | 200317 | Operational | 2015-12-31 | Renewable Natural Gas | Vehicle Fuel | Pipeline Injection |  | 0 | 0.659 | Metropolitan Utilities District of Omaha; Tenaska | BioResource Development, LLC |  |  | 0.0646 | 0.0052
1007835 | 1746 | Douglas County Recycling and Disposal Facility LF | NE | Douglas | WM | 6425 | Operational | 2002-04-05 | Electricity | Reciprocating Engine |  | 5.58 | 6.4 | 3.09 | Omaha Public Power District | Omaha Public Power District |  | Caterpillar, Inc. | 0.2824 | 0.027
1007835 | 1746 | Douglas County Recycling and Disposal Facility LF | NE | Douglas | WM | 201560 | Operational | 2020-01-01 | Direct | Leachate Evaporation |  |  | 0 | 0.272 | WM | WM | WM |  | 0.0267 | 0.0024
1005097 | 1748 | L.P. Gill LF | NE | Dakota | L.P. Gill | 6427 | Operational | 2007-12-01 | Direct | Direct Thermal |  |  | 0 | 1.128 | Siouxland Ethanol LLC | L.P. Gill |  |  | 0.1106 | 0.0097
1001935 | 1757 | Sarpy County SLF | NE | Sarpy | Sarpy County, NE | 6436 | Operational | 2018-07-12 | Renewable Natural Gas | Vehicle Fuel | Pipeline Injection |  | 0 | 1.02 | Black Hills Corporation | BioResource Development, LLC | BioResource Development, LLC |  | 0.1 | 0.008
1004751 | 1852 | Four Hills Landfill | NH | Hillsborough | City of Nashua, NH | 166432 | Operational | 1996-03-08 | Electricity | Reciprocating Engine |  | 1.63 | 2.4 | 1.03 | City of Nashua, NH | PPL Corporation | Energy Power Partners | Caterpillar, Inc. | 0.0825 | 0.0079
1007879 | 1839 | Turnkey Recycling and Environmental Enterprise (TREE) | NH | Strafford | WM | 166414 | Operational | 1992-01-01 | Electricity | Reciprocating Engine |  | 1.26 | 3.2 | 0.679 | New Hampshire Electric Cooperative, Inc. | Bio Energy Partners | WM Renewable Energy, LLC | Caterpillar, Inc. | 0.0638 | 0.0061
1007879 | 1839 | Turnkey Recycling and Environmental Enterprise (TREE) | NH | Strafford | WM | 167009 | Operational | 1998-01-01 | Electricity | Cogeneration |  | 4.79 | 6.2 | 3.578 | New Hampshire Electric Cooperative, Inc.; Turnkey Recycling & Environmental Enterprises | Bio Energy Partners; Heartland Water Technology, Inc; WM Renewable Energy, LLC | WM Renewable Energy, LLC | Solar Turbines Incorporated; Heartland Water Technology, Inc | 0.2424 | 0.0231
1007879 | 1839 | Turnkey Recycling and Environmental Enterprise (TREE) | NH | Strafford | WM | 180214 | Operational | 2009-07-01 | Renewable Natural Gas | Electricity | Pipeline Injection | 4.4 | 7.9 | 4 | University of New Hampshire | University of New Hampshire |  | Siemens; Solar Turbines Incorporated; Xebec Adsorption Inc. | 0.3922 | 0.0346
1007879 | 1839 | Turnkey Recycling and Environmental Enterprise (TREE) | NH | Strafford | WM | 181082 | Operational | 1991-01-01 | Direct | Boiler |  |  |  | 0.09 | Turnkey Recycling & Environmental Enterprises |  | WM Renewable Energy, LLC |  | 0.0088 | 0.0008
1006969 | 940 | Burlington County SLF | NJ | Burlington | Burlington County Board of Chosen Freeholders | 167008 | Operational | 2002-12-01 | Electricity | Cogeneration |  | 0.25 | 0.25 | 0.144 | Rutgers EcoComplex | Burlington County; Rutgers University |  |  | 0.0127 | 0.0012
1006969 | 940 | Burlington County SLF | NJ | Burlington | Burlington County Board of Chosen Freeholders | 180439 | Operational | 1996-01-01 | Direct | Greenhouse |  |  |  | 0.216 | Rutgers EcoComplex |  |  |  | 0.0212 | 0.0019
1004200 | 941 | Cape May County MUA Secure Landfill | NJ | Cape May | Cape May County Municipal Utilities Authority, NJ | 1012 | Operational | 1998-01-01 | Direct | Boiler |  |  |  | 0.432 | Woodbine Developmental Center | Biogas Energy Solutions, LLC | Cape May County Municipal Utilities Authority, NJ |  | 0.0424 | 0.0037
1004200 | 941 | Cape May County MUA Secure Landfill | NJ | Cape May | Cape May County Municipal Utilities Authority, NJ | 180779 | Operational | 2007-04-20 | Electricity | Reciprocating Engine |  | 0.54 | 2.13 | 0.296 | PJM Interconnection, LLC | Cape May County Municipal Utilities Authority, NJ | Cape May County Municipal Utilities Authority, NJ |  | 0.0273 | 0.0026
1002702 | 942 | Cumberland County SWC | NJ | Cumberland | Cumberland County Improvement Authority, NJ | 1013 | Operational | 2008-11-01 | Electricity | Reciprocating Engine; Cogeneration |  | 2.87 | 4.8 | 1.58 | PJM Interconnection, LLC; Cumberland County Improvement Authority, NJ | PPL Corporation; Energy Power Partners | Energy Power Partners | Caterpillar, Inc.; Heartland Water Technology, Inc | 0.1452 | 0.0139
1007298 | 946; 958; 945 | Edison Township SLF; Industrial Land Reclaiming (ILR) LF; Middlesex County LF | NJ | Middlesex | Edison Township; Industrial Land Reclaiming; Middlesex County Utilities Authority, NJ | 1016 | Operational | 2001-01-01 | Electricity | Combined Cycle |  | 20 | 22.5 | 7.56 | Public Service Electric & Gas Company (PSE&G) | National Energy Resource Corporation (NERC) |  | Solar Turbines Incorporated | 1.012 | 0.0965
1007298; 1006390 | 945; 20803 | Middlesex County LF; Edgeboro LF | NJ | Middlesex | Middlesex County Utilities Authority, NJ; Edgeboro International, Inc. | 181100 | Operational | 2011-07-01 | Electricity | Reciprocating Engine |  | 1.97 | 9.6 | 1.25 | PJM Interconnection, LLC | NERC Renewable |  | Caterpillar, Inc. | 0.0997 | 0.0095
1002667 | 951 | Ocean County LF | NJ | Ocean | Ocean County Landfill Corp. | 1022 | Operational | 1997-02-01 | Electricity | Reciprocating Engine |  | 9.19 | 14.4 | 5.44 | Jersey Central Power & Light (JCP&L); Public Service Electric & Gas Company (PSE&G) | Aria Energy, LLC | Energy Power Partners | Caterpillar, Inc. | 0.465 | 0.0443
1000429 | 952 | Pennsauken SLF | NJ | Camden | Pollution Control Financing Authority of Camden County, NJ | 1023 | Operational | 2004-12-31 | Electricity | Reciprocating Engine |  | 0.96 | 1.85 | 0.57 | Aluminum Shapes | PPL Corporation | Energy Power Partners | Caterpillar, Inc. | 0.0486 | 0.0046
1007261 | 948 | Salem County SLF | NJ | Salem | Salem County Improvement Authority, NJ | 180976 | Operational | 2010-10-17 | Direct | Direct Thermal |  |  |  | 0.003 | Samuel H. Jones Glass Education Center (GEC) | DCO Energy, LLC; Marina Energy |  |  | 0.0003 | 0
1003362 | 10480 | Camino Real Landfill | NM | Dona Ana | Waste Connections Inc. - Central Region | 180900 | Operational | 2008-03-01 | Electricity | Reciprocating Engine |  | 1.76 | 3.2 | 0.89 | El Paso Electric (TX); Nodal Power | Four Peaks Energy | Nodal Power | Caterpillar, Inc. | 0.0891 | 0.0085
1004341 | 2062 | Cerro Colorado LF | NM | Bernalillo | City of Albuquerque, EHD, NM | 180105 | Operational | 2013-06-13 | Direct | Boiler |  |  | 0 | 0.432 | Bernalillo County Metropolitan Detention Center |  |  |  | 0.0424 | 0.0037
1004352 | 930 | Apex Regional LF | NV | Clark | Republic Services, Inc. | 1000 | Operational | 2012-05-01 | Electricity | Gas Turbine |  | 4.33 | 12 | 3.37 | NV Energy | CC Landfill Energy | Republic Services, Inc. | Solar Turbines Incorporated | 0.2191 | 0.0209
1003260 | 931 | Lockwood Regional LF | NV | Storey | WM | 1001 | Operational | 2012-04-09 | Electricity | Reciprocating Engine |  | 2.31 | 3.2 | 1.21 | NV Energy | WM Renewable Energy, LLC | WM Nevada Renewable Energy | Caterpillar, Inc. | 0.1169 | 0.0111
1006276 | 985 | Albany Landfill | NY | Albany | City of Albany, NY | 1057 | Operational | 1998-01-01 | Electricity | Reciprocating Engine |  | 3.15 | 6.05 | 1.67 | Village of Solvay, NY; Niagara Mohawk Power Corporation | Fortistar Methane Group | Fortistar Methane Group | Caterpillar, Inc. | 0.1594 | 0.0152
1003033 | 10700 | Ava Landfill | NY | Oneida | Oneida-Herkimer Solid Waste Authority, NY | 180924 | Operational | 2012-05-01 | Electricity | Reciprocating Engine |  | 3.04 | 3.2 | 1.59 | Constellation | WM Renewable Energy, LLC |  | Caterpillar, Inc. | 0.1538 | 0.0146
1006196 | 980 | Brookhaven LF | NY | Suffolk | Town of Brookhaven, NY | 1052 | Operational | 1982-12-01 | Electricity | Reciprocating Engine |  | 0.8 |  | 0.432 | Long Island Power Authority | Wehran Energy Corporation |  | DEUTZ Power Systems GmbH & Co KG | 0.0405 | 0.0039
1002436 | 996 | Broome County Landfill | NY | Broome | Broome County, NY | 1068 | Operational | 2004-03-13 | Electricity | Reciprocating Engine |  | 2.5 | 4 | 1.53 | New York State Electric & Gas Corporation (NYSEG); Consolidated Edison Company of New York (CECONY) |  |  | Caterpillar, Inc. | 0.1265 | 0.012
1007617 | 987 | Chaffee LF | NY | Erie | WM | 1059 | Operational | 2007-08-01 | Electricity | Reciprocating Engine |  | 5.31 | 6.4 | 2.99 | Constellation | WM Renewable Energy, LLC | WM Renewable Energy, LLC | Caterpillar, Inc. | 0.2687 | 0.0256
1005488 | 990 | Chautauqua County Landfill | NY | Chautauqua | Chautauqua County, NY | 201322 | Operational | 2022-06-12 | Renewable Natural Gas | Vehicle Fuel | Pipeline Injection |  | 0 |  | Trillium | Chautauqua Green Energy LLC | Chautauqua Green Energy LLC |  | 0 | 0
1005259 | 999 | Clinton County Regional Landfill | NY | Clinton | Clinton County, NY | 1071 | Operational | 2008-10-21 | Electricity | Reciprocating Engine |  | 6.1 | 6.4 | 2.86 | New York State Electric & Gas Corporation (NYSEG) | Casella Waste Systems, Inc.; Innovative Energy Systems, LLC | Casella Waste Systems, Inc. | Caterpillar, Inc. | 0.3087 | 0.0294
1004057 | 989 | DANC Solid Waste Management Facility | NY | Jefferson | Development Authority of the North Country (DANC) | 1061 | Operational | 2008-10-07 | Electricity | Reciprocating Engine |  | 3.17 | 6.4 | 1.55 | Niagara Mohawk Power Corporation | Aria Energy, LLC; Innovative Energy Systems, LLC | Archaea Energy, LLC | Caterpillar, Inc. | 0.1604 | 0.0153
1003031 | 10900 | Franklin County Regional Landfill | NY | Franklin | County of Franklin Solid Waste Management Authority | 180936 | Operational | 2008-01-01 | Direct | Direct Thermal |  |  |  | 0.072 | Franklin County Regional Landfill |  |  |  | 0.0071 | 0.0006
1004894 | 984 | Fulton County LF | NY | Fulton | Fulton County, NY | 1056 | Operational | 2010-06-04 | Electricity | Reciprocating Engine |  | 1.88 | 3.2 | 0.948 | National Grid | Innovative Energy Systems, LLC | Archaea Energy, LLC | Caterpillar, Inc. | 0.0951 | 0.0091
1007648 | 972 | High Acres LF and Recycling Center | NY | Monroe | WM | 1043 | Operational | 1991-01-01 | Electricity | Reciprocating Engine |  | 8.38 | 9.6 | 4.31 | Constellation | Bio Energy Partners; WM Renewable Energy, LLC | WM Renewable Energy, LLC | Caterpillar, Inc. | 0.4241 | 0.0405
1005258 | 1997 | Hyland LF | NY | Allegany | Casella Waste Systems, Inc. | 167082 | Operational | 2008-08-28 | Electricity | Reciprocating Engine |  | 4.42 | 4.8 | 2.686 | New York State Electric & Gas Corporation (NYSEG) | Casella Waste Systems, Inc.; Innovative Energy Systems, LLC | Casella Waste Systems, Inc. | Caterpillar, Inc. | 0.2237 | 0.0213
1002951 | 992 | Mill Seat LF | NY | Monroe | Monroe County, NY | 1064 | Operational | 2007-07-01 | Electricity | Reciprocating Engine |  | 5.86 | 6.4 | 3.16 | Constellation | WM Renewable Energy, LLC | WM Renewable Energy, LLC | Caterpillar, Inc. | 0.2965 | 0.0282
1003732 | 993 | Modern Landfill Inc | NY | Niagara | Modern Disposal Services, Inc | 1065 | Operational | 2001-06-01 | Electricity | Reciprocating Engine |  | 7.51 | 10.4 | 3.83 | H2Gro Greenhouses; Niagara Mohawk Power Corporation | Aria Energy, LLC; Modern Innovative Energy, LLC; Model City Energy, LLC | Archaea Energy, LLC; Modern Innovative Energy, LLC; Model City Energy, LLC | Caterpillar, Inc. | 0.38 | 0.0362
1003028 | 982 | New Bath Landfill | NY | Steuben | Steuben County, NY | 201492 | Operational | 2024-03-15 | Renewable Natural Gas | Vehicle Fuel | Pipeline Injection |  | 0 | 1.44 |  | Waga Energy Inc. |  | Waga Energy, Inc. | 0.1412 | 0.0114
1005257 | 1006 | Ontario County SLF | NY | Ontario | Ontario County, NY | 1078 | Operational | 2003-10-15 | Electricity | Reciprocating Engine |  | 9.48 | 11.2 | 5.149 | New York State Electric & Gas Corporation (NYSEG) | Aria Energy, LLC; Innovative Energy Systems, LLC | Archaea Energy, LLC | Caterpillar, Inc. | 0.4796 | 0.0458
| 1027 | Saratoga Springs LF | NY | Saratoga | City of Saratoga Springs, NY | 1099 | Operational | 1998-01-01 | Electricity | Cogeneration |  | 1 |  |  | City of Saratoga Springs, NY | City of Saratoga Springs, NY |  | DEUTZ Power Systems GmbH & Co KG | 0.0506 | 0.0048
1004042 | 981 | Seneca Meadows SWMF | NY | Seneca | Waste Connections, Inc. | 1053 | Operational | 1996-03-01 | Electricity | Reciprocating Engine |  | 13.23 | 17.6 | 6.459 | New York State Electric & Gas Corporation (NYSEG) | Aria Energy, LLC; Innovative Energy Systems, LLC | Archaea Energy, LLC | Caterpillar, Inc. | 0.6694 | 0.0638
1004042 | 981 | Seneca Meadows SWMF | NY | Seneca | Waste Connections, Inc. | 181144 | Operational | 2014-03-03 | Renewable Natural Gas | Vehicle Fuel | Pipeline Injection |  | 0 | 7.611 | BP Products North America | Aria Energy, LLC; Innovative Energy Systems, LLC | Archaea Energy, LLC | Air Liquide Biogas | 0.7462 | 0.0601
1005155 | 988 | Town of Colonie SLF | NY | Albany | Town of Colonie, NY | 1060 | Operational | 2006-03-09 | Electricity | Reciprocating Engine |  | 4.38 | 6.4 | 2.746 | National Grid | Aria Energy, LLC; Innovative Energy Systems, LLC | Archaea Energy, LLC; Colonie, LLC; Innovative Energy Systems, LLC | Caterpillar, Inc. | 0.2216 | 0.0211
| 1030 | Troy SLF | NY | Rensselaer | City of Troy, NY | 1102 | Operational | 2004-03-01 | Electricity | Cogeneration |  | 0.825 | 0.825 | 0.36 | Hudson Valley Community College (HVCC) | Siemens Building Technologies, Inc. |  | Siemens | 0.0417 | 0.004
1007722 | 1195 | American LF | OH | Stark | WM | 1269 | Operational | 2004-04-01 | Renewable Natural Gas | Vehicle Fuel | Pipeline Injection |  | 0 | 2.85 | Enbridge Gas Ohio | WM Renewable Energy, LLC | WM Renewable Energy, LLC |  | 0.2794 | 0.0225
1006777 | 12061 | Apex Sanitary Landfill | OH | Jefferson | Apex Environmental LLC | 181088 | Operational | 2018-08-14 | Renewable Natural Gas | Vehicle Fuel | Pipeline Injection |  | 0 | 3.47 | Utica Gas Services, LLC | Montauk Renewables | Montauk Renewables | Air Liquide Biogas; Houston Service Industries | 0.3402 | 0.0274
1003102 | 1187 | Carbon Limestone LF | OH | Mahoning | Republic Services, Inc. | 201544 | Operational | 2023-08-03 | Renewable Natural Gas | Other | Pipeline Injection |  | 0 |  | NW Natural | EDL Energy |  |  | 0 | 0
1006103 | 1172 | Erie County SLF | OH | Erie | Erie County, OH | 1246 | Operational | 2010-04-07 | Electricity | Reciprocating Engine |  | 1.81 | 2.4 | 0.99 | American Municipal Power, Inc.; City of Oberlin, OH | Bio-Gas Technologies, Ltd. |  | Caterpillar, Inc. | 0.0916 | 0.0087
1003787 | 1175 | Franklin County SLF | OH | Franklin | Solid Waste Authority of Central Ohio, OH | 200849 | Operational | 2014-02-01 | Renewable Natural Gas | Vehicle Fuel | Pipeline Injection |  | 0 | 8 | Sacramento Municipal Utility District (SMUD); BP Products North America | Aria Energy, LLC | Archaea Energy, LLC; Solid Waste Authority of Central Ohio, OH |  | 0.7844 | 0.0631
1003392 | 1159 | Geneva Landfill | OH | Ashtabula | WM | 1233 | Operational | 2013-04-01 | Electricity | Reciprocating Engine |  | 2.3 | 4 | 1.2 | City of Oberlin, OH | WM Renewable Energy, LLC | WM Renewable Energy, LLC | Caterpillar, Inc. | 0.1164 | 0.0111
1003638 | 1179 | Hancock County Sanitary LF | OH | Hancock | Hancock County, OH | 1253 | Operational | 2014-08-27 | Electricity | Reciprocating Engine |  | 3.2 | 3.2 | 1.584 | Hancock-Wood Electric Cooperative | Granger Energy |  | Caterpillar, Inc. | 0.1619 | 0.0154
1007756 | 2243 | Mahoning LF | OH | Mahoning | WM | 180331 | Operational | 2013-02-15 | Electricity | Reciprocating Engine |  | 3.17 | 4 | 1.6 | City of Oberlin, OH | WM Renewable Energy, LLC | WM Renewable Energy, LLC | Caterpillar, Inc. | 0.1604 | 0.0153
1004850 | 2245 | Noble Road LF | OH | Richland | Rumpke | 180333 | Operational | 2022-03-03 | Renewable Natural Gas | Vehicle Fuel | Pipeline Injection |  | 0 | 1.97 | OPAL Fuels Inc. | Fortistar Methane Group |  | Air Liquide Biogas | 0.1932 | 0.0155
1002425 | 1163 | Rumpke Brown County Landfill | OH | Brown | Rumpke | 1237 | Operational | 2017-07-13 | Electricity | Reciprocating Engine |  | 3 | 4.8 | 1.59 | American Municipal Power, Inc. | EDL Energy | EDL Energy | Caterpillar, Inc. | 0.1518 | 0.0145
1004856 | 1177 | Rumpke SLF, Inc. | OH | Hamilton | Rumpke | 1251 | Operational | 1986-01-01 | Renewable Natural Gas | Vehicle Fuel | Pipeline Injection |  | 0 | 9.36 | Duke Energy; Los Angeles Department of Water & Power (LADWP); Rumpke; Shell Energy North America | GSF Energy, LLC; Montauk Renewables | Montauk Renewables | Xebec Adsorption Inc. | 0.9177 | 0.0739
1007811 | 1941 | Stony Hollow Landfill Inc. | OH | Montgomery | WM | 167062 | Operational | 2003-05-01 | Renewable Natural Gas | Vehicle Fuel | Pipeline Injection |  | 0 | 1.75 | DTE Energy; Los Angeles Department of Water & Power (LADWP); Shell Energy North America | DTE Vantage |  |  | 0.1716 | 0.0138
1003661 | 2247 | Suburban South R&D | OH | Perry | WM | 180335 | Operational | 2011-01-01 | Electricity | Reciprocating Engine |  | 3.72 | 5.6 | 1.89 | Buckeye Power, Inc. | WM Renewable Energy, LLC |  | Caterpillar, Inc. | 0.1882 | 0.018
1002552 | 12142 | American Environmental Landfill | OK | Osage | American Environmental Landfill, Inc. | 181113 | Operational | 2013-04-17 | Electricity | Reciprocating Engine |  | 1.94 | 3.2 | 1.14 | Oklahoma Municipal Power Authority | Montauk Renewables | Montauk Renewables | Caterpillar, Inc. | 0.0982 | 0.0094
1007801 | 1227 | East Oak SLF | OK | Oklahoma | WM | 201436 | Operational | 2022-05-31 | Renewable Natural Gas | Vehicle Fuel | Pipeline Injection |  | 0 | 2.23 |  |  | WM | Air Liquide Biogas | 0.2186 | 0.0176
1007624 | 1226 | Oklahoma City Landfill | OK | Oklahoma | Waste Connections Inc. - Central Region | 1301 | Operational | 2008-05-01 | Renewable Natural Gas | Vehicle Fuel | Pipeline Injection |  | 0 | 2.674 | Westar Energy | Aria Energy, LLC; Timberline Energy, LLC | Archaea Energy, LLC | Air Liquide Biogas; Hoffman & Lamson; LoCI Controls, Inc. | 0.2622 | 0.0211
1002323 | 12021 | Sooner Landfill | OK | Seminole | GFL Environmental USA Inc. | 181086 | Operational | 2011-10-17 | Direct | Direct Thermal |  |  |  | 0.25 | Commercial Brick Corporation | Wewoka Gas Producers, LLC |  |  | 0.0245 | 0.0022
1005729 | 2384 | Southeast OKC Landfill | OK | Oklahoma | Republic Services, Inc. | 200978 | Operational | 2018-09-24 | Renewable Natural Gas | Vehicle Fuel | Pipeline Injection |  | 0 | 3.86 | BP Products North America | Aria Energy, LLC | Archaea Energy, LLC; CEFARI RNG OKC, LLC |  | 0.3785 | 0.0305
1002234 | 1225 | Southern OK Regional Disposal LF | OK | Carter | Southern Oklahoma Regional Disposal, Inc., OK | 1299 | Operational | 2018-07-05 | Renewable Natural Gas | Vehicle Fuel | Pipeline Injection |  | 0 | 0.497 | XTO Energy, Inc. | Lynx Renewable Energy, LLC | Lynx Renewable Energy, LLC |  | 0.0487 | 0.0039
1007054 | 1246 | Coffin Butte LF | OR | Benton | Republic Services, Inc. | 1321 | Operational | 1995-10-01 | Electricity | Reciprocating Engine |  | 4.95 | 5.6 | 2.6 | Pacific Northwest Generating Cooperative | Power Resources Cooperative |  | Caterpillar, Inc. | 0.2505 | 0.0238
1007989 | 1241 | Columbia Ridge LF | OR | Gilliam | WM | 1316 | Operational | 2009-12-15 | Electricity | Reciprocating Engine |  | 10.42 | 12.8 | 5.4 | Seattle City Light | WM Renewable Energy, LLC | WM Renewable Energy, LLC | Caterpillar, Inc. | 0.5273 | 0.0503
1005652 | 2073 | Dry Creek Landfill | OR | Jackson | Rogue Disposal & Recycling | 180125 | Operational | 2007-05-15 | Electricity | Reciprocating Engine |  | 1.61 | 3.2 | 1.085 | PacifiCorp | Oregon Environmental Industries (OEI) | Oregon Environmental Industries (OEI) | Caterpillar, Inc. | 0.0815 | 0.0078
1004516 | 1242 | Finley Buttes Regional Landfill | OR | Morrow | Waste Connections, Inc. | 1317 | Operational | 2007-12-15 | Electricity | Cogeneration |  | 4.25 | 4.8 | 2.105 | Cascade Specialties; PacifiCorp | Finley BioEnergy LLC | Archaea Energy, LLC | Caterpillar, Inc. | 0.2151 | 0.0206
1007687 | 1248 | Riverbend Landfill Company, Inc. | OR | Yamhill | WM | 181029 | Operational | 2010-06-30 | Electricity | Reciprocating Engine |  | 3.25 | 4.8 | 1.82 | McMinnville Power & Light | WM Renewable Energy, LLC |  | Caterpillar, Inc. | 0.1645 | 0.0157
1005384 | 1245 | Roseburg LF | OR | Douglas | Douglas County, OR | 1320 | Operational | 2011-12-14 | Electricity | Reciprocating Engine |  | 0.89 | 1.6 | 0.434 | Pacific Power | Roseburg LFG Energy |  |  | 0.045 | 0.0043
1007001 | 1247 | Short Mountain LF | OR | Lane | Lane County, OR | 1322 | Operational | 1992-03-05 | Electricity | Reciprocating Engine |  | 2.67 | 3.2 | 1.15 | Emerald People's Utility District (PUD) | Emerald People's Utility District (PUD) | Emerald People's Utility District (PUD) | Caterpillar, Inc. | 0.1351 | 0.0129
1007645 | 1254 | Alliance SLF | PA | Lackawanna | WM | 180862 | Operational | 2010-01-31 | Electricity | Gas Turbine |  | 0.27 | 9.2 | 0.131 | PEI Power; PJM Interconnection, LLC | PEI Power; WM | Archaea Energy, LLC | Solar Turbines Incorporated | 0.0137 | 0.0013
1007645; 1006261 | 1254; 1256 | Alliance SLF; Keystone Sanitary Landfill, Inc. | PA | Lackawanna | WM; Keystone Sanitary Landfill, Inc. | 167018 | Operational | 1998-07-28 | Electricity | Steam Turbine |  | 6.75 | 23.2 | 4.346 | Laminations Inc; PEI Power; PPL Corporation | PEI Power | Archaea Energy, LLC |  | 0.3416 | 0.0326
1007645; 1006261 | 1254; 1256 | Alliance SLF; Keystone Sanitary Landfill, Inc. | PA | Lackawanna | WM; Keystone Sanitary Landfill, Inc. | 200997 | Operational | 2021-12-30 | Renewable Natural Gas | Vehicle Fuel | Pipeline Injection |  | 0 | 18.9 | UGI Utilities, Inc. | Archaea Energy, LLC | Archaea Energy, LLC | BCCK Engineering, Inc. | 1.8531 | 0.1491
1003456 | 1276 | Arden LF | PA | Washington | WM | 1351 | Operational | 2009-01-30 | Electricity | Reciprocating Engine |  | 4.49 | 4.8 | 2.3 | Constellation | WM Renewable Energy, LLC | WM Renewable Energy, LLC | Caterpillar, Inc. | 0.2272 | 0.0217
1003937 | 1293 | Bethlehem Landfill | PA | Northampton | Waste Connections, Inc. | 201006 | Operational | 2024-08-20 | Renewable Natural Gas | Vehicle Fuel | Pipeline Injection |  | 0 | 4.83 |  | Archaea Energy, LLC | Archaea Energy, LLC |  | 0.4736 | 0.0381
1003773 | 1270 | Blue Ridge Landfill | PA | Franklin | Waste Connections, Inc. | 1345 | Operational | 2013-01-01 | Electricity | Reciprocating Engine |  | 5.57 | 6.4 | 3.06 | Borough of Chambersburg Electric Department, PA | PPL Corporation | Energy Power Partners | Caterpillar, Inc. | 0.2819 | 0.0269
1007976 | 1273 | Bradford County Landfill | PA | Bradford | Northern Tier Solid Waste Authority (NTSWA), PA | 1348 | Operational | 2002-04-01 | Electricity | Reciprocating Engine; Cogeneration |  | 1.27 | 1.6 | 0.69 | PenElec; Bradford County, PA | Northern Tier Solid Waste Authority (NTSWA), PA; PPL Corporation | Energy Power Partners | Caterpillar, Inc. | 0.0643 | 0.0061
1004413 | 1294 | Commonwealth Environmental Systems (CES) LF | PA | Schuylkill | CES | 1369 | Operational | 2005-06-20 | Direct | Boiler |  |  |  | 0.24 | Keystone Potato Products |  |  |  | 0.0235 | 0.0021
1004413 | 1294 | Commonwealth Environmental Systems (CES) LF | PA | Schuylkill | CES | 180907 | Operational | 2009-01-22 | Electricity | Gas Turbine |  | 11 | 11 | 6.48 | PJM Interconnection, LLC | UGI Development Company |  | Solar Turbines Incorporated | 0.5566 | 0.0531
1002556 | 1269 | Conestoga LF | PA | Berks | Republic Services, Inc. | 180899 | Operational | 2008-12-03 | Direct | Direct Thermal |  |  |  | 3.6 | Advanced Food Products; Case New Holland; Dart Corporation; H.R. Ewell; L&S Sweeteners; Tyson Foods Incorporated; York Building Products | Granger Energy |  | Lee Supply Company, Inc.; Pneumatech, LLC | 0.353 | 0.0311
1002556; 1002391 | 1269; 1266 | Conestoga LF; Lanchester LF | PA | Berks; Lancaster | Republic Services, Inc.; Chester County Solid Waste Authority, PA | 181069 | Operational | 2013-12-06 | Electricity | Reciprocating Engine |  | 3.2 | 3.2 |  | L&S Sweeteners | Granger Energy |  | Caterpillar, Inc. | 0.1619 | 0.0154
1002556; 1002391 | 1269; 1266 | Conestoga LF; Lanchester LF | PA | Berks; Lancaster | Republic Services, Inc.; Chester County Solid Waste Authority, PA | 200412 | Operational | 2011-12-02 | Electricity | Cogeneration |  | 11.4 | 11.4 |  | Dart Corporation | Dart Corporation |  | Solar Turbines Incorporated | 0.5769 | 0.055
1004162 | 1260 | Cumberland County LF | PA | Cumberland | WM | 1335 | Operational | 2009-06-26 | Electricity | Reciprocating Engine |  | 5.76 | 6.4 | 3.17 | Adams Electric Cooperative | PPL Corporation | Energy Power Partners | Caterpillar, Inc. | 0.2915 | 0.0278
1003521 | 1262 | Frey Farm-Creswell LF | PA | Lancaster | Lancaster County Solid Waste Management Authority, PA | 1383 | Operational | 2006-02-01 | Electricity | Reciprocating Engine; Cogeneration |  | 1.96 | 3.2 | 0.99 | PJM Interconnection, LLC; Turkey Hill Dairy | Lancaster County Solid Waste Management Authority, PA; PPL Corporation | NextEra Energy Resources, LLC; Energy Power Partners | Caterpillar, Inc. | 0.0992 | 0.0095
1003460 | 1255 | Grand Central SLF | PA | Northampton | WM | 1330 | Operational | 2001-03-01 | Electricity | Gas Turbine |  | 5.31 | 9.3 | 4.432 | Exelon Power | Green Knight Economic Development Corporation; WM | Green Knight Economic Development Corporation | Solar Turbines Incorporated | 0.2687 | 0.0256
1002786 | 1265 | Greater Lebanon Refuse Authority LF | PA | Lebanon | Greater Lebanon Refuse Authority, PA | 180910 | Operational | 2007-09-13 | Electricity | Reciprocating Engine |  | 1.68 | 3.2 | 0.84 | Metropolitan Edison Company | Greater Lebanon Refuse Authority, PA; PPL Corporation | Energy Power Partners | Caterpillar, Inc. | 0.085 | 0.0081
1001643 | 1288 | Greentree Landfill | PA | Elk | Noble Environmental | 1363 | Operational | 2007-07-01 | Renewable Natural Gas | Electricity | Pipeline Injection |  | 0 | 4.384 | Shell Energy North America | American Exploration; EDF Renewable Energy | Fortistar Methane Group | Air Liquide Biogas; AXD Service Industries Corp.; Guild Associates, Inc. | 0.4298 | 0.0379
1003103 | 1278 | Imperial Sanitary Landfill | PA | Allegheny | Republic Services, Inc. | 1353 | Operational | 2007-09-01 | Renewable Natural Gas | Vehicle Fuel | Pipeline Injection |  | 0 | 4.2 |  | Fortistar Methane Group | Fortistar Methane Group |  | 0.4118 | 0.0331
| 1279 | J.J. Brunner LF | PA | Beaver | Joseph J. Brunner, Inc. | 200995 | Operational | 2015-12-01 | Direct | Leachate Evaporation |  |  | 0 |  | J.J. Brunner LF |  |  | Heartland Water Technology, Inc | 0 | 0
1007649 | 1290 | Lake View LF | PA | Erie | WM | 1365 | Operational | 1997-01-01 | Electricity | Reciprocating Engine |  | 4.52 | 6.1 | 2.05 | Constellation | Bio Energy Partners | WM Renewable Energy, LLC | Caterpillar, Inc. | 0.2287 | 0.0218
1002391 | 1266 | Lanchester LF | PA | Lancaster | Chester County Solid Waste Authority, PA | 1341 | Operational | 2004-12-15 | Direct | Direct Thermal |  |  |  | 5.472 | Dart Corporation; Advanced Food Products; L&S Sweeteners | Granger Energy | EDL Energy |  | 0.5366 | 0.0473
1002391 | 1266 | Lanchester LF | PA | Lancaster | Chester County Solid Waste Authority, PA | 180969 | Operational | 2006-06-01 | Electricity | Reciprocating Engine |  | 3.2 | 3.2 | 1.58 | EDL Energy; PPL Corporation | Granger Energy | EDL Energy | Caterpillar, Inc. | 0.162 | 0.0154
1007586 | 1286 | Laurel Highlands LF | PA | Cambria | WM | 1357 | Operational | 2006-07-01 | Renewable Natural Gas | Vehicle Fuel | Pipeline Injection |  | 0 | 0.995 | Peoples Natural Gas | Air Liquide Biogas; Leaf Clean Energy | Montauk Renewables | Air Liquide Biogas | 0.0976 | 0.0079
1004218 | 1275 | Lycoming County Landfill | PA | Lycoming | Lycoming County Resource Management Services, PA | 180777 | Operational | 2012-10-01 | Electricity | Cogeneration |  | 4.91 | 6.4 | 2.73 | Federal Bureau of Prisons; Lycoming County Resource Management Services, PA; PPL Corporation | PPL Corporation | Energy Power Partners | Caterpillar, Inc. | 0.2485 | 0.0237
1004218 | 1275 | Lycoming County Landfill | PA | Lycoming | Lycoming County Resource Management Services, PA | 180916 | Operational | 2003-01-01 | Direct | Boiler |  |  | 0 | 0.003 | Lycoming County Resource Management Services, PA | Lycoming County Resource Management Services, PA | Lycoming County Resource Management Services, PA |  | 0.0003 | 0
1007585 | 1280 | Monroeville LF | PA | Allegheny | WM | 1355 | Operational | 2004-10-29 | Renewable Natural Gas | Vehicle Fuel | Pipeline Injection |  | 0 | 2.67 | Peoples Natural Gas | Montauk Renewables | Montauk Renewables | LoCI Controls, Inc. | 0.2618 | 0.0211
1004164 | 1297 | Mostoller Landfill, Inc. | PA | Somerset | WM | 1372 | Operational | 2012-01-01 | Electricity | Reciprocating Engine |  | 1.12 | 3.2 | 0.53 | PenElec; Pennsylvania Department of Corrections | Mostoller Landfill, Incorporated |  | Caterpillar, Inc. | 0.0567 | 0.0054
1007935 | 1259 | Mountain View Reclamation Landfill | PA | Franklin | WM | 1334 | Operational | 2003-06-30 | Electricity | Reciprocating Engine |  | 3.28 | 16.8 | 1.794 | PJM Interconnection, LLC | INGENCO | Archaea Energy, LLC |  | 0.166 | 0.0158
1007616 | 1257 | Pine Grove Landfill Inc. | PA | Schuylkill | WM | 1332 | Operational | 2008-03-01 | Electricity | Cogeneration |  |  | 6.3 |  | Guilford Technical Textiles; PJM Interconnection, LLC | INGENCO | Archaea Energy, LLC |  | 0 | 0
1007616 | 1257 | Pine Grove Landfill Inc. | PA | Schuylkill | WM | 180903 | Operational | 2008-03-01 | Direct | Direct Thermal |  |  | 0 | 0.77 | Guilford Technical Textiles | INGENCO | Archaea Energy, LLC |  | 0.0755 | 0.0067
1011037 | 1263 | Pioneer Crossing LF | PA | Berks | J.P. Mascaro & Sons | 167019 | Operational | 2008-10-06 | Electricity | Reciprocating Engine |  | 5.4 | 8 | 2.9 | Constellation | Access Energy, LLC; Green Gas Americas, Inc. | Fortistar Methane Group |  | 0.2732 | 0.0261
1009925 | 1250 | SECCRA Community Landfill | PA | Chester | Southeastern Chester County Refuse Authority (SECCRA), PA | 1325 | Operational | 2007-01-15 | Electricity | Reciprocating Engine |  | 0.72 | 2.47 | 0.296 | PJM Interconnection, LLC | Southeastern Chester County Refuse Authority (SECCRA), PA | Southeastern Chester County Refuse Authority (SECCRA), PA | Caterpillar, Inc. | 0.0365 | 0.0035
1002035 | 1298 | Seneca Landfill Inc. | PA | Butler | Seneca Landfill, Inc. | 180833 | Operational | 2011-02-01 | Renewable Natural Gas | Vehicle Fuel | Pipeline Injection |  | 0 | 2.6 | Peoples Natural Gas | Keystone Renewable Energy, LLC | Seneca Landfill, Inc. | Air Liquide Biogas | 0.2549 | 0.0205
1002035 | 1298 | Seneca Landfill Inc. | PA | Butler | Seneca Landfill, Inc. | 201432 | Operational | 2018-06-01 | Renewable Natural Gas | Vehicle Fuel | Local Use |  | 0 | 0.14 | Vogel Holding, Inc. | InsightFuel; Lego-V, LP | Lego-V, LP | Air Liquide Biogas; Cummins Power Generation; InsightFuel | 0.0137 | 0.0011
1007718; 1007686 | 1284; 1282 | Southern Alleghenies LF; Shade Landfill | PA | Somerset | Noble Environmental; WM | 180815 | Operational | 2007-09-01 | Renewable Natural Gas | Vehicle Fuel | Pipeline Injection |  | 0 | 1.447 | Peoples Natural Gas | Keystone Renewable Energy, LLC; Leaf Clean Energy | Montauk Renewables | Air Liquide Biogas | 0.1419 | 0.0114
1007634 | 1252 | Tullytown LF | PA | Bucks | WM | 201440 | Operational | 2013-03-01 | Electricity | Reciprocating Engine |  | 1.47 | 1.6 | 0.786 | PECO Energy Company | WM Renewable Energy, LLC | WM Renewable Energy, LLC | Caterpillar, Inc. | 0.0744 | 0.0071
1007692 | 1285 | Valley LF | PA | Westmoreland | WM | 1360 | Operational | 2004-02-27 | Renewable Natural Gas | Vehicle Fuel | Pipeline Injection |  | 0 | 1.87 | Equitrans Midstream Corporation | Montauk Renewables | Montauk Renewables | Loci Controls, Inc. | 0.1833 | 0.0148
1007960 | 1274 | Wayne Township LF | PA | Clinton | Clinton County Solid Waste Authority, PA | 200732 | Operational | 2023-04-01 | Renewable Natural Gas | Vehicle Fuel | Pipeline Injection |  | 0 |  |  | Terreva Renewables | Terreva Renewables |  | 0 | 0
1000291 | 11721 | Westmoreland Waste SLF LLC | PA | Westmoreland | Noble Environmental | 181038 | Operational | 2020-05-11 | Renewable Natural Gas | Vehicle Fuel | Local Use |  | 0 | 1.553 | Noble Environmental | Noble Environmental | Noble Environmental | Air Liquide Biogas | 0.1523 | 0.0123
1005158 | 2341 | Arecibo Landfill | PR | Arecibo | Municipality of Arecibo | 180444 | Operational | 2014-05-30 | Electricity | Reciprocating Engine |  | 0.075 | 0.075 | 0.02 | Landfill Gas Technologies, LLC | Green Fuels Corp.; Landfill Gas Technologies, LLC | Landfill Gas Technologies, LLC |  | 0.0038 | 0.0004
1007084 | 1931 | Fajardo Municipal Landfill | PR | Fajardo | Municipality of Fajardo, PR | 167002 | Operational | 2016-10-01 | Electricity | Reciprocating Engine |  | 1.18 | 2.4 | 0.658 | Electric Energy Authority (AEE) / Puerto Rico Electric Power Authority (PREPA) | Landfill Gas Technologies, LLC | Landfill Gas Technologies, LLC | Caterpillar, Inc. | 0.0597 | 0.0057
1005166 | 1935 | Toa Baja LF | PR | Toa Baja | Municipality of Toa Baja, PR | 167006 | Operational | 2017-07-21 | Electricity | Reciprocating Engine |  | 2.4 | 2.4 | 1.224 | Electric Energy Authority (AEE) / Puerto Rico Electric Power Authority (PREPA) | Green Fuels Corp.; Landfill Gas Technologies, LLC | Landfill Gas Technologies, LLC | Caterpillar, Inc. | 0.1214 | 0.0116
1006283 | 1845 | Central LF | RI | Providence | Rhode Island Resource Recovery Corporation | 166424 | Operational | 1990-01-01 | Electricity | Reciprocating Engine |  |  | 6.4 |  | ISO - New England | Rhode Island Resource Recovery Corporation; Ridgewood Renewable Power LLC | Broadrock Renewables LLC | Caterpillar, Inc. | 0 | 0
1006283 | 1845 | Central LF | RI | Providence | Rhode Island Resource Recovery Corporation | 180983 | Operational | 2013-03-31 | Electricity | Combined Cycle |  | 18.46 | 35.7 | 11.729 | National Grid | Macquarie Infrastructure Partners II |  |  | 0.9341 | 0.0891
| 1846 | Cranston Sanitary Landfill | RI | Providence | A. Capuano Brothers, Inc. | 166425 | Operational | 1996-01-01 | Electricity | Reciprocating Engine |  | 0.5 |  |  |  | Highland Power Co. |  |  | 0.0253 | 0.0024
1002813 | 2051 | Anderson Regional Landfill | SC | Anderson | Waste Connections, Inc. | 167138 | Operational | 2008-10-01 | Electricity | Reciprocating Engine |  | 0.97 | 3.2 | 0.58 | Santee Cooper | Santee Cooper | Santee Cooper | Caterpillar, Inc. | 0.0491 | 0.0047
1003478 | 2109 | Berkeley County Subtitle D LF | SC | Berkeley | Berkeley County Water and Sanitation Authority, SC | 166977 | Operational | 2011-02-01 | Electricity | Reciprocating Engine |  | 0.3 | 1.6 | 0.25 | Santee Cooper | Berkeley County Water and Sanitation Authority, SC; Santee Cooper | Santee Cooper | Caterpillar, Inc. | 0.0152 | 0.0014
1004074 | 1848 | Enoree Landfill | SC | Greenville | Greenville County, SC | 166427 | Operational | 2008-08-08 | Electricity | Reciprocating Engine |  | 0.88 | 1.6 | 0.56 | Duke Energy | Greenville Gas Producers, LLC | Greenville Gas Producers, LLC | Blanchard Caterpillar; Caterpillar, Inc.; Perennial Energy, Inc. | 0.0445 | 0.0042
1003394 | 1917 | Horry County SWA Landfill | SC | Horry | Horry County Solid Waste Authority, SC | 166972 | Operational | 2001-09-04 | Electricity | Reciprocating Engine |  | 0.69 | 2.2 | 0.362 | Santee Cooper | Enerdyne Power Systems, Inc.; Santee Cooper; SCS Engineers | Santee Cooper | GE Energy - Jenbacher Gas Engines | 0.0349 | 0.0033
| 1920 | Langley Landfill | SC | Aiken | Aiken County, SC | 166976 | Operational | 2007-01-01 | Direct | Direct Thermal |  |  |  | 1.296 | Kentucky Tennessee Clay Company |  |  |  | 0.1271 | 0.0112
1002557 | 2094 | Lee County LF, LLC | SC | Lee | Republic Services, Inc. | 180155 | Operational | 2005-03-01 | Electricity | Reciprocating Engine; Gas Turbine |  | 1.52 | 10.9 | 1.135 | Santee Cooper | Santee Cooper | Santee Cooper | GE Energy - Jenbacher Gas Engines; Nixon Energy Solutions; Solar Turbines Incorporated | 0.0769 | 0.0073
1007582 | 2000 | Oakridge Landfill Inc. | SC | Dorchester | WM | 167085 | Operational | 2018-05-03 | Direct | Leachate Evaporation |  |  | 0 | 0.96 | WM | WM | WM |  | 0.0941 | 0.0083
1007892 | 1928 | Palmetto Landfill | SC | Spartanburg | WM | 166993 | Operational | 2003-04-01 | Electricity | Cogeneration |  | 3.61 | 11 | 1.959 | BMW Manufacturing Co., LLC | BMW Manufacturing Co., LLC |  |  | 0.1827 | 0.0174
1007706 | 1854 | Richland County Landfill | SC | Richland | WM | 166434 | Operational | 2006-02-28 | Electricity | Gas Turbine; Reciprocating Engine |  | 2.01 | 8.7 | 1.26 | Santee Cooper | Santee Cooper |  | Solar Turbines Incorporated; Caterpillar, Inc. | 0.1017 | 0.0097
1007706 | 1854 | Richland County Landfill | SC | Richland | WM | 201467 | Operational | 2016-10-15 | Direct | Leachate Evaporation |  |  | 0 | 0.94 | WM | WM | WM | APTIM LFG Specialties | 0.0922 | 0.0081
1004041 | 11180 | Twin Chimneys Landfill | SC | Greenville | Greenville County, SC | 180966 | Operational | 2023-03-31 | Renewable Natural Gas | Vehicle Fuel | Pipeline Injection |  | 0 | 1.5 | Greenwood Commissioners of Public Works (CPW) | Enerdyne Power Systems, Inc. | Enerdyne Power Systems, Inc. |  | 0.1471 | 0.0118
1004485 | 2126 | Union County Regional MSW Landfill | SC | Union | Republic Services, Inc. | 180187 | Operational | 2015-04-01 | Electricity | Reciprocating Engine |  | 1.92 | 3.2 | 0.924 | Duke Energy | Lockhart Power Company |  |  | 0.0972 | 0.0093
1004251 | 1918 | Wellford LF | SC | Spartanburg | Spartanburg County Public Works Department, SC | 166973 | Operational | 2011-06-22 | Direct | Boiler |  |  |  | 0.72 | Milliken & Company | Spartanburg County Public Works Department, SC |  |  | 0.0706 | 0.0062
1004251 | 1918 | Wellford LF | SC | Spartanburg | Spartanburg County Public Works Department, SC | 180996 | Operational | 2011-05-31 | Electricity | Reciprocating Engine |  | 0.03 | 1.6 | 0.014 | Duke Energy | Lockhart Power Company |  | Caterpillar, Inc. | 0.0015 | 0.0001
1004676 | 2331 | Rapid City Landfill | SD | Pennington | City of Rapid City, SD | 180427 | Operational | 2014-01-01 | Direct | Boiler |  |  | 0 | 0.36 | City of Rapid City, SD |  |  |  | 0.0353 | 0.0031
1002656 | 2294 | Sioux Falls Regional Sanitary Landfill (SFRSL) | SD | Minnehaha | City of Sioux Falls, SD | 180387 | Operational | 2009-02-28 | Direct | Boiler |  |  | 0 | 0.6 | POET | City of Sioux Falls, SD; POET | City of Sioux Falls, SD | Unison Solutions, Inc. | 0.0588 | 0.0052
1005281 | 1332 | Bi-County LF | TN | Montgomery | Bi-County Solid Waste Management Systems, TN | 1408 | Operational | 2011-07-26 | Electricity | Reciprocating Engine |  | 1.3 | 2.952 |  | Tennessee Valley Authority (TVA) | Bi-County Gas Producers, LLC | ENERGYneering Solutions, Inc (ESI) | Caterpillar, Inc. | 0.0658 | 0.0063
1003356 | 1337 | Bradley County LF | TN | Bradley | Bradley County, TN | 1413 | Operational | 2023-11-30 | Renewable Natural Gas | Other | Pipeline Injection |  | 0 |  |  | Fidem Energy, LLC | Fidem Energy, LLC | Adsorption Research, Inc. | 0 | 0
1002649 | 1452 | Carter Valley Landfill | TN | Hawkins | Republic Services, Inc. | 1528 | Operational | 2009-04-01 | Renewable Natural Gas | Vehicle Fuel | Pipeline Injection |  | 0 |  | East Tennessee Natural Gas Company; General Gas Pipeline | Tennessee Renewable Group LLC | Tennessee Renewable Group LLC |  | 0 | 0
1002649 | 1452 | Carter Valley Landfill | TN | Hawkins | Republic Services, Inc. | 200975 | Operational | 2012-01-25 | Electricity | Reciprocating Engine |  | 0.5 | 0.99 | 0.432 | Holston Electric Cooperative, Inc.; Tennessee Valley Authority (TVA) | Tennessee Renewable Group LLC | Tennessee Renewable Group LLC | Caterpillar, Inc. | 0.0253 | 0.0024
1003227 | 1388 | Iris Glen Environmental Center | TN | Washington | City of Johnson City, TN | 201477 | Operational | 2011-11-02 | Electricity | Reciprocating Engine |  |  | 0.92 | 0.321 | Tennessee Valley Authority (TVA) | Energy Systems Group, LLC |  | Caterpillar, Inc. | 0.0292 | 0.0028
1003269 | 1411 | Meadow Branch Landfill | TN | McMinn | Waste Connections, Inc. | 1487 | Operational | 2011-09-28 | Renewable Natural Gas | Vehicle Fuel | Pipeline Injection |  | 0 | 2.64 | Enbridge Inc. | Renewco LLC | Southern Company Gas | Air Liquide Biogas; PowerSecure Inc. | 0.2588 | 0.0208
1003269 | 1411 | Meadow Branch Landfill | TN | McMinn | Waste Connections, Inc. | 201743 | Operational | 2022-01-01 | Direct | Leachate Evaporation |  |  | 0 | 0.227 | Waste Connections, Inc. |  |  |  | 0.0223 | 0.002
1006303 | 1327 | North Shelby Landfill | TN | Shelby | Republic Services, Inc. | 1403 | Operational | 2014-09-30 | Renewable Natural Gas | Vehicle Fuel | Pipeline Injection |  | 0 | 1.8 | Memphis Light, Gas and Water (MLGW) | Clean Energy Renewables | Archaea Energy, LLC |  | 0.1765 | 0.0142
1002466 | 1330 | South Shelby Landfill | TN | Shelby | Republic Services, Inc. | 201007 | Operational | 2020-08-18 | Renewable Natural Gas | Vehicle Fuel | Pipeline Injection |  | 0 | 6.46 | BP Products North America | Aria Energy, LLC | Archaea Energy, LLC |  | 0.6334 | 0.051
1003207 | 11682 | Volunteer Regional Landfill | TN | Scott | Waste Connections, Inc. | 181036 | Operational | 2021-10-08 | Direct | Leachate Evaporation |  |  | 0 | 0.492 |  |  |  |  | 0.0482 | 0.0043
1007889 | 1387 | West Camden Sanitary Landfill | TN | Benton | WM | 1463 | Operational | 2012-12-31 | Electricity | Reciprocating Engine |  | 4.23 | 4.8 | 1.96 | Tennessee Valley Authority (TVA) | WM Renewable Energy, LLC | WM Renewable Energy, LLC | Caterpillar, Inc. | 0.214 | 0.0204
1002645 | 1467 | Arlington LF | TX | Tarrant | City of Arlington, TX | 201244 | Operational | 2019-12-01 | Renewable Natural Gas | Vehicle Fuel | Pipeline Injection |  | 0 | 3.57 |  |  | Kinder Morgan | Air Liquide Biogas; Loci Controls, Inc. | 0.35 | 0.0282
1007800 | 1479 | Atascocita RDF | TX | Harris | WM | 200969 | Operational | 2018-05-02 | Renewable Natural Gas | Vehicle Fuel | Pipeline Injection |  | 0 | 7.879 | Houston Pipe Line Company LP | Montauk Renewables | Montauk Renewables | Air Liquide Biogas | 0.7725 | 0.0622
1007894 | 1464 | Austin Community RDF | TX | Travis | WM | 180432 | Operational | 2007-09-01 | Electricity | Reciprocating Engine |  | 3.42 | 4.8 | 1.84 | Electric Reliability Council of Texas [ERCOT] | WM Renewable Energy, LLC |  | Caterpillar, Inc. | 0.1731 | 0.0165
1005891 | 1812 | Blue Ridge LF | TX | Fort Bend | Republic Services, Inc. | 201010 | Operational | 2018-11-30 | Renewable Natural Gas | Vehicle Fuel | Pipeline Injection |  | 0 | 13.26 | Anew Climate, LLC; L'Oreal USA | Morrow Energy | Morrow Energy |  | 1.3001 | 0.1046
1004491 | 11761 | C.M. Hinton Jr Regional Landfill | TX | Dallas | City of Garland, TX | 181043 | Operational | 2021-08-11 | Renewable Natural Gas | Vehicle Fuel | Pipeline Injection |  | 0 | 4.17 | Atmos Pipeline-Texas; Clean Energy Renewables | Morrow Renewables, LLC | Morrow Renewables, LLC | Houston Service Industries | 0.4089 | 0.0329
1007780 | 1480 | Camelot Landfill | TX | Denton | City of Farmers Branch, TX | 1557 | Operational | 2011-02-01 | Electricity | Reciprocating Engine |  | 2.66 | 3.2 | 1.4 | CoServ Electric | WM Renewable Energy, LLC |  | Caterpillar, Inc.; Houston Service Industries | 0.1346 | 0.0128
1007276 | 11822 | City of Edinburg Landfill | TX | Hidalgo | City of Edinburg, TX | 181051 | Operational | 2016-05-03 | Renewable Natural Gas | Vehicle Fuel | Pipeline Injection |  | 0 | 3.04 | Clean Energy Renewables | Morrow Renewables, LLC | Morrow Renewables, LLC |  | 0.2981 | 0.024
1007802 | 1816 | City of Victoria Landfill | TX | Victoria | City of Victoria, TX | 101879 | Operational | 2014-03-27 | Direct | Direct Thermal |  |  | 0 | 1.44 | INEOS Nitriles | Renovar Energy Corp. | Kinder Morgan |  | 0.1412 | 0.0124
1003646 | 1808 | Coastal Plains RDF | TX | Galveston | WM | 201451 | Operational | 2020-09-30 | Renewable Natural Gas | Vehicle Fuel | Pipeline Injection |  | 0 | 0.879 |  | Montauk Renewables | Montauk Renewables | BIOFerm Energy Systems | 0.0862 | 0.0069
1003439 | 1509 | Covel Gardens RDF | TX | Bexar | WM | 1586 | Operational | 2005-12-20 | Electricity | Reciprocating Engine |  | 4.25 | 9.6 | 2.67 | CPS Energy | EDL Energy |  | Caterpillar, Inc. | 0.2151 | 0.0205
1005834 | 1461 | DFW Recycling & Disposal Facility | TX | Denton | WM | 201448 | Operational | 2024-05-23 | Renewable Natural Gas | Vehicle Fuel | Pipeline Injection |  | 0 | [5 empty] | 0 | 0
1002321 | 12101 | Fort Bend Regional Landfill | TX | Fort Bend | GFL Environmental USA Inc. | 181097 | Operational | 2013-06-02 | Renewable Natural Gas | Vehicle Fuel | Pipeline Injection |  | 0 | 3.04 | GHI Energy | Enerdyne Power Systems, Inc.; Morrow Renewables, LLC | DTE Vantage |  | 0.2981 | 0.024
1005894 | 1810 | Galveston County LF | TX | Galveston | Republic Services, Inc. | 101869 | Operational | 2019-10-02 | Renewable Natural Gas | Vehicle Fuel | Pipeline Injection |  | 0 | 2.15 | OPAL Fuels Inc. | Montauk Renewables | Montauk Renewables | BIOFerm Energy Systems | 0.2108 | 0.017
1005895 | 1503 | Greenwood Farms Landfill | TX | Smith | City of Tyler, TX | 1580 | Operational | 2009-04-22 | Renewable Natural Gas | Vehicle Fuel | Pipeline Injection |  | 0 | 1.93 | Anew Climate, LLC; Gulf South Pipeline; L'Oreal USA | Morrow Renewables, LLC | Morrow Renewables, LLC | Fluid Components International (FCI) | 0.1892 | 0.0152
1002081; 1002085 | 1469; 11862 | J.C. Elliott LF; Cefe Valenzuela Landfill | TX | Nueces | City of Corpus Christi, TX | 181057 | Operational | 2024-04-10 | Renewable Natural Gas | Other | Pipeline Injection |  | 0 | 1.7 |  | Morrow Energy | Morrow Energy |  | 0.1667 | 0.0147
1006899 | 1465 | McCarty Road LF | TX | Harris | Republic Services, Inc. | 1542 | Operational | 1986-03-01 | Renewable Natural Gas | Vehicle Fuel | Pipeline Injection |  | 0 | 5.127 | CenterPoint Energy | Montauk Renewables | Montauk Renewables |  | 0.5027 | 0.0405
1006899 | 1465 | McCarty Road LF | TX | Harris | Republic Services, Inc. | 201447 | Operational | 2021-05-31 | Renewable Natural Gas | Vehicle Fuel | Pipeline Injection |  | 0 | 3.383 | U.S. Energy | Ameresco, Inc. |  | DMT Clear Gas Solutions LLC | 0.3317 | 0.0267
1006817 | 1459 | McCommas Bluff Landfill | TX | Dallas | City of Dallas, TX | 1535 | Operational | 2000-01-01 | Renewable Natural Gas | Vehicle Fuel | Pipeline Injection |  | 0 | 11.3 | Sacramento Municipal Utility District (SMUD); Shell Energy North America | Cambrian Energy; Clean Energy Renewables | Energy Power Partners | AirScience; Loci Controls, Inc. | 1.1079 | 0.0892
1007893 | 1807 | Mesquite Creek LF | TX | Comal | WM | 101866 | Operational | 2010-12-31 | Electricity | Reciprocating Engine |  | 2.36 | 3.2 | 1.3 | New Braunfels Municipal Utility | WM Renewable Energy, LLC | WM Renewable Energy, LLC | Caterpillar, Inc. | 0.1194 | 0.0114
1011256 | 2285 | Nelson Gardens LF | TX | Bexar | City of San Antonio, TX | 180352 | Operational | 2014-04-01 | Electricity | Reciprocating Engine |  | 1.15 | 4.24 | 0.795 | CPS Energy | Greenfield Energy, LLC | Nelson Gardens Energy, LLC | GE Energy - Jenbacher Gas Engines | 0.0582 | 0.0056
1004377 | 12201 | NTMWD 121 Regional Disposal Facility | TX | Collin | North Texas Municipal Water District, TX | 181123 | Operational | 2017-12-15 | Renewable Natural Gas | Vehicle Fuel | Pipeline Injection |  | 0 | 8.32 | Atmos Pipeline-Texas; Clean Energy Renewables | Morrow Renewables, LLC | Morrow Renewables, LLC |  | 0.8158 | 0.0656
1006227 | 1472 | Pine Hill Landfill | TX | Gregg | Four-S Oil Company | 1549 | Operational | 2017-07-20 | Renewable Natural Gas | Vehicle Fuel | Pipeline Injection |  | 0 | 1.64 | Clean Energy Renewables; Gulf South Pipeline | Morrow Renewables, LLC | Morrow Renewables, LLC |  | 0.1608 | 0.0129
1003281 | 1497 | Seabreeze Environmental Landfill | TX | Brazoria | Waste Connections Inc. - Central Region | 1574 | Operational | 2018-03-31 | Renewable Natural Gas | Industrial | Pipeline Injection |  | 0 | 1.34 | OCI NV | DTE Vantage | DTE Vantage |  | 0.1314 | 0.0116
1007895 | 1505 | Security Recycling and Disposal LF | TX | Montgomery | WM | 1582 | Operational | 2003-05-01 | Electricity | Reciprocating Engine |  | 0.01 | 3.33 | 0.006 | Entergy |  | Montauk Renewables | GE Energy - Jenbacher Gas Engines | 0.0005 | 0
1007852 | 1456 | Skyline LF | TX | Dallas | WM | 201444 | Operational | 2020-02-01 | Renewable Natural Gas | Vehicle Fuel | Pipeline Injection |  | 0 | 6.98 | Atmos Energy Corporation | WM Renewable Energy, LLC | WM Renewable Energy, LLC |  | 0.6844 | 0.0551
1002471 | 1820 | Tessman Road Landfill | TX | Bexar | Republic Services, Inc. | 201450 | Operational | 2021-12-31 | Renewable Natural Gas | Vehicle Fuel | Pipeline Injection |  | 0 | 5.86 | CPS Energy; VIA Metropolitan Transit Authority | EDL Energy |  |  | 0.5746 | 0.0462
1006465 | 1485 | Turkey Creek Landfill | TX | Johnson | Waste Connections, Inc. | 1562 | Operational | 2011-09-01 | Renewable Natural Gas | Vehicle Fuel | Pipeline Injection |  | 0 | 3.34 | Anew Climate, LLC; EagleRidge Midstream, LLC | Morrow Renewables, LLC | Morrow Renewables, LLC | Houston Service Industries | 0.3275 | 0.0263
1011032 | 20763 | Twin Oaks Landfill | TX | Grimes | Brazos Valley SWMA, TX | 200990 | Operational | 2022-12-28 | Renewable Natural Gas | Vehicle Fuel | Pipeline Injection |  | 0 | 0.046 | Anew Climate, LLC | Morrow Energy | Morrow Energy |  | 0.0045 | 0.0004
1007840 | 1519 | Westside RDF | TX | Tarrant | WM | 1596 | Operational | 2010-03-15 | Electricity | Reciprocating Engine |  | 1.82 | 4.8 | 0.96 | Electric Reliability Council of Texas [ERCOT] | WM Renewable Energy, LLC |  | Caterpillar, Inc. | 0.0921 | 0.0088
1007282 | 1541 | Davis County Landfill | UT | Davis | Wasatch Integrated Waste Management District, UT | 1618 | Operational | 2005-01-13 | Electricity | Reciprocating Engine |  | 2.25 | 2.37 | 1.45 | Hill Air Force Base | Ameresco, Inc. |  | Caterpillar, Inc.; GE Energy - Jenbacher Gas Engines | 0.1138 | 0.0109
1007282 | 1541 | Davis County Landfill | UT | Davis | Wasatch Integrated Waste Management District, UT | 201732 | Operational | 2023-01-01 | Electricity | Reciprocating Engine |  | 1.3 | 1.6 | 0.864 | Nodal Power | Nodal Power | Nodal Power | Caterpillar, Inc. | 0.0658 | 0.0063
1003471 | 1542 | Salt Lake Valley LF | UT | Salt Lake | Salt Lake City, UT; Salt Lake County, UT | 1619 | Operational | 2006-06-30 | Electricity | Reciprocating Engine |  | 2.93 | 3.2 | 1.518 | Murray City Power | Aria Energy, LLC; DTE Vantage | DTE Vantage; Energy Power Partners |  | 0.1483 | 0.0141
1003864 | 1543 | Trans-Jordan LF | UT | Salt Lake | Trans-Jordan Cities, UT | 1620 | Operational | 2009-04-01 | Electricity | Reciprocating Engine |  | 4.43 | 4.8 | 2.25 | Murray City Power | Granger Energy | EDL Energy | Caterpillar, Inc. | 0.2242 | 0.0214
1011009 | 1567 | Weber County LF | UT | Weber | Weber County, UT | 201736 | Operational | 2023-09-30 | Electricity | Stirling Cycle Engine |  | 0.006 | 0.006 | 0.007 |  |  |  | Qnergy | 0.0003 | 0
1003826 | 1595 | Atlantic Waste Disposal Inc. | VA | Sussex | WM | 200973 | Operational | 2021-12-31 | Direct | Leachate Evaporation |  |  | 0 | 2.88 | WM | WM | WM |  | 0.2824 | 0.0249
1007689 | 1584 | Bethel LF | VA | Hampton city | WM | 180857 | Operational | 2008-04-18 | Electricity | Reciprocating Engine |  | 4.45 | 4.8 | 2.44 | Constellation | WM Renewable Energy, LLC |  | Caterpillar, Inc. | 0.2252 | 0.0215
1004848 | 10081 | Bristol Integrated Solid Waste Management Facility | VA | Bristol city | City of Bristol, VA | 180819 | Operational | 2015-12-18 | Electricity | Reciprocating Engine |  | 0.65 | 3.6 | 0.488 | Tennessee Valley Authority (TVA) | INGENCO | Archaea Energy, LLC |  | 0.0329 | 0.0031
1007680 | 2333 | Brunswick Waste Management Facility | VA | Brunswick | Republic Services, Inc. | 180429 | Operational | 2007-12-06 | Electricity | Reciprocating Engine |  | 5.12 | 10.5 | 2.531 | PJM Interconnection, LLC | INGENCO | Archaea Energy, LLC |  | 0.2591 | 0.0247
1007583 | 1575 | Charles City County SLF | VA | Charles City | WM | 180276 | Operational | 2004-03-01 | Electricity | Reciprocating Engine |  | 6.83 | 16.8 | 3.772 | PJM Interconnection, LLC | INGENCO | Archaea Energy, LLC |  | 0.3456 | 0.033
1007583 | 1575 | Charles City County SLF | VA | Charles City | WM | 201542 | Operational | 2022-12-31 | Direct | Leachate Evaporation |  |  | 0 | 0.07 |  | Archaea Energy, LLC | Archaea Energy, LLC | Heartland Water Technology, Inc | 0.0069 | 0.0006
1004247 | 1583 | Frederick County Regional Landfill | VA | Frederick | County of Frederick, VA | 1660 | Operational | 2002-01-01 | Direct | Direct Thermal |  |  | 0 | 0.022 | Frederick County SLF | County of Frederick, VA | County of Frederick, VA |  | 0.0022 | 0.0002
1004247 | 1583 | Frederick County Regional Landfill | VA | Frederick | County of Frederick, VA | 181061 | Operational | 2010-11-04 | Electricity | Reciprocating Engine |  | 0.95 | 2.1 | 0.457 | PJM Interconnection, LLC | County of Frederick, VA | County of Frederick, VA | GE Energy - Jenbacher Gas Engines; Perennial Energy, Inc. | 0.0481 | 0.0046
| 10940 | Hanover 301 LF | VA | Hanover | Hanover County, VA | 180940 | Operational | 2008-06-15 | Direct | Direct Thermal |  |  |  | 0.015 | Hanover County, VA | Hanover County, VA |  |  | 0.0015 | 0.0001
1006057 | 12102 | I-66 Landfill | VA | Fairfax | County of Fairfax, VA | 181098 | Operational | 2009-01-01 | Direct | Direct Thermal |  |  | 0 | 0.024 | County of Fairfax, VA | County of Fairfax, VA | County of Fairfax, VA |  | 0.0024 | 0.0002
1002110 | 1580 | I-95 Landfill | VA | Fairfax | County of Fairfax, VA | 1657 | Operational | 1991-01-01 | Electricity | Reciprocating Engine |  | 2.77 | 3.2 | 1.74 | Dominion Energy Virginia | Aria Energy, LLC | Energy Power Partners | Caterpillar, Inc. | 0.1402 | 0.0134
1002110 | 1580 | I-95 Landfill | VA | Fairfax | County of Fairfax, VA | 166989 | Operational | 1997-05-01 | Direct | Direct Thermal |  |  | 0 | 0.1 | Noman Cole Jr. Pollution Control Plant | Aria Energy, LLC | Energy Power Partners |  | 0.0098 | 0.0009
1006300 | 2444 | King and Queen Landfill | VA | King and Queen | King and Queen County, VA | 180812 | Operational | 2007-12-07 | Electricity | Reciprocating Engine |  | 7.07 | 10 | 3.26 | PJM Interconnection, LLC | INGENCO | Archaea Energy, LLC | Fluid Components International (FCI) | 0.3578 | 0.0341
1007674 | 2071 | King George Landfill Inc. | VA | King George | King George County, VA | 180122 | Operational | 2010-05-01 | Electricity | Gas Turbine; Cogeneration |  | 10.8 | 12.4 | 7.42 | Constellation; King George County, VA | WM Renewable Energy, LLC |  | Solar Turbines Incorporated; Cameron Compression Systems; Heartland Water Technology, Inc | 0.5465 | 0.0521
1007610 | 1571 | Maplewood Recycling & Waste Disposal | VA | Amelia | WM | 1648 | Operational | 2001-08-28 | Electricity | Reciprocating Engine |  | 2.19 | 12.6 | 1.23 | PJM Interconnection, LLC | INGENCO | Archaea Energy, LLC |  | 0.1108 | 0.0106
1007610 | 1571 | Maplewood Recycling & Waste Disposal | VA | Amelia | WM | 201557 | Operational | 2022-01-01 | Direct | Leachate Evaporation |  |  | 0 | 0.78 |  | WM | WM |  | 0.0765 | 0.0067
1004565 | 1588 | Martinsville SLF | VA | Henry | City of Martinsville, VA | 1667 | Operational | 2012-02-29 | Electricity | Reciprocating Engine |  | 0.44 | 1.06 | 0.2 | City of Martinsville, VA | Dominion Energy, Inc. |  | GE Energy - Jenbacher Gas Engines | 0.0223 | 0.0021
1007635 | 2072 | Middle Peninsula Landfill | VA | Gloucester | WM | 180123 | Operational | 2009-09-01 | Electricity | Reciprocating Engine |  | 5.79 | 6.4 | 3.02 | Constellation | WM Renewable Energy, LLC |  | Caterpillar, Inc. | 0.293 | 0.0279
1007635 | 2072 | Middle Peninsula Landfill | VA | Gloucester | WM | 201558 | Operational | 2023-12-31 | Direct | Leachate Evaporation |  |  | 0 | 0.2 |  | WM | WM |  | 0.0196 | 0.0017
1007662 | 2133 | New River Resource Authority SWMF | VA | Pulaski | New River Resource Authority (NRRA), VA | 180197 | Operational | 2015-01-31 | Electricity | Reciprocating Engine |  | 2 | 5.4 | 0.99 | PJM Interconnection, LLC | INGENCO | Archaea Energy, LLC | Perennial Energy, Inc. | 0.1012 | 0.0097
1005783 | 1589 | Newport News City Landfill No. 2 | VA | Newport News city | City of Newport News, VA | 1668 | Operational | 2013-06-30 | Direct | Boiler |  |  |  | 0.34 | Denbigh Community Center; Mary Passage Middle School |  |  |  | 0.0333 | 0.0029
1006252 | 2075 | Old Dominion LF | VA | Henrico | Republic Services, Inc. | 180130 | Operational | 2012-01-04 | Electricity | Reciprocating Engine |  | 0.28 | 6.4 | 0.185 | Old Dominion Electric Cooperative | Fortistar Methane Group |  | Caterpillar, Inc. | 0.0142 | 0.0014
1004707 | 1592 | Prince William County Sanitary Landfill | VA | Prince William | Prince William County, Department of Public Works, VA | 201704 | Operational | 2024-06-30 | Renewable Natural Gas | Other | Pipeline Injection |  | 0 | 6.02 | Washington Gas | NEO Corporation; OPAL Fuels Inc. | OPAL Fuels Inc. |  | 0.5902 | 0.052
1007088 | 1576 | Shoosmith SLF | VA | Chesterfield | Shoosmith Brothers | 1653 | Operational | 2004-06-25 | Electricity | Reciprocating Engine |  | 5.9 | 16 | 3.161 | PJM Interconnection, LLC | INGENCO | INGENCO |  | 0.2985 | 0.0285
1007088 | 1576 | Shoosmith SLF | VA | Chesterfield | Shoosmith Brothers | 201719 | Operational | 2023-09-30 | Renewable Natural Gas | Vehicle Fuel | Pipeline Injection |  | 0 |  |  | Morrow Energy | Morrow Energy |  | 0 | 0
1006071 | 1601 | Springfield Road LF | VA | Henrico | Henrico County, VA | 1680 | Operational | 2010-09-30 | Electricity | Reciprocating Engine |  | 0.84 | 4 | 0.457 | PJM Interconnection, LLC | INGENCO | Archaea Energy, LLC |  | 0.0425 | 0.0041
1014304 | 1597 | SPSA Regional LF | VA | Suffolk city | Southeastern Public Service Authority, VA | 167139 | Operational | 2001-08-01 | Direct | Boiler |  |  | 0 | 0.5 | Solenis | Biogas Energy Solutions, LLC | Mas Energy, LLC |  | 0.049 | 0.0043
1014304 | 1597 | SPSA Regional LF | VA | Suffolk city | Southeastern Public Service Authority, VA | 201697 | Operational | 2023-08-31 | Renewable Natural Gas | Vehicle Fuel | Pipeline Injection |  | 0 |  |  | Terreva Renewables | Terreva Renewables |  | 0 | 0
1007096 | 1594 | Stafford County LF | VA | Stafford | Rappahannock Regional Solid Waste Management Board, VA | 1673 | Operational | 2009-06-01 | Electricity | Reciprocating Engine |  | 0.43 | 2.14 | 0.233 | Constellation | Ameresco, Inc. |  | GE Energy - Jenbacher Gas Engines; Northeast Energy Systems | 0.0218 | 0.0021
1006561 | 1596 | Virginia Beach Landfill No. 2 | VA | Virginia Beach city | City of Virginia Beach, VA | 1675 | Operational | 2001-11-23 | Electricity | Reciprocating Engine |  | 0.27 | 10.8 | 0.287 | PJM Interconnection, LLC | INGENCO | Archaea Energy, LLC |  | 0.0137 | 0.0013
1004320 | 2042 | Moretown Landfill Inc. | VT | Washington | WM | 167127 | Operational | 2008-12-01 | Electricity | Reciprocating Engine |  | 1.32 | 1.6 | 0.73 | Green Mountain Power Corporation |  | Energy Power Partners | Caterpillar, Inc. | 0.0668 | 0.0064
1005261 | 2041 | NEWSVT Landfill | VT | Orleans | Casella Waste Systems, Inc. | 167126 | Operational | 2005-06-24 | Electricity | Reciprocating Engine |  | 5.7 | 8 | 2.7 | Washington Electric Cooperative | Washington Electric Cooperative | Washington Electric Cooperative | Caterpillar, Inc.; Milton Cat | 0.2885 | 0.0275
| 1607 | Centralia LF | WA | Lewis | Lewis County Public Services | 1686 | Operational | 2001-01-01 | Direct | Leachate Evaporation |  |  |  | 0.077 | Centralia LF |  |  |  | 0.0075 | 0.0007
1004679 | 11040 | Land Recovery Landfill | WA | Pierce | Waste Connections, Inc. | 180950 | Operational | 2014-01-01 | Electricity | Reciprocating Engine |  | 3.68 | 4.8 | 2.07 | Puget Sound Energy | Biofuels Washington, LLC | Archaea Energy, LLC | Caterpillar, Inc. | 0.1862 | 0.0178
1003676 | 1625 | Roosevelt Regional MSW Landfill | WA | Klickitat | Republic Services, Inc. | 200994 | Operational | 2018-11-01 | Renewable Natural Gas | Vehicle Fuel | Pipeline Injection |  | 0 | 8.54 | BP Products North America; Port of Seattle; Puget Sound Energy | Public Utility District No. 1 of Klickitat County | Public Utility District No. 1 of Klickitat County |  | 0.8373 | 0.0674
1001845 | 1702 | Cranberry Creek Landfill LLC | WI | Wood | WM | 1782 | Operational | 2005-10-15 | Direct | Boiler |  |  | 0 | 1.22 | Ocean Spray Cranberries, Inc. |  |  | Unison Solutions, Inc. | 0.1196 | 0.0105
| 1709 | Dane County LF #1-Verona | WI | Dane | Dane County Waste & Renewables, WI | 1789 | Operational | 1995-01-01 | Electricity | Reciprocating Engine |  | 0.06 |  | 0.175 | Alliant Energy | Dane County Waste & Renewables, WI |  | Caterpillar, Inc. | 0.003 | 0.0003
1006096 | 1660 | Dane County LF #2-Rodefeld | WI | Dane | Dane County Waste & Renewables, WI | 181070 | Operational | 2011-03-18 | Renewable Natural Gas | Vehicle Fuel | Local Use |  | 0 | 0.07 | Dane County Waste & Renewables, WI | Dane County Waste & Renewables, WI |  | ANGI Energy Systems; Tetra Tech SWE; Unison Solutions, Inc. | 0.0068 | 0.0005
1006096 | 1660 | Dane County LF #2-Rodefeld | WI | Dane | Dane County Waste & Renewables, WI | 200991 | Operational | 2019-04-23 | Renewable Natural Gas | Vehicle Fuel | Pipeline Injection |  | 0 | 2.16 | ANR Pipeline Company; Kwik Trip | BIOFerm Energy Systems | Dane County Waste & Renewables, WI | BIOFerm Energy Systems; Carbotech; Loci Controls, Inc. | 0.2118 | 0.017
1007212 | 1712 | Emerald Park Landfill LLC | WI | Waukesha | GFL Environmental USA Inc. | 1792 | Operational | 2013-12-31 | Electricity | Cogeneration |  | 3.11 | 9.2 | 0.753 | Milwaukee Metropolitan Sewerage District, WI | Milwaukee Metropolitan Sewerage District, WI |  | Solar Turbines Incorporated; Unison Solutions, Inc. | 0.1574 | 0.015
1007195 | 1667 | Glacier Ridge Landfill LLC | WI | Dodge | GFL Environmental USA Inc. | 180388 | Operational | 2004-05-01 | Electricity | Microturbine |  | 0.3 | 0.3 | 0.187 | Alliant Energy |  |  | Capstone Turbine Corporation | 0.0152 | 0.0014
1007195 | 1667 | Glacier Ridge Landfill LLC | WI | Dodge | GFL Environmental USA Inc. | 201443 | Operational | 2020-10-31 | Renewable Natural Gas | Vehicle Fuel | Pipeline Injection |  | 0 | 2.46 | Guardian Pipeline | Air Liquide Biogas | Air Liquide Biogas | Air Liquide Biogas | 0.2412 | 0.0194
1004328 | 1697 | Janesville City/Rock County Landfill | WI | Rock | City of Janesville, WI | 1777 | Operational | 2004-11-01 | Electricity | Reciprocating Engine |  | 0.9 | 3.15 | 0.615 | Alliant Energy | Ameresco, Inc. |  | General Electric - Distributed Power | 0.0455 | 0.0043
1003625 | 1674 | Kestrel Hawk Landfill | WI | Racine | Republic Services, Inc. | 180278 | Operational | 2003-11-01 | Electricity | Cogeneration |  | 2.13 | 3.2 | 1.55 | S.C. Johnson & Son, Inc.; We Energies | Northern Power Systems |  | Solar Turbines Incorporated | 0.1078 | 0.0103
1000536 | 1672 | La Crosse County Landfill | WI | La Crosse | La Crosse County Solid Waste, WI | 1752 | Operational | 2012-03-12 | Electricity | Cogeneration |  | 0.49 | 1.137 | 0.293 | Gundersen Health System; Xcel Energy | GL Biogas I, LLC; Gundersen Health System | GL Biogas I, LLC; Gundersen Health System | GE Energy - Jenbacher Gas Engines | 0.0248 | 0.0024
1002038 | 1676 | Mallard Ridge Landfill Inc. | WI | Walworth | GFL Environmental USA Inc. | 201491 | Operational | 2022-04-30 | Renewable Natural Gas | Other | Pipeline Injection |  | 0 | 2.88 | Guardian Pipeline | Air Liquide Biogas |  | Air Liquide Biogas; Waga Energy, Inc. | 0.2824 | 0.0249
1007725 | 1681 | Metro RDF | WI | Milwaukee | WM | 1761 | Operational | 1986-01-01 | Electricity | Gas Turbine |  | 2.68 | 6.2 | 2.168 | We Energies | Bio Energy Partners | WM Renewable Energy, LLC | Solar Turbines Incorporated | 0.1356 | 0.0129
1007725 | 1681 | Metro RDF | WI | Milwaukee | WM | 167058 | Operational | 2000-01-01 | Electricity | Reciprocating Engine |  | 2.84 | 3.2 | 1.506 | We Energies | Bio Energy Partners | WM Renewable Energy, LLC | Caterpillar, Inc. | 0.1437 | 0.0137
1006876 | 2151 | Orchard Ridge RDF | WI | Waukesha | WM | 1765 | Operational | 1987-01-01 | Electricity | Gas Turbine |  | 10.13 | 12.4 | 7.33 | We Energies | WM Renewable Energy, LLC | WM Renewable Energy, LLC | Solar Turbines Incorporated | 0.5126 | 0.0489
1007075 | 1687 | Outagamie County LF | WI | Outagamie | Outagamie County, WI | 201497 | Operational | 2023-03-01 | Renewable Natural Gas | Vehicle Fuel | Pipeline Injection |  | 0 |  |  | Terreva Renewables | Terreva Renewables |  | 0 | 0
1007726 | 1689 | Pheasant Run Recycling and Disposal Facility | WI | Kenosha | WM | 1769 | Operational | 1992-01-01 | Electricity | Reciprocating Engine |  | 4.86 | 8.8 | 2.59 | We Energies | Bio Energy Partners | WM Renewable Energy, LLC | Caterpillar, Inc. | 0.2459 | 0.0235
1007834 | 1695 | Ridgeview RDF | WI | Manitowoc | WM | 1775 | Operational | 2002-09-15 | Electricity | Reciprocating Engine |  | 4.28 | 4.8 | 2.41 | Wisconsin Public Service Corporation | Bio Energy Partners | WM Renewable Energy, LLC | Caterpillar, Inc. | 0.2166 | 0.0207
| 1699 | Sauk County SLF | WI | Sauk | Sauk County, WI | 1779 | Operational | 2003-06-01 | Electricity | Microturbine |  | 0.72 | 0.72 | 0.518 | Alliant Energy | Alliant Energy |  | Capstone Turbine Corporation | 0.0364 | 0.0035
1007705 | 2407 | Timberline Trail Recycling & Disposal Facility | WI | Rusk | WM | 180768 | Operational | 2006-01-23 | Electricity | Cogeneration |  | 2.09 | 3.2 | 1.183 | Dairyland Power Cooperative | WM Renewable Energy, LLC | WM Renewable Energy, LLC | Caterpillar, Inc. | 0.1058 | 0.0101
1007704 | 1705 | Valley Trail Recycling & Disposal Facility | WI | Green Lake | WM | 1785 | Operational | 1998-12-01 | Direct | Boiler |  |  | 0 | 0.38 | Darling International | WM |  |  | 0.0373 | 0.0033
1007704 | 1705 | Valley Trail Recycling & Disposal Facility | WI | Green Lake | WM | 180237 | Operational | 2001-08-01 | Electricity | Reciprocating Engine |  | 1.66 | 2.4 | 0.89 | Alliant Energy | Alliant Energy | WM Renewable Energy, LLC | Caterpillar, Inc. | 0.084 | 0.008
1007224 | 1707 | Winnebago County Sunnyview Landfill | WI | Winnebago | Winnebago County, WI | 1786 | Operational | 1989-01-01 | Electricity | Reciprocating Engine |  | 0.75 | 1.5 | 0.245 | Wisconsin Public Service Corporation | Winnebago County, WI |  | GE Energy - Jenbacher Gas Engines | 0.038 | 0.0036
1007224 | 1707 | Winnebago County Sunnyview Landfill | WI | Winnebago | Winnebago County, WI | 180783 | Operational | 2007-04-01 | Electricity | Cogeneration |  | 0.53 | 1.06 | 0.173 | Winnebago Sheriffs Office; Wisconsin Public Service Corporation | Winnebago County, WI |  | GE Energy - Jenbacher Gas Engines | 0.0268 | 0.0026
1007224 | 1707 | Winnebago County Sunnyview Landfill | WI | Winnebago | Winnebago County, WI | 180929 | Operational | 2006-01-01 | Direct | Boiler |  |  |  | 0.122 | Winnebago County Highway Building |  |  |  | 0.012 | 0.0011
1002359 | 2207 | City of Charleston Landfill | WV | Kanawha | City of Charleston, WV | 200981 | Operational | 2018-02-01 | Renewable Natural Gas | Vehicle Fuel | Pipeline Injection |  | 0 | 0.677 | Mountaineer Gas Company | Tallarico Energy | Tallarico Energy |  | 0.0664 | 0.0053
1007785 | 2150 | Raleigh County SWA Landfill | WV | Raleigh | Raleigh County, WV | 180220 | Operational | 2017-03-15 | Electricity | Reciprocating Engine |  | 1.16 | 3.2 | 0.313 | American Electric Power | Seven Islands Environmental Solutions LLC |  | Caterpillar, Inc.; Houston Service Industries | 0.0587 | 0.0056
1011036 | 2225 | Wetzel County Landfill | WV | Wetzel | J.P. Mascaro & Sons | 180309 | Operational | 2003-01-01 | Direct | Boiler |  |  |  | 0.15 |  |  |  |  | 0.0147 | 0.0013
Note on A1: GHGRP ID corresponds to the 7-digit Facility Identifier assigned to facilities required to report under EPA's Greenhouse Gas Reporting Program
Note on B1: Unique identifying number for each landfill
Note on C1: Landfill name
Note on D1: State landfill is located in
Note on E1: County landfill is located in
Note on F1: Organization that owns the landfill
Note on G1: Unique identifying number combination for "parent" project and "expansion" number
Note on H1: Current project status (Operational, Construction, Planned, Shutdown, Candidate, Future Potential, Low Potential, Unknown)
Note on I1: Date project became operational (MM/DD/YYYY)
Note on J1: Category of LFG energy project type (Electricity, Direct, Renewable Natural Gas)
Note on K1: Specific type of LFG energy project technology
Note on L1: Method for delivery of the renewable natural gas (Pipeline Injection, Local Use, Unknown)
Note on M1: Total actual or estimated electric generation in megawatts for electricity-generating projects
Note on N1: Total rated capacity in megawatts for electricity-generating projects
Note on O1: Amount of landfill gas flowing to project or that will flow to the project when it becomes operational in million standard cubic feet per day
Note on P1: Name of end user organization
Note on Q1: Name of project developer organization
Note on R1: Name of project owner organization
Note on S1: Name of product supplier organization
Note on T1: Direct methane reductions by the energy project for the current year, using global warming potential of 28
Note on U1: Avoided carbon dioxide emission reductions by the energy project for the current year

## Field Descriptions
Field Name | Description
GHGRP ID(s) | GHGRP ID corresponds to the 7-digit Facility Identifier assigned to facilities required to report under EPA's Greenhouse Gas Reporting Program
Landfill ID(s) | Unique identifying number for each landfill
Landfill Name(s) | Landfill name
State | State landfill is located in
County(ies) | County landfill is located in
Landfill Owner Organization(s) | Organization that owns the landfill
Parent Project ID | Unique identifying number for project
Current Project Status | Current project status (Operational, Construction, Planned, Shutdown, Candidate, Future Potential, Low Potential, Unknown)
Initial Project Start Date | Date original project became operational (MM/DD/YYYY)
Project Type Category | Category of LFG energy project type (Electricity, Direct, Renewable Natural Gas)
LFG Energy Project Type(s) | Specific type of LFG energy project technology
RNG Delivery Method | Method for delivery of the renewable natural gas (Pipeline Injection, Local Use, Unknown)
Total Actual MW Generation | Total actual or estimated electric generation in megawatts for electricity-generating projects
Total Rated MW Capacity | Total rated capacity in megawatts for electricity-generating projects
Total LFG Flow to Project (mmscfd) | Total amount of landfill gas flowing to project in million standard cubic feet per day
End User(s) | Name of end user organization
Project Developer(s) | Name of project developer organization
Project Owner(s) | Name of project owner organization
Product Supplier(s) | Name of product supplier organization
Current Year Emission Reductions (MMTCO2e/yr) - Direct | Direct methane reductions by the energy project for the current year, using global warming potential of 28
Current Year Emission Reductions (MMTCO2e/yr) - Avoided | Avoided carbon dioxide emission reductions by the energy project for the current year